216769629 | Central HP <5.4 tons | ARMSTRONG AIR | HRCU-A-CB (Split System: Heat Pump with Remote Outdoor Unit-Air-Source) | A7SCP18V24P-**A |  |  | 7E[C,U]30BX-**+TDR | A97US2V060B12X* | 23800 | 17 | 9 | 24000 | 20800 | 86.67% | 1.8 | 0 | 11.7 |  |  |  |  | R-454B | 1.9833 | Residential & Commercial | USHP | Ducted CEE Tier 1
216765687 | Central HP <5.4 tons | ComfiAire | HRCU-A-CB (Split System: Heat Pump with Remote Outdoor Unit-Air-Source) | CA-36UHDO |  |  | CA-36UHDI | 0 | 34000 | 18 | 9.5 | 35000 | 26000 | 74.29% | 2.05 | 9.55 | 10.1 |  |  |  |  | R-410A | 2.8333 | Residential & Commercial | USHP | Ducted CEE Tier 1
212987525 | Central HP <5.4 tons | DAY & NIGHT | HRCU-A-CB (Split System: Heat Pump with Remote Outdoor Unit-Air-Source) | DLCURAH18ABK |  |  | EA*4X25L17A* | *96MSN0801716A* | 18200 | 16.5 | 8.5 | 18100 | 17600 | 97.24% | 2.14 | 0 | 11 |  |  |  |  | R-410A | 1.5167 | Residential & Commercial | USHP | Ducted CEE Tier 1
212988811 | Central HP <5.4 tons | DAY & NIGHT | HRCU-A-CB (Split System: Heat Pump with Remote Outdoor Unit-Air-Source) | DLCURAH18ABK |  |  | EA*4X30L17A* | *95MSU0401712A* | 17400 | 16 | 8.5 | 18000 | 18800 | 104.4% | 2.26 | 0 | 10.5 |  |  |  |  | R-410A | 1.45 | Residential & Commercial | USHP | Ducted CEE Tier 1
214876040 | Central HP <5.4 tons | JOHNSON CONTROLS | HRCU-A-CB (Split System: Heat Pump with Remote Outdoor Unit-Air-Source) | HMH72B341 |  |  | XAFB36DBCN1+JME12B2SN1 | 0 | 34000 | 18.5 | 8.5 | 33000 | 23200 | 70.3% | 2 | 0 | 10.5 |  |  |  |  | R-410A | 2.8333 | Residential & Commercial | USHP | Ducted CEE Tier 1
211242491 | Central HP <5.4 tons | COMFORTMAKER | HRCU-A-CB (Split System: Heat Pump with Remote Outdoor Unit-Air-Source) | DLCURAH24ABK |  |  | EA*4X36L21A* | *80VTL0701716A* | 24400 | 17 | 8.5 | 26200 | 22400 | 85.5% | 1.88 | 0 | 10 |  |  |  |  | R-410A | 2.0333 | Residential & Commercial | USHP | Ducted CEE Tier 1
211242916 | Central HP <5.4 tons | COMFORTMAKER | HRCU-A-CB (Split System: Heat Pump with Remote Outdoor Unit-Air-Source) | DLCURAH24ABK |  |  | EA*4X37L17A* | *96VTN0401712A* | 24600 | 15.5 | 8.5 | 25800 | 21600 | 83.72% | 1.78 | 0 | 10 |  |  |  |  | R-410A | 2.05 | Residential & Commercial | USHP | Ducted CEE Tier 1
215588486 | Central HP <5.4 tons | BRYANT HEATING AND COOLING SYSTEMS | HRCU-A-CB (Split System: Heat Pump with Remote Outdoor Unit-Air-Source) | 291VAN054**AA* |  |  | CVAMA6024XMA*+UI | 83*CB60080C21*** | 52500 | 19.5 | 8.1 | 52000 | 45500 | 87.5% | 1.9 | 0 | 12 |  |  |  |  | R-454B | 4.375 | Residential & Commercial | USHP | Ducted CEE Tier 1
214398631 | Central HP <5.4 tons | JOHNSON CONTROLS | HRCU-A-CB (Split System: Heat Pump with Remote Outdoor Unit-Air-Source) | HH860E2S11 |  |  | CTM60C5CGS1 | TM9Y080C16MP11 | 44000 | 17 | 9 | 44500 | 33800 | 75.96% | 2 | 0 | 11 |  |  |  |  | R-454B | 3.6667 | Residential & Commercial | USHP | Ducted CEE Tier 1
214398710 | Central HP <5.4 tons | JOHNSON CONTROLS | HRCU-A-CB (Split System: Heat Pump with Remote Outdoor Unit-Air-Source) | HH860E2S11 |  |  | CTF60C5CGS1 | TM9V100C20MP12 | 44000 | 18 | 9 | 45000 | 33800 | 75.11% | 2 | 0 | 11 |  |  |  |  | R-454B | 3.6667 | Residential & Commercial | USHP | Ducted CEE Tier 1
216769738 | Central HP <5.4 tons | ARMSTRONG AIR | HRCU-A-CB (Split System: Heat Pump with Remote Outdoor Unit-Air-Source) | A7SCP18V60P-**A |  |  | 7E[C,U]48CX-**+TDR | A97US2V080C20X* | 44000 | 16.75 | 8.5 | 47500 | 39500 | 83.16% | 1.8 | 0 | 10 |  |  |  |  | R-454B | 3.6667 | Residential & Commercial | USHP | Ducted CEE Tier 1
216769756 | Central HP <5.4 tons | ARMSTRONG AIR | HRCU-A-CB (Split System: Heat Pump with Remote Outdoor Unit-Air-Source) | A7SCP18V60P-**A |  |  | 7EH42CX-**+TDR | A97US2V110C20S* | 44000 | 16.35 | 8.5 | 47500 | 39500 | 83.16% | 1.8 | 0 | 10 |  |  |  |  | R-454B | 3.6667 | Residential & Commercial | USHP | Ducted CEE Tier 1
211227223 | Central HP <5.4 tons | COMFORTMAKER | HRCU-A-CB (Split System: Heat Pump with Remote Outdoor Unit-Air-Source) | DLCURAH36ABK |  |  | EA*4X37L21A* | OLV112A16A | 36600 | 15.2 | 8.5 | 38500 | 35000 | 90.91% | 2.08 | 0 | 10 |  |  |  |  | R-410A | 3.05 | Residential & Commercial | USHP | Ducted CEE Tier 1
211227232 | Central HP <5.4 tons | COMFORTMAKER | HRCU-A-CB (Split System: Heat Pump with Remote Outdoor Unit-Air-Source) | DLCURAH36ABK |  |  | EA*4X37L21A* | OMV098J12* | 36200 | 15.2 | 8.5 | 38500 | 35000 | 90.91% | 2.06 | 0 | 10 |  |  |  |  | R-410A | 3.0167 | Residential & Commercial | USHP | Ducted CEE Tier 1
211228002 | Central HP <5.4 tons | COMFORTMAKER | HRCU-A-CB (Split System: Heat Pump with Remote Outdoor Unit-Air-Source) | DLCURAH36ABK |  |  | EA*4X42L24A* | *95ESN0802120A* | 36200 | 15.5 | 8.1 | 39500 | 35200 | 89.11% | 1.92 | 0 | 10 |  |  |  |  | R-410A | 3.0167 | Residential & Commercial | USHP | Ducted CEE Tier 1
211228263 | Central HP <5.4 tons | COMFORTMAKER | HRCU-A-CB (Split System: Heat Pump with Remote Outdoor Unit-Air-Source) | DLCURAH36ABK |  |  | EA*4X43L21A* | *80ES(N,L)0902116A* | 36800 | 16 | 8.5 | 38500 | 34800 | 90.39% | 2.1 | 0 | 10 |  |  |  |  | R-410A | 3.0667 | Residential & Commercial | USHP | Ducted CEE Tier 1
211227534 | Central HP <5.4 tons | COMFORTMAKER | HRCU-A-CB (Split System: Heat Pump with Remote Outdoor Unit-Air-Source) | DLCURAH36ABK |  |  | EA*4X42L21A* | *92ESN0802120A* | 35200 | 16.5 | 8.1 | 38500 | 35000 | 90.91% | 1.88 | 0 | 10 |  |  |  |  | R-410A | 2.9333 | Residential & Commercial | USHP | Ducted CEE Tier 1
215912249 | Central HP <5.4 tons | JOHNSON CONTROLS | HRCU-A-CB (Split System: Heat Pump with Remote Outdoor Unit-Air-Source) | HH824E2S11 |  |  | CTM36B5ADS1 | TM8Y080B12MP11 | 23000 | 18 | 9.5 | 23000 | 18400 | 80% | 2 | 0 | 12 |  |  |  |  | R-454B | 1.9167 | Residential & Commercial | USHP | Ducted CEE Tier 1
215912256 | Central HP <5.4 tons | JOHNSON CONTROLS | HRCU-A-CB (Split System: Heat Pump with Remote Outdoor Unit-Air-Source) | HH824E2S11 |  |  | CTM36B5ADS1 | TM9E080B12MP12 | 23000 | 17 | 9.5 | 23000 | 18800 | 81.74% | 2 | 0 | 12 |  |  |  |  | R-454B | 1.9167 | Residential & Commercial | USHP | Ducted CEE Tier 1
212985511 | Central HP <5.4 tons | DAY & NIGHT | HRCU-A-CB (Split System: Heat Pump with Remote Outdoor Unit-Air-Source) | DLCURAH36ABK |  |  | EA*4X48L21A* | *92MSN1002122A* | 35800 | 16.5 | 8.5 | 37800 | 34600 | 91.53% | 2.02 | 0 | 10 |  |  |  |  | R-410A | 2.9833 | Residential & Commercial | USHP | Ducted CEE Tier 1
212984975 | Central HP <5.4 tons | DAY & NIGHT | HRCU-A-CB (Split System: Heat Pump with Remote Outdoor Unit-Air-Source) | DLCURAH30ABK |  |  | EA*4X37L21A* | *92MSN0802120A* | 30600 | 15.2 | 8.1 | 33200 | 26200 | 78.92% | 1.86 | 0 | 9 |  |  |  |  | R-410A | 2.55 | Residential & Commercial | USHP
215864539 | Central HP <5.4 tons | TRANE | HRCU-A-CB (Split System: Heat Pump with Remote Outdoor Unit-Air-Source) | 5TWV8X36A1 |  |  | 5PX*C007AS3 | S8V2C100M5PCB | 33000 | 18.1 | 8.5 | 33400 | 25600 | 76.65% | 2.1 | 0 | 10 |  |  |  |  | R-454B | 2.75 | Residential & Commercial | USHP | Ducted CEE Tier 1
215864553 | Central HP <5.4 tons | TRANE | HRCU-A-CB (Split System: Heat Pump with Remote Outdoor Unit-Air-Source) | 5TWV8X36A1 |  |  | 5PX*C007AS3 | S9V2C100U5PSC+LRP | 33000 | 18.1 | 8.5 | 33200 | 25400 | 76.51% | 2.1 | 0 | 10.5 |  |  |  |  | R-454B | 2.75 | Residential & Commercial | USHP | Ducted CEE Tier 1
215864589 | Central HP <5.4 tons | TRANE | HRCU-A-CB (Split System: Heat Pump with Remote Outdoor Unit-Air-Source) | 5TWV8X36A1 |  |  | 5TXCB004AS3 | S9V2B060U4PSC+LRP | 31800 | 18.1 | 8.5 | 33000 | 25600 | 77.58% | 2 | 0 | 10 |  |  |  |  | R-454B | 2.65 | Residential & Commercial | USHP | Ducted CEE Tier 1
215864605 | Central HP <5.4 tons | TRANE | HRCU-A-CB (Split System: Heat Pump with Remote Outdoor Unit-Air-Source) | 5TWV8X36A1 |  |  | 5TXCB006AS3 | S9V2B060U3VSB+LRP | 32800 | 18.1 | 8.5 | 33600 | 25800 | 76.79% | 2.1 | 0 | 10 |  |  |  |  | R-454B | 2.7333 | Residential & Commercial | USHP | Ducted CEE Tier 1
211227768 | Central HP <5.4 tons | COMFORTMAKER | HRCU-A-CB (Split System: Heat Pump with Remote Outdoor Unit-Air-Source) | DLCURAH36ABK |  |  | EA*4X42L24A* | *80ES(N,L)0702116A* | 35200 | 16 | 8.1 | 38500 | 35000 | 90.91% | 1.88 | 0 | 10 |  |  |  |  | R-410A | 2.9333 | Residential & Commercial | USHP | Ducted CEE Tier 1
216769790 | Central HP <5.4 tons | ARMSTRONG AIR | HRCU-A-CB (Split System: Heat Pump with Remote Outdoor Unit-Air-Source) | A7SCP18V60P-**A |  |  | 7E[C,U]60CX-**+TDR | A97US2V080C20X* | 54500 | 16.45 | 8.5 | 55000 | 40500 | 73.64% | 1.9 | 0 | 10 |  |  |  |  | R-454B | 4.5417 | Residential & Commercial | USHP | Ducted CEE Tier 1
216769640 | Central HP <5.4 tons | AIREASE | HRCU-A-CB (Split System: Heat Pump with Remote Outdoor Unit-Air-Source) | A7SCP18V24P-**A |  |  | 7E[C,U]36BX-**+TDR | A97US2V045B12S* | 24000 | 17.3 | 9 | 24000 | 20800 | 86.67% | 1.85 | 0 | 12 |  |  |  |  | R-454B | 2 | Residential & Commercial | USHP | Ducted CEE Tier 1
216769706 | Central HP <5.4 tons | AIREASE | HRCU-A-CB (Split System: Heat Pump with Remote Outdoor Unit-Air-Source) | A7SCP18V36P-**A |  |  | 7EH36BX-**+TDR | A97US2V070B12S* | 34000 | 17.5 | 8.5 | 35600 | 28400 | 79.78% | 1.85 | 0 | 11 |  |  |  |  | R-454B | 2.8333 | Residential & Commercial | USHP | Ducted CEE Tier 1
216618967 | Central HP <5.4 tons | ARMSTRONG AIR | HRCU-A-CB (Split System: Heat Pump with Remote Outdoor Unit-Air-Source) | A7SCP18V36P-**A |  |  | 7AH1AE42PX-** | 0 | 35800 | 18 | 9 | 36000 | 30000 | 83.33% | 1.9 | 0 | 11.7 |  |  |  |  | R-454B | 2.9833 | Residential & Commercial | USHP | Ducted CEE Tier 1
211228695 | Central HP <5.4 tons | COMFORTMAKER | HRCU-A-CB (Split System: Heat Pump with Remote Outdoor Unit-Air-Source) | DLCURAH36ABK |  |  | EA*4X43L21A* | OMV112K14A | 36200 | 15.5 | 8.5 | 38500 | 34800 | 90.39% | 2.06 | 0 | 10 |  |  |  |  | R-410A | 3.0167 | Residential & Commercial | USHP | Ducted CEE Tier 1
211228813 | Central HP <5.4 tons | COMFORTMAKER | HRCU-A-CB (Split System: Heat Pump with Remote Outdoor Unit-Air-Source) | DLCURAH36ABK |  |  | EA*4X48L21A* | *80ES(N,L)1102120A* | 35800 | 16.5 | 8.5 | 38500 | 34600 | 89.87% | 2.04 | 0 | 10 |  |  |  |  | R-410A | 2.9833 | Residential & Commercial | USHP | Ducted CEE Tier 1
214651439 | Central HP <5.4 tons | JOHNSON CONTROLS | HRCU-A-CB (Split System: Heat Pump with Remote Outdoor Unit-Air-Source) | HH824E2S11 |  |  | CTU36B5XDS1+TXV | TM8E100B12MP11 | 23000 | 18 | 9.5 | 23000 | 18900 | 82.17% | 2 | 0 | 12 |  |  |  |  | R-454B | 1.9167 | Residential & Commercial | USHP | Ducted CEE Tier 1
214651975 | Central HP <5.4 tons | JOHNSON CONTROLS | HRCU-A-CB (Split System: Heat Pump with Remote Outdoor Unit-Air-Source) | HH824E2S11 |  |  | CTU30B5XCS1+TXV | Z8ET080B12LMPS1 | 23000 | 18 | 9.5 | 23000 | 18400 | 80% | 2 | 0 | 12 |  |  |  |  | R-454B | 1.9167 | Residential & Commercial | USHP | Ducted CEE Tier 1
214650185 | Central HP <5.4 tons | JOHNSON CONTROLS | HRCU-A-CB (Split System: Heat Pump with Remote Outdoor Unit-Air-Source) | HH824E2S11 |  |  | CTU36B5XDS1+TXV | TM8V080B12MP12 | 23000 | 18 | 9 | 23000 | 18500 | 80.43% | 2 | 0 | 12 |  |  |  |  | R-454B | 1.9167 | Residential & Commercial | USHP | Ducted CEE Tier 1
214650234 | Central HP <5.4 tons | JOHNSON CONTROLS | HRCU-A-CB (Split System: Heat Pump with Remote Outdoor Unit-Air-Source) | HH824E2S11 |  |  | CTU36B5XDS1+TXV | Z9ES080B12SMPS1 | 23000 | 18 | 9.5 | 23000 | 18600 | 80.87% | 2 | 0 | 12 |  |  |  |  | R-454B | 1.9167 | Residential & Commercial | USHP | Ducted CEE Tier 1
214584685 | Central HP <5.4 tons | JOHNSON CONTROLS | HRCU-A-CB (Split System: Heat Pump with Remote Outdoor Unit-Air-Source) | HH860E2S11 |  |  | CTM60C5CGS1 | Z8ES120C16SMPS1 | 44000 | 18 | 9 | 44000 | 33000 | 75% | 2 | 0 | 12 |  |  |  |  | R-454B | 3.6667 | Residential & Commercial | USHP | Ducted CEE Tier 1
214584760 | Central HP <5.4 tons | JOHNSON CONTROLS | HRCU-A-CB (Split System: Heat Pump with Remote Outdoor Unit-Air-Source) | HH860E2S11 |  |  | CTF60C5CGS1 | Z8ES120C16SMPS1 | 44000 | 18 | 9 | 43500 | 33000 | 75.86% | 2 | 0 | 12 |  |  |  |  | R-454B | 3.6667 | Residential & Commercial | USHP | Ducted CEE Tier 1
216675440 | Central HP <5.4 tons | TEMPSTAR | HRCU-A-CB (Split System: Heat Pump with Remote Outdoor Unit-Air-Source) | D5CURAH24AAK |  |  | ESH5X30M12A* | *80CSU0401712A* | 24600 | 16 | 9 | 24600 | 19600 | 79.67% | 2.02 | 0 | 10 |  |  |  |  | R-454B | 2.05 | Residential & Commercial | USHP | Ducted CEE Tier 1
214571130 | Central HP <5.4 tons | HEIL | HRCU-A-CB (Split System: Heat Pump with Remote Outdoor Unit-Air-Source) | HVH825GKA3* |  |  | EN(A,D)4X36L21**+WALLCON | *97CMN0802120B* | 23400 | 16.5 | 8.1 | 21600 | 16700 | 77.31% | 1.92 | 0 | 11 |  |  |  |  | R-410A | 1.95 | Residential & Commercial | USHP | Ducted CEE Tier 1
214075513 | Central HP <5.4 tons | RUUD | HRCU-A-CB (Split System: Heat Pump with Remote Outdoor Unit-Air-Source) | RD17AZ24AJ3N |  |  | RCFZ2417MTANM | R801V0704A17UHU | 22600 | 17 | 9.5 | 22600 | 16900 | 74.78% | 2 | 0 | 11.2 |  |  |  |  | R-410A | 1.8833 | Residential & Commercial | USHP | Ducted CEE Tier 1
214075581 | Central HP <5.4 tons | RUUD | HRCU-A-CB (Split System: Heat Pump with Remote Outdoor Unit-Air-Source) | RD17AZ24AJ3N |  |  | RCFZ2417MTANM | R921V0703A17M4S | 22600 | 17 | 9.5 | 22600 | 16900 | 74.78% | 2 | 0 | 11.2 |  |  |  |  | R-410A | 1.8833 | Residential & Commercial | USHP | Ducted CEE Tier 1
210474347 | Central HP <5.4 tons | KENMORE | HRCU-A-CB (Split System: Heat Pump with Remote Outdoor Unit-Air-Source) | (C,H,T)VH825GKA3* |  |  | EHD4X42AAL+WALLCON | *96CTN1202422A* | 24200 | 16 | 8.1 | 21400 | 16600 | 77.57% | 2 | 0 | 10.5 |  |  |  |  | R-410A | 2.0167 | Residential & Commercial | USHP | Ducted CEE Tier 1
210533002 | Central HP <5.4 tons | CARRIER | HRCU-A-CB (Split System: Heat Pump with Remote Outdoor Unit-Air-Source) | 25VNA424A*031* |  |  | CAP**3721AL*+UI | 59TN6B060C17**14 | 24000 | 20 | 10.5 | 26600 | 19900 | 74.81% | 2.52 | 0 | 13 |  |  |  |  | R-410A | 2 | Residential & Commercial | USHP | Ducted CEE Tier 1
210533052 | Central HP <5.4 tons | CARRIER | HRCU-A-CB (Split System: Heat Pump with Remote Outdoor Unit-Air-Source) | 25VNA424A*031* |  |  | CNPV*3017AL*+UI | 58CU*A060C17**16 | 23200 | 20 | 9.5 | 26800 | 20000 | 74.63% | 2.38 | 0 | 13 |  |  |  |  | R-410A | 1.9333 | Residential & Commercial | USHP | Ducted CEE Tier 1
216570932 | Central HP <5.4 tons | TRANE | HRCU-A-CB (Split System: Heat Pump with Remote Outdoor Unit-Air-Source) | 5TWV0X36A1 |  |  | 5PX*B004AS3 | *UHMB060CCV3+LRP | 34000 | 19.2 | 9.7 | 31800 | 25000 | 78.62% | 2.1 | 0 | 12 |  |  |  |  | R-454B | 2.8333 | Residential & Commercial | USHP | Ducted CEE Tier 1
216571016 | Central HP <5.4 tons | TRANE | HRCU-A-CB (Split System: Heat Pump with Remote Outdoor Unit-Air-Source) | 5TWV0X36A1 |  |  | 5PX*CD09AS3 | S8V2C100M5PDB | 35800 | 20 | 9.4 | 32200 | 24600 | 76.4% | 2.1 | 0 | 12.7 |  |  |  |  | R-454B | 2.9833 | Residential & Commercial | USHP | Ducted CEE Tier 1
214875991 | Central HP <5.4 tons | JOHNSON CONTROLS | HRCU-A-CB (Split System: Heat Pump with Remote Outdoor Unit-Air-Source) | HMH72B341 |  |  | XAFC36DBCN1+JMC16C2SN1 | 0 | 34000 | 18.5 | 8.5 | 34000 | 23800 | 70% | 2 | 0 | 10.5 |  |  |  |  | R-410A | 2.8333 | Residential & Commercial | USHP | Ducted CEE Tier 1
215941186 | Central HP <5.4 tons | HEIL | HRCU-A-CB (Split System: Heat Pump with Remote Outdoor Unit-Air-Source) | H5H3V48*K*AAA* |  |  | ESH5X48M12A*+WALLCON | *97CTN1002122A* | 44000 | 20 | 9 | 48500 | 36400 | 75.05% | 1.82 | 0 | 10.5 |  |  |  |  | R-454B | 3.6667 | Residential & Commercial | USHP | Ducted CEE Tier 1
214650836 | Central HP <5.4 tons | JOHNSON CONTROLS | HRCU-A-CB (Split System: Heat Pump with Remote Outdoor Unit-Air-Source) | HH860E2S11 |  |  | CTU60D5XGS1+TXV | Z8ES130D20SMPS1 | 45000 | 18 | 9 | 45000 | 33200 | 73.78% | 2 | 0 | 12 |  |  |  |  | R-454B | 3.75 | Residential & Commercial | USHP | Ducted CEE Tier 1
213077075 | Central HP <5.4 tons | CARRIER | HRCU-A-CB (Split System: Heat Pump with Remote Outdoor Unit-Air-Source) | 38MURAQ36AB3* |  |  | CAP**4321AL* | 59SP6B080V21**20 | 36600 | 16 | 8.5 | 38500 | 35000 | 90.91% | 2.06 | 0 | 10 |  |  |  |  | R-410A | 3.05 | Residential & Commercial | USHP | Ducted CEE Tier 1
213077573 | Central HP <5.4 tons | CARRIER | HRCU-A-CB (Split System: Heat Pump with Remote Outdoor Unit-Air-Source) | 38MURAQ36AB3* |  |  | CNPV*4824AL* | 59TP6C080V21**20 | 35600 | 16.5 | 8.1 | 38500 | 34800 | 90.39% | 1.98 | 0 | 10 |  |  |  |  | R-410A | 2.9667 | Residential & Commercial | USHP | Ducted CEE Tier 1
213077624 | Central HP <5.4 tons | CARRIER | HRCU-A-CB (Split System: Heat Pump with Remote Outdoor Unit-Air-Source) | 38MURAQ36AB3* |  |  | CAP**4224AL* | GG96VTAB60100C** | 35400 | 16.5 | 8.1 | 38500 | 35000 | 90.91% | 1.88 | 0 | 10 |  |  |  |  | R-410A | 2.95 | Residential & Commercial | USHP | Ducted CEE Tier 1
213077676 | Central HP <5.4 tons | CARRIER | HRCU-A-CB (Split System: Heat Pump with Remote Outdoor Unit-Air-Source) | 38MURAQ36AB3* |  |  | CNPV*4821AL* | GG96VTAB60100C** | 36000 | 16.5 | 8.1 | 38500 | 35000 | 90.91% | 2 | 0 | 10 |  |  |  |  | R-410A | 3 | Residential & Commercial | USHP | Ducted CEE Tier 1
213077792 | Central HP <5.4 tons | CARRIER | HRCU-A-CB (Split System: Heat Pump with Remote Outdoor Unit-Air-Source) | 38MURAQ36AB3* |  |  | CAP**4224AL* | GG96VTAB66120D** | 35200 | 16 | 8.1 | 38500 | 35000 | 90.91% | 1.88 | 0 | 9.5 |  |  |  |  | R-410A | 2.9333 | Residential & Commercial | USHP
213078045 | Central HP <5.4 tons | CARRIER | HRCU-A-CB (Split System: Heat Pump with Remote Outdoor Unit-Air-Source) | 38MURAQ36AB3* |  |  | CAP**3621AL* | 58S(B,C)*B070M17**16 | 34800 | 16 | 8.1 | 38500 | 35200 | 91.43% | 1.82 | 0 | 9.5 |  |  |  |  | R-410A | 2.9 | Residential & Commercial | USHP
211229672 | Central HP <5.4 tons | COMFORTMAKER | HRCU-A-CB (Split System: Heat Pump with Remote Outdoor Unit-Air-Source) | DLCURAH36ABK |  |  | END4X42L17** | *80VTL0701716A* | 35600 | 16 | 8.1 | 38500 | 35000 | 90.91% | 1.96 | 0 | 10 |  |  |  |  | R-410A | 2.9667 | Residential & Commercial | USHP | Ducted CEE Tier 1
211230335 | Central HP <5.4 tons | COMFORTMAKER | HRCU-A-CB (Split System: Heat Pump with Remote Outdoor Unit-Air-Source) | DLCURAH36ABK |  |  | EN(A,D,W)4X48L21** | *96VTN1002120A* | 36600 | 15.5 | 8.1 | 39500 | 35000 | 88.61% | 2.04 | 0 | 10 |  |  |  |  | R-410A | 3.05 | Residential & Commercial | USHP | Ducted CEE Tier 1
216769656 | Central HP <5.4 tons | AIREASE | HRCU-A-CB (Split System: Heat Pump with Remote Outdoor Unit-Air-Source) | A7SCP18V24P-**A |  |  | 7EH30BX-**+TDR | A97US2V045B12S* | 24000 | 17.25 | 9 | 24000 | 20800 | 86.67% | 1.8 | 0 | 11.7 |  |  |  |  | R-454B | 2 | Residential & Commercial | USHP | Ducted CEE Tier 1
216769763 | Central HP <5.4 tons | AIREASE | HRCU-A-CB (Split System: Heat Pump with Remote Outdoor Unit-Air-Source) | A7SCP18V60P-**A |  |  | 7EH48CX-**+TDR | A97US2V110C20S* | 43500 | 16 | 8.5 | 47500 | 40000 | 84.21% | 1.8 | 0 | 10 |  |  |  |  | R-454B | 3.625 | Residential & Commercial | USHP | Ducted CEE Tier 1
215940900 | Central HP <5.4 tons | DAY & NIGHT | HRCU-A-CB (Split System: Heat Pump with Remote Outdoor Unit-Air-Source) | C5H3V36*K*AAA* |  |  | EVD5X60M24A*+WALLCON | *97CTN1002122A* | 35600 | 22 | 8.5 | 38000 | 28400 | 74.74% | 2.04 | 0 | 12.5 |  |  |  |  | R-454B | 2.9667 | Residential & Commercial | USHP | Ducted CEE Tier 1
215942606 | Central HP <5.4 tons | DAY & NIGHT | HRCU-A-CB (Split System: Heat Pump with Remote Outdoor Unit-Air-Source) | C5H3V36*K*AAA* |  |  | EVM5X61M24A*+WALLCON | *96CTN0802120B* | 36000 | 22 | 8.5 | 37400 | 28200 | 75.4% | 2.04 | 0 | 12.5 |  |  |  |  | R-454B | 3 | Residential & Commercial | USHP | Ducted CEE Tier 1
215588500 | Central HP <5.4 tons | BRYANT HEATING AND COOLING SYSTEMS | HRCU-A-CB (Split System: Heat Pump with Remote Outdoor Unit-Air-Source) | 291VAN054**AA* |  |  | CVAMA6124XMA*+UI | 83*CB60100C21*** | 53000 | 19 | 8.1 | 53000 | 46000 | 86.79% | 1.85 | 0 | 12 |  |  |  |  | R-454B | 4.4167 | Residential & Commercial | USHP | Ducted CEE Tier 1
215588554 | Central HP <5.4 tons | BRYANT HEATING AND COOLING SYSTEMS | HRCU-A-CB (Split System: Heat Pump with Remote Outdoor Unit-Air-Source) | 291VAN054**AA* |  |  | CVAVA6124XMA*+UI | 83*CB60100C21*** | 53000 | 19.5 | 8.1 | 53000 | 46000 | 86.79% | 1.85 | 0 | 12 |  |  |  |  | R-454B | 4.4167 | Residential & Commercial | USHP | Ducted CEE Tier 1
214075522 | Central HP <5.4 tons | RUUD | HRCU-A-CB (Split System: Heat Pump with Remote Outdoor Unit-Air-Source) | RD17AZ24AJ3N |  |  | RCFZ2417MTANM | R801V0504A17UHS | 22600 | 17 | 9.5 | 22600 | 16900 | 74.78% | 2 | 0 | 11.2 |  |  |  |  | R-410A | 1.8833 | Residential & Commercial | USHP | Ducted CEE Tier 1
212609334 | Central HP <5.4 tons | RUUD | HRCU-A-CB (Split System: Heat Pump with Remote Outdoor Unit-Air-Source) | UP18AZ24AJVC |  |  | RCFZ2421HEAAM | R802V0504A17UHN | 22800 | 20 | 8.5 | 22800 | 26000 | 114% | 2.1 | 0 | 12.5 |  |  |  |  | R-410A | 1.9 | Residential & Commercial | USHP | Ducted CEE Tier 1
213079940 | Central HP <5.4 tons | CARRIER | HRCU-A-CB (Split System: Heat Pump with Remote Outdoor Unit-Air-Source) | 38MURAQ36AB3* |  |  | CNPV*4824AL* | 59SC2E120M24**20 | 36400 | 16 | 8.1 | 38500 | 35000 | 90.91% | 2.02 | 0 | 10.5 |  |  |  |  | R-410A | 3.0333 | Residential & Commercial | USHP | Ducted CEE Tier 1
213079991 | Central HP <5.4 tons | CARRIER | HRCU-A-CB (Split System: Heat Pump with Remote Outdoor Unit-Air-Source) | 38MURAQ36AB3* |  |  | CAP**3617AL* | 59SC6A080M17**16 | 35000 | 15.2 | 8.1 | 39000 | 35400 | 90.77% | 1.82 | 0 | 9.5 |  |  |  |  | R-410A | 2.9167 | Residential & Commercial | USHP
211225757 | Central HP <5.4 tons | CARRIER | HRCU-A-CB (Split System: Heat Pump with Remote Outdoor Unit-Air-Source) | 38MURAQ36AB3* |  |  | CAP**3721AL* | 59SP6A080V21**20 | 36400 | 16 | 8.5 | 38500 | 34800 | 90.39% | 2.08 | 0 | 10 |  |  |  |  | R-410A | 3.0333 | Residential & Commercial | USHP | Ducted CEE Tier 1
211225758 | Central HP <5.4 tons | CARRIER | HRCU-A-CB (Split System: Heat Pump with Remote Outdoor Unit-Air-Source) | 38MURAQ36AB3* |  |  | CAP**3721AL* | 59SP6A100V21**20 | 36400 | 16 | 8.5 | 38500 | 34800 | 90.39% | 2.08 | 0 | 10 |  |  |  |  | R-410A | 3.0333 | Residential & Commercial | USHP | Ducted CEE Tier 1
213770615 | Central HP <5.4 tons | CARRIER | HRCU-A-CB (Split System: Heat Pump with Remote Outdoor Unit-Air-Source) | 25VNA825A*031* |  |  | CAP**2517AL*+UI | 58TN*B090C17**16 | 24400 | 16.5 | 8.5 | 21200 | 16700 | 78.77% | 2.02 | 0 | 11 |  |  |  |  | R-410A | 2.0333 | Residential & Commercial | USHP | Ducted CEE Tier 1
213770665 | Central HP <5.4 tons | CARRIER | HRCU-A-CB (Split System: Heat Pump with Remote Outdoor Unit-Air-Source) | 25VNA825A*031* |  |  | CAP**2517AL*+UI | 59TN6C060C17**14 | 24200 | 16.5 | 8.1 | 21400 | 16700 | 78.04% | 2 | 0 | 11 |  |  |  |  | R-410A | 2.0167 | Residential & Commercial | USHP | Ducted CEE Tier 1
213770715 | Central HP <5.4 tons | CARRIER | HRCU-A-CB (Split System: Heat Pump with Remote Outdoor Unit-Air-Source) | 25VNA825A*031* |  |  | CAP**3017AL*+UI | 58TN*B070C14**12 | 23600 | 16.5 | 8.1 | 21600 | 16700 | 77.31% | 1.92 | 0 | 10.5 |  |  |  |  | R-410A | 1.9667 | Residential & Commercial | USHP | Ducted CEE Tier 1
213770765 | Central HP <5.4 tons | CARRIER | HRCU-A-CB (Split System: Heat Pump with Remote Outdoor Unit-Air-Source) | 25VNA825A*031* |  |  | CAP**3017AL*+UI | 59MN7C080C17**14 | 23400 | 16 | 8.1 | 21600 | 16700 | 77.31% | 1.9 | 0 | 10.5 |  |  |  |  | R-410A | 1.95 | Residential & Commercial | USHP | Ducted CEE Tier 1
212609415 | Central HP <5.4 tons | RUUD | HRCU-A-CB (Split System: Heat Pump with Remote Outdoor Unit-Air-Source) | UP18AZ60AJVC |  |  | RCFZ6021SEAAM | R802V1005A21DZ | 53000 | 19 | 8.1 | 52500 | 50000 | 95.24% | 1.9 | 0 | 10 |  |  |  |  | R-410A | 4.4167 | Residential & Commercial | USHP | Ducted CEE Tier 1
213770263 | Central HP <5.4 tons | CARRIER | HRCU-A-CB (Split System: Heat Pump with Remote Outdoor Unit-Air-Source) | 25VNA448A*031* |  |  | CAP**4821AL*+UI | 58TN*B110C21**20 | 44000 | 21 | 9 | 46500 | 36200 | 77.85% | 2.26 | 0 | 11.5 |  |  |  |  | R-410A | 3.6667 | Residential & Commercial | USHP | Ducted CEE Tier 1
215864623 | Central HP <5.4 tons | TRANE | HRCU-A-CB (Split System: Heat Pump with Remote Outdoor Unit-Air-Source) | 5TWV8X36A1 |  |  | 5TXCB006AS3 | S8V2A040M3PDB | 32200 | 18.1 | 8.5 | 33200 | 25600 | 77.11% | 2 | 0 | 10 |  |  |  |  | R-454B | 2.6833 | Residential & Commercial | USHP | Ducted CEE Tier 1
215865039 | Central HP <5.4 tons | TRANE | HRCU-A-CB (Split System: Heat Pump with Remote Outdoor Unit-Air-Source) | 5TWV8X36A1 |  |  | 5TEMCD05AV41+TDR | 0 | 32800 | 18.1 | 8.5 | 33200 | 25200 | 75.9% | 2.2 | 0 | 10 |  |  |  |  | R-454B | 2.7333 | Residential & Commercial | USHP | Ducted CEE Tier 1
214253527 | Central HP <5.4 tons | TRANE | HRCU-A-CB (Split System: Heat Pump with Remote Outdoor Unit-Air-Source) | 4TWV8X60A1 |  |  | 4TXCD010DS3 | S8V2D120M5PCB | 54000 | 18 | 8.2 | 52000 | 39500 | 75.96% | 1.8 | 0 | 11.7 |  |  |  |  | R-410A | 4.5 | Residential & Commercial | USHP | Ducted CEE Tier 1
215942546 | Central HP <5.4 tons | DAY & NIGHT | HRCU-A-CB (Split System: Heat Pump with Remote Outdoor Unit-Air-Source) | C5H3V36*K*AAA* |  |  | EVD5X61M21A*+WALLCON | *96CTN1002122B* | 36000 | 22 | 8.5 | 37400 | 28200 | 75.4% | 2.04 | 0 | 12.5 |  |  |  |  | R-454B | 3 | Residential & Commercial | USHP | Ducted CEE Tier 1
216571163 | Central HP <5.4 tons | AMERICAN STANDARD | HRCU-A-CB (Split System: Heat Pump with Remote Outdoor Unit-Air-Source) | 5A6V0X60A1 |  |  | 5PX*DD10AS3 | S8V2C080M5PDB | 52000 | 18.4 | 9 | 53500 | 38000 | 71.03% | 2 | 0 | 10 |  |  |  |  | R-454B | 4.3333 | Residential & Commercial | USHP | Ducted CEE Tier 1
213771730 | Central HP <5.4 tons | COMFORTMAKER | HRCU-A-CB (Split System: Heat Pump with Remote Outdoor Unit-Air-Source) | CVH825GKA2* |  |  | EA*4X48L24A*+WALLCON | *96CTN1002122B* | 24200 | 16.5 | 8.1 | 21000 | 16500 | 78.57% | 2.02 | 0 | 11 |  |  |  |  | R-410A | 2.0167 | Residential & Commercial | USHP | Ducted CEE Tier 1
216571063 | Central HP <5.4 tons | AMERICAN STANDARD | HRCU-A-CB (Split System: Heat Pump with Remote Outdoor Unit-Air-Source) | 5A6V0X36A1 |  |  | 5TXCC007AS3 | S8V2C100M5PCB | 35400 | 20 | 10 | 32200 | 25000 | 77.64% | 2.1 | 0 | 12.5 |  |  |  |  | R-454B | 2.95 | Residential & Commercial | USHP | Ducted CEE Tier 1
211225807 | Central HP <5.4 tons | CARRIER | HRCU-A-CB (Split System: Heat Pump with Remote Outdoor Unit-Air-Source) | 38MURAQ36AB3* |  |  | CAP**4221AL* | 59SP6A100V21**20 | 35600 | 16 | 8.1 | 38500 | 35000 | 90.91% | 1.88 | 0 | 10 |  |  |  |  | R-410A | 2.9667 | Residential & Commercial | USHP | Ducted CEE Tier 1
211225825 | Central HP <5.4 tons | CARRIER | HRCU-A-CB (Split System: Heat Pump with Remote Outdoor Unit-Air-Source) | 38MURAQ36AB3* |  |  | CAP**4224AL* | 58S(B,C)*A090E24**20 | 35400 | 16 | 8.1 | 38500 | 35000 | 90.91% | 1.88 | 0 | 10 |  |  |  |  | R-410A | 2.95 | Residential & Commercial | USHP | Ducted CEE Tier 1
211225827 | Central HP <5.4 tons | CARRIER | HRCU-A-CB (Split System: Heat Pump with Remote Outdoor Unit-Air-Source) | 38MURAQ36AB3* |  |  | CAP**4224AL* | 58S(B,C)*A110E24**20 | 35400 | 16.5 | 8.1 | 38500 | 35000 | 90.91% | 1.88 | 0 | 10 |  |  |  |  | R-410A | 2.95 | Residential & Commercial | USHP | Ducted CEE Tier 1
211225877 | Central HP <5.4 tons | CARRIER | HRCU-A-CB (Split System: Heat Pump with Remote Outdoor Unit-Air-Source) | 38MURAQ36AB3* |  |  | CAP**4321AL* | 58SP*A090V21**20 | 36200 | 16 | 8.5 | 38500 | 34800 | 90.39% | 2.06 | 0 | 10 |  |  |  |  | R-410A | 3.0167 | Residential & Commercial | USHP | Ducted CEE Tier 1
211225926 | Central HP <5.4 tons | CARRIER | HRCU-A-CB (Split System: Heat Pump with Remote Outdoor Unit-Air-Source) | 38MURAQ36AB3* |  |  | CAP**4821AL* | 58SP*A090V21**20 | 35400 | 16 | 8.1 | 37800 | 34600 | 91.53% | 2.02 | 0 | 10 |  |  |  |  | R-410A | 2.95 | Residential & Commercial | USHP | Ducted CEE Tier 1
211225959 | Central HP <5.4 tons | CARRIER | HRCU-A-CB (Split System: Heat Pump with Remote Outdoor Unit-Air-Source) | 38MURAQ36AB3* |  |  | CAP**4821AL* | 59TP6B100V21**20 | 36200 | 15.5 | 8.5 | 38500 | 34800 | 90.39% | 2.08 | 0 | 10 |  |  |  |  | R-410A | 3.0167 | Residential & Commercial | USHP | Ducted CEE Tier 1
210470163 | Central HP <5.4 tons | COMFORTMAKER | HRCU-A-CB (Split System: Heat Pump with Remote Outdoor Unit-Air-Source) | CVH837GKA2* |  |  | EA*4X42L21A*+WALLCON | *80CSU1002120A* | 31800 | 17 | 8.1 | 33200 | 24400 | 73.49% | 1.88 | 0 | 11 |  |  |  |  | R-410A | 2.65 | Residential & Commercial | USHP | Ducted CEE Tier 1
210470248 | Central HP <5.4 tons | COMFORTMAKER | HRCU-A-CB (Split System: Heat Pump with Remote Outdoor Unit-Air-Source) | CVH837GKA2* |  |  | EA*4X60L24A*+WALLCON | *95CSU1002122A* | 32800 | 18 | 8.5 | 31800 | 24800 | 77.99% | 2 | 0 | 11.5 |  |  |  |  | R-410A | 2.7333 | Residential & Commercial | USHP | Ducted CEE Tier 1
210471150 | Central HP <5.4 tons | COMFORTMAKER | HRCU-A-CB (Split System: Heat Pump with Remote Outdoor Unit-Air-Source) | CVH837GKA2* |  |  | EHD4X60AAL+WALLCON | *80CSU0601716A* | 33000 | 16.5 | 8.1 | 32400 | 24800 | 76.54% | 1.98 | 0 | 11 |  |  |  |  | R-410A | 2.75 | Residential & Commercial | USHP | Ducted CEE Tier 1
210471282 | Central HP <5.4 tons | COMFORTMAKER | HRCU-A-CB (Split System: Heat Pump with Remote Outdoor Unit-Air-Source) | CVH837GKA2* |  |  | EHD4X60AAL+WALLCON | *96CTN1002122A* | 33000 | 17 | 8.1 | 32200 | 24800 | 77.02% | 2.02 | 0 | 11.5 |  |  |  |  | R-410A | 2.75 | Residential & Commercial | USHP | Ducted CEE Tier 1
214398255 | Central HP <5.4 tons | JOHNSON CONTROLS | HRCU-A-CB (Split System: Heat Pump with Remote Outdoor Unit-Air-Source) | HH860E2S11 |  |  | CTF60C5CGS1+JMC17C2SN1 | 0 | 44500 | 18 | 9 | 44000 | 33000 | 75% | 2 | 0 | 12 |  |  |  |  | R-454B | 3.7083 | Residential & Commercial | USHP | Ducted CEE Tier 1
214397991 | Central HP <5.4 tons | JOHNSON CONTROLS | HRCU-A-CB (Split System: Heat Pump with Remote Outdoor Unit-Air-Source) | HH824E2S11 |  |  | CTM30B5ACS1 | TM9E080B12MP12 | 23000 | 17 | 9.5 | 23000 | 18600 | 80.87% | 2 | 0 | 12 |  |  |  |  | R-454B | 1.9167 | Residential & Commercial | USHP | Ducted CEE Tier 1
214397996 | Central HP <5.4 tons | JOHNSON CONTROLS | HRCU-A-CB (Split System: Heat Pump with Remote Outdoor Unit-Air-Source) | HH824E2S11 |  |  | CTF30B5ACS1 | TL9E060B12UH11 | 23000 | 17 | 9.5 | 23000 | 18400 | 80% | 2 | 0 | 12 |  |  |  |  | R-454B | 1.9167 | Residential & Commercial | USHP | Ducted CEE Tier 1
214397512 | Central HP <5.4 tons | JOHNSON CONTROLS | HRCU-A-CB (Split System: Heat Pump with Remote Outdoor Unit-Air-Source) | HH860E2S11 |  |  | CTM60D5CGS1 | TM9E120D20MP12 | 45000 | 17 | 9 | 46500 | 34800 | 74.84% | 2 | 0 | 11 |  |  |  |  | R-454B | 3.75 | Residential & Commercial | USHP | Ducted CEE Tier 1
215940416 | Central HP <5.4 tons | HEIL | HRCU-A-CB (Split System: Heat Pump with Remote Outdoor Unit-Air-Source) | H5H3V36*K*AAA* |  |  | EVM5X60M21A*+WALLCON | *80CSU0601716B* | 35600 | 22 | 8.5 | 38000 | 28600 | 75.26% | 2.02 | 0 | 12.5 |  |  |  |  | R-454B | 2.9667 | Residential & Commercial | USHP | Ducted CEE Tier 1
211713350 | Central HP <5.4 tons | COMFORTMAKER | HRCU-A-CB (Split System: Heat Pump with Remote Outdoor Unit-Air-Source) | DLCURAH30ABK |  |  | EA*4X43L21A* | *92ESN0802120A* | 31200 | 15.2 | 8.5 | 33600 | 26000 | 77.38% | 1.88 | 0 | 9 |  |  |  |  | R-410A | 2.6 | Residential & Commercial | USHP
213829717 | Central HP <5.4 tons | RUUD | HRCU-A-CB (Split System: Heat Pump with Remote Outdoor Unit-Air-Source) | UP18AZ24AJVC |  |  | RCFZ2421HEAAM | R801V0504A17UHU | 22800 | 20 | 8.5 | 22800 | 26000 | 114% | 2.1 | 0 | 12.5 |  |  |  |  | R-410A | 1.9 | Residential & Commercial | USHP | Ducted CEE Tier 1
216570938 | Central HP <5.4 tons | TRANE | HRCU-A-CB (Split System: Heat Pump with Remote Outdoor Unit-Air-Source) | 5TWV0X36A1 |  |  | 5PX*B004AS3 | *DHMB080CCV3+LRP | 32200 | 17.2 | 9.4 | 31200 | 24600 | 78.85% | 2.1 | 0 | 11.2 |  |  |  |  | R-454B | 2.6833 | Residential & Commercial | USHP | Ducted CEE Tier 1
216570954 | Central HP <5.4 tons | TRANE | HRCU-A-CB (Split System: Heat Pump with Remote Outdoor Unit-Air-Source) | 5TWV0X36A1 |  |  | 5PX*B006AS3 | S8V2A040M3PDB | 34800 | 20 | 9.4 | 32400 | 25000 | 77.16% | 2.1 | 0 | 12 |  |  |  |  | R-454B | 2.9 | Residential & Commercial | USHP | Ducted CEE Tier 1
216570986 | Central HP <5.4 tons | TRANE | HRCU-A-CB (Split System: Heat Pump with Remote Outdoor Unit-Air-Source) | 5TWV0X36A1 |  |  | 5PX*C007AS3 | S8V2C100M5PCB | 35400 | 20 | 10 | 32200 | 25000 | 77.64% | 2.1 | 0 | 12.7 |  |  |  |  | R-454B | 2.95 | Residential & Commercial | USHP | Ducted CEE Tier 1
216571004 | Central HP <5.4 tons | TRANE | HRCU-A-CB (Split System: Heat Pump with Remote Outdoor Unit-Air-Source) | 5TWV0X36A1 |  |  | 5PX*CD07AS3 | S8V2C100M5PCB | 35200 | 20 | 9.4 | 33600 | 25200 | 75% | 2.1 | 0 | 12.5 |  |  |  |  | R-454B | 2.9333 | Residential & Commercial | USHP | Ducted CEE Tier 1
216571052 | Central HP <5.4 tons | TRANE | HRCU-A-CB (Split System: Heat Pump with Remote Outdoor Unit-Air-Source) | 5TWV0X36A1 |  |  | 5TXCC005AS3 | S8V2C100M5PCB | 34200 | 19.2 | 9.4 | 31400 | 25000 | 79.62% | 2.1 | 0 | 12 |  |  |  |  | R-454B | 2.85 | Residential & Commercial | USHP | Ducted CEE Tier 1
216769797 | Central HP <5.4 tons | AIREASE | HRCU-A-CB (Split System: Heat Pump with Remote Outdoor Unit-Air-Source) | A7SCP18V60P-**A |  |  | 7EH50/60CX-**+TDR | A97US2V080C20X* | 53000 | 16 | 8.5 | 55000 | 41000 | 74.55% | 1.85 | 0 | 9.8 |  |  |  |  | R-454B | 4.4167 | Residential & Commercial | USHP
216769799 | Central HP <5.4 tons | AIREASE | HRCU-A-CB (Split System: Heat Pump with Remote Outdoor Unit-Air-Source) | A7SCP18V60P-**A |  |  | 7EH50/60CX-**+TDR | A97US2V110C20S* | 53000 | 16.35 | 8.5 | 54500 | 40500 | 74.31% | 1.85 | 0 | 10 |  |  |  |  | R-454B | 4.4167 | Residential & Commercial | USHP | Ducted CEE Tier 1
216618960 | Central HP <5.4 tons | ARMSTRONG AIR | HRCU-A-CB (Split System: Heat Pump with Remote Outdoor Unit-Air-Source) | A7SCP18V24P-**A |  |  | 7AH1AE30PX-** | 0 | 24000 | 17.5 | 9.4 | 24000 | 23200 | 96.67% | 1.75 | 0 | 12 |  |  |  |  | R-454B | 2 | Residential & Commercial | USHP | Ducted CEE Tier 1
213075934 | Central HP <5.4 tons | CARRIER | HRCU-A-CB (Split System: Heat Pump with Remote Outdoor Unit-Air-Source) | 38MURAQ36AB3* |  |  | CAP**4821AL* | 59SU5B100M21**20 | 36000 | 16 | 8.5 | 38000 | 34800 | 91.58% | 2.04 | 0 | 10 |  |  |  |  | R-410A | 3 | Residential & Commercial | USHP | Ducted CEE Tier 1
213076584 | Central HP <5.4 tons | CARRIER | HRCU-A-CB (Split System: Heat Pump with Remote Outdoor Unit-Air-Source) | 38MURAQ36AB3* |  |  | CAP**3617AL* | 58TP*B090V17**16 | 34800 | 16 | 8.1 | 38500 | 35200 | 91.43% | 1.82 | 0 | 9.5 |  |  |  |  | R-410A | 2.9 | Residential & Commercial | USHP
213770297 | Central HP <5.4 tons | CARRIER | HRCU-A-CB (Split System: Heat Pump with Remote Outdoor Unit-Air-Source) | 25VNA448A*031* |  |  | CAP**6121AL*+UI | 58TN*B045C17**12 | 44000 | 20 | 9 | 47000 | 37600 | 80% | 2.24 | 0 | 10 |  |  |  |  | R-410A | 3.6667 | Residential & Commercial | USHP | Ducted CEE Tier 1
214574320 | Central HP <5.4 tons | HEIL | HRCU-A-CB (Split System: Heat Pump with Remote Outdoor Unit-Air-Source) | HVH837GKA2* |  |  | EHD4X42AAL+WALLCON | *96CTN0802120B* | 32600 | 17.5 | 8.5 | 32800 | 24800 | 75.61% | 1.96 | 0 | 11 |  |  |  |  | R-410A | 2.7167 | Residential & Commercial | USHP | Ducted CEE Tier 1
211240849 | Central HP <5.4 tons | COMFORTMAKER | HRCU-A-CB (Split System: Heat Pump with Remote Outdoor Unit-Air-Source) | DLCURAH24ABK |  |  | EA*4X25L17A* | *96VSN0601412A* | 24000 | 16.5 | 8.1 | 25200 | 21600 | 85.71% | 1.82 | 0 | 10 |  |  |  |  | R-410A | 2 | Residential & Commercial | USHP | Ducted CEE Tier 1
211240868 | Central HP <5.4 tons | COMFORTMAKER | HRCU-A-CB (Split System: Heat Pump with Remote Outdoor Unit-Air-Source) | DLCURAH24ABK |  |  | EA*4X25L17A* | *95ESU0401712A* | 24200 | 17 | 8.5 | 25200 | 21600 | 85.71% | 1.8 | 0 | 10 |  |  |  |  | R-410A | 2.0167 | Residential & Commercial | USHP | Ducted CEE Tier 1
211240982 | Central HP <5.4 tons | COMFORTMAKER | HRCU-A-CB (Split System: Heat Pump with Remote Outdoor Unit-Air-Source) | DLCURAH24ABK |  |  | EA*4X25L17A* | *80VTL0701716A* | 24800 | 17 | 8.5 | 25400 | 21200 | 83.46% | 1.78 | 0 | 10.5 |  |  |  |  | R-410A | 2.0667 | Residential & Commercial | USHP | Ducted CEE Tier 1
213770349 | Central HP <5.4 tons | CARRIER | HRCU-A-CB (Split System: Heat Pump with Remote Outdoor Unit-Air-Source) | 25VNA448A*031* |  |  | CSPH*6012AL*+UI | 58TN*B135C24**22 | 45500 | 20.5 | 9 | 46000 | 36000 | 78.26% | 2.36 | 0 | 12 |  |  |  |  | R-410A | 3.7917 | Residential & Commercial | USHP | Ducted CEE Tier 1
213078175 | Central HP <5.4 tons | CARRIER | HRCU-A-CB (Split System: Heat Pump with Remote Outdoor Unit-Air-Source) | 38MURAQ36AB3* |  |  | CAP**3721AL* | 58S(B,C)*B070M21**16 | 36400 | 16 | 8.5 | 38000 | 34800 | 91.58% | 2.06 | 0 | 10 |  |  |  |  | R-410A | 3.0333 | Residential & Commercial | USHP | Ducted CEE Tier 1
213078627 | Central HP <5.4 tons | CARRIER | HRCU-A-CB (Split System: Heat Pump with Remote Outdoor Unit-Air-Source) | 38MURAQ36AB3* |  |  | CAP**4221AL* | 58S(B,C)*B110M21**20 | 35800 | 16.5 | 8.1 | 38500 | 35000 | 90.91% | 1.9 | 0 | 10 |  |  |  |  | R-410A | 2.9833 | Residential & Commercial | USHP | Ducted CEE Tier 1
213078877 | Central HP <5.4 tons | CARRIER | HRCU-A-CB (Split System: Heat Pump with Remote Outdoor Unit-Air-Source) | 38MURAQ36AB3* |  |  | CAP**4321AL* | 58SU*B040M17**12 | 36600 | 16 | 8.5 | 38500 | 34800 | 90.39% | 2.08 | 0 | 10 |  |  |  |  | R-410A | 3.05 | Residential & Commercial | USHP | Ducted CEE Tier 1
211241947 | Central HP <5.4 tons | COMFORTMAKER | HRCU-A-CB (Split System: Heat Pump with Remote Outdoor Unit-Air-Source) | DLCURAH24ABK |  |  | EA*4X36L17A* | *80ESU0401712A* | 24000 | 17.5 | 8.5 | 26000 | 22800 | 87.69% | 1.9 | 0 | 10 |  |  |  |  | R-410A | 2 | Residential & Commercial | USHP | Ducted CEE Tier 1
211241992 | Central HP <5.4 tons | COMFORTMAKER | HRCU-A-CB (Split System: Heat Pump with Remote Outdoor Unit-Air-Source) | DLCURAH24ABK |  |  | EA*4X36L17A* | *80VTL0701716A* | 24200 | 17 | 8.5 | 26000 | 22600 | 86.92% | 1.88 | 0 | 10 |  |  |  |  | R-410A | 2.0167 | Residential & Commercial | USHP | Ducted CEE Tier 1
211242190 | Central HP <5.4 tons | COMFORTMAKER | HRCU-A-CB (Split System: Heat Pump with Remote Outdoor Unit-Air-Source) | DLCURAH24ABK |  |  | EA*4X36L17A* | *92ESN0401712A* | 23800 | 16 | 8.5 | 26000 | 23200 | 89.23% | 1.9 | 0 | 10 |  |  |  |  | R-410A | 1.9833 | Residential & Commercial | USHP | Ducted CEE Tier 1
211242460 | Central HP <5.4 tons | COMFORTMAKER | HRCU-A-CB (Split System: Heat Pump with Remote Outdoor Unit-Air-Source) | DLCURAH24ABK |  |  | EA*4X36L21A* | *96VTN0401712A* | 23400 | 16 | 8.5 | 25800 | 23600 | 91.47% | 1.94 | 0 | 10 |  |  |  |  | R-410A | 1.95 | Residential & Commercial | USHP | Ducted CEE Tier 1
213076945 | Central HP <5.4 tons | CARRIER | HRCU-A-CB (Split System: Heat Pump with Remote Outdoor Unit-Air-Source) | 38MURAQ36AB3* |  |  | CAP**3717AL* | 59SP6B080V17**16 | 36000 | 15.5 | 8.5 | 38500 | 35200 | 91.43% | 2 | 0 | 10 |  |  |  |  | R-410A | 3 | Residential & Commercial | USHP | Ducted CEE Tier 1
213077145 | Central HP <5.4 tons | CARRIER | HRCU-A-CB (Split System: Heat Pump with Remote Outdoor Unit-Air-Source) | 38MURAQ36AB3* |  |  | CAP**3721AL* | 59SP6B100V21**20 | 36200 | 16 | 8.5 | 38000 | 34800 | 91.58% | 2.04 | 0 | 10 |  |  |  |  | R-410A | 3.0167 | Residential & Commercial | USHP | Ducted CEE Tier 1
211222773 | Central HP <5.4 tons | COMFORTMAKER | HRCU-A-CB (Split System: Heat Pump with Remote Outdoor Unit-Air-Source) | DLCURAH30ABK |  |  | FVM4X36***L | 0 | 30400 | 15.2 | 8.1 | 34000 | 27400 | 80.59% | 1.78 | 0 | 9 |  |  |  |  | R-410A | 2.5333 | Residential & Commercial | USHP
214075512 | Central HP <5.4 tons | RUUD | HRCU-A-CB (Split System: Heat Pump with Remote Outdoor Unit-Air-Source) | RD17AZ24AJ3N |  |  | RCFZ2417MTANM | R951V0603A17UHU | 22400 | 17 | 9.5 | 22400 | 17000 | 75.89% | 2 | 0 | 10 |  |  |  |  | R-410A | 1.8667 | Residential & Commercial | USHP | Ducted CEE Tier 1
213078195 | Central HP <5.4 tons | CARRIER | HRCU-A-CB (Split System: Heat Pump with Remote Outdoor Unit-Air-Source) | 38MURAQ36AB3* |  |  | CAP**4224AL* | 58S(B,C)*B070M21**16 | 35200 | 16.5 | 8.1 | 38500 | 35000 | 90.91% | 1.88 | 0 | 10 |  |  |  |  | R-410A | 2.9333 | Residential & Commercial | USHP | Ducted CEE Tier 1
213079129 | Central HP <5.4 tons | CARRIER | HRCU-A-CB (Split System: Heat Pump with Remote Outdoor Unit-Air-Source) | 38MURAQ36AB3* |  |  | CAP**4321AL* | 58SU*B080M21**20 | 36600 | 16.5 | 8.5 | 38000 | 34600 | 91.05% | 2.08 | 0 | 10 |  |  |  |  | R-410A | 3.05 | Residential & Commercial | USHP | Ducted CEE Tier 1
211081436 | Central HP <5.4 tons | AMERICAN STANDARD | HRCU-A-CB (Split System: Heat Pump with Remote Outdoor Unit-Air-Source) | 4A6V0X60A1 |  |  | 4PX*DU60BS3 | S8V2D120M5PDA | 54000 | 19 | 8.2 | 52000 | 39500 | 75.96% | 1.83 | 12 | 11.7 |  |  |  |  | R-410A | 4.5 | Residential & Commercial | USHP | Ducted CEE Tier 1
213079397 | Central HP <5.4 tons | CARRIER | HRCU-A-CB (Split System: Heat Pump with Remote Outdoor Unit-Air-Source) | 38MURAQ36AB3* |  |  | CAP**3717AL* | 59SC2E060M17**14 | 36000 | 15.5 | 8.5 | 38500 | 35000 | 90.91% | 2 | 0 | 10 |  |  |  |  | R-410A | 3 | Residential & Commercial | USHP | Ducted CEE Tier 1
213079531 | Central HP <5.4 tons | CARRIER | HRCU-A-CB (Split System: Heat Pump with Remote Outdoor Unit-Air-Source) | 38MURAQ36AB3* |  |  | CAP**3717AL* | 59SC2E080M17**16 | 36400 | 15.5 | 8.5 | 38500 | 35000 | 90.91% | 2.02 | 0 | 10 |  |  |  |  | R-410A | 3.0333 | Residential & Commercial | USHP | Ducted CEE Tier 1
211225698 | Central HP <5.4 tons | CARRIER | HRCU-A-CB (Split System: Heat Pump with Remote Outdoor Unit-Air-Source) | 38MURAQ36AB3* |  |  | CAP**3717AL* | 58S(B,C)*A070E17**12 | 36000 | 15.2 | 8.1 | 38500 | 35000 | 90.91% | 2 | 0 | 9.5 |  |  |  |  | R-410A | 3 | Residential & Commercial | USHP
211225735 | Central HP <5.4 tons | CARRIER | HRCU-A-CB (Split System: Heat Pump with Remote Outdoor Unit-Air-Source) | 38MURAQ36AB3* |  |  | CAP**3721AL* | 58SP*A070V17**16 | 36600 | 15.5 | 8.5 | 38500 | 34800 | 90.39% | 2.08 | 0 | 10 |  |  |  |  | R-410A | 3.05 | Residential & Commercial | USHP | Ducted CEE Tier 1
211225768 | Central HP <5.4 tons | CARRIER | HRCU-A-CB (Split System: Heat Pump with Remote Outdoor Unit-Air-Source) | 38MURAQ36AB3* |  |  | CAP**3721AL* | OVMAAB036098 | 36200 | 15.2 | 8.5 | 38500 | 35000 | 90.91% | 2.06 | 0 | 10 |  |  |  |  | R-410A | 3.0167 | Residential & Commercial | USHP | Ducted CEE Tier 1
212609407 | Central HP <5.4 tons | RUUD | HRCU-A-CB (Split System: Heat Pump with Remote Outdoor Unit-Air-Source) | UP18AZ60AJVC |  |  | RCFZ6021SEAAM | R802V0755A21UHS | 52500 | 18 | 8.1 | 52500 | 50500 | 96.19% | 1.9 | 0 | 10 |  |  |  |  | R-410A | 4.375 | Residential & Commercial | USHP | Ducted CEE Tier 1
211225816 | Central HP <5.4 tons | CARRIER | HRCU-A-CB (Split System: Heat Pump with Remote Outdoor Unit-Air-Source) | 38MURAQ36AB3* |  |  | CAP**4221AL* | 59TP6B100V21**22 | 35400 | 16.5 | 8.1 | 38500 | 35000 | 90.91% | 1.88 | 0 | 10 |  |  |  |  | R-410A | 2.95 | Residential & Commercial | USHP | Ducted CEE Tier 1
211225819 | Central HP <5.4 tons | CARRIER | HRCU-A-CB (Split System: Heat Pump with Remote Outdoor Unit-Air-Source) | 38MURAQ36AB3* |  |  | CAP**4221AL* | OVMAAB042112 | 35200 | 15.5 | 8.1 | 38500 | 35200 | 91.43% | 1.86 | 0 | 9.5 |  |  |  |  | R-410A | 2.9333 | Residential & Commercial | USHP
211225832 | Central HP <5.4 tons | CARRIER | HRCU-A-CB (Split System: Heat Pump with Remote Outdoor Unit-Air-Source) | 38MURAQ36AB3* |  |  | CAP**4224AL* | 58SP*A090V24**20 | 35200 | 16 | 8.1 | 38500 | 35000 | 90.91% | 1.88 | 0 | 10 |  |  |  |  | R-410A | 2.9333 | Residential & Commercial | USHP | Ducted CEE Tier 1
211225834 | Central HP <5.4 tons | CARRIER | HRCU-A-CB (Split System: Heat Pump with Remote Outdoor Unit-Air-Source) | 38MURAQ36AB3* |  |  | CAP**4224AL* | 58SU*A080E21**20 | 37000 | 15.5 | 8.5 | 40000 | 35200 | 88% | 1.96 | 0 | 10 |  |  |  |  | R-410A | 3.0833 | Residential & Commercial | USHP | Ducted CEE Tier 1
211225867 | Central HP <5.4 tons | CARRIER | HRCU-A-CB (Split System: Heat Pump with Remote Outdoor Unit-Air-Source) | 38MURAQ36AB3* |  |  | CAP**4321AL* | 58S(B,C)*A045E17**12 | 36000 | 15.5 | 8.5 | 38500 | 34800 | 90.39% | 2.06 | 0 | 10 |  |  |  |  | R-410A | 3 | Residential & Commercial | USHP | Ducted CEE Tier 1
211225901 | Central HP <5.4 tons | CARRIER | HRCU-A-CB (Split System: Heat Pump with Remote Outdoor Unit-Air-Source) | 38MURAQ36AB3* |  |  | CAP**4321AL* | 59SU5A060E17**16 | 36800 | 15.5 | 8.5 | 38500 | 34800 | 90.39% | 2.1 | 0 | 10 |  |  |  |  | R-410A | 3.0667 | Residential & Commercial | USHP | Ducted CEE Tier 1
211225951 | Central HP <5.4 tons | CARRIER | HRCU-A-CB (Split System: Heat Pump with Remote Outdoor Unit-Air-Source) | 38MURAQ36AB3* |  |  | CAP**4821AL* | 59SP6A080V21**20 | 36000 | 16 | 8.5 | 38500 | 34600 | 89.87% | 2.06 | 0 | 10 |  |  |  |  | R-410A | 3 | Residential & Commercial | USHP | Ducted CEE Tier 1
211225967 | Central HP <5.4 tons | CARRIER | HRCU-A-CB (Split System: Heat Pump with Remote Outdoor Unit-Air-Source) | 38MURAQ36AB3* |  |  | CAP**4824AL* | 58S(B,C)*A070E21**16 | 35800 | 16.5 | 8.5 | 37800 | 34600 | 91.53% | 2.04 | 0 | 10 |  |  |  |  | R-410A | 2.9833 | Residential & Commercial | USHP | Ducted CEE Tier 1
211230945 | Central HP <5.4 tons | CARRIER | HRCU-A-CB (Split System: Heat Pump with Remote Outdoor Unit-Air-Source) | 38MURAQ36AB3* |  |  | CAP**4224AL* | GG96VTAA60100C | 35400 | 16.5 | 8.1 | 38500 | 35000 | 90.91% | 1.88 | 0 | 10 |  |  |  |  | R-410A | 2.95 | Residential & Commercial | USHP | Ducted CEE Tier 1
214397621 | Central HP <5.4 tons | JOHNSON CONTROLS | HRCU-A-CB (Split System: Heat Pump with Remote Outdoor Unit-Air-Source) | HH860E2S11 |  |  | CTF60C5CHS1 | TM8Y100C20MP11 | 54000 | 19 | 9 | 55000 | 39500 | 71.82% | 2 | 0 | 11 |  |  |  |  | R-454B | 4.5 | Residential & Commercial | USHP | Ducted CEE Tier 1
213078913 | Central HP <5.4 tons | CARRIER | HRCU-A-CB (Split System: Heat Pump with Remote Outdoor Unit-Air-Source) | 38MURAQ36AB3* |  |  | CNPV*4217AL* | 58SU*B040M17**12 | 35400 | 15.5 | 8.5 | 39000 | 34800 | 89.23% | 1.94 | 0 | 10 |  |  |  |  | R-410A | 2.95 | Residential & Commercial | USHP | Ducted CEE Tier 1
213079213 | Central HP <5.4 tons | CARRIER | HRCU-A-CB (Split System: Heat Pump with Remote Outdoor Unit-Air-Source) | 38MURAQ36AB3* |  |  | CAP**3721AL* | 58SU*B100M21**20 | 36400 | 16 | 8.5 | 38000 | 34800 | 91.58% | 2.1 | 0 | 10 |  |  |  |  | R-410A | 3.0333 | Residential & Commercial | USHP | Ducted CEE Tier 1
213079495 | Central HP <5.4 tons | CARRIER | HRCU-A-CB (Split System: Heat Pump with Remote Outdoor Unit-Air-Source) | 38MURAQ36AB3* |  |  | CNPV*4821AL* | 59SC2E060M17**14 | 35800 | 16 | 8.1 | 38500 | 35000 | 90.91% | 2 | 0 | 10 |  |  |  |  | R-410A | 2.9833 | Residential & Commercial | USHP | Ducted CEE Tier 1
213079649 | Central HP <5.4 tons | CARRIER | HRCU-A-CB (Split System: Heat Pump with Remote Outdoor Unit-Air-Source) | 38MURAQ36AB3* |  |  | CAP**3721AL* | 59SC2E080M21**20 | 36800 | 16.5 | 8.5 | 38500 | 34800 | 90.39% | 2.08 | 0 | 10 |  |  |  |  | R-410A | 3.0667 | Residential & Commercial | USHP | Ducted CEE Tier 1
213079729 | Central HP <5.4 tons | CARRIER | HRCU-A-CB (Split System: Heat Pump with Remote Outdoor Unit-Air-Source) | 38MURAQ36AB3* |  |  | CAP**3621AL* | 59SC2E100M21**20 | 35000 | 16.5 | 8.1 | 38500 | 35200 | 91.43% | 1.82 | 0 | 9.5 |  |  |  |  | R-410A | 2.9167 | Residential & Commercial | USHP
213079813 | Central HP <5.4 tons | CARRIER | HRCU-A-CB (Split System: Heat Pump with Remote Outdoor Unit-Air-Source) | 38MURAQ36AB3* |  |  | CNPV*4821AL* | 59SC2E100M21**20 | 36000 | 16.5 | 8.1 | 38500 | 34800 | 90.39% | 2 | 0 | 10.5 |  |  |  |  | R-410A | 3 | Residential & Commercial | USHP | Ducted CEE Tier 1
213079846 | Central HP <5.4 tons | CARRIER | HRCU-A-CB (Split System: Heat Pump with Remote Outdoor Unit-Air-Source) | 38MURAQ36AB3* |  |  | CAP**3721AL* | 59SC2E100M21**22 | 36200 | 16.5 | 8.5 | 38000 | 34800 | 91.58% | 2.04 | 0 | 10 |  |  |  |  | R-410A | 3.0167 | Residential & Commercial | USHP | Ducted CEE Tier 1
212609406 | Central HP <5.4 tons | RUUD | HRCU-A-CB (Split System: Heat Pump with Remote Outdoor Unit-Air-Source) | UP18AZ60AJVC |  |  | RCFZ6021SEAAM | R802V0755A21UHN | 52500 | 18 | 8.1 | 52500 | 50500 | 96.19% | 1.9 | 0 | 10 |  |  |  |  | R-410A | 4.375 | Residential & Commercial | USHP | Ducted CEE Tier 1
216571032 | Central HP <5.4 tons | TRANE | HRCU-A-CB (Split System: Heat Pump with Remote Outdoor Unit-Air-Source) | 5TWV0X36A1 |  |  | 5TXCB006AS3 | *DHMB060CCV3+LRP | 33200 | 18 | 9.4 | 31600 | 24800 | 78.48% | 2.1 | 0 | 11.5 |  |  |  |  | R-454B | 2.7667 | Residential & Commercial | USHP | Ducted CEE Tier 1
216571034 | Central HP <5.4 tons | TRANE | HRCU-A-CB (Split System: Heat Pump with Remote Outdoor Unit-Air-Source) | 5TWV0X36A1 |  |  | 5TXCB006AS3 | S8V2A040M3PDB | 34800 | 20 | 9.4 | 32400 | 25000 | 77.16% | 2.1 | 0 | 12 |  |  |  |  | R-454B | 2.9 | Residential & Commercial | USHP | Ducted CEE Tier 1
216571050 | Central HP <5.4 tons | TRANE | HRCU-A-CB (Split System: Heat Pump with Remote Outdoor Unit-Air-Source) | 5TWV0X36A1 |  |  | 5TXCC005AS3 | S8V2C080M5PDB | 34000 | 19.2 | 9.4 | 31000 | 25000 | 80.65% | 2.1 | 0 | 12 |  |  |  |  | R-454B | 2.8333 | Residential & Commercial | USHP | Ducted CEE Tier 1
216571064 | Central HP <5.4 tons | TRANE | HRCU-A-CB (Split System: Heat Pump with Remote Outdoor Unit-Air-Source) | 5TWV0X36A1 |  |  | 5TXCC007AS3 | *DHMC100CCV4+LRP | 33400 | 18.2 | 10 | 31600 | 24400 | 77.22% | 2.1 | 0 | 12 |  |  |  |  | R-454B | 2.7833 | Residential & Commercial | USHP | Ducted CEE Tier 1
216571316 | Central HP <5.4 tons | TRANE | HRCU-A-CB (Split System: Heat Pump with Remote Outdoor Unit-Air-Source) | 5TWV8X36A1 |  |  | 5TXCC009AS3 | *UHMC100CCV4+LRP | 33200 | 18.1 | 8.5 | 32800 | 25200 | 76.83% | 2.1 | 0 | 10.5 |  |  |  |  | R-454B | 2.7667 | Residential & Commercial | USHP | Ducted CEE Tier 1
211225969 | Central HP <5.4 tons | CARRIER | HRCU-A-CB (Split System: Heat Pump with Remote Outdoor Unit-Air-Source) | 38MURAQ36AB3* |  |  | CAP**4824AL* | 58S(B,C)*A090E21**20 | 36600 | 16 | 8.5 | 38500 | 34800 | 90.39% | 2.08 | 0 | 10 |  |  |  |  | R-410A | 3.05 | Residential & Commercial | USHP | Ducted CEE Tier 1
211226000 | Central HP <5.4 tons | CARRIER | HRCU-A-CB (Split System: Heat Pump with Remote Outdoor Unit-Air-Source) | 38MURAQ36AB3* |  |  | CAP**4824AL* | 59SU5A100E21**22 | 37200 | 15.5 | 8.5 | 38500 | 35000 | 90.91% | 2.12 | 0 | 10 |  |  |  |  | R-410A | 3.1 | Residential & Commercial | USHP | Ducted CEE Tier 1
211226001 | Central HP <5.4 tons | CARRIER | HRCU-A-CB (Split System: Heat Pump with Remote Outdoor Unit-Air-Source) | 38MURAQ36AB3* |  |  | CAP**4824AL* | 59TP6B080V21**20 | 35600 | 16 | 8.1 | 37800 | 34600 | 91.53% | 2.02 | 0 | 10 |  |  |  |  | R-410A | 2.9667 | Residential & Commercial | USHP | Ducted CEE Tier 1
211226034 | Central HP <5.4 tons | CARRIER | HRCU-A-CB (Split System: Heat Pump with Remote Outdoor Unit-Air-Source) | 38MURAQ36AB3* |  |  | CNPV*4821AL* | 58S(B,C)*A070E21**16 | 35800 | 16.5 | 8.1 | 38500 | 34800 | 90.39% | 2 | 0 | 10 |  |  |  |  | R-410A | 2.9833 | Residential & Commercial | USHP | Ducted CEE Tier 1
211226053 | Central HP <5.4 tons | CARRIER | HRCU-A-CB (Split System: Heat Pump with Remote Outdoor Unit-Air-Source) | 38MURAQ36AB3* |  |  | CNPV*4821AL* | 59SC2D060E17**14 | 36200 | 16 | 8.1 | 38500 | 34800 | 90.39% | 2.02 | 0 | 10 |  |  |  |  | R-410A | 3.0167 | Residential & Commercial | USHP | Ducted CEE Tier 1
211226066 | Central HP <5.4 tons | CARRIER | HRCU-A-CB (Split System: Heat Pump with Remote Outdoor Unit-Air-Source) | 38MURAQ36AB3* |  |  | CNPV*4821AL* | 59SP6A100V21**20 | 36200 | 16 | 8.1 | 38500 | 34800 | 90.39% | 2.02 | 0 | 10 |  |  |  |  | R-410A | 3.0167 | Residential & Commercial | USHP | Ducted CEE Tier 1
211226084 | Central HP <5.4 tons | CARRIER | HRCU-A-CB (Split System: Heat Pump with Remote Outdoor Unit-Air-Source) | 38MURAQ36AB3* |  |  | CNPV*4824AL* | 58S(B,C)*A090E21**20 | 36600 | 16 | 8.1 | 39500 | 34800 | 88.1% | 2.04 | 0 | 10.5 |  |  |  |  | R-410A | 3.05 | Residential & Commercial | USHP | Ducted CEE Tier 1
213077436 | Central HP <5.4 tons | CARRIER | HRCU-A-CB (Split System: Heat Pump with Remote Outdoor Unit-Air-Source) | 38MURAQ36AB3* |  |  | CNPV*4217AL* | GG96VTAB48080B** | 35800 | 15.5 | 8.1 | 39000 | 35200 | 90.26% | 1.96 | 0 | 10 |  |  |  |  | R-410A | 2.9833 | Residential & Commercial | USHP | Ducted CEE Tier 1
212609306 | Central HP <5.4 tons | RUUD | HRCU-A-CB (Split System: Heat Pump with Remote Outdoor Unit-Air-Source) | UP18AZ24AJVC |  |  | RCFZ2421HEAAM | R802V1005A21UHS | 22800 | 20 | 8.5 | 22800 | 26000 | 114% | 2.1 | 0 | 12.5 |  |  |  |  | R-410A | 1.9 | Residential & Commercial | USHP | Ducted CEE Tier 1
212609336 | Central HP <5.4 tons | RUUD | HRCU-A-CB (Split System: Heat Pump with Remote Outdoor Unit-Air-Source) | UP18AZ24AJVC |  |  | RCFZ2421HEAAM | R802V0504A17UHS | 22800 | 20 | 8.5 | 22800 | 26000 | 114% | 2.1 | 0 | 12.5 |  |  |  |  | R-410A | 1.9 | Residential & Commercial | USHP | Ducted CEE Tier 1
213079249 | Central HP <5.4 tons | CARRIER | HRCU-A-CB (Split System: Heat Pump with Remote Outdoor Unit-Air-Source) | 38MURAQ36AB3* |  |  | CAP**4321AL* | 58SU*B100M21**20 | 36400 | 16 | 8.5 | 38000 | 34800 | 91.58% | 2.1 | 0 | 10 |  |  |  |  | R-410A | 3.0333 | Residential & Commercial | USHP | Ducted CEE Tier 1
210473441 | Central HP <5.4 tons | COMFORTMAKER | HRCU-A-CB (Split System: Heat Pump with Remote Outdoor Unit-Air-Source) | CVH825GKA3* |  |  | EA*4X48L24A*+WALLCON | *95CSU0802120A* | 24200 | 17 | 8.1 | 21000 | 16500 | 78.57% | 2.02 | 0 | 11 |  |  |  |  | R-410A | 2.0167 | Residential & Commercial | USHP | Ducted CEE Tier 1
210473452 | Central HP <5.4 tons | COMFORTMAKER | HRCU-A-CB (Split System: Heat Pump with Remote Outdoor Unit-Air-Source) | CVH825GKA3* |  |  | EA*4X48L24A*+WALLCON | *95CSU1002122A* | 24200 | 17 | 8.1 | 21000 | 16500 | 78.57% | 2.02 | 0 | 11 |  |  |  |  | R-410A | 2.0167 | Residential & Commercial | USHP | Ducted CEE Tier 1
211225961 | Central HP <5.4 tons | CARRIER | HRCU-A-CB (Split System: Heat Pump with Remote Outdoor Unit-Air-Source) | 38MURAQ36AB3* |  |  | CAP**4821AL* | OVLAAB036098 | 35400 | 15.2 | 8.1 | 38500 | 34800 | 90.39% | 2.02 | 0 | 9.5 |  |  |  |  | R-410A | 2.95 | Residential & Commercial | USHP
211225993 | Central HP <5.4 tons | CARRIER | HRCU-A-CB (Split System: Heat Pump with Remote Outdoor Unit-Air-Source) | 38MURAQ36AB3* |  |  | CAP**4824AL* | 59SC5B120E24**22 | 37200 | 15.5 | 8.5 | 38500 | 35000 | 90.91% | 2.12 | 0 | 10 |  |  |  |  | R-410A | 3.1 | Residential & Commercial | USHP | Ducted CEE Tier 1
211226008 | Central HP <5.4 tons | CARRIER | HRCU-A-CB (Split System: Heat Pump with Remote Outdoor Unit-Air-Source) | 38MURAQ36AB3* |  |  | CNPV*4217AL* | 58TP*A070V14**12 | 35600 | 15.5 | 8.1 | 38500 | 35000 | 90.91% | 1.96 | 0 | 10 |  |  |  |  | R-410A | 2.9667 | Residential & Commercial | USHP | Ducted CEE Tier 1
211226075 | Central HP <5.4 tons | CARRIER | HRCU-A-CB (Split System: Heat Pump with Remote Outdoor Unit-Air-Source) | 38MURAQ36AB3* |  |  | CNPV*4821AL* | 59TP6B100V21**22 | 36000 | 16.5 | 8.1 | 38500 | 34800 | 90.39% | 2.02 | 0 | 10.5 |  |  |  |  | R-410A | 3 | Residential & Commercial | USHP | Ducted CEE Tier 1
211226111 | Central HP <5.4 tons | CARRIER | HRCU-A-CB (Split System: Heat Pump with Remote Outdoor Unit-Air-Source) | 38MURAQ36AB3* |  |  | CNPV*4824AL* | 59SP6A120V24**22 | 36000 | 16 | 8.1 | 38500 | 34800 | 90.39% | 2.02 | 0 | 10 |  |  |  |  | R-410A | 3 | Residential & Commercial | USHP | Ducted CEE Tier 1
210474465 | Central HP <5.4 tons | COMFORTMAKER | HRCU-A-CB (Split System: Heat Pump with Remote Outdoor Unit-Air-Source) | CVH825GKA3* |  |  | EHD4X48AAL+WALLCON | *95CSU1002122A* | 24200 | 16.5 | 8.1 | 21200 | 16600 | 78.3% | 2.02 | 0 | 11 |  |  |  |  | R-410A | 2.0167 | Residential & Commercial | USHP | Ducted CEE Tier 1
210474498 | Central HP <5.4 tons | COMFORTMAKER | HRCU-A-CB (Split System: Heat Pump with Remote Outdoor Unit-Air-Source) | CVH825GKA3* |  |  | EHD4X48AAL+WALLCON | *80CSU1002120A* | 24200 | 16 | 8.1 | 21200 | 16600 | 78.3% | 2 | 0 | 10.5 |  |  |  |  | R-410A | 2.0167 | Residential & Commercial | USHP | Ducted CEE Tier 1
214280294 | Central HP <5.4 tons | BRYANT HEATING AND COOLING SYSTEMS | HRCU-A-CB (Split System: Heat Pump with Remote Outdoor Unit-Air-Source) | 38MURAQ36AB3* |  |  | CAP**4321AL* | 916SA48060M17*** | 36000 | 15.5 | 8.5 | 38000 | 34800 | 91.58% | 2.06 | 0 | 10 |  |  |  |  | R-410A | 3 | Residential & Commercial | USHP | Ducted CEE Tier 1
212609337 | Central HP <5.4 tons | RUUD | HRCU-A-CB (Split System: Heat Pump with Remote Outdoor Unit-Air-Source) | UP18AZ24AJVC |  |  | RCFZ2421HEAAM | R802V0754A17UHN | 22800 | 19 | 8.5 | 22800 | 26000 | 114% | 2.1 | 0 | 12.5 |  |  |  |  | R-410A | 1.9 | Residential & Commercial | USHP | Ducted CEE Tier 1
214397848 | Central HP <5.4 tons | JOHNSON CONTROLS | HRCU-A-CB (Split System: Heat Pump with Remote Outdoor Unit-Air-Source) | HH860E2S11 |  |  | CTF60C5CGS1 | TM8E120C16MP11 | 44500 | 18 | 9 | 45500 | 34200 | 75.16% | 2 | 0 | 11 |  |  |  |  | R-454B | 3.7083 | Residential & Commercial | USHP | Ducted CEE Tier 1
214398250 | Central HP <5.4 tons | JOHNSON CONTROLS | HRCU-A-CB (Split System: Heat Pump with Remote Outdoor Unit-Air-Source) | HH860E2S11 |  |  | CTM60C5CGS1 | TM8Y100C20MP11 | 44500 | 18 | 9 | 45000 | 33800 | 75.11% | 2 | 0 | 11.7 |  |  |  |  | R-454B | 3.7083 | Residential & Commercial | USHP | Ducted CEE Tier 1
210474553 | Central HP <5.4 tons | COMFORTMAKER | HRCU-A-CB (Split System: Heat Pump with Remote Outdoor Unit-Air-Source) | CVH825GKA3* |  |  | EHD4X48AAL+WALLCON | *96CTN0801714A* | 24200 | 16 | 8.1 | 21400 | 16700 | 78.04% | 2 | 0 | 10.5 |  |  |  |  | R-410A | 2.0167 | Residential & Commercial | USHP | Ducted CEE Tier 1
214398041 | Central HP <5.4 tons | JOHNSON CONTROLS | HRCU-A-CB (Split System: Heat Pump with Remote Outdoor Unit-Air-Source) | HH860E2S11 |  |  | CTM60C5CHS1 | TM8V100C20MP12 | 53500 | 19 | 9 | 54000 | 39000 | 72.22% | 2 | 0 | 11 |  |  |  |  | R-454B | 4.4583 | Residential & Commercial | USHP | Ducted CEE Tier 1
214398046 | Central HP <5.4 tons | JOHNSON CONTROLS | HRCU-A-CB (Split System: Heat Pump with Remote Outdoor Unit-Air-Source) | HH860E2S11 |  |  | CTM60C5CHS1 | TMLV120C20MP12 | 53500 | 19 | 9 | 54000 | 39000 | 72.22% | 2 | 0 | 11 |  |  |  |  | R-454B | 4.4583 | Residential & Commercial | USHP | Ducted CEE Tier 1
213296614 | Central HP <5.4 tons | YORK | HRCU-A-CB (Split System: Heat Pump with Remote Outdoor Unit-Air-Source) | HMH72B341 |  |  | XAFB36DBCN1 | Y91E080B12SMPS1 | 33200 | 17 | 8.5 | 32200 | 22600 | 70.19% | 1.8 | 0 | 10 |  |  |  |  | R-410A | 2.7667 | Residential & Commercial | USHP | Ducted CEE Tier 1
216738628 | Central HP <5.4 tons | BRYANT HEATING AND COOLING SYSTEMS | HRCU-A-CB (Split System: Heat Pump with Remote Outdoor Unit-Air-Source) | 37MUHAQ24AA3 |  |  | CSAH*3612AM* | 926SB36040V17*** | 22600 | 15.5 | 8.1 | 21000 | 18600 | 88.57% | 1.85 | 0 | 10.5 |  |  |  |  | R-454B | 1.8833 | Residential & Commercial | USHP | Ducted CEE Tier 1
216453242 | Central HP <5.4 tons | AMERICAN STANDARD | HRCU-A-CB (Split System: Heat Pump with Remote Outdoor Unit-Air-Source) | 5A6V0X60A1 |  |  | 5PX*D010AS3 | S8V2C100M5PCB | 52500 | 18.4 | 9 | 54000 | 38000 | 70.37% | 2 | 0 | 10.5 |  |  |  |  | R-454B | 4.375 | Residential & Commercial | USHP | Ducted CEE Tier 1
216453260 | Central HP <5.4 tons | AMERICAN STANDARD | HRCU-A-CB (Split System: Heat Pump with Remote Outdoor Unit-Air-Source) | 5A6V0X60A1 |  |  | 5TXCC009AS3 | S8V2C100M5PDB | 52500 | 18.4 | 9 | 54000 | 38000 | 70.37% | 2 | 0 | 10 |  |  |  |  | R-454B | 4.375 | Residential & Commercial | USHP | Ducted CEE Tier 1
216819526 | Central HP <5.4 tons | RUUD | HRCU-A-CB (Split System: Heat Pump with Remote Outdoor Unit-Air-Source) | RD18AY48AJVC |  |  | RCFY4824MTANM | R951V1005A21M4 | 42500 | 17 | 8.1 | 42500 | 33400 | 78.59% | 2 | 0 | 10 |  |  |  |  | R-454B | 3.5417 | Residential & Commercial | USHP | Ducted CEE Tier 1
213076727 | Central HP <5.4 tons | CARRIER | HRCU-A-CB (Split System: Heat Pump with Remote Outdoor Unit-Air-Source) | 38MURAQ36AB3* |  |  | CAP**3621AL* | 58TP*B110V21**22 | 35400 | 16 | 8.1 | 39000 | 35200 | 90.26% | 1.84 | 0 | 10 |  |  |  |  | R-410A | 2.95 | Residential & Commercial | USHP | Ducted CEE Tier 1
211226143 | Central HP <5.4 tons | CARRIER | HRCU-A-CB (Split System: Heat Pump with Remote Outdoor Unit-Air-Source) | 38MURAQ36AB3* |  |  | CNPV*4824AL* | 58SU*A080E21**20 | 37400 | 15.5 | 8.5 | 39500 | 35000 | 88.61% | 2.1 | 0 | 10.5 |  |  |  |  | R-410A | 3.1167 | Residential & Commercial | USHP | Ducted CEE Tier 1
211230941 | Central HP <5.4 tons | CARRIER | HRCU-A-CB (Split System: Heat Pump with Remote Outdoor Unit-Air-Source) | 38MURAQ36AB3* |  |  | CAP**3721AL* | GG96VTAA60100C | 36800 | 16.5 | 8.5 | 38500 | 34800 | 90.39% | 2.1 | 0 | 10 |  |  |  |  | R-410A | 3.0667 | Residential & Commercial | USHP | Ducted CEE Tier 1
210473518 | Central HP <5.4 tons | COMFORTMAKER | HRCU-A-CB (Split System: Heat Pump with Remote Outdoor Unit-Air-Source) | CVH825GKA3* |  |  | EA*4X48L24A*+WALLCON | *96CTN1002122A* | 24200 | 16.5 | 8.1 | 21000 | 16500 | 78.57% | 2.02 | 0 | 11 |  |  |  |  | R-410A | 2.0167 | Residential & Commercial | USHP | Ducted CEE Tier 1
210473954 | Central HP <5.4 tons | COMFORTMAKER | HRCU-A-CB (Split System: Heat Pump with Remote Outdoor Unit-Air-Source) | CVH825GKA3* |  |  | EN(A,D,W)4X48L21**+WALLCON | *80CTL0451712A* | 24000 | 16.5 | 8.1 | 21400 | 16700 | 78.04% | 2 | 0 | 11 |  |  |  |  | R-410A | 2 | Residential & Commercial | USHP | Ducted CEE Tier 1
214242791 | Central HP <5.4 tons | DAY & NIGHT | HRCU-A-CB (Split System: Heat Pump with Remote Outdoor Unit-Air-Source) | CVH825GKA2* |  |  | EN(A,D)4X36L21**+WALLCON | *95CSU0601716B* | 23400 | 16.5 | 8.1 | 21600 | 16700 | 77.31% | 1.92 | 0 | 10.5 |  |  |  |  | R-410A | 1.95 | Residential & Commercial | USHP | Ducted CEE Tier 1
213076859 | Central HP <5.4 tons | CARRIER | HRCU-A-CB (Split System: Heat Pump with Remote Outdoor Unit-Air-Source) | 38MURAQ36AB3* |  |  | CAP**4224AL* | 58TP*B135V24**22 | 35400 | 16.5 | 8.1 | 38500 | 35000 | 90.91% | 1.88 | 0 | 10 |  |  |  |  | R-410A | 2.95 | Residential & Commercial | USHP | Ducted CEE Tier 1
213077688 | Central HP <5.4 tons | CARRIER | HRCU-A-CB (Split System: Heat Pump with Remote Outdoor Unit-Air-Source) | 38MURAQ36AB3* |  |  | CNPV*4824AL* | 59TP6C100V21**20 | 36000 | 16.5 | 8.1 | 38500 | 35000 | 90.91% | 2 | 0 | 10 |  |  |  |  | R-410A | 3 | Residential & Commercial | USHP | Ducted CEE Tier 1
213077731 | Central HP <5.4 tons | CARRIER | HRCU-A-CB (Split System: Heat Pump with Remote Outdoor Unit-Air-Source) | 38MURAQ36AB3* |  |  | CAP**4224AL* | 59TP6C100V21**22 | 35400 | 16.5 | 8.1 | 38500 | 35000 | 90.91% | 1.88 | 0 | 10 |  |  |  |  | R-410A | 2.95 | Residential & Commercial | USHP | Ducted CEE Tier 1
213077781 | Central HP <5.4 tons | CARRIER | HRCU-A-CB (Split System: Heat Pump with Remote Outdoor Unit-Air-Source) | 38MURAQ36AB3* |  |  | CNPV*4824AL* | 59TP6C100V21**22 | 36000 | 17 | 8.1 | 38500 | 34800 | 90.39% | 2 | 0 | 10.5 |  |  |  |  | R-410A | 3 | Residential & Commercial | USHP | Ducted CEE Tier 1
214280268 | Central HP <5.4 tons | BRYANT HEATING AND COOLING SYSTEMS | HRCU-A-CB (Split System: Heat Pump with Remote Outdoor Unit-Air-Source) | 38MURAQ36AB3* |  |  | CAP**3721AL* | 916SA48060M17*** | 36000 | 15.5 | 8.5 | 38000 | 35000 | 92.11% | 2.06 | 0 | 10 |  |  |  |  | R-410A | 3 | Residential & Commercial | USHP | Ducted CEE Tier 1
213075982 | Central HP <5.4 tons | CARRIER | HRCU-A-CB (Split System: Heat Pump with Remote Outdoor Unit-Air-Source) | 38MURAQ36AB3* |  |  | CNPV*4821AL* | 59SU5B100M21**20 | 36200 | 16.5 | 8.1 | 38500 | 35000 | 90.91% | 2.02 | 0 | 10.5 |  |  |  |  | R-410A | 3.0167 | Residential & Commercial | USHP | Ducted CEE Tier 1
213076443 | Central HP <5.4 tons | CARRIER | HRCU-A-CB (Split System: Heat Pump with Remote Outdoor Unit-Air-Source) | 38MURAQ36AB3* |  |  | CNPV*4217AL* | 58TP*B045V14**12 | 35400 | 16 | 8.1 | 38500 | 35000 | 90.91% | 1.94 | 0 | 10 |  |  |  |  | R-410A | 2.95 | Residential & Commercial | USHP | Ducted CEE Tier 1
213079261 | Central HP <5.4 tons | CARRIER | HRCU-A-CB (Split System: Heat Pump with Remote Outdoor Unit-Air-Source) | 38MURAQ36AB3* |  |  | CAP**4821AL* | 58SU*B100M21**20 | 35600 | 16 | 8.5 | 38000 | 34600 | 91.05% | 2.04 | 0 | 10 |  |  |  |  | R-410A | 2.9667 | Residential & Commercial | USHP | Ducted CEE Tier 1
216571247 | Central HP <5.4 tons | AMERICAN STANDARD | HRCU-A-CB (Split System: Heat Pump with Remote Outdoor Unit-Air-Source) | 5A6V8X36A1 |  |  | 5PX*B006AS3 | S8V2B080M4PCB | 32800 | 18.1 | 8.5 | 33400 | 25800 | 77.25% | 2.1 | 0 | 10 |  |  |  |  | R-454B | 2.7333 | Residential & Commercial | USHP | Ducted CEE Tier 1
214253525 | Central HP <5.4 tons | TRANE | HRCU-A-CB (Split System: Heat Pump with Remote Outdoor Unit-Air-Source) | 4TWV8X60A1 |  |  | 4TXCD010DS3 | S8V2D120M5PDB | 54000 | 18 | 8.2 | 52000 | 39500 | 75.96% | 1.8 | 0 | 11.7 |  |  |  |  | R-410A | 4.5 | Residential & Commercial | USHP | Ducted CEE Tier 1
214397626 | Central HP <5.4 tons | JOHNSON CONTROLS | HRCU-A-CB (Split System: Heat Pump with Remote Outdoor Unit-Air-Source) | HH860E2S11 |  |  | CTM60C5CHS1 | TM8E120C20MP11 | 53500 | 19 | 8.5 | 54000 | 39000 | 72.22% | 2 | 0 | 11 |  |  |  |  | R-454B | 4.4583 | Residential & Commercial | USHP | Ducted CEE Tier 1
213076518 | Central HP <5.4 tons | CARRIER | HRCU-A-CB (Split System: Heat Pump with Remote Outdoor Unit-Air-Source) | 38MURAQ36AB3* |  |  | CAP**4321AL* | 58TP*B070V17**16 | 36200 | 16 | 8.5 | 38000 | 34800 | 91.58% | 2.04 | 0 | 10 |  |  |  |  | R-410A | 3.0167 | Residential & Commercial | USHP | Ducted CEE Tier 1
213076661 | Central HP <5.4 tons | CARRIER | HRCU-A-CB (Split System: Heat Pump with Remote Outdoor Unit-Air-Source) | 38MURAQ36AB3* |  |  | CAP**4224AL* | 58TP*B090V21**20 | 35200 | 16 | 8.1 | 38500 | 35000 | 90.91% | 1.88 | 0 | 10 |  |  |  |  | R-410A | 2.9333 | Residential & Commercial | USHP | Ducted CEE Tier 1
213076775 | Central HP <5.4 tons | CARRIER | HRCU-A-CB (Split System: Heat Pump with Remote Outdoor Unit-Air-Source) | 38MURAQ36AB3* |  |  | CAP**4321AL* | 58TP*B110V21**22 | 36600 | 16 | 8.5 | 38000 | 34800 | 91.58% | 2.06 | 0 | 10 |  |  |  |  | R-410A | 3.05 | Residential & Commercial | USHP | Ducted CEE Tier 1
213077045 | Central HP <5.4 tons | CARRIER | HRCU-A-CB (Split System: Heat Pump with Remote Outdoor Unit-Air-Source) | 38MURAQ36AB3* |  |  | CAP**3721AL* | 59SP6B080V21**20 | 36600 | 16 | 8.5 | 38000 | 34800 | 91.58% | 2.06 | 0 | 10 |  |  |  |  | R-410A | 3.05 | Residential & Commercial | USHP | Ducted CEE Tier 1
213077245 | Central HP <5.4 tons | CARRIER | HRCU-A-CB (Split System: Heat Pump with Remote Outdoor Unit-Air-Source) | 38MURAQ36AB3* |  |  | CAP**4824AL* | 59SP6B120V24**22 | 36000 | 16.5 | 8.5 | 38000 | 34800 | 91.58% | 2.04 | 0 | 10 |  |  |  |  | R-410A | 3 | Residential & Commercial | USHP | Ducted CEE Tier 1
214398440 | Central HP <5.4 tons | JOHNSON CONTROLS | HRCU-A-CB (Split System: Heat Pump with Remote Outdoor Unit-Air-Source) | HH860E2S11 |  |  | CTF60C5CHS1 | TMLE100C20MP11 | 53500 | 19 | 8.5 | 55000 | 39000 | 70.91% | 2 | 0 | 11 |  |  |  |  | R-454B | 4.4583 | Residential & Commercial | USHP | Ducted CEE Tier 1
214229452 | Central HP <5.4 tons | COMFORTMAKER | HRCU-A-CB (Split System: Heat Pump with Remote Outdoor Unit-Air-Source) | DLCURAH36ABK |  |  | EA*4X48L24A* | *80MSU1002120A* | 35600 | 16 | 8.5 | 38000 | 34600 | 91.05% | 2.04 | 0 | 10 |  |  |  |  | R-410A | 2.9667 | Residential & Commercial | USHP | Ducted CEE Tier 1
213079864 | Central HP <5.4 tons | CARRIER | HRCU-A-CB (Split System: Heat Pump with Remote Outdoor Unit-Air-Source) | 38MURAQ36AB3* |  |  | CAP**4224AL* | 59SC2E100M21**22 | 35400 | 16.5 | 8.1 | 38500 | 35000 | 90.91% | 1.9 | 0 | 10 |  |  |  |  | R-410A | 2.95 | Residential & Commercial | USHP | Ducted CEE Tier 1
213163962 | Central HP <5.4 tons | RUUD | HRCU-A-CB (Split System: Heat Pump with Remote Outdoor Unit-Air-Source) | UP18AZ24AJVC |  |  | RCFZ2421HEAAM | U97MV1005A21DHS | 22800 | 20 | 8.5 | 22800 | 26000 | 114% | 2.1 | 0 | 12.5 |  |  |  |  | R-410A | 1.9 | Residential & Commercial | USHP | Ducted CEE Tier 1
211230957 | Central HP <5.4 tons | CARRIER | HRCU-A-CB (Split System: Heat Pump with Remote Outdoor Unit-Air-Source) | 38MURAQ36AB3* |  |  | CNPV*4821AL* | GG96VTAA60100C | 36000 | 16.5 | 8.1 | 38500 | 34800 | 90.39% | 2.02 | 0 | 10.5 |  |  |  |  | R-410A | 3 | Residential & Commercial | USHP | Ducted CEE Tier 1
213079297 | Central HP <5.4 tons | CARRIER | HRCU-A-CB (Split System: Heat Pump with Remote Outdoor Unit-Air-Source) | 38MURAQ36AB3* |  |  | CNPV*4221AL* | 58SU*B100M21**20 | 35400 | 15.5 | 8.5 | 38500 | 35200 | 91.43% | 1.88 | 0 | 10 |  |  |  |  | R-410A | 2.95 | Residential & Commercial | USHP | Ducted CEE Tier 1
213079679 | Central HP <5.4 tons | CARRIER | HRCU-A-CB (Split System: Heat Pump with Remote Outdoor Unit-Air-Source) | 38MURAQ36AB3* |  |  | CAP**4321AL* | 59SC2E080M21**20 | 36800 | 16.5 | 8.5 | 38500 | 34800 | 90.39% | 2.08 | 0 | 10 |  |  |  |  | R-410A | 3.0667 | Residential & Commercial | USHP | Ducted CEE Tier 1
211230809 | Central HP <5.4 tons | COMFORTMAKER | HRCU-A-CB (Split System: Heat Pump with Remote Outdoor Unit-Air-Source) | DLCURAH36ABK |  |  | EN(A,D)4X48L24** | OMV154L20A | 37000 | 16 | 8.1 | 39500 | 35000 | 88.61% | 2.06 | 0 | 10.5 |  |  |  |  | R-410A | 3.0833 | Residential & Commercial | USHP | Ducted CEE Tier 1
214606504 | Central HP <5.4 tons | JOHNSON CONTROLS | HRCU-A-C (Split System: Heat Pump with Remote Outdoor Unit with No Indoor Fan --Air Source) | HH836E2S11 |  |  | CTM36C5CDS1 | 0 | 33400 | 15.2 | 8.5 | 31800 | 23200 | 72.96% | 2 | 0 | 10 |  |  |  |  | R-454B | 2.7833 | Residential & Commercial | USHP | Ducted CEE Tier 1
214398175 | Central HP <5.4 tons | JOHNSON CONTROLS | HRCU-A-CB (Split System: Heat Pump with Remote Outdoor Unit-Air-Source) | HH836E2S11 |  |  | CTM36C5CDS1 | TM8E100C16MP11 | 33800 | 18 | 8.5 | 31600 | 25800 | 81.65% | 2 | 0 | 11 |  |  |  |  | R-454B | 2.8167 | Residential & Commercial | USHP | Ducted CEE Tier 1
213163961 | Central HP <5.4 tons | RUUD | HRCU-A-CB (Split System: Heat Pump with Remote Outdoor Unit-Air-Source) | UP18AZ24AJVC |  |  | RCFZ2421HEAAM | U97MV0855A21DHS | 22800 | 20 | 8.5 | 22800 | 26000 | 114% | 2.1 | 0 | 12.5 |  |  |  |  | R-410A | 1.9 | Residential & Commercial | USHP | Ducted CEE Tier 1
214066717 | Central HP <5.4 tons | RUUD | HRCU-A-CB (Split System: Heat Pump with Remote Outdoor Unit-Air-Source) | RD17AZ36AJ3N |  |  | RCFZ3621MTANM | R921V0403A17M4S | 34200 | 18 | 8.1 | 34200 | 29600 | 86.55% | 1.9 | 0 | 10 |  |  |  |  | R-410A | 2.85 | Residential & Commercial | USHP | Ducted CEE Tier 1
214066667 | Central HP <5.4 tons | RUUD | HRCU-A-CB (Split System: Heat Pump with Remote Outdoor Unit-Air-Source) | RD17AZ36AJ3N |  |  | RCFZ3621MTANM | U98MV0603A17UPS | 34200 | 18 | 8.1 | 34200 | 29800 | 87.13% | 1.9 | 0 | 10 |  |  |  |  | R-410A | 2.85 | Residential & Commercial | USHP | Ducted CEE Tier 1
214066820 | Central HP <5.4 tons | RUUD | HRCU-A-CB (Split System: Heat Pump with Remote Outdoor Unit-Air-Source) | RD17AZ36AJ3N |  |  | RCFZ3621MTANM | R962V0603A17M4S | 34200 | 18 | 8.1 | 34200 | 29800 | 87.13% | 1.9 | 0 | 10 |  |  |  |  | R-410A | 2.85 | Residential & Commercial | USHP | Ducted CEE Tier 1
210473089 | Central HP <5.4 tons | COMFORTMAKER | HRCU-A-CB (Split System: Heat Pump with Remote Outdoor Unit-Air-Source) | CVH825GKA3* |  |  | EA*4X43L21A*+WALLCON | *95CSU0601716A* | 24400 | 16.5 | 8.1 | 21200 | 16700 | 78.77% | 2.02 | 0 | 10.5 |  |  |  |  | R-410A | 2.0333 | Residential & Commercial | USHP | Ducted CEE Tier 1
210474509 | Central HP <5.4 tons | COMFORTMAKER | HRCU-A-CB (Split System: Heat Pump with Remote Outdoor Unit-Air-Source) | CVH825GKA3* |  |  | EHD4X48AAL+WALLCON | *80CTL0451712A* | 24200 | 16 | 8.1 | 21400 | 16700 | 78.04% | 2 | 0 | 10.5 |  |  |  |  | R-410A | 2.0167 | Residential & Commercial | USHP | Ducted CEE Tier 1
216675460 | Central HP <5.4 tons | TEMPSTAR | HRCU-A-CB (Split System: Heat Pump with Remote Outdoor Unit-Air-Source) | D5CURAH24AAK |  |  | EA*5X37M21A* | *80CSU0401712A* | 25400 | 16.5 | 9 | 23400 | 19200 | 82.05% | 2.06 | 0 | 10 |  |  |  |  | R-454B | 2.1167 | Residential & Commercial | USHP | Ducted CEE Tier 1
216675662 | Central HP <5.4 tons | TEMPSTAR | HRCU-A-CB (Split System: Heat Pump with Remote Outdoor Unit-Air-Source) | D5CURAH24AAK |  |  | EA*5X30M14A* | *80MS(N,L)0451412A* | 23600 | 15.2 | 8.5 | 24200 | 19400 | 80.17% | 1.9 | 0 | 9.8 |  |  |  |  | R-454B | 1.9667 | Residential & Commercial | USHP
215938373 | Central HP <5.4 tons | TEMPSTAR | HRCU-A-CB (Split System: Heat Pump with Remote Outdoor Unit-Air-Source) | T5H3V48*K*AAA* |  |  | EVD5X60M24A*+WALLCON | *97CMN1002122B* | 45500 | 20.5 | 8.1 | 52500 | 38000 | 72.38% | 1.9 | 0 | 11.5 |  |  |  |  | R-454B | 3.7917 | Residential & Commercial | USHP | Ducted CEE Tier 1
213770287 | Central HP <5.4 tons | CARRIER | HRCU-A-CB (Split System: Heat Pump with Remote Outdoor Unit-Air-Source) | 25VNA448A*031* |  |  | CAP**6024AL*+UI | 58TN*B135C24**22 | 45000 | 21 | 9.5 | 45500 | 36000 | 79.12% | 2.34 | 0 | 11.7 |  |  |  |  | R-410A | 3.75 | Residential & Commercial | USHP | Ducted CEE Tier 1
213770335 | Central HP <5.4 tons | CARRIER | HRCU-A-CB (Split System: Heat Pump with Remote Outdoor Unit-Air-Source) | 25VNA448A*031* |  |  | CSPH*4812AL*+UI | 59MN7C120C24**22 | 44000 | 20 | 8.5 | 46500 | 36600 | 78.71% | 2.2 | 0 | 11 |  |  |  |  | R-410A | 3.6667 | Residential & Commercial | USHP | Ducted CEE Tier 1
214397631 | Central HP <5.4 tons | JOHNSON CONTROLS | HRCU-A-CB (Split System: Heat Pump with Remote Outdoor Unit-Air-Source) | HH860E2S11 |  |  | CTM60C5CHS1 | TMLE120C20MP11 | 53500 | 19 | 8.5 | 54000 | 39000 | 72.22% | 2 | 0 | 11 |  |  |  |  | R-454B | 4.4583 | Residential & Commercial | USHP | Ducted CEE Tier 1
214397606 | Central HP <5.4 tons | JOHNSON CONTROLS | HRCU-A-CB (Split System: Heat Pump with Remote Outdoor Unit-Air-Source) | HH860E2S11 |  |  | CTM60D5CHS1 | TM8E130D20MP11 | 54500 | 19 | 8.5 | 55000 | 40000 | 72.73% | 2 | 0 | 11.7 |  |  |  |  | R-454B | 4.5417 | Residential & Commercial | USHP | Ducted CEE Tier 1
214397490 | Central HP <5.4 tons | JOHNSON CONTROLS | HRCU-A-CB (Split System: Heat Pump with Remote Outdoor Unit-Air-Source) | HH860E2S11 |  |  | CTF60C5CGS1 | TL8E080C16UH11 | 44000 | 18 | 9 | 44500 | 33600 | 75.51% | 2 | 0 | 11.7 |  |  |  |  | R-454B | 3.6667 | Residential & Commercial | USHP | Ducted CEE Tier 1
213077945 | Central HP <5.4 tons | CARRIER | HRCU-A-CB (Split System: Heat Pump with Remote Outdoor Unit-Air-Source) | 38MURAQ36AB3* |  |  | CAP**3721AL* | 58S(B,C)*B070M17**12 | 36200 | 16 | 8.5 | 38000 | 34800 | 91.58% | 2.04 | 0 | 10 |  |  |  |  | R-410A | 3.0167 | Residential & Commercial | USHP | Ducted CEE Tier 1
213078615 | Central HP <5.4 tons | CARRIER | HRCU-A-CB (Split System: Heat Pump with Remote Outdoor Unit-Air-Source) | 38MURAQ36AB3* |  |  | CAP**3721AL* | 58S(B,C)*B110M21**20 | 36600 | 16.5 | 8.5 | 38000 | 34800 | 91.58% | 2.06 | 0 | 10 |  |  |  |  | R-410A | 3.05 | Residential & Commercial | USHP | Ducted CEE Tier 1
214398200 | Central HP <5.4 tons | JOHNSON CONTROLS | HRCU-A-CB (Split System: Heat Pump with Remote Outdoor Unit-Air-Source) | HH836E2S11 |  |  | CTF48C5CFS1 | TM8E100C16MP11 | 33400 | 19 | 9 | 31400 | 25400 | 80.89% | 2 | 0 | 11 |  |  |  |  | R-454B | 2.7833 | Residential & Commercial | USHP | Ducted CEE Tier 1
213296912 | Central HP <5.4 tons | JOHNSON CONTROLS | HRCU-A-CB (Split System: Heat Pump with Remote Outdoor Unit-Air-Source) | HMH72B341 |  |  | XAFC36DBCN1 | Z8ES100C16LMPS1 | 34000 | 18 | 8.5 | 33400 | 24400 | 73.05% | 2.12 | 0 | 9.5 |  |  |  |  | R-410A | 2.8333 | Residential & Commercial | USHP
213297132 | Central HP <5.4 tons | JOHNSON CONTROLS | HRCU-A-CB (Split System: Heat Pump with Remote Outdoor Unit-Air-Source) | HMH72B341 |  |  | XAFC48FBCN1 | Z8ES120C16LMPS1 | 34000 | 16.5 | 8.5 | 32800 | 23400 | 71.34% | 2.1 | 0 | 9.5 |  |  |  |  | R-410A | 2.8333 | Residential & Commercial | USHP
214398475 | Central HP <5.4 tons | JOHNSON CONTROLS | HRCU-A-CB (Split System: Heat Pump with Remote Outdoor Unit-Air-Source) | HH836E2S11 |  |  | CTF48C5CFS1+JMVT16CC2N1 | 0 | 34400 | 19 | 9 | 32000 | 25200 | 78.75% | 2 | 0 | 11.7 |  |  |  |  | R-454B | 2.8667 | Residential & Commercial | USHP | Ducted CEE Tier 1
214397673 | Central HP <5.4 tons | JOHNSON CONTROLS | HRCU-A-CB (Split System: Heat Pump with Remote Outdoor Unit-Air-Source) | HH836E2S11 |  |  | CTF36C5CDS1 | TMLE080C16MP11 | 33800 | 18 | 8.5 | 31400 | 25600 | 81.53% | 2 | 0 | 11 |  |  |  |  | R-454B | 2.8167 | Residential & Commercial | USHP | Ducted CEE Tier 1
213297632 | Central HP <5.4 tons | JOHNSON CONTROLS | HRCU-A-CB (Split System: Heat Pump with Remote Outdoor Unit-Air-Source) | HMH72B341 |  |  | XAHB36DXXN1+TXV | Z8ES080B12SMPS1 | 33200 | 17.5 | 8.1 | 32800 | 23000 | 70.12% | 2 | 0 | 10 |  |  |  |  | R-410A | 2.7667 | Residential & Commercial | USHP | Ducted CEE Tier 1
213077804 | Central HP <5.4 tons | CARRIER | HRCU-A-CB (Split System: Heat Pump with Remote Outdoor Unit-Air-Source) | 38MURAQ36AB3* |  |  | CNPV*4824AL* | GG96VTAB66120D** | 35800 | 16.5 | 8.1 | 38500 | 35000 | 90.91% | 2 | 0 | 10 |  |  |  |  | R-410A | 2.9833 | Residential & Commercial | USHP | Ducted CEE Tier 1
213078985 | Central HP <5.4 tons | CARRIER | HRCU-A-CB (Split System: Heat Pump with Remote Outdoor Unit-Air-Source) | 38MURAQ36AB3* |  |  | CAP**3721AL* | 58SU*B060M17**16 | 36400 | 16.5 | 8.5 | 38000 | 34800 | 91.58% | 2.08 | 0 | 10 |  |  |  |  | R-410A | 3.0333 | Residential & Commercial | USHP | Ducted CEE Tier 1
213079117 | Central HP <5.4 tons | CARRIER | HRCU-A-CB (Split System: Heat Pump with Remote Outdoor Unit-Air-Source) | 38MURAQ36AB3* |  |  | CAP**4224AL* | 58SU*B080M21**20 | 35200 | 16.5 | 8.1 | 38500 | 35000 | 90.91% | 1.9 | 0 | 10 |  |  |  |  | R-410A | 2.9333 | Residential & Commercial | USHP | Ducted CEE Tier 1
213079285 | Central HP <5.4 tons | CARRIER | HRCU-A-CB (Split System: Heat Pump with Remote Outdoor Unit-Air-Source) | 38MURAQ36AB3* |  |  | CNPV*3621AL* | 58SU*B100M21**20 | 35000 | 15.5 | 8.1 | 38500 | 35400 | 91.95% | 1.76 | 0 | 10 |  |  |  |  | R-410A | 2.9167 | Residential & Commercial | USHP | Ducted CEE Tier 1
213774580 | Central HP <5.4 tons | COMFORTMAKER | HRCU-A-CB (Split System: Heat Pump with Remote Outdoor Unit-Air-Source) | CVH825GKA3* |  |  | EHD4X48AAL+WALLCON | *80CTL0701716B* | 24200 | 16 | 8.1 | 21200 | 16600 | 78.3% | 2 | 0 | 10.5 |  |  |  |  | R-410A | 2.0167 | Residential & Commercial | USHP | Ducted CEE Tier 1
213372391 | Central HP <5.4 tons | RUUD | HRCU-A-CB (Split System: Heat Pump with Remote Outdoor Unit-Air-Source) | UP18AZ60AJVC |  |  | RCFZ6021SEAAM | R951V1005A21UHU | 52500 | 18 | 8.1 | 52500 | 50500 | 96.19% | 1.9 | 0 | 10 |  |  |  |  | R-410A | 4.375 | Residential & Commercial | USHP | Ducted CEE Tier 1
213296857 | Central HP <5.4 tons | JOHNSON CONTROLS | HRCU-A-CB (Split System: Heat Pump with Remote Outdoor Unit-Air-Source) | HMH72B341 |  |  | XAFC36DXXN1+TXV | Z8ES120C20SMPS1 | 34000 | 17.5 | 8.5 | 34000 | 24600 | 72.35% | 2.12 | 0 | 9.5 |  |  |  |  | R-410A | 2.8333 | Residential & Commercial | USHP
213297032 | Central HP <5.4 tons | JOHNSON CONTROLS | HRCU-A-CB (Split System: Heat Pump with Remote Outdoor Unit-Air-Source) | HMH72B341 |  |  | XAFC36DXXN1+TXV | Z9ES100C20SMPS1 | 34000 | 17.5 | 8.5 | 33400 | 24000 | 71.86% | 2.1 | 0 | 9.5 |  |  |  |  | R-410A | 2.8333 | Residential & Commercial | USHP
213297062 | Central HP <5.4 tons | JOHNSON CONTROLS | HRCU-A-CB (Split System: Heat Pump with Remote Outdoor Unit-Air-Source) | HMH72B341 |  |  | XAFB30CXXN1+TXV | Z9ES060A10SMPS1 | 32400 | 18.5 | 8.1 | 33000 | 23200 | 70.3% | 2.02 | 0 | 9.5 |  |  |  |  | R-410A | 2.7 | Residential & Commercial | USHP
216374690 | Central HP <5.4 tons | JOHNSON CONTROLS | HRCU-A-CB (Split System: Heat Pump with Remote Outdoor Unit-Air-Source) | HH860E2S11 |  |  | CTU60D5XGS1+TXV | Z9ET120D20SMPS1 | 44500 | 17 | 9 | 45000 | 32600 | 72.44% | 2 | 0 | 11.7 |  |  |  |  | R-454B | 3.7083 | Residential & Commercial | USHP | Ducted CEE Tier 1
216374731 | Central HP <5.4 tons | JOHNSON CONTROLS | HRCU-A-CB (Split System: Heat Pump with Remote Outdoor Unit-Air-Source) | HH860E2S11 |  |  | CTM60D5CGS1 | Z9ET120D20SMPS1 | 44500 | 17 | 9 | 45000 | 32600 | 72.44% | 2 | 0 | 11.7 |  |  |  |  | R-454B | 3.7083 | Residential & Commercial | USHP | Ducted CEE Tier 1
213770600 | Central HP <5.4 tons | COMFORTMAKER | HRCU-A-CB (Split System: Heat Pump with Remote Outdoor Unit-Air-Source) | CVH825GKA2* |  |  | EA*4X25L17A*+WALLCON | *80CTL0701412B* | 24400 | 16.5 | 8.5 | 21200 | 16600 | 78.3% | 2.02 | 0 | 11 |  |  |  |  | R-410A | 2.0333 | Residential & Commercial | USHP | Ducted CEE Tier 1
213771050 | Central HP <5.4 tons | COMFORTMAKER | HRCU-A-CB (Split System: Heat Pump with Remote Outdoor Unit-Air-Source) | CVH825GKA2* |  |  | EA*4X37L17A*+WALLCON | *80CTL0701716B* | 24200 | 16.5 | 8.1 | 21400 | 16700 | 78.04% | 2 | 0 | 11 |  |  |  |  | R-410A | 2.0167 | Residential & Commercial | USHP | Ducted CEE Tier 1
213771200 | Central HP <5.4 tons | COMFORTMAKER | HRCU-A-CB (Split System: Heat Pump with Remote Outdoor Unit-Air-Source) | CVH825GKA2* |  |  | EA*4X37L21A*+WALLCON | *97CMN0801714B* | 24400 | 16.5 | 8.1 | 21200 | 16700 | 78.77% | 2.02 | 0 | 11 |  |  |  |  | R-410A | 2.0333 | Residential & Commercial | USHP | Ducted CEE Tier 1
213771400 | Central HP <5.4 tons | COMFORTMAKER | HRCU-A-CB (Split System: Heat Pump with Remote Outdoor Unit-Air-Source) | CVH825GKA2* |  |  | EA*4X42L24A*+WALLCON | *97CMN1002122B* | 23800 | 16.5 | 8.1 | 21400 | 16600 | 77.57% | 1.96 | 0 | 11 |  |  |  |  | R-410A | 1.9833 | Residential & Commercial | USHP | Ducted CEE Tier 1
213079435 | Central HP <5.4 tons | CARRIER | HRCU-A-CB (Split System: Heat Pump with Remote Outdoor Unit-Air-Source) | 38MURAQ36AB3* |  |  | CAP**4321AL* | 59SC2E060M17**14 | 36600 | 16 | 8.5 | 38500 | 35000 | 90.91% | 2.06 | 0 | 10 |  |  |  |  | R-410A | 3.05 | Residential & Commercial | USHP | Ducted CEE Tier 1
213079519 | Central HP <5.4 tons | CARRIER | HRCU-A-CB (Split System: Heat Pump with Remote Outdoor Unit-Air-Source) | 38MURAQ36AB3* |  |  | CAP**3621AL* | 59SC2E080M17**16 | 35200 | 16 | 8.1 | 38500 | 35200 | 91.43% | 1.82 | 0 | 9.5 |  |  |  |  | R-410A | 2.9333 | Residential & Commercial | USHP
216571153 | Central HP <5.4 tons | AMERICAN STANDARD | HRCU-A-CB (Split System: Heat Pump with Remote Outdoor Unit-Air-Source) | 5A6V0X60A1 |  |  | 5PX*D010AS3 | S8V2C080M5PDB | 53500 | 19 | 9 | 53500 | 38000 | 71.03% | 2 | 0 | 10 |  |  |  |  | R-454B | 4.4583 | Residential & Commercial | USHP | Ducted CEE Tier 1
216571171 | Central HP <5.4 tons | AMERICAN STANDARD | HRCU-A-CB (Split System: Heat Pump with Remote Outdoor Unit-Air-Source) | 5A6V0X60A1 |  |  | 5TXCD010AS3 | *UHMD120CCV5+LRP | 53000 | 18.6 | 9 | 53500 | 38000 | 71.03% | 2 | 0 | 10 |  |  |  |  | R-454B | 4.4167 | Residential & Commercial | USHP | Ducted CEE Tier 1
213771081 | Central HP <5.4 tons | DAY & NIGHT | HRCU-A-CB (Split System: Heat Pump with Remote Outdoor Unit-Air-Source) | CVH825GKA2* |  |  | EA*4X37L17A*+WALLCON | *97CMN0601714B* | 24000 | 16 | 8.1 | 21600 | 16800 | 77.78% | 1.98 | 0 | 10.5 |  |  |  |  | R-410A | 2 | Residential & Commercial | USHP | Ducted CEE Tier 1
213771231 | Central HP <5.4 tons | DAY & NIGHT | HRCU-A-CB (Split System: Heat Pump with Remote Outdoor Unit-Air-Source) | CVH825GKA2* |  |  | EA*4X37L21A*+WALLCON | *96CTN0801714B* | 24400 | 16.5 | 8.1 | 21200 | 16600 | 78.3% | 2.02 | 0 | 11 |  |  |  |  | R-410A | 2.0333 | Residential & Commercial | USHP | Ducted CEE Tier 1
214779458 | Central HP <5.4 tons | JOHNSON CONTROLS | HRCU-A-CB (Split System: Heat Pump with Remote Outdoor Unit-Air-Source) | HH836E2S11 |  |  | CTU36B5XDS1+JMET12BS2N1+TXV | 0 | 34200 | 19 | 9 | 31600 | 25800 | 81.65% | 2 | 0 | 11.7 |  |  |  |  | R-454B | 2.85 | Residential & Commercial | USHP | Ducted CEE Tier 1
210472946 | Central HP <5.4 tons | COMFORTMAKER | HRCU-A-CB (Split System: Heat Pump with Remote Outdoor Unit-Air-Source) | CVH825GKA3* |  |  | EA*4X42L21A*+WALLCON | *97CMN1002122A* | 23800 | 16.5 | 8.1 | 21400 | 16600 | 77.57% | 1.96 | 0 | 11 |  |  |  |  | R-410A | 1.9833 | Residential & Commercial | USHP | Ducted CEE Tier 1
210473045 | Central HP <5.4 tons | COMFORTMAKER | HRCU-A-CB (Split System: Heat Pump with Remote Outdoor Unit-Air-Source) | CVH825GKA3* |  |  | EA*4X42L24A*+WALLCON | *97CMN1002122A* | 23800 | 16.5 | 8.1 | 21400 | 16600 | 77.57% | 1.96 | 0 | 11 |  |  |  |  | R-410A | 1.9833 | Residential & Commercial | USHP | Ducted CEE Tier 1
210473364 | Central HP <5.4 tons | COMFORTMAKER | HRCU-A-CB (Split System: Heat Pump with Remote Outdoor Unit-Air-Source) | CVH825GKA3* |  |  | EA*4X48L21A*+WALLCON | *96CTN0801714A* | 24000 | 16.5 | 8.1 | 21000 | 16600 | 79.05% | 2 | 0 | 11 |  |  |  |  | R-410A | 2 | Residential & Commercial | USHP | Ducted CEE Tier 1
210473397 | Central HP <5.4 tons | COMFORTMAKER | HRCU-A-CB (Split System: Heat Pump with Remote Outdoor Unit-Air-Source) | CVH825GKA3* |  |  | EA*4X48L21A*+WALLCON | *97CMN1002122A* | 24000 | 16.5 | 8.1 | 21000 | 16500 | 78.57% | 2.02 | 0 | 11 |  |  |  |  | R-410A | 2 | Residential & Commercial | USHP | Ducted CEE Tier 1
210474234 | Central HP <5.4 tons | COMFORTMAKER | HRCU-A-CB (Split System: Heat Pump with Remote Outdoor Unit-Air-Source) | CVH825GKA3* |  |  | EHD4X42AAL+WALLCON | *95CSU0802120A* | 24200 | 16 | 8.1 | 21400 | 16600 | 77.57% | 2 | 0 | 11 |  |  |  |  | R-410A | 2.0167 | Residential & Commercial | USHP | Ducted CEE Tier 1
210474652 | Central HP <5.4 tons | COMFORTMAKER | HRCU-A-CB (Split System: Heat Pump with Remote Outdoor Unit-Air-Source) | CVH825GKA3* |  |  | EHD4X48AAL+WALLCON | *97CMN0602120A* | 24200 | 16 | 8.1 | 21400 | 16700 | 78.04% | 2 | 0 | 10.5 |  |  |  |  | R-410A | 2.0167 | Residential & Commercial | USHP | Ducted CEE Tier 1
213297657 | Central HP <5.4 tons | JOHNSON CONTROLS | HRCU-A-CB (Split System: Heat Pump with Remote Outdoor Unit-Air-Source) | HMH72B341 |  |  | XAHB36DXXN1+TXV | Z8ES040A12LMPS1 | 33200 | 17.5 | 8.1 | 32800 | 23000 | 70.12% | 2.02 | 0 | 10 |  |  |  |  | R-410A | 2.7667 | Residential & Commercial | USHP | Ducted CEE Tier 1
213297982 | Central HP <5.4 tons | JOHNSON CONTROLS | HRCU-A-CB (Split System: Heat Pump with Remote Outdoor Unit-Air-Source) | HMH72B341 |  |  | XAHB36DXXN1+TXV | Z8ES100B12SMPS1 | 33400 | 17.5 | 8.1 | 32800 | 23200 | 70.73% | 2.02 | 0 | 9.5 |  |  |  |  | R-410A | 2.7833 | Residential & Commercial | USHP
214397646 | Central HP <5.4 tons | JOHNSON CONTROLS | HRCU-A-CB (Split System: Heat Pump with Remote Outdoor Unit-Air-Source) | HH836E2S11 |  |  | CTF48C5CFS1+JMET12CS2N1 | 0 | 34000 | 19 | 9 | 31800 | 25200 | 79.25% | 2 | 0 | 11.7 |  |  |  |  | R-454B | 2.8333 | Residential & Commercial | USHP | Ducted CEE Tier 1
213297557 | Central HP <5.4 tons | JOHNSON CONTROLS | HRCU-A-CB (Split System: Heat Pump with Remote Outdoor Unit-Air-Source) | HMH72B341 |  |  | XAHC36DBCN1 | Z8ES100C20LMPS1 | 34000 | 17 | 8.5 | 33400 | 23600 | 70.66% | 2.08 | 0 | 9.5 |  |  |  |  | R-410A | 2.8333 | Residential & Commercial | USHP
213297857 | Central HP <5.4 tons | JOHNSON CONTROLS | HRCU-A-CB (Split System: Heat Pump with Remote Outdoor Unit-Air-Source) | HMH72B341 |  |  | XAFC36DBCN1+JMET12CS2N1 | 0 | 34000 | 18.5 | 8.5 | 34000 | 24200 | 71.18% | 2.14 | 0 | 10 |  |  |  |  | R-410A | 2.8333 | Residential & Commercial | USHP | Ducted CEE Tier 1
213297957 | Central HP <5.4 tons | JOHNSON CONTROLS | HRCU-A-CB (Split System: Heat Pump with Remote Outdoor Unit-Air-Source) | HMH72B341 |  |  | XAFD48FBCN1 | Z8ES120C16LMPS1 | 34000 | 16.5 | 8.5 | 32800 | 23400 | 71.34% | 2.1 | 0 | 9.5 |  |  |  |  | R-410A | 2.8333 | Residential & Commercial | USHP
213771450 | Central HP <5.4 tons | COMFORTMAKER | HRCU-A-CB (Split System: Heat Pump with Remote Outdoor Unit-Air-Source) | CVH825GKA2* |  |  | EA*4X43L21A*+WALLCON | *80CTL0701716B* | 24400 | 17 | 8.5 | 21200 | 16600 | 78.3% | 2.02 | 0 | 11 |  |  |  |  | R-410A | 2.0333 | Residential & Commercial | USHP | Ducted CEE Tier 1
213771670 | Central HP <5.4 tons | COMFORTMAKER | HRCU-A-CB (Split System: Heat Pump with Remote Outdoor Unit-Air-Source) | CVH825GKA2* |  |  | EA*4X48L21A*+WALLCON | *96CTN1002122B* | 24000 | 16.5 | 8.1 | 21000 | 16500 | 78.57% | 2.02 | 0 | 11 |  |  |  |  | R-410A | 2 | Residential & Commercial | USHP | Ducted CEE Tier 1
216737179 | Central HP <5.4 tons | DAY & NIGHT | HRCU-A-CB (Split System: Heat Pump with Remote Outdoor Unit-Air-Source) | D5CUHAH24AAK |  |  | ESH5X30M12A* | *80VSL0901716B* | 22600 | 16 | 8.1 | 21000 | 18900 | 90% | 1.85 | 0 | 10.5 |  |  |  |  | R-454B | 1.8833 | Residential & Commercial | USHP | Ducted CEE Tier 1
216735075 | Central HP <5.4 tons | DAY & NIGHT | HRCU-A-CB (Split System: Heat Pump with Remote Outdoor Unit-Air-Source) | D5CUHAH24AAK |  |  | EA*5X37M17A* | *80VTL0701716B* | 22800 | 16 | 8.5 | 20800 | 18400 | 88.46% | 1.96 | 0 | 11 |  |  |  |  | R-454B | 1.9 | Residential & Commercial | USHP | Ducted CEE Tier 1
216735209 | Central HP <5.4 tons | DAY & NIGHT | HRCU-A-CB (Split System: Heat Pump with Remote Outdoor Unit-Air-Source) | D5CUHAH24AAK |  |  | EA*5X37M17A* | *96MSN0801716A* | 23000 | 16 | 8.5 | 20800 | 18500 | 88.94% | 1.98 | 0 | 11 |  |  |  |  | R-454B | 1.9167 | Residential & Commercial | USHP | Ducted CEE Tier 1
216736091 | Central HP <5.4 tons | DAY & NIGHT | HRCU-A-CB (Split System: Heat Pump with Remote Outdoor Unit-Air-Source) | D5CUHAH24AAK |  |  | EA*5X37M21A* | *97VTN1002122A* | 23200 | 16 | 8.5 | 20800 | 18500 | 88.94% | 1.96 | 0 | 11 |  |  |  |  | R-454B | 1.9333 | Residential & Commercial | USHP | Ducted CEE Tier 1
214809161 | Central HP <5.4 tons | JOHNSON CONTROLS | HRCU-A-CB (Split System: Heat Pump with Remote Outdoor Unit-Air-Source) | HH860E2S11 |  |  | CTU60C5XGS1+JME16C2SN1+TXV | 0 | 45000 | 19 | 9 | 45000 | 33000 | 73.33% | 2 | 0 | 12 |  |  |  |  | R-454B | 3.75 | Residential & Commercial | USHP | Ducted CEE Tier 1
214242441 | Central HP <5.4 tons | DAY & NIGHT | HRCU-A-CB (Split System: Heat Pump with Remote Outdoor Unit-Air-Source) | CVH825GKA2* |  |  | EN(A,D)4X24L17**+WALLCON | *80CTL0701716B* | 23200 | 16 | 8.1 | 22000 | 16900 | 76.82% | 1.92 | 0 | 10.5 |  |  |  |  | R-410A | 1.9333 | Residential & Commercial | USHP | Ducted CEE Tier 1
214242961 | Central HP <5.4 tons | DAY & NIGHT | HRCU-A-CB (Split System: Heat Pump with Remote Outdoor Unit-Air-Source) | CVH825GKA2* |  |  | EN(A,D,W)4X42L21**+WALLCON | *80CTL0451712B* | 23600 | 16 | 8.1 | 21600 | 16800 | 77.78% | 1.94 | 0 | 10.5 |  |  |  |  | R-410A | 1.9667 | Residential & Commercial | USHP | Ducted CEE Tier 1
215941080 | Central HP <5.4 tons | DAY & NIGHT | HRCU-A-CB (Split System: Heat Pump with Remote Outdoor Unit-Air-Source) | C5H3V48*K*AAA* |  |  | EA*5X61M21A*+WALLCON | *97CTN0802120A* | 45000 | 21 | 9.5 | 48500 | 37000 | 76.29% | 2 | 0 | 11 |  |  |  |  | R-454B | 3.75 | Residential & Commercial | USHP | Ducted CEE Tier 1
214397591 | Central HP <5.4 tons | JOHNSON CONTROLS | HRCU-A-CB (Split System: Heat Pump with Remote Outdoor Unit-Air-Source) | HH860E2S11 |  |  | CTF60D5CHS1+JMET18DS2N1 | 0 | 54000 | 19 | 9 | 53500 | 38500 | 71.96% | 2 | 0 | 12 |  |  |  |  | R-454B | 4.5 | Residential & Commercial | USHP | Ducted CEE Tier 1
214397641 | Central HP <5.4 tons | JOHNSON CONTROLS | HRCU-A-CB (Split System: Heat Pump with Remote Outdoor Unit-Air-Source) | HH860E2S11 |  |  | CTF60D5CJS1 | TM9E120D20MP12 | 53000 | 18 | 9 | 55000 | 40000 | 72.73% | 2 | 0 | 11 |  |  |  |  | R-454B | 4.4167 | Residential & Commercial | USHP | Ducted CEE Tier 1
214398011 | Central HP <5.4 tons | JOHNSON CONTROLS | HRCU-A-CB (Split System: Heat Pump with Remote Outdoor Unit-Air-Source) | HH860E2S11 |  |  | CTM60D5CHS1+JMC20D2SN1 | 0 | 53000 | 19 | 8.5 | 53000 | 38000 | 71.7% | 2 | 0 | 11.7 |  |  |  |  | R-454B | 4.4167 | Residential & Commercial | USHP | Ducted CEE Tier 1
216374578 | Central HP <5.4 tons | JOHNSON CONTROLS | HRCU-A-CB (Split System: Heat Pump with Remote Outdoor Unit-Air-Source) | HH860E2S11 |  |  | CTU60D5XHS1+TXV | Z9ET120D20SMPS1 | 54000 | 19 | 9 | 55000 | 40000 | 72.73% | 2 | 0 | 11 |  |  |  |  | R-454B | 4.5 | Residential & Commercial | USHP | Ducted CEE Tier 1
210472935 | Central HP <5.4 tons | COMFORTMAKER | HRCU-A-CB (Split System: Heat Pump with Remote Outdoor Unit-Air-Source) | CVH825GKA3* |  |  | EA*4X42L21A*+WALLCON | *97CMN0801714A* | 23600 | 16.5 | 8.1 | 21400 | 16700 | 78.04% | 1.96 | 0 | 11 |  |  |  |  | R-410A | 1.9667 | Residential & Commercial | USHP | Ducted CEE Tier 1
214253220 | Central HP <5.4 tons | AMERICAN STANDARD | HRCU-A-CB (Split System: Heat Pump with Remote Outdoor Unit-Air-Source) | 4A6V0X60A1 |  |  | 4TXCD010DS3 | S8V2D120M5PCB | 54000 | 19 | 8.2 | 52000 | 39500 | 75.96% | 1.8 | 0 | 11.7 |  |  |  |  | R-410A | 4.5 | Residential & Commercial | USHP | Ducted CEE Tier 1
214728365 | Central HP <5.4 tons | JOHNSON CONTROLS | HRCU-A-CB (Split System: Heat Pump with Remote Outdoor Unit-Air-Source) | HH836E2S11 |  |  | CTU36B5XDS1+TXV | TM9E080B12MP12 | 33600 | 18 | 8.5 | 31800 | 26000 | 81.76% | 2 | 0 | 11 |  |  |  |  | R-454B | 2.8 | Residential & Commercial | USHP | Ducted CEE Tier 1
213079900 | Central HP <5.4 tons | CARRIER | HRCU-A-CB (Split System: Heat Pump with Remote Outdoor Unit-Air-Source) | 38MURAQ36AB3* |  |  | CNPV*4821AL* | 59SC2E100M21**22 | 36000 | 16.5 | 8.1 | 38500 | 35000 | 90.91% | 2 | 0 | 10.5 |  |  |  |  | R-410A | 3 | Residential & Commercial | USHP | Ducted CEE Tier 1
214807785 | Central HP <5.4 tons | JOHNSON CONTROLS | HRCU-A-CB (Split System: Heat Pump with Remote Outdoor Unit-Air-Source) | HH836E2S11 |  |  | CTU48C5XFS1+JMVT17CC2N1+TXV | 0 | 34400 | 19 | 9 | 32000 | 25200 | 78.75% | 2 | 0 | 11.7 |  |  |  |  | R-454B | 2.8667 | Residential & Commercial | USHP | Ducted CEE Tier 1
216736543 | Central HP <5.4 tons | DAY & NIGHT | HRCU-A-CB (Split System: Heat Pump with Remote Outdoor Unit-Air-Source) | D5CUHAH24AAK |  |  | ESH5X24M12A* | *92MSN0802120A* | 22400 | 15.2 | 8.1 | 21200 | 19000 | 89.62% | 1.9 | 0 | 10.5 |  |  |  |  | R-454B | 1.8667 | Residential & Commercial | USHP | Ducted CEE Tier 1
216736727 | Central HP <5.4 tons | DAY & NIGHT | HRCU-A-CB (Split System: Heat Pump with Remote Outdoor Unit-Air-Source) | D5CUHAH24AAK |  |  | ESH5X24M12A* | *96VSN1202422B* | 22400 | 15.2 | 8.1 | 21200 | 19100 | 90.09% | 1.85 | 0 | 10.5 |  |  |  |  | R-454B | 1.8667 | Residential & Commercial | USHP | Ducted CEE Tier 1
216734707 | Central HP <5.4 tons | DAY & NIGHT | HRCU-A-CB (Split System: Heat Pump with Remote Outdoor Unit-Air-Source) | D5CUHAH24AAK |  |  | EA*5X36M17A* | *96VSN0601412B* | 22200 | 16 | 8.1 | 20800 | 18700 | 89.9% | 1.85 | 0 | 10.5 |  |  |  |  | R-454B | 1.85 | Residential & Commercial | USHP | Ducted CEE Tier 1
216737045 | Central HP <5.4 tons | DAY & NIGHT | HRCU-A-CB (Split System: Heat Pump with Remote Outdoor Unit-Air-Source) | D5CUHAH24AAK |  |  | ESH5X30M12A* | *80MS(N,L)0701712A* | 22600 | 15.5 | 8.1 | 21000 | 18800 | 89.52% | 1.85 | 0 | 10.5 |  |  |  |  | R-454B | 1.8833 | Residential & Commercial | USHP | Ducted CEE Tier 1
216734774 | Central HP <5.4 tons | DAY & NIGHT | HRCU-A-CB (Split System: Heat Pump with Remote Outdoor Unit-Air-Source) | D5CUHAH24AAK |  |  | EA*5X36M17A* | *96CTN0801714B* | 22200 | 16.5 | 8.1 | 20800 | 18700 | 89.9% | 1.85 | 0 | 10.5 |  |  |  |  | R-454B | 1.85 | Residential & Commercial | USHP | Ducted CEE Tier 1
216735024 | Central HP <5.4 tons | DAY & NIGHT | HRCU-A-CB (Split System: Heat Pump with Remote Outdoor Unit-Air-Source) | D5CUHAH24AAK |  |  | EA*5X37M17A* | *80CTL0451712B* | 22800 | 16 | 8.5 | 20800 | 18500 | 88.94% | 1.96 | 0 | 11 |  |  |  |  | R-454B | 1.9 | Residential & Commercial | USHP | Ducted CEE Tier 1
216735624 | Central HP <5.4 tons | DAY & NIGHT | HRCU-A-CB (Split System: Heat Pump with Remote Outdoor Unit-Air-Source) | D5CUHAH24AAK |  |  | EA*5X37M21A* | *80CTL0901716B* | 22800 | 16 | 8.5 | 20400 | 18300 | 89.71% | 1.98 | 0 | 11 |  |  |  |  | R-454B | 1.9 | Residential & Commercial | USHP | Ducted CEE Tier 1
216735642 | Central HP <5.4 tons | DAY & NIGHT | HRCU-A-CB (Split System: Heat Pump with Remote Outdoor Unit-Air-Source) | D5CUHAH24AAK |  |  | EA*5X37M21A* | *80CTL1102120B* | 23600 | 15.5 | 8.5 | 21000 | 18600 | 88.57% | 1.96 | 0 | 11 |  |  |  |  | R-454B | 1.9667 | Residential & Commercial | USHP | Ducted CEE Tier 1
216735710 | Central HP <5.4 tons | DAY & NIGHT | HRCU-A-CB (Split System: Heat Pump with Remote Outdoor Unit-Air-Source) | D5CUHAH24AAK |  |  | EA*5X37M21A* | *97CMN0601714B* | 22800 | 16 | 8.5 | 20600 | 18400 | 89.32% | 1.98 | 0 | 11 |  |  |  |  | R-454B | 1.9 | Residential & Commercial | USHP | Ducted CEE Tier 1
216735974 | Central HP <5.4 tons | DAY & NIGHT | HRCU-A-CB (Split System: Heat Pump with Remote Outdoor Unit-Air-Source) | D5CUHAH24AAK |  |  | EA*5X37M21A* | *96CTN0802120B* | 23400 | 16 | 8.5 | 20800 | 18500 | 88.94% | 1.98 | 0 | 11 |  |  |  |  | R-454B | 1.95 | Residential & Commercial | USHP | Ducted CEE Tier 1
216736127 | Central HP <5.4 tons | DAY & NIGHT | HRCU-A-CB (Split System: Heat Pump with Remote Outdoor Unit-Air-Source) | D5CUHAH24AAK |  |  | ESH5X24M12A* | *80CSU0401712A* | 23000 | 16 | 8.5 | 21400 | 19300 | 90.19% | 1.96 | 0 | 10.5 |  |  |  |  | R-454B | 1.9167 | Residential & Commercial | USHP | Ducted CEE Tier 1
210474300 | Central HP <5.4 tons | COMFORTMAKER | HRCU-A-CB (Split System: Heat Pump with Remote Outdoor Unit-Air-Source) | CVH825GKA3* |  |  | EHD4X42AAL+WALLCON | *80CTL0701716A* | 24200 | 16 | 8.1 | 21400 | 16600 | 77.57% | 2 | 0 | 10.5 |  |  |  |  | R-410A | 2.0167 | Residential & Commercial | USHP | Ducted CEE Tier 1
213774410 | Central HP <5.4 tons | COMFORTMAKER | HRCU-A-CB (Split System: Heat Pump with Remote Outdoor Unit-Air-Source) | CVH825GKA3* |  |  | EHD4X42AAL+WALLCON | *80CTL0701716B* | 24200 | 16 | 8.1 | 21400 | 16600 | 77.57% | 1.98 | 0 | 10.5 |  |  |  |  | R-410A | 2.0167 | Residential & Commercial | USHP | Ducted CEE Tier 1
213774460 | Central HP <5.4 tons | COMFORTMAKER | HRCU-A-CB (Split System: Heat Pump with Remote Outdoor Unit-Air-Source) | CVH825GKA3* |  |  | EHD4X42AAL+WALLCON | *95CSU0601716B* | 24000 | 16 | 8.1 | 21400 | 16600 | 77.57% | 1.98 | 0 | 10.5 |  |  |  |  | R-410A | 2 | Residential & Commercial | USHP | Ducted CEE Tier 1
213297707 | Central HP <5.4 tons | JOHNSON CONTROLS | HRCU-A-CB (Split System: Heat Pump with Remote Outdoor Unit-Air-Source) | HMH72B341 |  |  | XAHC36DBCN1 | Z9ES080C20SMPS1 | 33800 | 17 | 8.5 | 32800 | 23000 | 70.12% | 1.8 | 0 | 10 |  |  |  |  | R-410A | 2.8167 | Residential & Commercial | USHP | Ducted CEE Tier 1
213297882 | Central HP <5.4 tons | JOHNSON CONTROLS | HRCU-A-CB (Split System: Heat Pump with Remote Outdoor Unit-Air-Source) | HMH72B341 |  |  | XAFC36DBCN1 | Z9ES080C16SMPS1 | 33400 | 17 | 8.5 | 32000 | 22400 | 70% | 1.8 | 0 | 10 |  |  |  |  | R-410A | 2.7833 | Residential & Commercial | USHP | Ducted CEE Tier 1
213297182 | Central HP <5.4 tons | JOHNSON CONTROLS | HRCU-A-CB (Split System: Heat Pump with Remote Outdoor Unit-Air-Source) | HMH72B341 |  |  | XAFC30CXXN1+TXV | Z8ES080B12SMPS1 | 33200 | 18 | 8.5 | 33000 | 23400 | 70.91% | 2.04 | 0 | 10 |  |  |  |  | R-410A | 2.7667 | Residential & Commercial | USHP | Ducted CEE Tier 1
213297282 | Central HP <5.4 tons | JOHNSON CONTROLS | HRCU-A-CB (Split System: Heat Pump with Remote Outdoor Unit-Air-Source) | HMH72B341 |  |  | XAFB30CXXN1+TXV | Z9ES060B12SMPS1 | 32400 | 17 | 8.1 | 33000 | 23200 | 70.3% | 2.02 | 0 | 9.5 |  |  |  |  | R-410A | 2.7 | Residential & Commercial | USHP
213297332 | Central HP <5.4 tons | JOHNSON CONTROLS | HRCU-A-CB (Split System: Heat Pump with Remote Outdoor Unit-Air-Source) | HMH72B341 |  |  | XAHC30CXXN1+TXV | Z8ES120C16LMPS1 | 32600 | 17 | 8.5 | 32000 | 22600 | 70.62% | 2.04 | 0 | 9.5 |  |  |  |  | R-410A | 2.7167 | Residential & Commercial | USHP
213297457 | Central HP <5.4 tons | JOHNSON CONTROLS | HRCU-A-CB (Split System: Heat Pump with Remote Outdoor Unit-Air-Source) | HMH72B341 |  |  | XAFC36DXXN1+TXV | Z9ES080C20SMPS1 | 34000 | 17.5 | 8.5 | 33400 | 24000 | 71.86% | 2.1 | 0 | 9.5 |  |  |  |  | R-410A | 2.8333 | Residential & Commercial | USHP
213297757 | Central HP <5.4 tons | JOHNSON CONTROLS | HRCU-A-CB (Split System: Heat Pump with Remote Outdoor Unit-Air-Source) | HMH72B341 |  |  | XAHB30CXXN1+TXV | Z8ET080B12LMPS1 | 31800 | 18 | 8.1 | 32200 | 22600 | 70.19% | 2 | 0 | 9.5 |  |  |  |  | R-410A | 2.65 | Residential & Commercial | USHP
213297807 | Central HP <5.4 tons | JOHNSON CONTROLS | HRCU-A-CB (Split System: Heat Pump with Remote Outdoor Unit-Air-Source) | HMH72B341 |  |  | XAFC30CXXN1+TXV | Z8ES080C20LMPS1 | 33600 | 18 | 8.5 | 33000 | 23200 | 70.3% | 2.08 | 0 | 10 |  |  |  |  | R-410A | 2.8 | Residential & Commercial | USHP | Ducted CEE Tier 1
214242041 | Central HP <5.4 tons | DAY & NIGHT | HRCU-A-CB (Split System: Heat Pump with Remote Outdoor Unit-Air-Source) | CVH825GKA3* |  |  | END4X42L17**+WALLCON | *97CMN0601714B* | 23800 | 16 | 8.1 | 21400 | 16700 | 78.04% | 1.96 | 0 | 11 |  |  |  |  | R-410A | 1.9833 | Residential & Commercial | USHP | Ducted CEE Tier 1
214242191 | Central HP <5.4 tons | DAY & NIGHT | HRCU-A-CB (Split System: Heat Pump with Remote Outdoor Unit-Air-Source) | CVH825GKA3* |  |  | EN(A,D,W)4X42L21**+WALLCON | *96CTN0801714B* | 23800 | 16.5 | 8.1 | 21400 | 16700 | 78.04% | 1.94 | 0 | 11 |  |  |  |  | R-410A | 1.9833 | Residential & Commercial | USHP | Ducted CEE Tier 1
214242391 | Central HP <5.4 tons | DAY & NIGHT | HRCU-A-CB (Split System: Heat Pump with Remote Outdoor Unit-Air-Source) | CVH825GKA3* |  |  | EN(A,D)4X48L24**+WALLCON | *96CTN1202422B* | 24200 | 17 | 8.1 | 21200 | 16600 | 78.3% | 2 | 0 | 11 |  |  |  |  | R-410A | 2.0167 | Residential & Commercial | USHP | Ducted CEE Tier 1
213298007 | Central HP <5.4 tons | JOHNSON CONTROLS | HRCU-A-CB (Split System: Heat Pump with Remote Outdoor Unit-Air-Source) | HMH72B341 |  |  | XAHC36DXXN1+TXV | Z8ES080C20LMPS1 | 34000 | 17.5 | 8.1 | 33400 | 23600 | 70.66% | 2.08 | 0 | 9.5 |  |  |  |  | R-410A | 2.8333 | Residential & Commercial | USHP
213298027 | Central HP <5.4 tons | JOHNSON CONTROLS | HRCU-A-CB (Split System: Heat Pump with Remote Outdoor Unit-Air-Source) | HMH72B341 |  |  | XAFC36DXXN1+TXV | Z8ES080C16LMPS1 | 34000 | 18 | 8.5 | 33400 | 24200 | 72.46% | 2.14 | 0 | 10 |  |  |  |  | R-410A | 2.8333 | Residential & Commercial | USHP | Ducted CEE Tier 1
214397730 | Central HP <5.4 tons | JOHNSON CONTROLS | HRCU-A-CB (Split System: Heat Pump with Remote Outdoor Unit-Air-Source) | HH836E2S11 |  |  | CTM36C5CDS1 | TM9E100C16MP12 | 33800 | 18 | 8.5 | 31600 | 25800 | 81.65% | 2 | 0 | 11 |  |  |  |  | R-454B | 2.8167 | Residential & Commercial | USHP | Ducted CEE Tier 1
216738987 | Central HP <5.4 tons | TEMPSTAR | HRCU-A-CB (Split System: Heat Pump with Remote Outdoor Unit-Air-Source) | D5CUHAH24AAK |  |  | FCMA5B36L0C*+WALLCON | 0 | 23000 | 16.5 | 8.5 | 21000 | 18800 | 89.52% | 1.96 | 0 | 11 |  |  |  |  | R-454B | 1.9167 | Residential & Commercial | USHP | Ducted CEE Tier 1
214779592 | Central HP <5.4 tons | JOHNSON CONTROLS | HRCU-A-CB (Split System: Heat Pump with Remote Outdoor Unit-Air-Source) | HMH72B341 |  |  | XAHB36DBCN1 | Z9ES060B12SMPS1 | 32800 | 16.5 | 8.5 | 31600 | 22200 | 70.25% | 1.8 | 0 | 10 |  |  |  |  | R-410A | 2.7333 | Residential & Commercial | USHP | Ducted CEE Tier 1
210473254 | Central HP <5.4 tons | COMFORTMAKER | HRCU-A-CB (Split System: Heat Pump with Remote Outdoor Unit-Air-Source) | CVH825GKA3* |  |  | EA*4X43L21A*+WALLCON | *97CMN0602120A* | 24400 | 16.5 | 8.1 | 21200 | 16700 | 78.77% | 2.02 | 0 | 11 |  |  |  |  | R-410A | 2.0333 | Residential & Commercial | USHP | Ducted CEE Tier 1
210473287 | Central HP <5.4 tons | COMFORTMAKER | HRCU-A-CB (Split System: Heat Pump with Remote Outdoor Unit-Air-Source) | CVH825GKA3* |  |  | EA*4X48L21A*+WALLCON | *95CSU1002122A* | 24200 | 17 | 8.1 | 21000 | 16500 | 78.57% | 2.02 | 0 | 11 |  |  |  |  | R-410A | 2.0167 | Residential & Commercial | USHP | Ducted CEE Tier 1
210473507 | Central HP <5.4 tons | COMFORTMAKER | HRCU-A-CB (Split System: Heat Pump with Remote Outdoor Unit-Air-Source) | CVH825GKA3* |  |  | EA*4X48L24A*+WALLCON | *97CMN1202422A* | 24000 | 16.5 | 8.1 | 21000 | 16600 | 79.05% | 2.02 | 0 | 11 |  |  |  |  | R-410A | 2 | Residential & Commercial | USHP | Ducted CEE Tier 1
210473888 | Central HP <5.4 tons | COMFORTMAKER | HRCU-A-CB (Split System: Heat Pump with Remote Outdoor Unit-Air-Source) | CVH825GKA3* |  |  | EN(A,D,W)4X48L21**+WALLCON | *95CSU0601716A* | 24000 | 16.5 | 8.1 | 21400 | 16700 | 78.04% | 2 | 0 | 11 |  |  |  |  | R-410A | 2 | Residential & Commercial | USHP | Ducted CEE Tier 1
210474042 | Central HP <5.4 tons | COMFORTMAKER | HRCU-A-CB (Split System: Heat Pump with Remote Outdoor Unit-Air-Source) | CVH825GKA3* |  |  | EN(A,D,W)4X48L21**+WALLCON | *80CTL0901716A* | 24200 | 17.5 | 8.1 | 21200 | 16500 | 77.83% | 2.02 | 0 | 11.7 |  |  |  |  | R-410A | 2.0167 | Residential & Commercial | USHP | Ducted CEE Tier 1
210474443 | Central HP <5.4 tons | COMFORTMAKER | HRCU-A-CB (Split System: Heat Pump with Remote Outdoor Unit-Air-Source) | CVH825GKA3* |  |  | EHD4X48AAL+WALLCON | *95CSU0601716A* | 24200 | 16 | 8.1 | 21400 | 16700 | 78.04% | 2 | 0 | 10.5 |  |  |  |  | R-410A | 2.0167 | Residential & Commercial | USHP | Ducted CEE Tier 1
215588092 | Central HP <5.4 tons | BRYANT HEATING AND COOLING SYSTEMS | HRCU-A-CB (Split System: Heat Pump with Remote Outdoor Unit-Air-Source) | 291VAN054**AA* |  |  | CAA**6024AM*+UI | 88*TB60070C21*** | 49000 | 19 | 10.5 | 53000 | 54000 | 101.9% | 1.92 | 0 | 11 |  |  |  |  | R-454B | 4.0833 | Residential & Commercial | USHP | Ducted CEE Tier 1
215588126 | Central HP <5.4 tons | BRYANT HEATING AND COOLING SYSTEMS | HRCU-A-CB (Split System: Heat Pump with Remote Outdoor Unit-Air-Source) | 291VAN054**AA* |  |  | CAA**6121AM*+UI | 986TD42080C17*** | 48500 | 18.5 | 9 | 51000 | 50500 | 99.02% | 1.98 | 0 | 12 |  |  |  |  | R-454B | 4.0417 | Residential & Commercial | USHP | Ducted CEE Tier 1
215588174 | Central HP <5.4 tons | BRYANT HEATING AND COOLING SYSTEMS | HRCU-A-CB (Split System: Heat Pump with Remote Outdoor Unit-Air-Source) | 291VAN054**AA* |  |  | CSAH*6012AM*+UI | 935CB66100C21*** | 50000 | 18.5 | 10 | 52000 | 53000 | 101.9% | 1.84 | 0 | 11.5 |  |  |  |  | R-454B | 4.1667 | Residential & Commercial | USHP | Ducted CEE Tier 1
215588176 | Central HP <5.4 tons | BRYANT HEATING AND COOLING SYSTEMS | HRCU-A-CB (Split System: Heat Pump with Remote Outdoor Unit-Air-Source) | 291VAN054**AA* |  |  | CSAH*6012AM*+UI | 987MC60060C21*** | 48500 | 17.5 | 10.5 | 53500 | 53000 | 99.07% | 1.88 | 0 | 10 |  |  |  |  | R-454B | 4.0417 | Residential & Commercial | USHP | Ducted CEE Tier 1
215588192 | Central HP <5.4 tons | BRYANT HEATING AND COOLING SYSTEMS | HRCU-A-CB (Split System: Heat Pump with Remote Outdoor Unit-Air-Source) | 291VAN054**AA* |  |  | FE5BN(B,X)C48L*+UI | 0 | 50000 | 20 | 11 | 52000 | 52000 | 100% | 1.96 | 0 | 12.5 |  |  |  |  | R-454B | 4.1667 | Residential & Commercial | USHP | Ducted CEE Tier 1
215588342 | Central HP <5.4 tons | BRYANT HEATING AND COOLING SYSTEMS | HRCU-A-CB (Split System: Heat Pump with Remote Outdoor Unit-Air-Source) | 291VAN054**AA* |  |  | CVAVA6021XMA*+UI | 935CB60080C21*** | 52000 | 19 | 8.1 | 53500 | 45500 | 85.05% | 1.9 | 0 | 11.5 |  |  |  |  | R-454B | 4.3333 | Residential & Commercial | USHP | Ducted CEE Tier 1
216739021 | Central HP <5.4 tons | BRYANT HEATING AND COOLING SYSTEMS | HRCU-A-CB (Split System: Heat Pump with Remote Outdoor Unit-Air-Source) | 37MUHAQ24AA3 |  |  | F55AA*B24L* | 0 | 23000 | 15.5 | 8.5 | 21400 | 19200 | 89.72% | 1.98 | 0 | 11 |  |  |  |  | R-454B | 1.9167 | Residential & Commercial | USHP | Ducted CEE Tier 1
216374706 | Central HP <5.4 tons | JOHNSON CONTROLS | HRCU-A-CB (Split System: Heat Pump with Remote Outdoor Unit-Air-Source) | HH836E2S11 |  |  | CTM36C5CDS1 | Z9ET100C16SMPS1 | 33800 | 19 | 8.5 | 31400 | 24000 | 76.43% | 2 | 0 | 11 |  |  |  |  | R-454B | 2.8167 | Residential & Commercial | USHP | Ducted CEE Tier 1
214876045 | Central HP <5.4 tons | JOHNSON CONTROLS | HRCU-A-CB (Split System: Heat Pump with Remote Outdoor Unit-Air-Source) | HMH72B341 |  |  | XAHC36DBCN1+JMC16C2SN1 | 0 | 34000 | 18.5 | 8.5 | 34000 | 23800 | 70% | 2 | 0 | 10 |  |  |  |  | R-410A | 2.8333 | Residential & Commercial | USHP | Ducted CEE Tier 1
213296666 | Central HP <5.4 tons | YORK | HRCU-A-CB (Split System: Heat Pump with Remote Outdoor Unit-Air-Source) | HMH72B341 |  |  | XAHC36DBCN1 | Y81E120C16SMPS1 | 34000 | 17.5 | 8.1 | 33400 | 24000 | 71.86% | 2.08 | 0 | 9.5 |  |  |  |  | R-410A | 2.8333 | Residential & Commercial | USHP
213296667 | Central HP <5.4 tons | YORK | HRCU-A-CB (Split System: Heat Pump with Remote Outdoor Unit-Air-Source) | HMH72B341 |  |  | XAHC36DBCN1 | Y81E120C16LMPS1 | 34000 | 17.5 | 8.1 | 33400 | 24000 | 71.86% | 2.08 | 0 | 9.5 |  |  |  |  | R-410A | 2.8333 | Residential & Commercial | USHP
216010729 | Central HP <5.4 tons | JOHNSON CONTROLS | HRCU-A-CB (Split System: Heat Pump with Remote Outdoor Unit-Air-Source) | HH824E2S11 |  |  | CTM36B5ADS1+JMC12B2SN1 | 0 | 23000 | 18 | 9.5 | 23000 | 18600 | 80.87% | 2 | 0 | 12 |  |  |  |  | R-454B | 1.9167 | Residential & Commercial | USHP | Ducted CEE Tier 1
216571097 | Central HP <5.4 tons | AMERICAN STANDARD | HRCU-A-CB (Split System: Heat Pump with Remote Outdoor Unit-Air-Source) | 5A6V0X48A1 |  |  | 5PX*D008AS3 | S8V2C080M5PCB | 44500 | 20 | 9.7 | 47000 | 34000 | 72.34% | 2.1 | 0 | 12 |  |  |  |  | R-454B | 3.7083 | Residential & Commercial | USHP | Ducted CEE Tier 1
216571117 | Central HP <5.4 tons | AMERICAN STANDARD | HRCU-A-CB (Split System: Heat Pump with Remote Outdoor Unit-Air-Source) | 5A6V0X48A1 |  |  | 5PX*DD10AS3 | *DHMC100CCV4+LRP | 44000 | 19.4 | 9.7 | 46500 | 33600 | 72.26% | 2.1 | 0 | 11.7 |  |  |  |  | R-454B | 3.6667 | Residential & Commercial | USHP | Ducted CEE Tier 1
212383073 | Central HP <5.4 tons | AIRQUEST | HRCU-A-CB (Split System: Heat Pump with Remote Outdoor Unit-Air-Source) | DLCURAH36ABK |  |  | EA*4X36L17A* | *80ESU0601716A | 35600 | 15.5 | 8.1 | 39500 | 35200 | 89.11% | 1.84 | 0 | 9.5 |  |  |  |  | R-410A | 2.9667 | Residential & Commercial | USHP
212383304 | Central HP <5.4 tons | AIRQUEST | HRCU-A-CB (Split System: Heat Pump with Remote Outdoor Unit-Air-Source) | DLCURAH36ABK |  |  | EA*4X36L21A* | *80ES(N,L)0902116A* | 35600 | 16 | 8.1 | 39500 | 35200 | 89.11% | 1.84 | 0 | 10 |  |  |  |  | R-410A | 2.9667 | Residential & Commercial | USHP | Ducted CEE Tier 1
214572640 | Central HP <5.4 tons | HEIL | HRCU-A-CB (Split System: Heat Pump with Remote Outdoor Unit-Air-Source) | HVH837GKA** |  |  | EA*4X42L21A*+WALLCON | *96CTN0802120B* | 31800 | 17.5 | 8.5 | 32800 | 24400 | 74.39% | 1.9 | 0 | 11 |  |  |  |  | R-410A | 2.65 | Residential & Commercial | USHP | Ducted CEE Tier 1
212989249 | Central HP <5.4 tons | CARRIER | HRCU-A-CB (Split System: Heat Pump with Remote Outdoor Unit-Air-Source) | 38MURAQ24AB3* |  |  | CNPV*3621AL* | 59SU5B060M17**16 | 23600 | 17 | 8.5 | 26400 | 24400 | 92.42% | 2.02 | 0 | 10.5 |  |  |  |  | R-410A | 1.9667 | Residential & Commercial | USHP | Ducted CEE Tier 1
215939636 | Central HP <5.4 tons | HEIL | HRCU-A-CB (Split System: Heat Pump with Remote Outdoor Unit-Air-Source) | H5H3V36*K*AAA* |  |  | EA*5X36M17A*+WALLCON | *97CTN0801716A* | 32000 | 19 | 9.5 | 35600 | 27400 | 76.97% | 1.98 | 0 | 10.5 |  |  |  |  | R-454B | 2.6667 | Residential & Commercial | USHP | Ducted CEE Tier 1
215939986 | Central HP <5.4 tons | HEIL | HRCU-A-CB (Split System: Heat Pump with Remote Outdoor Unit-Air-Source) | H5H3V36*K*AAA* |  |  | ESH5X36M12A*+WALLCON | *97CTN0802120A* | 33200 | 19 | 9 | 35000 | 26800 | 76.57% | 1.92 | 0 | 11 |  |  |  |  | R-454B | 2.7667 | Residential & Commercial | USHP | Ducted CEE Tier 1
214573390 | Central HP <5.4 tons | HEIL | HRCU-A-CB (Split System: Heat Pump with Remote Outdoor Unit-Air-Source) | HVH837GKA** |  |  | EN(A,D,W)4X42L21**+WALLCON | *95CSU1002122B* | 31800 | 17 | 8.1 | 33000 | 24400 | 73.94% | 1.9 | 0 | 11.5 |  |  |  |  | R-410A | 2.65 | Residential & Commercial | USHP | Ducted CEE Tier 1
213296539 | Central HP <5.4 tons | YORK | HRCU-A-CB (Split System: Heat Pump with Remote Outdoor Unit-Air-Source) | HMH72B341 |  |  | XAFC36DXXN1+TXV | Y81E100C16SMPS1 | 34000 | 18 | 8.5 | 33400 | 24400 | 73.05% | 2.12 | 0 | 9.5 |  |  |  |  | R-410A | 2.8333 | Residential & Commercial | USHP
215588310 | Central HP <5.4 tons | BRYANT HEATING AND COOLING SYSTEMS | HRCU-A-CB (Split System: Heat Pump with Remote Outdoor Unit-Air-Source) | 291VAN054**AA* |  |  | CVAVA4924XMA*+UI | 83*CA60080C21*** | 52000 | 19.5 | 8.1 | 52500 | 46000 | 87.62% | 1.85 | 0 | 12 |  |  |  |  | R-454B | 4.3333 | Residential & Commercial | USHP | Ducted CEE Tier 1
215588394 | Central HP <5.4 tons | BRYANT HEATING AND COOLING SYSTEMS | HRCU-A-CB (Split System: Heat Pump with Remote Outdoor Unit-Air-Source) | 291VAN054**AA* |  |  | CVAVA6124XMA*+UI | 83*CA60100C21*** | 52500 | 19.5 | 10.5 | 53500 | 46500 | 86.92% | 2 | 0 | 12 |  |  |  |  | R-454B | 4.375 | Residential & Commercial | USHP | Ducted CEE Tier 1
213296596 | Central HP <5.4 tons | YORK | HRCU-A-CB (Split System: Heat Pump with Remote Outdoor Unit-Air-Source) | HMH72B341 |  |  | XAFC30CXXN1+TXV | Y81E080B12SMPS1 | 33200 | 18 | 8.5 | 33000 | 23400 | 70.91% | 2.04 | 0 | 10 |  |  |  |  | R-410A | 2.7667 | Residential & Commercial | USHP | Ducted CEE Tier 1
213296603 | Central HP <5.4 tons | YORK | HRCU-A-CB (Split System: Heat Pump with Remote Outdoor Unit-Air-Source) | HMH72B341 |  |  | XAHC36DXXN1+JMET12CS2N1+TXV | 0 | 33800 | 18 | 8.1 | 32800 | 23000 | 70.12% | 2.06 | 0 | 10 |  |  |  |  | R-410A | 2.8167 | Residential & Commercial | USHP | Ducted CEE Tier 1
213296728 | Central HP <5.4 tons | YORK | HRCU-A-CB (Split System: Heat Pump with Remote Outdoor Unit-Air-Source) | HMH72B341 |  |  | XAHB36DXXN1+JMVT12BC2N1+TXV | 0 | 33200 | 18 | 8.1 | 32200 | 22600 | 70.19% | 2.02 | 0 | 10 |  |  |  |  | R-410A | 2.7667 | Residential & Commercial | USHP | Ducted CEE Tier 1
213296730 | Central HP <5.4 tons | YORK | HRCU-A-CB (Split System: Heat Pump with Remote Outdoor Unit-Air-Source) | HMH72B341 |  |  | XAFC36DXXN1+JMET12CS2N1+TXV | 0 | 34000 | 18.5 | 8.5 | 34000 | 24200 | 71.18% | 2.14 | 0 | 10 |  |  |  |  | R-410A | 2.8333 | Residential & Commercial | USHP | Ducted CEE Tier 1
210473122 | Central HP <5.4 tons | COMFORTMAKER | HRCU-A-CB (Split System: Heat Pump with Remote Outdoor Unit-Air-Source) | CVH825GKA3* |  |  | EA*4X43L21A*+WALLCON | *80CSU0401712A* | 24400 | 17 | 8.5 | 21200 | 16600 | 78.3% | 2.02 | 0 | 11 |  |  |  |  | R-410A | 2.0333 | Residential & Commercial | USHP | Ducted CEE Tier 1
210473353 | Central HP <5.4 tons | COMFORTMAKER | HRCU-A-CB (Split System: Heat Pump with Remote Outdoor Unit-Air-Source) | CVH825GKA3* |  |  | EA*4X48L21A*+WALLCON | *96CTN0601714A* | 24000 | 16.5 | 8.1 | 21000 | 16600 | 79.05% | 2 | 0 | 11 |  |  |  |  | R-410A | 2 | Residential & Commercial | USHP | Ducted CEE Tier 1
210474108 | Central HP <5.4 tons | COMFORTMAKER | HRCU-A-CB (Split System: Heat Pump with Remote Outdoor Unit-Air-Source) | CVH825GKA3* |  |  | EN(A,D)4X48L24**+WALLCON | *96CTN1202422A* | 24200 | 17 | 8.1 | 21200 | 16600 | 78.3% | 2.02 | 0 | 11.5 |  |  |  |  | R-410A | 2.0167 | Residential & Commercial | USHP | Ducted CEE Tier 1
210474608 | Central HP <5.4 tons | COMFORTMAKER | HRCU-A-CB (Split System: Heat Pump with Remote Outdoor Unit-Air-Source) | CVH825GKA3* |  |  | EHD4X48AAL+WALLCON | *97CMN1202422A* | 24200 | 16 | 8.1 | 21200 | 16600 | 78.3% | 2.02 | 0 | 10.5 |  |  |  |  | R-410A | 2.0167 | Residential & Commercial | USHP | Ducted CEE Tier 1
213770690 | Central HP <5.4 tons | COMFORTMAKER | HRCU-A-CB (Split System: Heat Pump with Remote Outdoor Unit-Air-Source) | CVH825GKA2* |  |  | EA*4X30L14A*+WALLCON | *80CTL0701412B* | 23400 | 16.5 | 8.1 | 21600 | 16700 | 77.31% | 1.92 | 0 | 11 |  |  |  |  | R-410A | 1.95 | Residential & Commercial | USHP | Ducted CEE Tier 1
213770860 | Central HP <5.4 tons | COMFORTMAKER | HRCU-A-CB (Split System: Heat Pump with Remote Outdoor Unit-Air-Source) | CVH825GKA2* |  |  | EA*4X36L17A*+WALLCON | *97CMN0601714B* | 23400 | 16 | 8.1 | 21600 | 16800 | 77.78% | 1.92 | 0 | 10.5 |  |  |  |  | R-410A | 1.95 | Residential & Commercial | USHP | Ducted CEE Tier 1
216571249 | Central HP <5.4 tons | AMERICAN STANDARD | HRCU-A-CB (Split System: Heat Pump with Remote Outdoor Unit-Air-Source) | 5A6V8X36A1 |  |  | 5PX*B006AS3 | S8V2B060M4PDB | 32800 | 18.1 | 8.5 | 33400 | 25600 | 76.65% | 2.1 | 0 | 10 |  |  |  |  | R-454B | 2.7333 | Residential & Commercial | USHP | Ducted CEE Tier 1
213770910 | Central HP <5.4 tons | COMFORTMAKER | HRCU-A-CB (Split System: Heat Pump with Remote Outdoor Unit-Air-Source) | CVH825GKA2* |  |  | EA*4X36L21A*+WALLCON | *80CTL0451712B* | 23400 | 16 | 8.1 | 21600 | 16800 | 77.78% | 1.92 | 0 | 10.5 |  |  |  |  | R-410A | 1.95 | Residential & Commercial | USHP | Ducted CEE Tier 1
213771260 | Central HP <5.4 tons | COMFORTMAKER | HRCU-A-CB (Split System: Heat Pump with Remote Outdoor Unit-Air-Source) | CVH825GKA2* |  |  | EA*4X42L21A*+WALLCON | *80CTL0701716B* | 23800 | 16.5 | 8.1 | 21400 | 16700 | 78.04% | 1.96 | 0 | 10.5 |  |  |  |  | R-410A | 1.9833 | Residential & Commercial | USHP | Ducted CEE Tier 1
214650715 | Central HP <5.4 tons | JOHNSON CONTROLS | HRCU-A-CB (Split System: Heat Pump with Remote Outdoor Unit-Air-Source) | HH824E2S11 |  |  | CTU36B5XDS1+TXV | TM9E080B12MP12 | 23000 | 18 | 9.5 | 23000 | 18800 | 81.74% | 2 | 0 | 12 |  |  |  |  | R-454B | 1.9167 | Residential & Commercial | USHP | Ducted CEE Tier 1
210597950 | Central HP <5.4 tons | AIRQUEST | HRCU-A-CB (Split System: Heat Pump with Remote Outdoor Unit-Air-Source) | HVH825GKA2* |  |  | EA*4X43L21A*+WALLCON | *80CTL0701716A* | 24400 | 17 | 8.5 | 21200 | 16600 | 78.3% | 2.02 | 0 | 11 |  |  |  |  | R-410A | 2.0333 | Residential & Commercial | USHP | Ducted CEE Tier 1
210598250 | Central HP <5.4 tons | AIRQUEST | HRCU-A-CB (Split System: Heat Pump with Remote Outdoor Unit-Air-Source) | HVH825GKA2* |  |  | EHD4X48AAL+WALLCON | *80CTL0451712A* | 24200 | 16 | 8.1 | 21400 | 16700 | 78.04% | 2 | 0 | 10.5 |  |  |  |  | R-410A | 2.0167 | Residential & Commercial | USHP | Ducted CEE Tier 1
210598525 | Central HP <5.4 tons | AIRQUEST | HRCU-A-CB (Split System: Heat Pump with Remote Outdoor Unit-Air-Source) | HVH825GKA2* |  |  | EN(A,D,W)4X48L21**+WALLCON | *97CMN0801714A* | 24000 | 16.5 | 8.1 | 21400 | 16700 | 78.04% | 2 | 0 | 11 |  |  |  |  | R-410A | 2 | Residential & Commercial | USHP | Ducted CEE Tier 1
214584560 | Central HP <5.4 tons | JOHNSON CONTROLS | HRCU-A-CB (Split System: Heat Pump with Remote Outdoor Unit-Air-Source) | HH836E2S11 |  |  | CTF36C5CDS1 | Z8ES100C16SMPS1 | 34400 | 18 | 8.5 | 31800 | 26000 | 81.76% | 2 | 0 | 11.7 |  |  |  |  | R-454B | 2.8667 | Residential & Commercial | USHP | Ducted CEE Tier 1
215669141 | Central HP <5.4 tons | TEMPSTAR | HRCU-A-CB (Split System: Heat Pump with Remote Outdoor Unit-Air-Source) | T5H0V36*K*AAA* |  |  | EA*5X48M21A*+WALLCON | *80CTL0701716B* | 33600 | 18 | 9 | 35200 | 25200 | 71.59% | 1.88 | 0 | 10 |  |  |  |  | R-454B | 2.8 | Residential & Commercial | USHP | Ducted CEE Tier 1
215669491 | Central HP <5.4 tons | TEMPSTAR | HRCU-A-CB (Split System: Heat Pump with Remote Outdoor Unit-Air-Source) | T5H0V36*K*AAA* |  |  | EA*5X61M21A*+WALLCON | *80CTL0901716B* | 34800 | 18.5 | 9 | 34400 | 24800 | 72.09% | 1.92 | 0 | 10 |  |  |  |  | R-454B | 2.9 | Residential & Commercial | USHP | Ducted CEE Tier 1
215669541 | Central HP <5.4 tons | TEMPSTAR | HRCU-A-CB (Split System: Heat Pump with Remote Outdoor Unit-Air-Source) | T5H0V36*K*AAA* |  |  | EA*5X61M21A*+WALLCON | *97CMN0601714B* | 34400 | 18 | 9 | 34600 | 25200 | 72.83% | 1.9 | 0 | 10 |  |  |  |  | R-454B | 2.8667 | Residential & Commercial | USHP | Ducted CEE Tier 1
215669691 | Central HP <5.4 tons | TEMPSTAR | HRCU-A-CB (Split System: Heat Pump with Remote Outdoor Unit-Air-Source) | T5H0V36*K*AAA* |  |  | EA*5X61M24A*+WALLCON | *97CMN0602120B* | 34600 | 18 | 9 | 34600 | 25000 | 72.25% | 1.9 | 0 | 10 |  |  |  |  | R-454B | 2.8833 | Residential & Commercial | USHP | Ducted CEE Tier 1
215669893 | Central HP <5.4 tons | TEMPSTAR | HRCU-A-CB (Split System: Heat Pump with Remote Outdoor Unit-Air-Source) | T5H0V36*K*AAA* |  |  | ESH5X36M12A*+WALLCON | *97CMN1002122B* | 33800 | 16.5 | 8.5 | 35800 | 25400 | 70.95% | 1.76 | 0 | 9.5 |  |  |  |  | R-454B | 2.8167 | Residential & Commercial | USHP
215670093 | Central HP <5.4 tons | TEMPSTAR | HRCU-A-CB (Split System: Heat Pump with Remote Outdoor Unit-Air-Source) | T5H0V36*K*AAA* |  |  | ESH5X42M12A*+WALLCON | *96CTN0401410B* | 32600 | 15.2 | 8.5 | 36000 | 25600 | 71.11% | 1.76 | 0 | 9 |  |  |  |  | R-454B | 2.7167 | Residential & Commercial | USHP
215670109 | Central HP <5.4 tons | TEMPSTAR | HRCU-A-CB (Split System: Heat Pump with Remote Outdoor Unit-Air-Source) | T5H0V36*K*AAA* |  |  | ESH5X42M12A*+WALLCON | *96CTN0801714B* | 33800 | 16.5 | 8.5 | 35600 | 25400 | 71.35% | 1.78 | 0 | 9.5 |  |  |  |  | R-454B | 2.8167 | Residential & Commercial | USHP
215670175 | Central HP <5.4 tons | TEMPSTAR | HRCU-A-CB (Split System: Heat Pump with Remote Outdoor Unit-Air-Source) | T5H0V36*K*AAA* |  |  | ESH5X48M12A*+WALLCON | *80CTL0701412B* | 34000 | 16.5 | 8.5 | 35600 | 25400 | 71.35% | 1.76 | 0 | 9.5 |  |  |  |  | R-454B | 2.8333 | Residential & Commercial | USHP
216738860 | Central HP <5.4 tons | BRYANT HEATING AND COOLING SYSTEMS | HRCU-A-CB (Split System: Heat Pump with Remote Outdoor Unit-Air-Source) | 37MUHAQ24AA3 |  |  | CSAH*3612AM* | 926TC60100V21*** | 22600 | 16 | 8.1 | 20800 | 18400 | 88.46% | 1.85 | 0 | 11 |  |  |  |  | R-454B | 1.8833 | Residential & Commercial | USHP | Ducted CEE Tier 1
213774400 | Central HP <5.4 tons | COMFORTMAKER | HRCU-A-CB (Split System: Heat Pump with Remote Outdoor Unit-Air-Source) | CVH825GKA3* |  |  | EHD4X42AAL+WALLCON | *80CTL0701412B* | 24200 | 16 | 8.1 | 21200 | 16600 | 78.3% | 2 | 0 | 10.5 |  |  |  |  | R-410A | 2.0167 | Residential & Commercial | USHP | Ducted CEE Tier 1
213774500 | Central HP <5.4 tons | COMFORTMAKER | HRCU-A-CB (Split System: Heat Pump with Remote Outdoor Unit-Air-Source) | CVH825GKA3* |  |  | EHD4X42AAL+WALLCON | *97CMN1202422B* | 24200 | 16 | 8.1 | 21400 | 16600 | 77.57% | 2 | 0 | 10.5 |  |  |  |  | R-410A | 2.0167 | Residential & Commercial | USHP | Ducted CEE Tier 1
213774550 | Central HP <5.4 tons | COMFORTMAKER | HRCU-A-CB (Split System: Heat Pump with Remote Outdoor Unit-Air-Source) | CVH825GKA3* |  |  | EHD4X42AAL+WALLCON | *96CTN1202422B* | 24200 | 16 | 8.1 | 21400 | 16600 | 77.57% | 2 | 0 | 10.5 |  |  |  |  | R-410A | 2.0167 | Residential & Commercial | USHP | Ducted CEE Tier 1
213774670 | Central HP <5.4 tons | COMFORTMAKER | HRCU-A-CB (Split System: Heat Pump with Remote Outdoor Unit-Air-Source) | CVH825GKA3* |  |  | EHD4X48AAL+WALLCON | *97CMN1202422B* | 24200 | 16 | 8.1 | 21200 | 16600 | 78.3% | 2 | 0 | 10.5 |  |  |  |  | R-410A | 2.0167 | Residential & Commercial | USHP | Ducted CEE Tier 1
214398126 | Central HP <5.4 tons | JOHNSON CONTROLS | HRCU-A-CB (Split System: Heat Pump with Remote Outdoor Unit-Air-Source) | HH836E2S11 |  |  | CTM36B5CDS1 | TM9Y080B12MP11 | 33200 | 18 | 8.5 | 31400 | 25600 | 81.53% | 2 | 0 | 11 |  |  |  |  | R-454B | 2.7667 | Residential & Commercial | USHP | Ducted CEE Tier 1
214398146 | Central HP <5.4 tons | JOHNSON CONTROLS | HRCU-A-CB (Split System: Heat Pump with Remote Outdoor Unit-Air-Source) | HH836E2S11 |  |  | CTM36C5CDS1 | TM9Y080C16MP11 | 33200 | 18 | 9 | 31200 | 25200 | 80.77% | 2 | 0 | 11 |  |  |  |  | R-454B | 2.7667 | Residential & Commercial | USHP | Ducted CEE Tier 1
214398346 | Central HP <5.4 tons | JOHNSON CONTROLS | HRCU-A-CB (Split System: Heat Pump with Remote Outdoor Unit-Air-Source) | HH860E2S11 |  |  | CTF60C5CGS1 | TM8Y080C16MP11 | 44000 | 18 | 9 | 44000 | 33400 | 75.91% | 2 | 0 | 11.7 |  |  |  |  | R-454B | 3.6667 | Residential & Commercial | USHP | Ducted CEE Tier 1
210472869 | Central HP <5.4 tons | COMFORTMAKER | HRCU-A-CB (Split System: Heat Pump with Remote Outdoor Unit-Air-Source) | CVH825GKA3* |  |  | EA*4X42L21A*+WALLCON | *80CSU1002120A* | 23800 | 16.5 | 8.1 | 21400 | 16700 | 78.04% | 1.94 | 0 | 10.5 |  |  |  |  | R-410A | 1.9833 | Residential & Commercial | USHP | Ducted CEE Tier 1
215588106 | Central HP <5.4 tons | BRYANT HEATING AND COOLING SYSTEMS | HRCU-A-CB (Split System: Heat Pump with Remote Outdoor Unit-Air-Source) | 291VAN054**AA* |  |  | CAA**6024AM*+UI | 987MC66100C21*** | 49000 | 19 | 10.5 | 52500 | 53500 | 101.9% | 1.96 | 0 | 11 |  |  |  |  | R-454B | 4.0833 | Residential & Commercial | USHP | Ducted CEE Tier 1
216374594 | Central HP <5.4 tons | JOHNSON CONTROLS | HRCU-A-CB (Split System: Heat Pump with Remote Outdoor Unit-Air-Source) | HH836E2S11 |  |  | CTU36B5XDS1+TXV | Z9ET080B12SMPS1 | 33400 | 18 | 8.5 | 31400 | 24000 | 76.43% | 2 | 0 | 11 |  |  |  |  | R-454B | 2.7833 | Residential & Commercial | USHP | Ducted CEE Tier 1
214397811 | Central HP <5.4 tons | JOHNSON CONTROLS | HRCU-A-CB (Split System: Heat Pump with Remote Outdoor Unit-Air-Source) | HH836E2S11 |  |  | CTF48C5CFS1 | TM8E080C20MP11 | 34600 | 17 | 8.5 | 32800 | 25800 | 78.66% | 2 | 0 | 11 |  |  |  |  | R-454B | 2.8833 | Residential & Commercial | USHP | Ducted CEE Tier 1
214397557 | Central HP <5.4 tons | JOHNSON CONTROLS | HRCU-A-CB (Split System: Heat Pump with Remote Outdoor Unit-Air-Source) | HH824E2S11 |  |  | CTM30B5ACS1 | TM8V080B12MP12 | 23000 | 17 | 9.5 | 23000 | 17900 | 77.83% | 2 | 0 | 12 |  |  |  |  | R-454B | 1.9167 | Residential & Commercial | USHP | Ducted CEE Tier 1
214397942 | Central HP <5.4 tons | JOHNSON CONTROLS | HRCU-A-CB (Split System: Heat Pump with Remote Outdoor Unit-Air-Source) | HH824E2S11 |  |  | CTF30A5ADS1 | TM8E040A12MP11 | 23000 | 18 | 9.5 | 23000 | 18500 | 80.43% | 2 | 0 | 12 |  |  |  |  | R-454B | 1.9167 | Residential & Commercial | USHP | Ducted CEE Tier 1
213296927 | Central HP <5.4 tons | JOHNSON CONTROLS | HRCU-A-CB (Split System: Heat Pump with Remote Outdoor Unit-Air-Source) | HMH72B341 |  |  | XAFC36DBCN1 | Z8ES100B12SMPS1 | 34000 | 18.5 | 8.1 | 34000 | 24600 | 72.35% | 2.12 | 0 | 9.5 |  |  |  |  | R-410A | 2.8333 | Residential & Commercial | USHP
215588138 | Central HP <5.4 tons | BRYANT HEATING AND COOLING SYSTEMS | HRCU-A-CB (Split System: Heat Pump with Remote Outdoor Unit-Air-Source) | 291VAN054**AA* |  |  | CSAH*4812AM*+UI | 88*TB48070C17*** | 48000 | 17.5 | 11.5 | 52000 | 51000 | 98.08% | 1.92 | 0 | 11 |  |  |  |  | R-454B | 4 | Residential & Commercial | USHP | Ducted CEE Tier 1
215588170 | Central HP <5.4 tons | BRYANT HEATING AND COOLING SYSTEMS | HRCU-A-CB (Split System: Heat Pump with Remote Outdoor Unit-Air-Source) | 291VAN054**AA* |  |  | CSAH*6012AM*+UI | 935CB48060C17*** | 48500 | 17.5 | 9.5 | 51500 | 51000 | 99.03% | 1.96 | 0 | 11.5 |  |  |  |  | R-454B | 4.0417 | Residential & Commercial | USHP | Ducted CEE Tier 1
215588188 | Central HP <5.4 tons | BRYANT HEATING AND COOLING SYSTEMS | HRCU-A-CB (Split System: Heat Pump with Remote Outdoor Unit-Air-Source) | 291VAN054**AA* |  |  | CSAH*6012AM*+UI | 986TD66100C21*** | 49500 | 18.5 | 10.5 | 52500 | 53500 | 101.9% | 1.92 | 0 | 11 |  |  |  |  | R-454B | 4.125 | Residential & Commercial | USHP | Ducted CEE Tier 1
216739008 | Central HP <5.4 tons | BRYANT HEATING AND COOLING SYSTEMS | HRCU-A-CB (Split System: Heat Pump with Remote Outdoor Unit-Air-Source) | 37MUHAQ24AA3 |  |  | FEVB0036**+NAVA53601CK | 0 | 24000 | 15.2 | 8.5 | 21800 | 19200 | 88.07% | 1.98 | 0 | 11 |  |  |  |  | R-454B | 2 | Residential & Commercial | USHP | Ducted CEE Tier 1
215588222 | Central HP <5.4 tons | BRYANT HEATING AND COOLING SYSTEMS | HRCU-A-CB (Split System: Heat Pump with Remote Outdoor Unit-Air-Source) | 291VAN054**AA* |  |  | CVAMA4921XMA*+UI | 987MC60080C21*** | 52000 | 19 | 8.1 | 53500 | 45500 | 85.05% | 1.9 | 0 | 11.5 |  |  |  |  | R-454B | 4.3333 | Residential & Commercial | USHP | Ducted CEE Tier 1
215588354 | Central HP <5.4 tons | BRYANT HEATING AND COOLING SYSTEMS | HRCU-A-CB (Split System: Heat Pump with Remote Outdoor Unit-Air-Source) | 291VAN054**AA* |  |  | CVAVA6024XMA*+UI | 88*TB60070C21*** | 51500 | 19 | 8.1 | 53000 | 47000 | 88.68% | 1.82 | 0 | 11.5 |  |  |  |  | R-454B | 4.2917 | Residential & Commercial | USHP | Ducted CEE Tier 1
215588374 | Central HP <5.4 tons | BRYANT HEATING AND COOLING SYSTEMS | HRCU-A-CB (Split System: Heat Pump with Remote Outdoor Unit-Air-Source) | 291VAN054**AA* |  |  | CVAVA6024XMA*+UI | 986TD66120C24*** | 52000 | 19 | 8.1 | 52500 | 46500 | 88.57% | 1.9 | 0 | 12 |  |  |  |  | R-454B | 4.3333 | Residential & Commercial | USHP | Ducted CEE Tier 1
215588406 | Central HP <5.4 tons | BRYANT HEATING AND COOLING SYSTEMS | HRCU-A-CB (Split System: Heat Pump with Remote Outdoor Unit-Air-Source) | 291VAN054**AA* |  |  | CVAVA6124XMA*+UI | 987MC60060C21*** | 51500 | 18.5 | 8.1 | 54500 | 46500 | 85.32% | 1.86 | 0 | 11 |  |  |  |  | R-454B | 4.2917 | Residential & Commercial | USHP | Ducted CEE Tier 1
215588438 | Central HP <5.4 tons | BRYANT HEATING AND COOLING SYSTEMS | HRCU-A-CB (Split System: Heat Pump with Remote Outdoor Unit-Air-Source) | 291VAN054**AA* |  |  | CAA**6121AM*+UI | 83*CB48060C17*** | 49500 | 19 | 10 | 52000 | 51500 | 99.04% | 2 | 0 | 12 |  |  |  |  | R-454B | 4.125 | Residential & Commercial | USHP | Ducted CEE Tier 1
215588506 | Central HP <5.4 tons | BRYANT HEATING AND COOLING SYSTEMS | HRCU-A-CB (Split System: Heat Pump with Remote Outdoor Unit-Air-Source) | 291VAN054**AA* |  |  | CVAMA6124XMA*+UI | 987TA66120C24*** | 53000 | 19.5 | 8.5 | 53500 | 46500 | 86.92% | 1.95 | 0 | 12 |  |  |  |  | R-454B | 4.4167 | Residential & Commercial | USHP | Ducted CEE Tier 1
215588524 | Central HP <5.4 tons | BRYANT HEATING AND COOLING SYSTEMS | HRCU-A-CB (Split System: Heat Pump with Remote Outdoor Unit-Air-Source) | 291VAN054**AA* |  |  | CVAVA4924XMA*+UI | 987TA66120C24*** | 52000 | 19 | 8.1 | 52500 | 46500 | 88.57% | 1.9 | 0 | 12 |  |  |  |  | R-454B | 4.3333 | Residential & Commercial | USHP | Ducted CEE Tier 1
215588556 | Central HP <5.4 tons | BRYANT HEATING AND COOLING SYSTEMS | HRCU-A-CB (Split System: Heat Pump with Remote Outdoor Unit-Air-Source) | 291VAN054**AA* |  |  | CVAVA6124XMA*+UI | 987TA60080C21*** | 52500 | 19.5 | 8.5 | 53500 | 46500 | 86.92% | 1.95 | 0 | 12 |  |  |  |  | R-454B | 4.375 | Residential & Commercial | USHP | Ducted CEE Tier 1
214398361 | Central HP <5.4 tons | JOHNSON CONTROLS | HRCU-A-CB (Split System: Heat Pump with Remote Outdoor Unit-Air-Source) | HH824E2S11 |  |  | CTF36B5ADS1 | TM9V080B12MP12 | 23000 | 18 | 9.5 | 23000 | 18400 | 80% | 2 | 0 | 12 |  |  |  |  | R-454B | 1.9167 | Residential & Commercial | USHP | Ducted CEE Tier 1
214398378 | Central HP <5.4 tons | JOHNSON CONTROLS | HRCU-A-CB (Split System: Heat Pump with Remote Outdoor Unit-Air-Source) | HH824E2S11 |  |  | CTF30B5ACS1+JMET12BS2N1 | 0 | 23000 | 18 | 9.5 | 23000 | 18500 | 80.43% | 2 | 0 | 12 |  |  |  |  | R-454B | 1.9167 | Residential & Commercial | USHP | Ducted CEE Tier 1
213297812 | Central HP <5.4 tons | JOHNSON CONTROLS | HRCU-A-CB (Split System: Heat Pump with Remote Outdoor Unit-Air-Source) | HMH72B341 |  |  | XAHC30CXXN1+TXV | Z8ES080B12SMPS1 | 31800 | 17 | 8.1 | 32200 | 22600 | 70.19% | 2 | 0 | 10 |  |  |  |  | R-410A | 2.65 | Residential & Commercial | USHP | Ducted CEE Tier 1
213298107 | Central HP <5.4 tons | JOHNSON CONTROLS | HRCU-A-CB (Split System: Heat Pump with Remote Outdoor Unit-Air-Source) | HMH72B341 |  |  | XAFB36DBCN1+JMET12BS2N1 | 0 | 34000 | 18.5 | 8.5 | 33800 | 23800 | 70.41% | 2.12 | 0 | 10.5 |  |  |  |  | R-410A | 2.8333 | Residential & Commercial | USHP | Ducted CEE Tier 1
213296937 | Central HP <5.4 tons | JOHNSON CONTROLS | HRCU-A-CB (Split System: Heat Pump with Remote Outdoor Unit-Air-Source) | HMH72B341 |  |  | XAFC36DXXN1+TXV | Z8ES080C20SMPS1 | 34000 | 18 | 8.5 | 33400 | 24400 | 73.05% | 2.12 | 0 | 10 |  |  |  |  | R-410A | 2.8333 | Residential & Commercial | USHP | Ducted CEE Tier 1
213296957 | Central HP <5.4 tons | JOHNSON CONTROLS | HRCU-A-CB (Split System: Heat Pump with Remote Outdoor Unit-Air-Source) | HMH72B341 |  |  | XAHC36DXXN1+TXV | Z8ES080B12SMPS1 | 33400 | 17.5 | 8.1 | 32800 | 23000 | 70.12% | 2.02 | 0 | 10 |  |  |  |  | R-410A | 2.7833 | Residential & Commercial | USHP | Ducted CEE Tier 1
213297407 | Central HP <5.4 tons | JOHNSON CONTROLS | HRCU-A-CB (Split System: Heat Pump with Remote Outdoor Unit-Air-Source) | HMH72B341 |  |  | XAHB30CXXN1+TXV | Z8ES040A12SMPS1 | 31800 | 17 | 8.1 | 32200 | 22600 | 70.19% | 2 | 0 | 10 |  |  |  |  | R-410A | 2.65 | Residential & Commercial | USHP | Ducted CEE Tier 1
215670495 | Central HP <5.4 tons | TEMPSTAR | HRCU-A-CB (Split System: Heat Pump with Remote Outdoor Unit-Air-Source) | T5H0V36*K*AAA* |  |  | ESH5X60M12A*+WALLCON | *95CSU1002122B* | 34600 | 17 | 8.5 | 34600 | 24800 | 71.68% | 1.92 | 0 | 10 |  |  |  |  | R-454B | 2.8833 | Residential & Commercial | USHP | Ducted CEE Tier 1
215670595 | Central HP <5.4 tons | TEMPSTAR | HRCU-A-CB (Split System: Heat Pump with Remote Outdoor Unit-Air-Source) | T5H0V36*K*AAA* |  |  | ESH5X60M12A*+WALLCON | *96CTN1002122B* | 34600 | 17 | 8.5 | 34600 | 24800 | 71.68% | 1.92 | 0 | 10 |  |  |  |  | R-454B | 2.8833 | Residential & Commercial | USHP | Ducted CEE Tier 1
215670625 | Central HP <5.4 tons | TEMPSTAR | HRCU-A-CB (Split System: Heat Pump with Remote Outdoor Unit-Air-Source) | T5H0V36*K*AAA* |  |  | FCMA5B60L0D*+WALLCON | 0 | 35400 | 19.5 | 9.5 | 34000 | 24400 | 71.76% | 2.04 | 0 | 11.5 |  |  |  |  | R-454B | 2.95 | Residential & Commercial | USHP | Ducted CEE Tier 1
215933663 | Central HP <5.4 tons | TEMPSTAR | HRCU-A-CB (Split System: Heat Pump with Remote Outdoor Unit-Air-Source) | T5H3V36*K*AAA* |  |  | ESH5X48M12A*+WALLCON | *97CMN0801714B* | 33400 | 19 | 9 | 35200 | 27000 | 76.7% | 1.92 | 0 | 11 |  |  |  |  | R-454B | 2.7833 | Residential & Commercial | USHP | Ducted CEE Tier 1
215934633 | Central HP <5.4 tons | TEMPSTAR | HRCU-A-CB (Split System: Heat Pump with Remote Outdoor Unit-Air-Source) | T5H3V36*K*AAA* |  |  | EVM5X25M17A*+WALLCON | *97CMN0601714B* | 34000 | 20 | 8.1 | 38000 | 27200 | 71.58% | 2 | 0 | 11 |  |  |  |  | R-454B | 2.8333 | Residential & Commercial | USHP | Ducted CEE Tier 1
215935103 | Central HP <5.4 tons | TEMPSTAR | HRCU-A-CB (Split System: Heat Pump with Remote Outdoor Unit-Air-Source) | T5H3V36*K*AAA* |  |  | EVM5X49M21A*+WALLCON | *97CMN0801714B* | 35400 | 21.5 | 8.5 | 38500 | 29000 | 75.32% | 2.02 | 0 | 12 |  |  |  |  | R-454B | 2.95 | Residential & Commercial | USHP | Ducted CEE Tier 1
215934783 | Central HP <5.4 tons | TEMPSTAR | HRCU-A-CB (Split System: Heat Pump with Remote Outdoor Unit-Air-Source) | T5H3V36*K*AAA* |  |  | EVM5X44M21A*+WALLCON | *80CSU0401712A* | 35600 | 22 | 8.5 | 38000 | 28800 | 75.79% | 2.02 | 0 | 12 |  |  |  |  | R-454B | 2.9667 | Residential & Commercial | USHP | Ducted CEE Tier 1
214242971 | Central HP <5.4 tons | DAY & NIGHT | HRCU-A-CB (Split System: Heat Pump with Remote Outdoor Unit-Air-Source) | CVH825GKA2* |  |  | EN(A,D,W)4X42L21**+WALLCON | *80CTL0701716B* | 23600 | 16.5 | 8.1 | 21400 | 16700 | 78.04% | 1.96 | 0 | 11 |  |  |  |  | R-410A | 1.9667 | Residential & Commercial | USHP | Ducted CEE Tier 1
214243041 | Central HP <5.4 tons | DAY & NIGHT | HRCU-A-CB (Split System: Heat Pump with Remote Outdoor Unit-Air-Source) | CVH825GKA2* |  |  | EN(A,D,W)4X42L21**+WALLCON | *97CMN1002122B* | 23800 | 16.5 | 8.1 | 21400 | 16600 | 77.57% | 1.96 | 0 | 11 |  |  |  |  | R-410A | 1.9833 | Residential & Commercial | USHP | Ducted CEE Tier 1
212974613 | Central HP <5.4 tons | CARRIER | HRCU-A-CB (Split System: Heat Pump with Remote Outdoor Unit-Air-Source) | 38MURAQ18AB3* |  |  | CAP**1917AL* | GG96VTAB30040A** | 17600 | 16 | 8.1 | 17700 | 17900 | 101.1% | 2.16 | 0 | 10.5 |  |  |  |  | R-410A | 1.4667 | Residential & Commercial | USHP | Ducted CEE Tier 1
212975408 | Central HP <5.4 tons | CARRIER | HRCU-A-CB (Split System: Heat Pump with Remote Outdoor Unit-Air-Source) | 38MURAQ18AB3* |  |  | CAP**2517AL* | 59TP6C060V14**12 | 17800 | 16.5 | 8.1 | 17600 | 17800 | 101.1% | 2.14 | 0 | 10.5 |  |  |  |  | R-410A | 1.4833 | Residential & Commercial | USHP | Ducted CEE Tier 1
214397755 | Central HP <5.4 tons | JOHNSON CONTROLS | HRCU-A-CB (Split System: Heat Pump with Remote Outdoor Unit-Air-Source) | HH836E2S11 |  |  | CTF36C5CDS1 | TMLV100C16MP12 | 34000 | 18 | 8.5 | 31600 | 26000 | 82.28% | 2 | 0 | 11 |  |  |  |  | R-454B | 2.8333 | Residential & Commercial | USHP | Ducted CEE Tier 1
214398080 | Central HP <5.4 tons | JOHNSON CONTROLS | HRCU-A-CB (Split System: Heat Pump with Remote Outdoor Unit-Air-Source) | HH836E2S11 |  |  | CTM48C5CFS1 | TM9V100C16MP12 | 33200 | 19 | 9 | 31200 | 25200 | 80.77% | 2 | 0 | 11 |  |  |  |  | R-454B | 2.7667 | Residential & Commercial | USHP | Ducted CEE Tier 1
214397932 | Central HP <5.4 tons | JOHNSON CONTROLS | HRCU-A-CB (Split System: Heat Pump with Remote Outdoor Unit-Air-Source) | HH824E2S11 |  |  | CTF36B5ADS1+JME12B2SN1 | 0 | 23000 | 19 | 9.5 | 23000 | 18500 | 80.43% | 2 | 0 | 12 |  |  |  |  | R-454B | 1.9167 | Residential & Commercial | USHP | Ducted CEE Tier 1
214398532 | Central HP <5.4 tons | JOHNSON CONTROLS | HRCU-A-CB (Split System: Heat Pump with Remote Outdoor Unit-Air-Source) | HH836E2S11 |  |  | CTF36C5CDS1 | TM9E080C16MP12 | 34200 | 18 | 8.5 | 32200 | 25800 | 80.12% | 2 | 0 | 11 |  |  |  |  | R-454B | 2.85 | Residential & Commercial | USHP | Ducted CEE Tier 1
214398584 | Central HP <5.4 tons | JOHNSON CONTROLS | HRCU-A-CB (Split System: Heat Pump with Remote Outdoor Unit-Air-Source) | HH836E2S11 |  |  | CTM48C5CFS1 | TP9C100C20MP13 | 34200 | 19 | 9 | 32600 | 25800 | 79.14% | 2 | 0 | 11 |  |  |  |  | R-454B | 2.85 | Residential & Commercial | USHP | Ducted CEE Tier 1
212971456 | Central HP <5.4 tons | CARRIER | HRCU-A-CB (Split System: Heat Pump with Remote Outdoor Unit-Air-Source) | 38MURAQ18AB3* |  |  | CAP**2517AL* | 58TP*B070V17**16 | 18000 | 16.5 | 8.5 | 17900 | 17700 | 98.88% | 2.14 | 0 | 11 |  |  |  |  | R-410A | 1.5 | Residential & Commercial | USHP | Ducted CEE Tier 1
214398136 | Central HP <5.4 tons | JOHNSON CONTROLS | HRCU-A-CB (Split System: Heat Pump with Remote Outdoor Unit-Air-Source) | HH836E2S11 |  |  | CTF36C5CDS1 | TM8Y080C16MP11 | 33600 | 18 | 8.5 | 30800 | 25200 | 81.82% | 2 | 0 | 11.7 |  |  |  |  | R-454B | 2.8 | Residential & Commercial | USHP | Ducted CEE Tier 1
214398220 | Central HP <5.4 tons | JOHNSON CONTROLS | HRCU-A-CB (Split System: Heat Pump with Remote Outdoor Unit-Air-Source) | HH836E2S11 |  |  | CTF48C5CFS1 | TM8E120C16MP11 | 33600 | 19 | 9 | 31400 | 25400 | 80.89% | 2 | 0 | 11 |  |  |  |  | R-454B | 2.8 | Residential & Commercial | USHP | Ducted CEE Tier 1
214398104 | Central HP <5.4 tons | JOHNSON CONTROLS | HRCU-A-CB (Split System: Heat Pump with Remote Outdoor Unit-Air-Source) | HH836E2S11 |  |  | CTF36C5CDS1+JMET12CS2N1 | 0 | 34400 | 19 | 9 | 31800 | 25600 | 80.5% | 2 | 0 | 11.7 |  |  |  |  | R-454B | 2.8667 | Residential & Commercial | USHP | Ducted CEE Tier 1
214398151 | Central HP <5.4 tons | JOHNSON CONTROLS | HRCU-A-CB (Split System: Heat Pump with Remote Outdoor Unit-Air-Source) | HH836E2S11 |  |  | CTM36C5CDS1 | TM9V080C16MP12 | 33800 | 17 | 8.5 | 31800 | 26000 | 81.76% | 2 | 0 | 11 |  |  |  |  | R-454B | 2.8167 | Residential & Commercial | USHP | Ducted CEE Tier 1
214398168 | Central HP <5.4 tons | JOHNSON CONTROLS | HRCU-A-CB (Split System: Heat Pump with Remote Outdoor Unit-Air-Source) | HH836E2S11 |  |  | CTM36C5CDS1 | TP9C100C16MP13 | 33800 | 18 | 8.5 | 31400 | 25800 | 82.17% | 2 | 0 | 11 |  |  |  |  | R-454B | 2.8167 | Residential & Commercial | USHP | Ducted CEE Tier 1
213297737 | Central HP <5.4 tons | JOHNSON CONTROLS | HRCU-A-CB (Split System: Heat Pump with Remote Outdoor Unit-Air-Source) | HMH72B341 |  |  | XAHC36DXXN1+TXV | Z8ET100C16LMPS1 | 34000 | 17.5 | 8.1 | 33400 | 23800 | 71.26% | 2.08 | 0 | 9.5 |  |  |  |  | R-410A | 2.8333 | Residential & Commercial | USHP
216739106 | Central HP <5.4 tons | BRYANT HEATING AND COOLING SYSTEMS | HRCU-A-CB (Split System: Heat Pump with Remote Outdoor Unit-Air-Source) | 37MUHAQ24AA3 |  |  | FM(C,U)5Z36**AL* | 0 | 23200 | 17 | 9 | 21400 | 19300 | 90.19% | 2.08 | 0 | 11 |  |  |  |  | R-454B | 1.9333 | Residential & Commercial | USHP | Ducted CEE Tier 1
214398215 | Central HP <5.4 tons | JOHNSON CONTROLS | HRCU-A-CB (Split System: Heat Pump with Remote Outdoor Unit-Air-Source) | HH836E2S11 |  |  | CTF48C5CFS1 | TM9Y080C16MP11 | 32800 | 19 | 9 | 31000 | 25200 | 81.29% | 2 | 0 | 11 |  |  |  |  | R-454B | 2.7333 | Residential & Commercial | USHP | Ducted CEE Tier 1
214398626 | Central HP <5.4 tons | JOHNSON CONTROLS | HRCU-A-CB (Split System: Heat Pump with Remote Outdoor Unit-Air-Source) | HH836E2S11 |  |  | CTF48C5CFS1 | TM8Y080C16MP11 | 33200 | 19 | 9 | 31400 | 25000 | 79.62% | 2 | 0 | 11 |  |  |  |  | R-454B | 2.7667 | Residential & Commercial | USHP | Ducted CEE Tier 1
213298092 | Central HP <5.4 tons | JOHNSON CONTROLS | HRCU-A-CB (Split System: Heat Pump with Remote Outdoor Unit-Air-Source) | HMH72B341 |  |  | XAFB30CXXN1+JMVT12BC2N1+TXV | 0 | 33400 | 18.5 | 8.5 | 33400 | 23400 | 70.06% | 2.06 | 0 | 10 |  |  |  |  | R-410A | 2.7833 | Residential & Commercial | USHP | Ducted CEE Tier 1
214397656 | Central HP <5.4 tons | JOHNSON CONTROLS | HRCU-A-CB (Split System: Heat Pump with Remote Outdoor Unit-Air-Source) | HH836E2S11 |  |  | CTF48C5CFS1 | TP9C100C16MP13 | 33200 | 18 | 9 | 31200 | 25200 | 80.77% | 2 | 0 | 11 |  |  |  |  | R-454B | 2.7667 | Residential & Commercial | USHP | Ducted CEE Tier 1
213297022 | Central HP <5.4 tons | JOHNSON CONTROLS | HRCU-A-CB (Split System: Heat Pump with Remote Outdoor Unit-Air-Source) | HMH72B341 |  |  | XAFB36DBCN1 | Z9ET080B12SMPS1 | 33800 | 18 | 8.5 | 33000 | 23200 | 70.3% | 2 | 0 | 10 |  |  |  |  | R-410A | 2.8167 | Residential & Commercial | USHP | Ducted CEE Tier 1
213296665 | Central HP <5.4 tons | YORK | HRCU-A-CB (Split System: Heat Pump with Remote Outdoor Unit-Air-Source) | HMH72B341 |  |  | XAHC36DXXN1+TXV | Y81E120C16LMPS1 | 34000 | 17.5 | 8.1 | 33400 | 24000 | 71.86% | 2.08 | 0 | 9.5 |  |  |  |  | R-410A | 2.8333 | Residential & Commercial | USHP
213296683 | Central HP <5.4 tons | YORK | HRCU-A-CB (Split System: Heat Pump with Remote Outdoor Unit-Air-Source) | HMH72B341 |  |  | XAHC36DXXN1+TXV | Y81E080C16LMPS1 | 34000 | 17.5 | 8.5 | 33400 | 23600 | 70.66% | 2.08 | 0 | 10 |  |  |  |  | R-410A | 2.8333 | Residential & Commercial | USHP | Ducted CEE Tier 1
213296716 | Central HP <5.4 tons | YORK | HRCU-A-CB (Split System: Heat Pump with Remote Outdoor Unit-Air-Source) | HMH72B341 |  |  | XAFC30CXXN1+TXV | Y81E100C16SMPS1 | 33600 | 18 | 8.5 | 33000 | 23400 | 70.91% | 2.06 | 0 | 9.5 |  |  |  |  | R-410A | 2.8 | Residential & Commercial | USHP
214075403 | Central HP <5.4 tons | RUUD | HRCU-A-CB (Split System: Heat Pump with Remote Outdoor Unit-Air-Source) | RD17AZ60AJ3N |  |  | RCFZ6024STANM | U98MV0855A21UPS | 55000 | 18 | 8.1 | 54000 | 49500 | 91.67% | 1.75 | 0 | 10 |  |  |  |  | R-410A | 4.5833 | Residential & Commercial | USHP | Ducted CEE Tier 1
213770835 | Central HP <5.4 tons | CARRIER | HRCU-A-CB (Split System: Heat Pump with Remote Outdoor Unit-Air-Source) | 25VNA825A*031* |  |  | CAP**3617AL*+UI | 58TN*B090C17**16 | 23600 | 16.5 | 8.1 | 21400 | 16700 | 78.04% | 1.94 | 0 | 11 |  |  |  |  | R-410A | 1.9667 | Residential & Commercial | USHP | Ducted CEE Tier 1
211378191 | Central HP <5.4 tons | YORK | HRCU-A-CB (Split System: Heat Pump with Remote Outdoor Unit-Air-Source) | HMH72B341 |  |  | XAFC36DBCN1 | TM8V100C16MP12 | 34000 | 17.5 | 8.5 | 33800 | 23800 | 70.41% | 2.08 | 0 | 10 |  |  |  |  | R-410A | 2.8333 | Residential & Commercial | USHP | Ducted CEE Tier 1
211378395 | Central HP <5.4 tons | YORK | HRCU-A-CB (Split System: Heat Pump with Remote Outdoor Unit-Air-Source) | HMH72B341 |  |  | XAFB36DXXN1+TXV | TM8V060A12MP12 | 34000 | 17.5 | 8.1 | 34000 | 24200 | 71.18% | 2.06 | 0 | 9.5 |  |  |  |  | R-410A | 2.8333 | Residential & Commercial | USHP
211378978 | Central HP <5.4 tons | YORK | HRCU-A-CB (Split System: Heat Pump with Remote Outdoor Unit-Air-Source) | HMH72B341 |  |  | XAHD48FBCN1 | TM9Y120D20MP11 | 33200 | 16.5 | 8.5 | 32000 | 23400 | 73.12% | 2.04 | 0 | 9 |  |  |  |  | R-410A | 2.7667 | Residential & Commercial | USHP
211379312 | Central HP <5.4 tons | YORK | HRCU-A-CB (Split System: Heat Pump with Remote Outdoor Unit-Air-Source) | HMH72B341 |  |  | XAFC48FBCN1 | TM9V080C16MP12 | 33400 | 16.5 | 8.5 | 32400 | 23600 | 72.84% | 2.06 | 0 | 9.5 |  |  |  |  | R-410A | 2.7833 | Residential & Commercial | USHP
211379396 | Central HP <5.4 tons | YORK | HRCU-A-CB (Split System: Heat Pump with Remote Outdoor Unit-Air-Source) | HMH72B341 |  |  | XAFC48FXXN1+TXV | TP9C060B12MP13 | 33000 | 16.5 | 8.1 | 32400 | 24000 | 74.07% | 2.04 | 0 | 9 |  |  |  |  | R-410A | 2.75 | Residential & Commercial | USHP
215934863 | Central HP <5.4 tons | TEMPSTAR | HRCU-A-CB (Split System: Heat Pump with Remote Outdoor Unit-Air-Source) | T5H3V36*K*AAA* |  |  | EVM5X44M21A*+WALLCON | *80CTL1102120B* | 35600 | 22 | 8.5 | 38000 | 28400 | 74.74% | 2.02 | 0 | 12.5 |  |  |  |  | R-454B | 2.9667 | Residential & Commercial | USHP | Ducted CEE Tier 1
215934913 | Central HP <5.4 tons | TEMPSTAR | HRCU-A-CB (Split System: Heat Pump with Remote Outdoor Unit-Air-Source) | T5H3V36*K*AAA* |  |  | EVM5X44M21A*+WALLCON | *97CMN0801714B* | 35400 | 21.5 | 8.5 | 38500 | 29000 | 75.32% | 2.02 | 0 | 12 |  |  |  |  | R-454B | 2.95 | Residential & Commercial | USHP | Ducted CEE Tier 1
216551922 | Central HP <5.4 tons | RUUD | HRCU-A-CB (Split System: Heat Pump with Remote Outdoor Unit-Air-Source) | UP19AY36AJVC |  |  | RCFY3621MEAAM | U97MV0855A21DH | 34200 | 21 | 10 | 34200 | 29400 | 85.96% | 2 | 0 | 12 |  |  |  |  | R-454B | 2.85 | Residential & Commercial | USHP | Ducted CEE Tier 1
212983626 | Central HP <5.4 tons | CARRIER | HRCU-A-CB (Split System: Heat Pump with Remote Outdoor Unit-Air-Source) | 38MURAQ18AB3* |  |  | CAP**1917AL* | 59SC2E060M14**12 | 17700 | 16.5 | 8.1 | 17700 | 17900 | 101.1% | 2.16 | 0 | 10.5 |  |  |  |  | R-410A | 1.475 | Residential & Commercial | USHP | Ducted CEE Tier 1
212984697 | Central HP <5.4 tons | CARRIER | HRCU-A-CB (Split System: Heat Pump with Remote Outdoor Unit-Air-Source) | 38MURAQ18AB3* |  |  | CAP**1917AL* | 59SC2E080M17**16 | 18300 | 16.5 | 8.5 | 18200 | 17700 | 97.25% | 2.14 | 0 | 11 |  |  |  |  | R-410A | 1.525 | Residential & Commercial | USHP | Ducted CEE Tier 1
212985883 | Central HP <5.4 tons | CARRIER | HRCU-A-CB (Split System: Heat Pump with Remote Outdoor Unit-Air-Source) | 38MURAQ18AB3* |  |  | CAP**2414AL* | 59SC6A026M14**10 | 17300 | 16 | 8.5 | 18200 | 19400 | 106.6% | 2.34 | 0 | 10.5 |  |  |  |  | R-410A | 1.4417 | Residential & Commercial | USHP | Ducted CEE Tier 1
213297802 | Central HP <5.4 tons | JOHNSON CONTROLS | HRCU-A-CB (Split System: Heat Pump with Remote Outdoor Unit-Air-Source) | HMH72B341 |  |  | XAFC30CXXN1+TXV | Z8ES080C20SMPS1 | 33600 | 18 | 8.5 | 33000 | 23200 | 70.3% | 2.08 | 0 | 10 |  |  |  |  | R-410A | 2.8 | Residential & Commercial | USHP | Ducted CEE Tier 1
213297852 | Central HP <5.4 tons | JOHNSON CONTROLS | HRCU-A-CB (Split System: Heat Pump with Remote Outdoor Unit-Air-Source) | HMH72B341 |  |  | XAFC36DXXN1+JMET12CS2N1+TXV | 0 | 34000 | 18.5 | 8.5 | 34000 | 24200 | 71.18% | 2.14 | 0 | 10 |  |  |  |  | R-410A | 2.8333 | Residential & Commercial | USHP | Ducted CEE Tier 1
213297902 | Central HP <5.4 tons | JOHNSON CONTROLS | HRCU-A-CB (Split System: Heat Pump with Remote Outdoor Unit-Air-Source) | HMH72B341 |  |  | XAFB36DBCN1 | Z9ES060A10SMPS1 | 33400 | 18.5 | 8.1 | 32800 | 23200 | 70.73% | 2.02 | 0 | 9.5 |  |  |  |  | R-410A | 2.7833 | Residential & Commercial | USHP
213297987 | Central HP <5.4 tons | JOHNSON CONTROLS | HRCU-A-CB (Split System: Heat Pump with Remote Outdoor Unit-Air-Source) | HMH72B341 |  |  | XAHB36DXXN1+TXV | Z8ES100B12LMPS1 | 33400 | 17.5 | 8.1 | 32800 | 23200 | 70.73% | 2.02 | 0 | 9.5 |  |  |  |  | R-410A | 2.7833 | Residential & Commercial | USHP
213297862 | Central HP <5.4 tons | JOHNSON CONTROLS | HRCU-A-CB (Split System: Heat Pump with Remote Outdoor Unit-Air-Source) | HMH72B341 |  |  | XAFC30CXXN1+TXV | Z9ET080B12SMPS1 | 32800 | 18.5 | 8.1 | 33000 | 23400 | 70.91% | 2.02 | 0 | 10 |  |  |  |  | R-410A | 2.7333 | Residential & Commercial | USHP | Ducted CEE Tier 1
213297912 | Central HP <5.4 tons | JOHNSON CONTROLS | HRCU-A-CB (Split System: Heat Pump with Remote Outdoor Unit-Air-Source) | HMH72B341 |  |  | XAHC30CXXN1+TXV | Z8ET100C20LMPS1 | 32800 | 18.5 | 8.5 | 32000 | 22800 | 71.25% | 2.04 | 0 | 9.5 |  |  |  |  | R-410A | 2.7333 | Residential & Commercial | USHP
212973392 | Central HP <5.4 tons | CARRIER | HRCU-A-CB (Split System: Heat Pump with Remote Outdoor Unit-Air-Source) | 38MURAQ18AB3* |  |  | CNPV*3017AL* | 59SP6B060V14**12 | 17500 | 16.5 | 8.1 | 18000 | 18700 | 103.9% | 2.24 | 0 | 11 |  |  |  |  | R-410A | 1.4583 | Residential & Commercial | USHP | Ducted CEE Tier 1
211257726 | Central HP <5.4 tons | CARRIER | HRCU-A-CB (Split System: Heat Pump with Remote Outdoor Unit-Air-Source) | 38MURAQ18AB3* |  |  | CAP**1917AL* | 58SP*A045V17**16 | 18100 | 16 | 8.5 | 18100 | 17700 | 97.79% | 2.14 | 0 | 10.5 |  |  |  |  | R-410A | 1.5083 | Residential & Commercial | USHP | Ducted CEE Tier 1
211257733 | Central HP <5.4 tons | CARRIER | HRCU-A-CB (Split System: Heat Pump with Remote Outdoor Unit-Air-Source) | 38MURAQ18AB3* |  |  | CAP**1917AL* | 58TP*A090V17**16 | 18100 | 16.5 | 8.5 | 18100 | 17700 | 97.79% | 2.14 | 0 | 11 |  |  |  |  | R-410A | 1.5083 | Residential & Commercial | USHP | Ducted CEE Tier 1
212978234 | Central HP <5.4 tons | CARRIER | HRCU-A-CB (Split System: Heat Pump with Remote Outdoor Unit-Air-Source) | 38MURAQ18AB3* |  |  | CAP**2414AL* | 58S(B,C)*B070M14**12 | 17600 | 16.5 | 8.5 | 18500 | 19400 | 104.9% | 2.34 | 0 | 10.5 |  |  |  |  | R-410A | 1.4667 | Residential & Commercial | USHP | Ducted CEE Tier 1
212978270 | Central HP <5.4 tons | CARRIER | HRCU-A-CB (Split System: Heat Pump with Remote Outdoor Unit-Air-Source) | 38MURAQ18AB3* |  |  | CAP**3014AL* | 58S(B,C)*B070M14**12 | 17700 | 16.5 | 8.5 | 18200 | 18700 | 102.7% | 2.24 | 0 | 10.5 |  |  |  |  | R-410A | 1.475 | Residential & Commercial | USHP | Ducted CEE Tier 1
211257767 | Central HP <5.4 tons | CARRIER | HRCU-A-CB (Split System: Heat Pump with Remote Outdoor Unit-Air-Source) | 38MURAQ18AB3* |  |  | CAP**2414AL* | 58TP*A070V14**12 | 17700 | 16 | 8.5 | 18500 | 19100 | 103.2% | 2.3 | 0 | 10.5 |  |  |  |  | R-410A | 1.475 | Residential & Commercial | USHP | Ducted CEE Tier 1
211257826 | Central HP <5.4 tons | CARRIER | HRCU-A-CB (Split System: Heat Pump with Remote Outdoor Unit-Air-Source) | 38MURAQ18AB3* |  |  | CAP**2417AL* | OVMAAB036098 | 18200 | 16 | 9 | 19200 | 18800 | 97.92% | 2.26 | 0 | 10.5 |  |  |  |  | R-410A | 1.5167 | Residential & Commercial | USHP | Ducted CEE Tier 1
211257894 | Central HP <5.4 tons | CARRIER | HRCU-A-CB (Split System: Heat Pump with Remote Outdoor Unit-Air-Source) | 38MURAQ18AB3* |  |  | CAP**3014AL* | 58S(B,C)*A045E14**12 | 18200 | 16.5 | 8.5 | 18600 | 18400 | 98.92% | 2.22 | 0 | 10.5 |  |  |  |  | R-410A | 1.5167 | Residential & Commercial | USHP | Ducted CEE Tier 1
211257958 | Central HP <5.4 tons | CARRIER | HRCU-A-CB (Split System: Heat Pump with Remote Outdoor Unit-Air-Source) | 38MURAQ18AB3* |  |  | CNPV*1814AL* | 59SC5B060E14**12 | 17600 | 15.5 | 8.5 | 18700 | 19300 | 103.2% | 2.32 | 0 | 10.5 |  |  |  |  | R-410A | 1.4667 | Residential & Commercial | USHP | Ducted CEE Tier 1
211257969 | Central HP <5.4 tons | CARRIER | HRCU-A-CB (Split System: Heat Pump with Remote Outdoor Unit-Air-Source) | 38MURAQ18AB3* |  |  | CNPV*2414AL* | 58SP*A045V14**12 | 17700 | 16 | 8.5 | 18600 | 18800 | 101.1% | 2.26 | 0 | 10.5 |  |  |  |  | R-410A | 1.475 | Residential & Commercial | USHP | Ducted CEE Tier 1
211257983 | Central HP <5.4 tons | CARRIER | HRCU-A-CB (Split System: Heat Pump with Remote Outdoor Unit-Air-Source) | 38MURAQ18AB3* |  |  | CNPV*2414AL* | 58S(B,C)*A045E14**12 | 18000 | 16 | 8.5 | 18900 | 18700 | 98.94% | 2.26 | 0 | 11 |  |  |  |  | R-410A | 1.5 | Residential & Commercial | USHP | Ducted CEE Tier 1
211257994 | Central HP <5.4 tons | CARRIER | HRCU-A-CB (Split System: Heat Pump with Remote Outdoor Unit-Air-Source) | 38MURAQ18AB3* |  |  | CNPV*2417AL* | 59SP6A060V14**12 | 17900 | 15.5 | 8.5 | 18800 | 18700 | 99.47% | 2.26 | 0 | 11 |  |  |  |  | R-410A | 1.4917 | Residential & Commercial | USHP | Ducted CEE Tier 1
215935063 | Central HP <5.4 tons | TEMPSTAR | HRCU-A-CB (Split System: Heat Pump with Remote Outdoor Unit-Air-Source) | T5H3V36*K*AAA* |  |  | EVM5X49M21A*+WALLCON | *95CSU0601716B* | 35400 | 21.5 | 8.5 | 38500 | 29000 | 75.32% | 2.02 | 0 | 12 |  |  |  |  | R-454B | 2.95 | Residential & Commercial | USHP | Ducted CEE Tier 1
215935213 | Central HP <5.4 tons | TEMPSTAR | HRCU-A-CB (Split System: Heat Pump with Remote Outdoor Unit-Air-Source) | T5H3V36*K*AAA* |  |  | EVM5X60M21A*+WALLCON | *80CTL0901716B* | 35600 | 22 | 8.5 | 38000 | 28600 | 75.26% | 2.02 | 0 | 12 |  |  |  |  | R-454B | 2.9667 | Residential & Commercial | USHP | Ducted CEE Tier 1
215935313 | Central HP <5.4 tons | TEMPSTAR | HRCU-A-CB (Split System: Heat Pump with Remote Outdoor Unit-Air-Source) | T5H3V36*K*AAA* |  |  | EVM5X60M21A*+WALLCON | *96CTN0801714B* | 35400 | 21.5 | 8.5 | 38000 | 28800 | 75.79% | 2.02 | 0 | 12 |  |  |  |  | R-454B | 2.95 | Residential & Commercial | USHP | Ducted CEE Tier 1
215674483 | Central HP <5.4 tons | TEMPSTAR | HRCU-A-CB (Split System: Heat Pump with Remote Outdoor Unit-Air-Source) | T5H0V48*K*AAA* |  |  | EA*5X61M24A*+WALLCON | *80CTL0702120B* | 46000 | 18 | 9 | 48000 | 33800 | 70.42% | 2.08 | 0 | 10 |  |  |  |  | R-454B | 3.8333 | Residential & Commercial | USHP | Ducted CEE Tier 1
215675202 | Central HP <5.4 tons | TEMPSTAR | HRCU-A-CB (Split System: Heat Pump with Remote Outdoor Unit-Air-Source) | T5H0V48*K*AAA* |  |  | ESH5X60M12A*+WALLCON | *80CTL0901716B* | 45500 | 16.5 | 8.5 | 48000 | 34000 | 70.83% | 2.06 | 0 | 9.5 |  |  |  |  | R-454B | 3.7917 | Residential & Commercial | USHP
215675352 | Central HP <5.4 tons | TEMPSTAR | HRCU-A-CB (Split System: Heat Pump with Remote Outdoor Unit-Air-Source) | T5H0V48*K*AAA* |  |  | FCMA5B60L0D*+WALLCON | 0 | 46500 | 19.5 | 9.5 | 47000 | 33000 | 70.21% | 2.2 | 0 | 10.5 |  |  |  |  | R-454B | 3.875 | Residential & Commercial | USHP | Ducted CEE Tier 1
215675552 | Central HP <5.4 tons | TEMPSTAR | HRCU-A-CB (Split System: Heat Pump with Remote Outdoor Unit-Air-Source) | T5H0V48*K*AAA* |  |  | EVM5X49M21A*+WALLCON | *80CTL0702120B* | 48000 | 19 | 9 | 50000 | 36800 | 73.6% | 2 | 0 | 10 |  |  |  |  | R-454B | 4 | Residential & Commercial | USHP | Ducted CEE Tier 1
215675652 | Central HP <5.4 tons | TEMPSTAR | HRCU-A-CB (Split System: Heat Pump with Remote Outdoor Unit-Air-Source) | T5H0V48*K*AAA* |  |  | EVM5X49M21A*+WALLCON | *96CTN0801714B* | 48000 | 18.5 | 9 | 50000 | 36200 | 72.4% | 2.02 | 0 | 10 |  |  |  |  | R-454B | 4 | Residential & Commercial | USHP | Ducted CEE Tier 1
215675702 | Central HP <5.4 tons | TEMPSTAR | HRCU-A-CB (Split System: Heat Pump with Remote Outdoor Unit-Air-Source) | T5H0V48*K*AAA* |  |  | EVM5X60M21A*+WALLCON | *80CTL0451712B* | 47500 | 18 | 9 | 50000 | 37600 | 75.2% | 1.98 | 0 | 9.5 |  |  |  |  | R-454B | 3.9583 | Residential & Commercial | USHP
215675872 | Central HP <5.4 tons | TEMPSTAR | HRCU-A-CB (Split System: Heat Pump with Remote Outdoor Unit-Air-Source) | T5H0V48*K*AAA* |  |  | EVM5X60M24A*+WALLCON | *80CTL0702120B* | 47500 | 19 | 9 | 50000 | 36800 | 73.6% | 2 | 0 | 10 |  |  |  |  | R-454B | 3.9583 | Residential & Commercial | USHP | Ducted CEE Tier 1
215675922 | Central HP <5.4 tons | TEMPSTAR | HRCU-A-CB (Split System: Heat Pump with Remote Outdoor Unit-Air-Source) | T5H0V48*K*AAA* |  |  | EVM5X60M24A*+WALLCON | *95CSU1002122B* | 48000 | 19 | 9 | 50000 | 36400 | 72.8% | 2.02 | 0 | 10 |  |  |  |  | R-454B | 4 | Residential & Commercial | USHP | Ducted CEE Tier 1
215676072 | Central HP <5.4 tons | TEMPSTAR | HRCU-A-CB (Split System: Heat Pump with Remote Outdoor Unit-Air-Source) | T5H0V48*K*AAA* |  |  | EVM5X61M24A*+WALLCON | *97CMN1202422B* | 48500 | 19.5 | 9.5 | 50000 | 36800 | 73.6% | 2.12 | 0 | 10.5 |  |  |  |  | R-454B | 4.0417 | Residential & Commercial | USHP | Ducted CEE Tier 1
215676122 | Central HP <5.4 tons | TEMPSTAR | HRCU-A-CB (Split System: Heat Pump with Remote Outdoor Unit-Air-Source) | T5H0V48*K*AAA* |  |  | EVD5X48M21A*+WALLCON | *80CTL0701716B* | 46500 | 18 | 9 | 50000 | 36800 | 73.6% | 1.98 | 0 | 9.5 |  |  |  |  | R-454B | 3.875 | Residential & Commercial | USHP
215676572 | Central HP <5.4 tons | TEMPSTAR | HRCU-A-CB (Split System: Heat Pump with Remote Outdoor Unit-Air-Source) | T5H0V48*K*AAA* |  |  | EVD5X60M21A*+WALLCON | *96CTN0801714B* | 47500 | 18.5 | 9 | 50000 | 36200 | 72.4% | 2.02 | 0 | 10 |  |  |  |  | R-454B | 3.9583 | Residential & Commercial | USHP | Ducted CEE Tier 1
212975474 | Central HP <5.4 tons | CARRIER | HRCU-A-CB (Split System: Heat Pump with Remote Outdoor Unit-Air-Source) | 38MURAQ18AB3* |  |  | CNPV*3014AL* | 59TP6C060V14**12 | 17400 | 16 | 8.1 | 18000 | 18700 | 103.9% | 2.24 | 0 | 11 |  |  |  |  | R-410A | 1.45 | Residential & Commercial | USHP | Ducted CEE Tier 1
214075329 | Central HP <5.4 tons | RUUD | HRCU-A-CB (Split System: Heat Pump with Remote Outdoor Unit-Air-Source) | RD17AZ60AJ3N |  |  | RCFZ6024STANM | R951V1155A24M4S | 55500 | 18 | 8.1 | 54000 | 49000 | 90.74% | 1.75 | 0 | 10 |  |  |  |  | R-410A | 4.625 | Residential & Commercial | USHP | Ducted CEE Tier 1
215222793 | Central HP <5.4 tons | RUUD | HRCU-A-CB (Split System: Heat Pump with Remote Outdoor Unit-Air-Source) | RD17AZ60AJ3N |  |  | RCFZ6021STAAM | R921T1005A21M4 | 54500 | 17 | 8.1 | 46500 | 34000 | 73.12% | 2.1 | 0 | 10 |  |  |  |  | R-410A | 4.5417 | Residential & Commercial | USHP | Ducted CEE Tier 1
214075374 | Central HP <5.4 tons | RUUD | HRCU-A-CB (Split System: Heat Pump with Remote Outdoor Unit-Air-Source) | RD17AZ60AJ3N |  |  | RCFZ6024STANM | R962V0855A21M4S | 55000 | 17 | 8.1 | 54000 | 49500 | 91.67% | 1.75 | 0 | 10 |  |  |  |  | R-410A | 4.5833 | Residential & Commercial | USHP | Ducted CEE Tier 1
214075204 | Central HP <5.4 tons | RUUD | HRCU-A-CB (Split System: Heat Pump with Remote Outdoor Unit-Air-Source) | RD17AZ60AJ3N |  |  | RCFZ6024STANM | R802V1505A24UHS | 55500 | 18 | 8.1 | 53500 | 49000 | 91.59% | 1.75 | 0 | 10 |  |  |  |  | R-410A | 4.625 | Residential & Commercial | USHP | Ducted CEE Tier 1
212985933 | Central HP <5.4 tons | CARRIER | HRCU-A-CB (Split System: Heat Pump with Remote Outdoor Unit-Air-Source) | 38MURAQ18AB3* |  |  | CNPV*1814AL* | 59SC6A026M14**10 | 17300 | 15.5 | 8.5 | 18600 | 19800 | 106.5% | 2.38 | 0 | 10.5 |  |  |  |  | R-410A | 1.4417 | Residential & Commercial | USHP | Ducted CEE Tier 1
212986283 | Central HP <5.4 tons | CARRIER | HRCU-A-CB (Split System: Heat Pump with Remote Outdoor Unit-Air-Source) | 38MURAQ18AB3* |  |  | CAP**2414AL* | 59SC6A040M14**10 | 17400 | 16 | 8.5 | 18500 | 19500 | 105.4% | 2.34 | 0 | 10.5 |  |  |  |  | R-410A | 1.45 | Residential & Commercial | USHP | Ducted CEE Tier 1
212986703 | Central HP <5.4 tons | CARRIER | HRCU-A-CB (Split System: Heat Pump with Remote Outdoor Unit-Air-Source) | 38MURAQ18AB3* |  |  | CNPV*2417AL* | 59SC6A040M17**12 | 17500 | 15.2 | 8.5 | 18700 | 19200 | 102.7% | 2.3 | 0 | 10.5 |  |  |  |  | R-410A | 1.4583 | Residential & Commercial | USHP | Ducted CEE Tier 1
212986987 | Central HP <5.4 tons | CARRIER | HRCU-A-CB (Split System: Heat Pump with Remote Outdoor Unit-Air-Source) | 38MURAQ18AB3* |  |  | CAP**2414AL* | 59SC6A060M14**12 | 17300 | 16 | 8.5 | 18200 | 19400 | 106.6% | 2.34 | 0 | 10.5 |  |  |  |  | R-410A | 1.4417 | Residential & Commercial | USHP | Ducted CEE Tier 1
212987017 | Central HP <5.4 tons | CARRIER | HRCU-A-CB (Split System: Heat Pump with Remote Outdoor Unit-Air-Source) | 38MURAQ18AB3* |  |  | CAP**3014AL* | 59SC6A060M14**12 | 17400 | 16 | 8.5 | 18000 | 18700 | 103.9% | 2.26 | 0 | 10.5 |  |  |  |  | R-410A | 1.45 | Residential & Commercial | USHP | Ducted CEE Tier 1
212987037 | Central HP <5.4 tons | CARRIER | HRCU-A-CB (Split System: Heat Pump with Remote Outdoor Unit-Air-Source) | 38MURAQ18AB3* |  |  | CNPV*1814AL* | 59SC6A060M14**12 | 17400 | 16 | 8.5 | 18600 | 19800 | 106.5% | 2.38 | 0 | 10.5 |  |  |  |  | R-410A | 1.45 | Residential & Commercial | USHP | Ducted CEE Tier 1
211257730 | Central HP <5.4 tons | CARRIER | HRCU-A-CB (Split System: Heat Pump with Remote Outdoor Unit-Air-Source) | 38MURAQ18AB3* |  |  | CAP**1917AL* | 58TP*A045V14**12 | 18100 | 16.5 | 8.5 | 18000 | 17600 | 97.78% | 2.14 | 0 | 11 |  |  |  |  | R-410A | 1.5083 | Residential & Commercial | USHP | Ducted CEE Tier 1
211257761 | Central HP <5.4 tons | CARRIER | HRCU-A-CB (Split System: Heat Pump with Remote Outdoor Unit-Air-Source) | 38MURAQ18AB3* |  |  | CAP**1917AL* | OVMAAB042112 | 18600 | 15.5 | 8.5 | 18700 | 17500 | 93.58% | 2.12 | 0 | 10.5 |  |  |  |  | R-410A | 1.55 | Residential & Commercial | USHP | Ducted CEE Tier 1
211257796 | Central HP <5.4 tons | CARRIER | HRCU-A-CB (Split System: Heat Pump with Remote Outdoor Unit-Air-Source) | 38MURAQ18AB3* |  |  | CAP**2417AL* | 58SU*A040E17**12 | 18400 | 16.5 | 9 | 19200 | 18700 | 97.4% | 2.26 | 0 | 11 |  |  |  |  | R-410A | 1.5333 | Residential & Commercial | USHP | Ducted CEE Tier 1
215222795 | Central HP <5.4 tons | RUUD | HRCU-A-CB (Split System: Heat Pump with Remote Outdoor Unit-Air-Source) | RD17AZ60AJ3N |  |  | RCFZ6021STAAM | R921T0705A21M4 | 54500 | 18 | 8.1 | 46500 | 33800 | 72.69% | 2 | 0 | 10 |  |  |  |  | R-410A | 4.5417 | Residential & Commercial | USHP | Ducted CEE Tier 1
214279761 | Central HP <5.4 tons | BRYANT HEATING AND COOLING SYSTEMS | HRCU-A-CB (Split System: Heat Pump with Remote Outdoor Unit-Air-Source) | 38MURAQ18AB3* |  |  | CAP**3017AL* | 916SA48060M17*** | 17400 | 16 | 8.5 | 18000 | 18700 | 103.9% | 2.24 | 0 | 10.5 |  |  |  |  | R-410A | 1.45 | Residential & Commercial | USHP | Ducted CEE Tier 1
211257746 | Central HP <5.4 tons | CARRIER | HRCU-A-CB (Split System: Heat Pump with Remote Outdoor Unit-Air-Source) | 38MURAQ18AB3* |  |  | CAP**1917AL* | 59TP6B060V17**14 | 18200 | 16 | 8.5 | 18200 | 17700 | 97.25% | 2.14 | 0 | 10.5 |  |  |  |  | R-410A | 1.5167 | Residential & Commercial | USHP | Ducted CEE Tier 1
211257764 | Central HP <5.4 tons | CARRIER | HRCU-A-CB (Split System: Heat Pump with Remote Outdoor Unit-Air-Source) | 38MURAQ18AB3* |  |  | CAP**2414AL* | 59SP6A040V14**10 | 17300 | 16 | 8.5 | 18300 | 19200 | 104.9% | 2.3 | 0 | 10.5 |  |  |  |  | R-410A | 1.4417 | Residential & Commercial | USHP | Ducted CEE Tier 1
211257812 | Central HP <5.4 tons | CARRIER | HRCU-A-CB (Split System: Heat Pump with Remote Outdoor Unit-Air-Source) | 38MURAQ18AB3* |  |  | CAP**2417AL* | 59SC5B026E14**10 | 18000 | 15.5 | 8.5 | 19000 | 18900 | 99.47% | 2.26 | 0 | 10.5 |  |  |  |  | R-410A | 1.5 | Residential & Commercial | USHP | Ducted CEE Tier 1
211257862 | Central HP <5.4 tons | CARRIER | HRCU-A-CB (Split System: Heat Pump with Remote Outdoor Unit-Air-Source) | 38MURAQ18AB3* |  |  | CAP**2517AL* | 59SC5B026E14**10 | 18600 | 16 | 8.5 | 18500 | 17400 | 94.05% | 2.12 | 0 | 11 |  |  |  |  | R-410A | 1.55 | Residential & Commercial | USHP | Ducted CEE Tier 1
211257864 | Central HP <5.4 tons | CARRIER | HRCU-A-CB (Split System: Heat Pump with Remote Outdoor Unit-Air-Source) | 38MURAQ18AB3* |  |  | CAP**2517AL* | 59TP6B060V17**14 | 18200 | 16 | 8.5 | 18100 | 17500 | 96.69% | 2.12 | 0 | 10.5 |  |  |  |  | R-410A | 1.5167 | Residential & Commercial | USHP | Ducted CEE Tier 1
211257881 | Central HP <5.4 tons | CARRIER | HRCU-A-CB (Split System: Heat Pump with Remote Outdoor Unit-Air-Source) | 38MURAQ18AB3* |  |  | CAP**3014AL* | 59SP6A040V14**10 | 17500 | 16 | 8.5 | 18100 | 18600 | 102.8% | 2.24 | 0 | 10.5 |  |  |  |  | R-410A | 1.4583 | Residential & Commercial | USHP | Ducted CEE Tier 1
211257931 | Central HP <5.4 tons | CARRIER | HRCU-A-CB (Split System: Heat Pump with Remote Outdoor Unit-Air-Source) | 38MURAQ18AB3* |  |  | CAP**3017AL* | 59SC5B026E14**10 | 18200 | 15.5 | 8.5 | 18800 | 18400 | 97.87% | 2.22 | 0 | 10.5 |  |  |  |  | R-410A | 1.5167 | Residential & Commercial | USHP | Ducted CEE Tier 1
211257948 | Central HP <5.4 tons | CARRIER | HRCU-A-CB (Split System: Heat Pump with Remote Outdoor Unit-Air-Source) | 38MURAQ18AB3* |  |  | CAP**3017AL* | OVMAAB042112 | 18200 | 15.5 | 8.5 | 18900 | 18400 | 97.35% | 2.2 | 0 | 10.5 |  |  |  |  | R-410A | 1.5167 | Residential & Commercial | USHP | Ducted CEE Tier 1
211257980 | Central HP <5.4 tons | CARRIER | HRCU-A-CB (Split System: Heat Pump with Remote Outdoor Unit-Air-Source) | 38MURAQ18AB3* |  |  | CNPV*2414AL* | 59TP6B060V14**12 | 17900 | 15.5 | 8.5 | 18800 | 18700 | 99.47% | 2.26 | 0 | 11 |  |  |  |  | R-410A | 1.4917 | Residential & Commercial | USHP | Ducted CEE Tier 1
211258013 | Central HP <5.4 tons | CARRIER | HRCU-A-CB (Split System: Heat Pump with Remote Outdoor Unit-Air-Source) | 38MURAQ18AB3* |  |  | CNPV*2417AL* | 59SC5B040E14**10 | 17800 | 15.5 | 8.5 | 18700 | 18800 | 100.5% | 2.26 | 0 | 10.5 |  |  |  |  | R-410A | 1.4833 | Residential & Commercial | USHP | Ducted CEE Tier 1
211241102 | Central HP <5.4 tons | COMFORTMAKER | HRCU-A-CB (Split System: Heat Pump with Remote Outdoor Unit-Air-Source) | DLCURAH24ABK |  |  | EA*4X25L17A* | *80ES(N,L)0901714A* | 25200 | 17 | 8.5 | 25800 | 20800 | 80.62% | 1.76 | 0 | 10.5 |  |  |  |  | R-410A | 2.1 | Residential & Commercial | USHP | Ducted CEE Tier 1
211241302 | Central HP <5.4 tons | COMFORTMAKER | HRCU-A-CB (Split System: Heat Pump with Remote Outdoor Unit-Air-Source) | DLCURAH24ABK |  |  | EA*4X30L14A* | *96VTN0401410A* | 23600 | 15.5 | 8.5 | 26200 | 23600 | 90.08% | 1.94 | 0 | 10 |  |  |  |  | R-410A | 1.9667 | Residential & Commercial | USHP | Ducted CEE Tier 1
211230653 | Central HP <5.4 tons | COMFORTMAKER | HRCU-A-CB (Split System: Heat Pump with Remote Outdoor Unit-Air-Source) | DLCURAH36ABK |  |  | EN(A,D)4X48L24** | *95ESN1002120A* | 36800 | 16 | 8.1 | 39500 | 35000 | 88.61% | 2.06 | 0 | 10.5 |  |  |  |  | R-410A | 3.0667 | Residential & Commercial | USHP | Ducted CEE Tier 1
211230703 | Central HP <5.4 tons | COMFORTMAKER | HRCU-A-CB (Split System: Heat Pump with Remote Outdoor Unit-Air-Source) | DLCURAH36ABK |  |  | EN(A,D)4X48L24** | *96VSN1002120A* | 36200 | 16 | 8.1 | 38500 | 34800 | 90.39% | 2.02 | 0 | 10 |  |  |  |  | R-410A | 3.0167 | Residential & Commercial | USHP | Ducted CEE Tier 1
211230733 | Central HP <5.4 tons | COMFORTMAKER | HRCU-A-CB (Split System: Heat Pump with Remote Outdoor Unit-Air-Source) | DLCURAH36ABK |  |  | EN(A,D)4X48L24** | *95ESU1002120A* | 36400 | 16 | 8.1 | 38500 | 34800 | 90.39% | 2.04 | 0 | 10.5 |  |  |  |  | R-410A | 3.0333 | Residential & Commercial | USHP | Ducted CEE Tier 1
211230908 | Central HP <5.4 tons | COMFORTMAKER | HRCU-A-CB (Split System: Heat Pump with Remote Outdoor Unit-Air-Source) | DLCURAH36ABK |  |  | FXM4X36**AL | 0 | 35800 | 16.5 | 8.1 | 38500 | 34600 | 89.87% | 1.94 | 0 | 10 |  |  |  |  | R-410A | 2.9833 | Residential & Commercial | USHP | Ducted CEE Tier 1
216618974 | Central HP <5.4 tons | ARMSTRONG AIR | HRCU-A-CB (Split System: Heat Pump with Remote Outdoor Unit-Air-Source) | A7SCP18V60P-**A |  |  | 7AH2AV42PXC-** | 0 | 46500 | 18 | 9.5 | 48000 | 42500 | 88.54% | 1.85 | 0 | 11 |  |  |  |  | R-454B | 3.875 | Residential & Commercial | USHP | Ducted CEE Tier 1
214075255 | Central HP <5.4 tons | RUUD | HRCU-A-CB (Split System: Heat Pump with Remote Outdoor Unit-Air-Source) | RD17AZ60AJ3N |  |  | RCFZ6024STANM | R801V0755A21UHN | 55500 | 18 | 8.1 | 54000 | 49500 | 91.67% | 1.75 | 0 | 10 |  |  |  |  | R-410A | 4.625 | Residential & Commercial | USHP | Ducted CEE Tier 1
211243068 | Central HP <5.4 tons | COMFORTMAKER | HRCU-A-CB (Split System: Heat Pump with Remote Outdoor Unit-Air-Source) | DLCURAH24ABK |  |  | EA*4X37L17A* | *92ESN0601412A* | 25200 | 16.5 | 8.5 | 26200 | 21000 | 80.15% | 1.76 | 0 | 10 |  |  |  |  | R-410A | 2.1 | Residential & Commercial | USHP | Ducted CEE Tier 1
211241367 | Central HP <5.4 tons | COMFORTMAKER | HRCU-A-CB (Split System: Heat Pump with Remote Outdoor Unit-Air-Source) | DLCURAH24ABK |  |  | EA*4X30L14A* | *80ES(N,L)0701412A* | 24200 | 16.5 | 8.5 | 26400 | 23000 | 87.12% | 1.9 | 0 | 10 |  |  |  |  | R-410A | 2.0167 | Residential & Commercial | USHP | Ducted CEE Tier 1
211241453 | Central HP <5.4 tons | COMFORTMAKER | HRCU-A-CB (Split System: Heat Pump with Remote Outdoor Unit-Air-Source) | DLCURAH24ABK |  |  | EA*4X30L17A* | *80ES(N,L)0701716A* | 24800 | 16 | 8.5 | 26800 | 22200 | 82.84% | 1.82 | 0 | 10 |  |  |  |  | R-410A | 2.0667 | Residential & Commercial | USHP | Ducted CEE Tier 1
211242304 | Central HP <5.4 tons | COMFORTMAKER | HRCU-A-CB (Split System: Heat Pump with Remote Outdoor Unit-Air-Source) | DLCURAH24ABK |  |  | EA*4X36L21A* | *96VSN0401712A* | 23400 | 16 | 8.5 | 25800 | 23600 | 91.47% | 1.94 | 0 | 10 |  |  |  |  | R-410A | 1.95 | Residential & Commercial | USHP | Ducted CEE Tier 1
211242740 | Central HP <5.4 tons | COMFORTMAKER | HRCU-A-CB (Split System: Heat Pump with Remote Outdoor Unit-Air-Source) | DLCURAH24ABK |  |  | EA*4X36L21A* | OMV112K14A | 24200 | 16.5 | 8.5 | 26200 | 22600 | 86.26% | 1.86 | 0 | 10 |  |  |  |  | R-410A | 2.0167 | Residential & Commercial | USHP | Ducted CEE Tier 1
211242822 | Central HP <5.4 tons | COMFORTMAKER | HRCU-A-CB (Split System: Heat Pump with Remote Outdoor Unit-Air-Source) | DLCURAH24ABK |  |  | EA*4X37L17A* | *95ESU0401712A* | 24000 | 17 | 8.5 | 25200 | 22000 | 87.3% | 1.84 | 0 | 10 |  |  |  |  | R-410A | 2 | Residential & Commercial | USHP | Ducted CEE Tier 1
211242957 | Central HP <5.4 tons | COMFORTMAKER | HRCU-A-CB (Split System: Heat Pump with Remote Outdoor Unit-Air-Source) | DLCURAH24ABK |  |  | EA*4X37L17A* | *95ESN0401712A* | 24400 | 15.2 | 8.5 | 26000 | 21600 | 83.08% | 1.78 | 0 | 10 |  |  |  |  | R-410A | 2.0333 | Residential & Commercial | USHP | Ducted CEE Tier 1
211243288 | Central HP <5.4 tons | COMFORTMAKER | HRCU-A-CB (Split System: Heat Pump with Remote Outdoor Unit-Air-Source) | DLCURAH24ABK |  |  | EA*4X37L21A* | *96VTN1002122A* | 24200 | 17 | 8.1 | 25000 | 21400 | 85.6% | 1.8 | 0 | 10 |  |  |  |  | R-410A | 2.0167 | Residential & Commercial | USHP | Ducted CEE Tier 1
213297462 | Central HP <5.4 tons | JOHNSON CONTROLS | HRCU-A-CB (Split System: Heat Pump with Remote Outdoor Unit-Air-Source) | HMH72B341 |  |  | XAFC36DBCN1 | Z9ES080C20SMPS1 | 33800 | 17 | 8.5 | 32800 | 23000 | 70.12% | 1.8 | 0 | 10 |  |  |  |  | R-410A | 2.8167 | Residential & Commercial | USHP | Ducted CEE Tier 1
213297662 | Central HP <5.4 tons | JOHNSON CONTROLS | HRCU-A-CB (Split System: Heat Pump with Remote Outdoor Unit-Air-Source) | HMH72B341 |  |  | XAHB36DBCN1 | Z8ES040A12SMPS1 | 33200 | 17.5 | 8.1 | 32800 | 23000 | 70.12% | 2.02 | 0 | 10 |  |  |  |  | R-410A | 2.7667 | Residential & Commercial | USHP | Ducted CEE Tier 1
214279735 | Central HP <5.4 tons | BRYANT HEATING AND COOLING SYSTEMS | HRCU-A-CB (Split System: Heat Pump with Remote Outdoor Unit-Air-Source) | 38MURAQ18AB3* |  |  | CAP**2417AL* | 916SA48060M17*** | 17200 | 16 | 8.5 | 18100 | 19400 | 107.2% | 2.32 | 0 | 10.5 |  |  |  |  | R-410A | 1.4333 | Residential & Commercial | USHP | Ducted CEE Tier 1
211243425 | Central HP <5.4 tons | COMFORTMAKER | HRCU-A-CB (Split System: Heat Pump with Remote Outdoor Unit-Air-Source) | DLCURAH24ABK |  |  | EA*4X37L21A* | *96VTN0801716A* | 24800 | 17 | 8.5 | 25600 | 21000 | 82.03% | 1.76 | 0 | 10.5 |  |  |  |  | R-410A | 2.0667 | Residential & Commercial | USHP | Ducted CEE Tier 1
211243774 | Central HP <5.4 tons | COMFORTMAKER | HRCU-A-CB (Split System: Heat Pump with Remote Outdoor Unit-Air-Source) | DLCURAH24ABK |  |  | EN(A,D)4X24L14** | *96VTN0601412A* | 23200 | 16 | 8.5 | 26400 | 24600 | 93.18% | 2.04 | 0 | 10 |  |  |  |  | R-410A | 1.9333 | Residential & Commercial | USHP | Ducted CEE Tier 1
211243840 | Central HP <5.4 tons | COMFORTMAKER | HRCU-A-CB (Split System: Heat Pump with Remote Outdoor Unit-Air-Source) | DLCURAH24ABK |  |  | EN(A,D)4X24L17** | *80VSL0451412A* | 23800 | 16 | 8.5 | 26800 | 23200 | 86.57% | 1.9 | 0 | 10 |  |  |  |  | R-410A | 1.9833 | Residential & Commercial | USHP | Ducted CEE Tier 1
211243858 | Central HP <5.4 tons | COMFORTMAKER | HRCU-A-CB (Split System: Heat Pump with Remote Outdoor Unit-Air-Source) | DLCURAH24ABK |  |  | EN(A,D)4X24L17** | *96VSN0601714A* | 23600 | 16 | 8.5 | 26800 | 23400 | 87.31% | 1.92 | 0 | 10 |  |  |  |  | R-410A | 1.9667 | Residential & Commercial | USHP | Ducted CEE Tier 1
213774700 | Central HP <5.4 tons | COMFORTMAKER | HRCU-A-CB (Split System: Heat Pump with Remote Outdoor Unit-Air-Source) | CVH825GKA3* |  |  | EHD4X48AAL+WALLCON | *96CTN0801714B* | 24200 | 16 | 8.1 | 21400 | 16600 | 77.57% | 2 | 0 | 10.5 |  |  |  |  | R-410A | 2.0167 | Residential & Commercial | USHP | Ducted CEE Tier 1
213296872 | Central HP <5.4 tons | JOHNSON CONTROLS | HRCU-A-CB (Split System: Heat Pump with Remote Outdoor Unit-Air-Source) | HMH72B341 |  |  | XAFC36DBCN1 | Z8ES120C20LMPS1 | 34000 | 17.5 | 8.5 | 34000 | 24600 | 72.35% | 2.12 | 0 | 9.5 |  |  |  |  | R-410A | 2.8333 | Residential & Commercial | USHP
213296997 | Central HP <5.4 tons | JOHNSON CONTROLS | HRCU-A-CB (Split System: Heat Pump with Remote Outdoor Unit-Air-Source) | HMH72B341 |  |  | XAFB36DBCN1 | Z8ES080B12LMPS1 | 34000 | 18 | 8.1 | 33400 | 24000 | 71.86% | 2.08 | 0 | 10 |  |  |  |  | R-410A | 2.8333 | Residential & Commercial | USHP | Ducted CEE Tier 1
213297047 | Central HP <5.4 tons | JOHNSON CONTROLS | HRCU-A-CB (Split System: Heat Pump with Remote Outdoor Unit-Air-Source) | HMH72B341 |  |  | XAHC36DBCN1 | Z9ES080B12SMPS1 | 33200 | 17 | 8.5 | 32000 | 22400 | 70% | 1.8 | 0 | 10 |  |  |  |  | R-410A | 2.7667 | Residential & Commercial | USHP | Ducted CEE Tier 1
214650021 | Central HP <5.4 tons | YORK | HRCU-A-CB (Split System: Heat Pump with Remote Outdoor Unit-Air-Source) | HH824E2S11 |  |  | CTU30B5XCS1+TXV | TM8E100B12MP11 | 23000 | 17 | 9.5 | 23000 | 18400 | 80% | 2 | 0 | 12 |  |  |  |  | R-454B | 1.9167 | Residential & Commercial | USHP | Ducted CEE Tier 1
214650489 | Central HP <5.4 tons | YORK | HRCU-A-CB (Split System: Heat Pump with Remote Outdoor Unit-Air-Source) | HH824E2S11 |  |  | CTU36B5XDS1+TXV | TM8E100B12MP11 | 23000 | 18 | 9.5 | 23000 | 18900 | 82.17% | 2 | 0 | 12 |  |  |  |  | R-454B | 1.9167 | Residential & Commercial | USHP | Ducted CEE Tier 1
214650648 | Central HP <5.4 tons | YORK | HRCU-A-CB (Split System: Heat Pump with Remote Outdoor Unit-Air-Source) | HH824E2S11 |  |  | CTU30B5XCS1+TXV | TM9V080B12MP12 | 23000 | 17 | 9.5 | 23000 | 18200 | 79.13% | 2 | 0 | 12 |  |  |  |  | R-454B | 1.9167 | Residential & Commercial | USHP | Ducted CEE Tier 1
212609370 | Central HP <5.4 tons | RUUD | HRCU-A-CB (Split System: Heat Pump with Remote Outdoor Unit-Air-Source) | UP18AZ36AJVC |  |  | RCFZ6021SEAAM | R802V0754A17UHS | 34200 | 19 | 8.5 | 34200 | 43000 | 125.7% | 2.2 | 0 | 12.5 |  |  |  |  | R-410A | 2.85 | Residential & Commercial | USHP | Ducted CEE Tier 1
215588460 | Central HP <5.4 tons | BRYANT HEATING AND COOLING SYSTEMS | HRCU-A-CB (Split System: Heat Pump with Remote Outdoor Unit-Air-Source) | 291VAN054**AA* |  |  | CSAH*6012AM*+UI | 987TA60080C21*** | 49500 | 18.5 | 10.5 | 52500 | 53500 | 101.9% | 1.9 | 0 | 11 |  |  |  |  | R-454B | 4.125 | Residential & Commercial | USHP | Ducted CEE Tier 1
215935153 | Central HP <5.4 tons | TEMPSTAR | HRCU-A-CB (Split System: Heat Pump with Remote Outdoor Unit-Air-Source) | T5H3V36*K*AAA* |  |  | EVM5X60M21A*+WALLCON | *80CSU0401712A* | 35600 | 22 | 8.5 | 38000 | 28800 | 75.79% | 2.02 | 0 | 12 |  |  |  |  | R-454B | 2.9667 | Residential & Commercial | USHP | Ducted CEE Tier 1
215935203 | Central HP <5.4 tons | TEMPSTAR | HRCU-A-CB (Split System: Heat Pump with Remote Outdoor Unit-Air-Source) | T5H3V36*K*AAA* |  |  | EVM5X60M21A*+WALLCON | *80CTL0702120B* | 35600 | 21.5 | 8.5 | 38000 | 28600 | 75.26% | 2.02 | 0 | 12 |  |  |  |  | R-454B | 2.9667 | Residential & Commercial | USHP | Ducted CEE Tier 1
214242397 | Central HP <5.4 tons | HEIL | HRCU-A-CB (Split System: Heat Pump with Remote Outdoor Unit-Air-Source) | HVH825GKA2* |  |  | EN(A,D)4X24L14**+WALLCON | *80CTL0701412B* | 23200 | 16 | 8.1 | 22000 | 16800 | 76.36% | 1.94 | 0 | 10.5 |  |  |  |  | R-410A | 1.9333 | Residential & Commercial | USHP | Ducted CEE Tier 1
214242697 | Central HP <5.4 tons | HEIL | HRCU-A-CB (Split System: Heat Pump with Remote Outdoor Unit-Air-Source) | HVH825GKA2* |  |  | EN(A,D,W)4X36L17**+WALLCON | *97CMN0801714B* | 23400 | 16.5 | 8.1 | 21600 | 16700 | 77.31% | 1.92 | 0 | 10.5 |  |  |  |  | R-410A | 1.95 | Residential & Commercial | USHP | Ducted CEE Tier 1
212609369 | Central HP <5.4 tons | RUUD | HRCU-A-CB (Split System: Heat Pump with Remote Outdoor Unit-Air-Source) | UP18AZ36AJVC |  |  | RCFZ6021SEAAM | R802V0504A17UHS | 34200 | 19 | 8.5 | 34200 | 43500 | 127.2% | 2.2 | 0 | 12.5 |  |  |  |  | R-410A | 2.85 | Residential & Commercial | USHP | Ducted CEE Tier 1
212609371 | Central HP <5.4 tons | RUUD | HRCU-A-CB (Split System: Heat Pump with Remote Outdoor Unit-Air-Source) | UP18AZ36AJVC |  |  | RCFZ6021SEAAM | R802V0504A17UHN | 34200 | 19 | 8.5 | 34200 | 43500 | 127.2% | 2.2 | 0 | 12.5 |  |  |  |  | R-410A | 2.85 | Residential & Commercial | USHP | Ducted CEE Tier 1
211243237 | Central HP <5.4 tons | AIRQUEST | HRCU-A-CB (Split System: Heat Pump with Remote Outdoor Unit-Air-Source) | DLCURAH24ABK |  |  | EA*4X37L21A* | *96VSN1002120A* | 24400 | 17 | 8.5 | 25200 | 21200 | 84.13% | 1.78 | 0 | 10.5 |  |  |  |  | R-410A | 2.0333 | Residential & Commercial | USHP | Ducted CEE Tier 1
216440572 | Central HP <5.4 tons | OUELLET | HRCU-A-CB (Split System: Heat Pump with Remote Outdoor Unit-Air-Source) | OFLX1-H36A-O |  |  | OAHX1-H36A-I | 0 | 34000 | 18 | 10 | 34000 | 34000 | 100% | 2 | 0 | 12 |  |  |  |  | R-32 | 2.8333 | Residential & Commercial | USHP | Ducted CEE Tier 1
216723119 | Central HP <5.4 tons | ZERO | HRCU-A-CB (Split System: Heat Pump with Remote Outdoor Unit-Air-Source) | ZOV-24HDTB |  |  | ZAV-24HDTB | 0 | 24000 | 18 | 9 | 24000 | 18000 | 75% | 1.8 | 0 | 10 |  |  |  |  | R-454B | 2 | Residential & Commercial | USHP | Ducted CEE Tier 1
214239269 | Central HP <5.4 tons | DAY & NIGHT | HRCU-A-CB (Split System: Heat Pump with Remote Outdoor Unit-Air-Source) | CVH837GKA2* |  |  | EN(A,D,W)4X48L21**+WALLCON | *96CTN0801714B* | 32200 | 17 | 8.1 | 32800 | 24800 | 75.61% | 1.94 | 0 | 11.5 |  |  |  |  | R-410A | 2.6833 | Residential & Commercial | USHP | Ducted CEE Tier 1
214239299 | Central HP <5.4 tons | DAY & NIGHT | HRCU-A-CB (Split System: Heat Pump with Remote Outdoor Unit-Air-Source) | CVH837GKA2* |  |  | EN(A,D)4X48L24**+WALLCON | *80CTL1102120B* | 32400 | 17 | 8.1 | 32600 | 24600 | 75.46% | 1.96 | 0 | 11.5 |  |  |  |  | R-410A | 2.7 | Residential & Commercial | USHP | Ducted CEE Tier 1
214239399 | Central HP <5.4 tons | DAY & NIGHT | HRCU-A-CB (Split System: Heat Pump with Remote Outdoor Unit-Air-Source) | CVH837GKA2* |  |  | EN(A,D,W)4X60L24**+WALLCON | *97CMN1202422B* | 32800 | 17.5 | 8.1 | 32200 | 24600 | 76.4% | 1.96 | 0 | 11.7 |  |  |  |  | R-410A | 2.7333 | Residential & Commercial | USHP | Ducted CEE Tier 1
214239419 | Central HP <5.4 tons | DAY & NIGHT | HRCU-A-CB (Split System: Heat Pump with Remote Outdoor Unit-Air-Source) | CVH837GKA2* |  |  | EN(A,D,W)4X60L24**+WALLCON | *96CTN1202422B* | 32800 | 17.5 | 8.1 | 32200 | 24600 | 76.4% | 1.96 | 0 | 11.7 |  |  |  |  | R-410A | 2.7333 | Residential & Commercial | USHP | Ducted CEE Tier 1
212979989 | Central HP <5.4 tons | CARRIER | HRCU-A-CB (Split System: Heat Pump with Remote Outdoor Unit-Air-Source) | 38MURAQ18AB3* |  |  | CNPV*2417AL* | 58S(B,C)*B090M17**14 | 17400 | 16 | 8.5 | 18500 | 19200 | 103.8% | 2.3 | 0 | 10.5 |  |  |  |  | R-410A | 1.45 | Residential & Commercial | USHP | Ducted CEE Tier 1
216684040 | Central HP <5.4 tons | DIRECT AIR | HRCU-A-C (Split System: Heat Pump with Remote Outdoor Unit with No Indoor Fan --Air Source) | DIRM4-48MAGICPRO20-OU |  |  | DIRM4-6021MAGICP20-CCOIL | 0 | 45000 | 15.2 | 8.8 | 48000 | 42000 | 87.5% | 1.85 | 0 | 10 |  |  |  |  | R-454B | 3.75 | Residential & Commercial | USHP | Ducted CEE Tier 1
215676772 | Central HP <5.4 tons | TEMPSTAR | HRCU-A-CB (Split System: Heat Pump with Remote Outdoor Unit-Air-Source) | T5H0V48*K*AAA* |  |  | EVD5X61M21A*+WALLCON | *95CSU0601716B* | 48000 | 18.5 | 9 | 50000 | 37400 | 74.8% | 2 | 0 | 10 |  |  |  |  | R-454B | 4 | Residential & Commercial | USHP | Ducted CEE Tier 1
215676922 | Central HP <5.4 tons | TEMPSTAR | HRCU-A-CB (Split System: Heat Pump with Remote Outdoor Unit-Air-Source) | T5H0V48*K*AAA* |  |  | EVD5X61M24A*+WALLCON | *97CMN0802120B* | 48500 | 19 | 9.5 | 50000 | 36800 | 73.6% | 2.1 | 0 | 10.5 |  |  |  |  | R-454B | 4.0417 | Residential & Commercial | USHP | Ducted CEE Tier 1
215675972 | Central HP <5.4 tons | TEMPSTAR | HRCU-A-CB (Split System: Heat Pump with Remote Outdoor Unit-Air-Source) | T5H0V48*K*AAA* |  |  | EVM5X61M24A*+WALLCON | *80CSU1002120A* | 48500 | 19 | 9 | 50000 | 36800 | 73.6% | 2.1 | 0 | 10 |  |  |  |  | R-454B | 4.0417 | Residential & Commercial | USHP | Ducted CEE Tier 1
206773459 | Central HP <5.4 tons | COMFORTMAKER | HRCU-A-CB (Split System: Heat Pump with Remote Outdoor Unit-Air-Source) | CVH837GKA2* |  |  | EA*4X42L24A*+WALLCON | *95CSU0802120A* | 31800 | 17.5 | 8.1 | 33000 | 24400 | 73.94% | 1.9 | 11.5 | 11 |  |  |  |  | R-410A | 2.65 | Residential & Commercial | USHP | Ducted CEE Tier 1
216679840 | Central HP <5.4 tons | TEMPSTAR | HRCU-A-CB (Split System: Heat Pump with Remote Outdoor Unit-Air-Source) | DLCURAH36ABK |  |  | EA*4X37L17A* | *97VTN0801716A* | 36000 | 15.2 | 8.5 | 38500 | 34600 | 89.87% | 1.92 | 0 | 10 |  |  |  |  | R-410A | 3 | Residential & Commercial | USHP | Ducted CEE Tier 1
216679924 | Central HP <5.4 tons | TEMPSTAR | HRCU-A-CB (Split System: Heat Pump with Remote Outdoor Unit-Air-Source) | DLCURAH36ABK |  |  | EHD4X48AAL | *97VTN0801716A* | 35800 | 15.2 | 8.5 | 38500 | 34400 | 89.35% | 1.82 | 0 | 9.8 |  |  |  |  | R-410A | 2.9833 | Residential & Commercial | USHP
216681040 | Central HP <5.4 tons | TEMPSTAR | HRCU-A-CB (Split System: Heat Pump with Remote Outdoor Unit-Air-Source) | DLCURAH36ABK |  |  | EA*4X42L21A* | *97VTN0802120A* | 35600 | 16 | 8.5 | 38500 | 34600 | 89.87% | 1.75 | 0 | 10 |  |  |  |  | R-410A | 2.9667 | Residential & Commercial | USHP | Ducted CEE Tier 1
211260063 | Central HP <5.4 tons | HEIL | HRCU-A-CB (Split System: Heat Pump with Remote Outdoor Unit-Air-Source) | DLCURAH18ABK |  |  | EA*4X19L17A* | OMV112K14A | 18600 | 15.5 | 8.5 | 18700 | 17500 | 93.58% | 2.12 | 0 | 10.5 |  |  |  |  | R-410A | 1.55 | Residential & Commercial | USHP | Ducted CEE Tier 1
211258003 | Central HP <5.4 tons | CARRIER | HRCU-A-CB (Split System: Heat Pump with Remote Outdoor Unit-Air-Source) | 38MURAQ18AB3* |  |  | CNPV*2417AL* | 59SU5A060E17**16 | 18500 | 15.5 | 8.5 | 19500 | 18400 | 94.36% | 2.24 | 0 | 11 |  |  |  |  | R-410A | 1.5417 | Residential & Commercial | USHP | Ducted CEE Tier 1
211258019 | Central HP <5.4 tons | CARRIER | HRCU-A-CB (Split System: Heat Pump with Remote Outdoor Unit-Air-Source) | 38MURAQ18AB3* |  |  | CNPV*2417AL* | 59TP6B060V14**12 | 17900 | 15.5 | 8.5 | 18800 | 18700 | 99.47% | 2.26 | 0 | 11 |  |  |  |  | R-410A | 1.4917 | Residential & Commercial | USHP | Ducted CEE Tier 1
212972992 | Central HP <5.4 tons | CARRIER | HRCU-A-CB (Split System: Heat Pump with Remote Outdoor Unit-Air-Source) | 38MURAQ24AB3* |  |  | CNPV*3017AL* | 59SP6B040V14**10 | 23400 | 16 | 8.1 | 26400 | 24600 | 93.18% | 2.02 | 0 | 10 |  |  |  |  | R-410A | 1.95 | Residential & Commercial | USHP | Ducted CEE Tier 1
214570420 | Central HP <5.4 tons | HEIL | HRCU-A-CB (Split System: Heat Pump with Remote Outdoor Unit-Air-Source) | HVH825GKA3* |  |  | EA*4X36L21A*+WALLCON | *96CTN0802120B* | 23600 | 16.5 | 8.1 | 21400 | 16600 | 77.57% | 1.94 | 0 | 11 |  |  |  |  | R-410A | 1.9667 | Residential & Commercial | USHP | Ducted CEE Tier 1
212988979 | Central HP <5.4 tons | DAY & NIGHT | HRCU-A-CB (Split System: Heat Pump with Remote Outdoor Unit-Air-Source) | DLCURAH36ABK |  |  | EA*4X48L21A* | *95MSU0601716A* | 35400 | 16 | 8.1 | 37800 | 34600 | 91.53% | 2 | 0 | 10 |  |  |  |  | R-410A | 2.95 | Residential & Commercial | USHP | Ducted CEE Tier 1
212978554 | Central HP <5.4 tons | CARRIER | HRCU-A-CB (Split System: Heat Pump with Remote Outdoor Unit-Air-Source) | 38MURAQ30AB3* |  |  | CAP**4321AL* | 58S(B,C)*B070M17**12 | 30600 | 15.2 | 8.1 | 33400 | 26400 | 79.04% | 1.86 | 0 | 9 |  |  |  |  | R-410A | 2.55 | Residential & Commercial | USHP
214075245 | Central HP <5.4 tons | RUUD | HRCU-A-CB (Split System: Heat Pump with Remote Outdoor Unit-Air-Source) | RD17AZ60AJ3N |  |  | RCFZ6024STANM | U802VA100521M | 55500 | 19 | 8.1 | 53500 | 49000 | 91.59% | 1.75 | 0 | 10 |  |  |  |  | R-410A | 4.625 | Residential & Commercial | USHP | Ducted CEE Tier 1
214075254 | Central HP <5.4 tons | RUUD | HRCU-A-CB (Split System: Heat Pump with Remote Outdoor Unit-Air-Source) | RD17AZ60AJ3N |  |  | RCFZ6024STANM | R801V1005A21UHU | 55500 | 18 | 8.1 | 54000 | 49000 | 90.74% | 1.75 | 0 | 10 |  |  |  |  | R-410A | 4.625 | Residential & Commercial | USHP | Ducted CEE Tier 1
211243185 | Central HP <5.4 tons | COMFORTMAKER | HRCU-A-CB (Split System: Heat Pump with Remote Outdoor Unit-Air-Source) | DLCURAH24ABK |  |  | EA*4X37L17A* | OMV112K14A | 24800 | 16 | 8.5 | 25800 | 21400 | 82.95% | 1.78 | 0 | 10 |  |  |  |  | R-410A | 2.0667 | Residential & Commercial | USHP | Ducted CEE Tier 1
214229194 | Central HP <5.4 tons | COMFORTMAKER | HRCU-A-CB (Split System: Heat Pump with Remote Outdoor Unit-Air-Source) | DLCURAH24ABK |  |  | EN(A,D)4X30L17** | *80MSU0601716A* | 23600 | 17 | 8.5 | 25600 | 24000 | 93.75% | 2 | 0 | 10.5 |  |  |  |  | R-410A | 1.9667 | Residential & Commercial | USHP | Ducted CEE Tier 1
215941130 | Central HP <5.4 tons | DAY & NIGHT | HRCU-A-CB (Split System: Heat Pump with Remote Outdoor Unit-Air-Source) | C5H3V48*K*AAA* |  |  | EA*5X61M24A*+WALLCON | *97CTN1202422A* | 45500 | 21.5 | 9.5 | 48500 | 36600 | 75.46% | 2 | 0 | 11.5 |  |  |  |  | R-454B | 3.7917 | Residential & Commercial | USHP | Ducted CEE Tier 1
215942586 | Central HP <5.4 tons | DAY & NIGHT | HRCU-A-CB (Split System: Heat Pump with Remote Outdoor Unit-Air-Source) | C5H3V36*K*AAA* |  |  | EVD5X61M24A*+WALLCON | *97CMN0802120B* | 36000 | 22 | 8.5 | 37400 | 28200 | 75.4% | 2.04 | 0 | 12.5 |  |  |  |  | R-454B | 3 | Residential & Commercial | USHP | Ducted CEE Tier 1
215939760 | Central HP <5.4 tons | DAY & NIGHT | HRCU-A-CB (Split System: Heat Pump with Remote Outdoor Unit-Air-Source) | C5H3V36*K*AAA* |  |  | EA*5X48M21A*+WALLCON | *97CTN0801716A* | 33200 | 19.5 | 9.5 | 35000 | 26800 | 76.57% | 2.02 | 0 | 11 |  |  |  |  | R-454B | 2.7667 | Residential & Commercial | USHP | Ducted CEE Tier 1
215940160 | Central HP <5.4 tons | DAY & NIGHT | HRCU-A-CB (Split System: Heat Pump with Remote Outdoor Unit-Air-Source) | C5H3V36*K*AAA* |  |  | ESH5X48M12A*+WALLCON | *97CTN1002122A* | 33800 | 19.5 | 9 | 34600 | 26400 | 76.3% | 1.92 | 0 | 11.7 |  |  |  |  | R-454B | 2.8167 | Residential & Commercial | USHP | Ducted CEE Tier 1
215940310 | Central HP <5.4 tons | DAY & NIGHT | HRCU-A-CB (Split System: Heat Pump with Remote Outdoor Unit-Air-Source) | C5H3V36*K*AAA* |  |  | EVM5X44M21A*+WALLCON | *97CTN0802120A* | 35600 | 21.5 | 8.5 | 38000 | 28600 | 75.26% | 2.04 | 0 | 12 |  |  |  |  | R-454B | 2.9667 | Residential & Commercial | USHP | Ducted CEE Tier 1
214606478 | Central HP <5.4 tons | JOHNSON CONTROLS | HRCU-A-C (Split System: Heat Pump with Remote Outdoor Unit with No Indoor Fan --Air Source) | HH824E2S11 |  |  | CTM30B5ACS1 | 0 | 23000 | 15.2 | 8.5 | 23000 | 17400 | 75.65% | 2 | 0 | 11 |  |  |  |  | R-454B | 1.9167 | Residential & Commercial | USHP | Ducted CEE Tier 1
212985304 | Central HP <5.4 tons | COMFORTMAKER | HRCU-A-CB (Split System: Heat Pump with Remote Outdoor Unit-Air-Source) | DLCURAH30ABK |  |  | EA*4X43L21A* | *92MSN1002120A* | 30600 | 16 | 8.5 | 35000 | 26800 | 76.57% | 1.86 | 0 | 9 |  |  |  |  | R-410A | 2.55 | Residential & Commercial | USHP
212984416 | Central HP <5.4 tons | HEIL | HRCU-A-CB (Split System: Heat Pump with Remote Outdoor Unit-Air-Source) | DLCURAH36ABK |  |  | EA*4X48L21A* | *92MSN0801716A* | 35800 | 16.5 | 8.5 | 37800 | 34600 | 91.53% | 2.02 | 0 | 10 |  |  |  |  | R-410A | 2.9833 | Residential & Commercial | USHP | Ducted CEE Tier 1
215941200 | Central HP <5.4 tons | DAY & NIGHT | HRCU-A-CB (Split System: Heat Pump with Remote Outdoor Unit-Air-Source) | C5H3V48*K*AAA* |  |  | ESH5X48M12A*+WALLCON | *97CTN1202422A* | 44500 | 20 | 9 | 48500 | 36400 | 75.05% | 1.82 | 0 | 10.5 |  |  |  |  | R-454B | 3.7083 | Residential & Commercial | USHP | Ducted CEE Tier 1
212985618 | Central HP <5.4 tons | DAY & NIGHT | HRCU-A-CB (Split System: Heat Pump with Remote Outdoor Unit-Air-Source) | DLCURAH30ABK |  |  | EA*4X42L24A* | *92MSN1202420A* | 30000 | 15.2 | 8.1 | 34200 | 27600 | 80.7% | 1.8 | 0 | 9 |  |  |  |  | R-410A | 2.5 | Residential & Commercial | USHP
215939796 | Central HP <5.4 tons | HEIL | HRCU-A-CB (Split System: Heat Pump with Remote Outdoor Unit-Air-Source) | H5H3V36*K*AAA* |  |  | EA*5X60M24A*+WALLCON | *97CTN0802120A* | 34000 | 20 | 9.5 | 34200 | 26000 | 76.02% | 2.06 | 0 | 11.7 |  |  |  |  | R-454B | 2.8333 | Residential & Commercial | USHP | Ducted CEE Tier 1
215939816 | Central HP <5.4 tons | HEIL | HRCU-A-CB (Split System: Heat Pump with Remote Outdoor Unit-Air-Source) | H5H3V36*K*AAA* |  |  | EA*5X60M24A*+WALLCON | *97CTN1202422A* | 34000 | 20.5 | 9.5 | 34000 | 26000 | 76.47% | 2.06 | 0 | 12 |  |  |  |  | R-454B | 2.8333 | Residential & Commercial | USHP | Ducted CEE Tier 1
215939666 | Central HP <5.4 tons | HEIL | HRCU-A-CB (Split System: Heat Pump with Remote Outdoor Unit-Air-Source) | H5H3V36*K*AAA* |  |  | EA*5X42M21A*+WALLCON | *80CSU0601716B* | 32800 | 20 | 9.5 | 34800 | 26600 | 76.44% | 2 | 0 | 11.5 |  |  |  |  | R-454B | 2.7333 | Residential & Commercial | USHP | Ducted CEE Tier 1
215940480 | Central HP <5.4 tons | DAY & NIGHT | HRCU-A-CB (Split System: Heat Pump with Remote Outdoor Unit-Air-Source) | C5H3V36*K*AAA* |  |  | EVM5X60M24A*+WALLCON | *97CTN0802120A* | 35400 | 21.5 | 8.5 | 38000 | 28600 | 75.26% | 2.04 | 0 | 12 |  |  |  |  | R-454B | 2.95 | Residential & Commercial | USHP | Ducted CEE Tier 1
215940630 | Central HP <5.4 tons | DAY & NIGHT | HRCU-A-CB (Split System: Heat Pump with Remote Outdoor Unit-Air-Source) | C5H3V36*K*AAA* |  |  | EVD5X42M21A*+WALLCON | *80CSU0401712B* | 34600 | 21 | 8.5 | 38500 | 28000 | 72.73% | 2.04 | 0 | 12 |  |  |  |  | R-454B | 2.8833 | Residential & Commercial | USHP | Ducted CEE Tier 1
212988005 | Central HP <5.4 tons | DAY & NIGHT | HRCU-A-CB (Split System: Heat Pump with Remote Outdoor Unit-Air-Source) | DLCURAH36ABK |  |  | EA*4X48L21A* | *96MSN1002120A* | 35800 | 16.5 | 8.5 | 37800 | 34600 | 91.53% | 2.04 | 0 | 10 |  |  |  |  | R-410A | 2.9833 | Residential & Commercial | USHP | Ducted CEE Tier 1
212988323 | Central HP <5.4 tons | DAY & NIGHT | HRCU-A-CB (Split System: Heat Pump with Remote Outdoor Unit-Air-Source) | DLCURAH36ABK |  |  | EA*4X48L24A* | *96MSN1202422A* | 35600 | 16.5 | 8.5 | 37800 | 34600 | 91.53% | 2.02 | 0 | 10 |  |  |  |  | R-410A | 2.9667 | Residential & Commercial | USHP | Ducted CEE Tier 1
212988407 | Central HP <5.4 tons | DAY & NIGHT | HRCU-A-CB (Split System: Heat Pump with Remote Outdoor Unit-Air-Source) | DLCURAH36ABK |  |  | EA*4X48L24A* | *96MSN1402422A* | 35600 | 16.5 | 8.5 | 37800 | 34600 | 91.53% | 2.02 | 0 | 10 |  |  |  |  | R-410A | 2.9667 | Residential & Commercial | USHP | Ducted CEE Tier 1
216683192 | Central HP <5.4 tons | TEMPSTAR | HRCU-A-CB (Split System: Heat Pump with Remote Outdoor Unit-Air-Source) | DLCURAH36ABK |  |  | EA*4X48L24A* | *97VTN1202422A* | 35600 | 16 | 8.5 | 37400 | 34200 | 91.44% | 1.96 | 0 | 10 |  |  |  |  | R-410A | 2.9667 | Residential & Commercial | USHP | Ducted CEE Tier 1
211226958 | Central HP <5.4 tons | COMFORTMAKER | HRCU-A-CB (Split System: Heat Pump with Remote Outdoor Unit-Air-Source) | DLCURAH36ABK |  |  | EA*4X37L21A* | *80VTL1102122A* | 37000 | 15.5 | 8.5 | 38500 | 34800 | 90.39% | 2.12 | 0 | 10 |  |  |  |  | R-410A | 3.0833 | Residential & Commercial | USHP | Ducted CEE Tier 1
211227299 | Central HP <5.4 tons | COMFORTMAKER | HRCU-A-CB (Split System: Heat Pump with Remote Outdoor Unit-Air-Source) | DLCURAH36ABK |  |  | EA*4X42L21A* | *80ES(N,L)0701712A* | 35600 | 15.2 | 8.1 | 39500 | 35200 | 89.11% | 1.88 | 0 | 9.5 |  |  |  |  | R-410A | 2.9667 | Residential & Commercial | USHP
211227451 | Central HP <5.4 tons | COMFORTMAKER | HRCU-A-CB (Split System: Heat Pump with Remote Outdoor Unit-Air-Source) | DLCURAH36ABK |  |  | EA*4X42L21A* | *80ESU1002120A* | 35400 | 16 | 8.1 | 38500 | 35000 | 90.91% | 1.88 | 0 | 10 |  |  |  |  | R-410A | 2.95 | Residential & Commercial | USHP | Ducted CEE Tier 1
211227576 | Central HP <5.4 tons | COMFORTMAKER | HRCU-A-CB (Split System: Heat Pump with Remote Outdoor Unit-Air-Source) | DLCURAH36ABK |  |  | EA*4X42L21A* | *95ESN0802120A* | 36000 | 15.5 | 8.1 | 39500 | 35200 | 89.11% | 1.92 | 0 | 10 |  |  |  |  | R-410A | 3 | Residential & Commercial | USHP | Ducted CEE Tier 1
211227694 | Central HP <5.4 tons | COMFORTMAKER | HRCU-A-CB (Split System: Heat Pump with Remote Outdoor Unit-Air-Source) | DLCURAH36ABK |  |  | EA*4X42L21A* | *96VTN0802120A* | 35000 | 16 | 8.1 | 38500 | 35000 | 90.91% | 1.86 | 0 | 9.5 |  |  |  |  | R-410A | 2.9167 | Residential & Commercial | USHP
211227792 | Central HP <5.4 tons | COMFORTMAKER | HRCU-A-CB (Split System: Heat Pump with Remote Outdoor Unit-Air-Source) | DLCURAH36ABK |  |  | EA*4X42L24A* | *80ES(N,L)0902120A* | 36000 | 16 | 8.1 | 39500 | 35000 | 88.61% | 1.92 | 0 | 10 |  |  |  |  | R-410A | 3 | Residential & Commercial | USHP | Ducted CEE Tier 1
211244008 | Central HP <5.4 tons | COMFORTMAKER | HRCU-A-CB (Split System: Heat Pump with Remote Outdoor Unit-Air-Source) | DLCURAH24ABK |  |  | EN(A,D)4X24L17** | *96VTN0801716A* | 23800 | 16 | 8.5 | 26800 | 23400 | 87.31% | 1.92 | 0 | 10 |  |  |  |  | R-410A | 1.9833 | Residential & Commercial | USHP | Ducted CEE Tier 1
211244092 | Central HP <5.4 tons | COMFORTMAKER | HRCU-A-CB (Split System: Heat Pump with Remote Outdoor Unit-Air-Source) | DLCURAH24ABK |  |  | EN(A,D)4X24L17** | *96VTN0601714A* | 23400 | 16 | 8.5 | 26600 | 23800 | 89.47% | 1.96 | 0 | 10 |  |  |  |  | R-410A | 1.95 | Residential & Commercial | USHP | Ducted CEE Tier 1
215940830 | Central HP <5.4 tons | DAY & NIGHT | HRCU-A-CB (Split System: Heat Pump with Remote Outdoor Unit-Air-Source) | C5H3V36*K*AAA* |  |  | EVD5X60M21A*+WALLCON | *80CSU0601716B* | 35600 | 22 | 8.5 | 38000 | 28600 | 75.26% | 2.02 | 0 | 12.5 |  |  |  |  | R-454B | 2.9667 | Residential & Commercial | USHP | Ducted CEE Tier 1
215942436 | Central HP <5.4 tons | DAY & NIGHT | HRCU-A-CB (Split System: Heat Pump with Remote Outdoor Unit-Air-Source) | C5H3V36*K*AAA* |  |  | EVM5X61M24A*+WALLCON | *80CTL0702120B* | 35800 | 22 | 8.5 | 37400 | 28200 | 75.4% | 2.04 | 0 | 12.5 |  |  |  |  | R-454B | 2.9833 | Residential & Commercial | USHP | Ducted CEE Tier 1
211257340 | Central HP <5.4 tons | HEIL | HRCU-A-CB (Split System: Heat Pump with Remote Outdoor Unit-Air-Source) | DLCURAH18ABK |  |  | FJMA4*24L*B* | 0 | 18500 | 15.5 | 9 | 19300 | 18300 | 94.82% | 2.2 | 0 | 10.5 |  |  |  |  | R-410A | 1.5417 | Residential & Commercial | USHP | Ducted CEE Tier 1
211260582 | Central HP <5.4 tons | HEIL | HRCU-A-CB (Split System: Heat Pump with Remote Outdoor Unit-Air-Source) | DLCURAH18ABK |  |  | EA*4X24L17A* | *92ESN0601412A* | 18100 | 16 | 9 | 19000 | 18800 | 98.95% | 2.28 | 0 | 10.5 |  |  |  |  | R-410A | 1.5083 | Residential & Commercial | USHP | Ducted CEE Tier 1
216570865 | Central HP <5.4 tons | AMERICAN STANDARD | HRCU-A-CB (Split System: Heat Pump with Remote Outdoor Unit-Air-Source) | 5A6V0X24A1 |  |  | 5PX*B003AS3 | L8V1A060U3VSB+LRP | 21400 | 20.4 | 10 | 24200 | 18400 | 76.03% | 2.1 | 0 | 11.2 |  |  |  |  | R-454B | 1.7833 | Residential & Commercial | USHP | Ducted CEE Tier 1
216570867 | Central HP <5.4 tons | AMERICAN STANDARD | HRCU-A-CB (Split System: Heat Pump with Remote Outdoor Unit-Air-Source) | 5A6V0X24A1 |  |  | 5PX*B003AS3 | L8V1A040U3VSB+LRP | 21400 | 20.2 | 10 | 24200 | 18500 | 76.45% | 2.1 | 0 | 11.2 |  |  |  |  | R-454B | 1.7833 | Residential & Commercial | USHP | Ducted CEE Tier 1
212978686 | Central HP <5.4 tons | CARRIER | HRCU-A-CB (Split System: Heat Pump with Remote Outdoor Unit-Air-Source) | 38MURAQ24AB3* |  |  | CAP**3721AL* | 58S(B,C)*B070M17**12 | 24400 | 17.5 | 8.5 | 25200 | 21200 | 84.13% | 1.8 | 0 | 10.5 |  |  |  |  | R-410A | 2.0333 | Residential & Commercial | USHP | Ducted CEE Tier 1
214279904 | Central HP <5.4 tons | BRYANT HEATING AND COOLING SYSTEMS | HRCU-A-CB (Split System: Heat Pump with Remote Outdoor Unit-Air-Source) | 38MURAQ24AB3* |  |  | CAP**3617AL* | 916SA48060M17*** | 23400 | 16.5 | 9 | 25600 | 23800 | 92.97% | 1.96 | 0 | 10 |  |  |  |  | R-410A | 1.95 | Residential & Commercial | USHP | Ducted CEE Tier 1
214570500 | Central HP <5.4 tons | HEIL | HRCU-A-CB (Split System: Heat Pump with Remote Outdoor Unit-Air-Source) | HVH825GKA3* |  |  | EA*4X42L21A*+WALLCON | *95CSU0802120B* | 23800 | 16.5 | 8.1 | 21400 | 16700 | 78.04% | 1.96 | 0 | 10.5 |  |  |  |  | R-410A | 1.9833 | Residential & Commercial | USHP | Ducted CEE Tier 1
211243568 | Central HP <5.4 tons | COMFORTMAKER | HRCU-A-CB (Split System: Heat Pump with Remote Outdoor Unit-Air-Source) | DLCURAH24ABK |  |  | EA*4X37L21A* | *92ESN0601714A* | 25000 | 17 | 8.5 | 25600 | 20800 | 81.25% | 1.76 | 0 | 10.5 |  |  |  |  | R-410A | 2.0833 | Residential & Commercial | USHP | Ducted CEE Tier 1
211243711 | Central HP <5.4 tons | COMFORTMAKER | HRCU-A-CB (Split System: Heat Pump with Remote Outdoor Unit-Air-Source) | DLCURAH24ABK |  |  | EN(A,D)4X24L14** | *96VSN0401410A* | 23400 | 15.5 | 8.5 | 26600 | 24000 | 90.23% | 1.96 | 0 | 10 |  |  |  |  | R-410A | 1.95 | Residential & Commercial | USHP | Ducted CEE Tier 1
211243904 | Central HP <5.4 tons | COMFORTMAKER | HRCU-A-CB (Split System: Heat Pump with Remote Outdoor Unit-Air-Source) | DLCURAH24ABK |  |  | EN(A,D)4X24L17** | *95ESU0401712A* | 23200 | 16.5 | 8.5 | 26400 | 24400 | 92.42% | 2.04 | 0 | 10 |  |  |  |  | R-410A | 1.9333 | Residential & Commercial | USHP | Ducted CEE Tier 1
216734343 | Central HP <5.4 tons | DAY & NIGHT | HRCU-A-CB (Split System: Heat Pump with Remote Outdoor Unit-Air-Source) | D5CUHAH24AAK |  |  | EA*5X36M17A* | *80CSU0401712A* | 23000 | 17 | 8.5 | 21200 | 18900 | 89.15% | 1.94 | 0 | 11 |  |  |  |  | R-454B | 1.9167 | Residential & Commercial | USHP | Ducted CEE Tier 1
216734509 | Central HP <5.4 tons | DAY & NIGHT | HRCU-A-CB (Split System: Heat Pump with Remote Outdoor Unit-Air-Source) | D5CUHAH24AAK |  |  | EA*5X36M17A* | *80CTL0901716B* | 22200 | 16 | 8.1 | 20800 | 18600 | 89.42% | 1.85 | 0 | 10.5 |  |  |  |  | R-454B | 1.85 | Residential & Commercial | USHP | Ducted CEE Tier 1
215939980 | Central HP <5.4 tons | DAY & NIGHT | HRCU-A-CB (Split System: Heat Pump with Remote Outdoor Unit-Air-Source) | C5H3V36*K*AAA* |  |  | ESH5X36M12A*+WALLCON | *97CTN0801716A* | 33000 | 18.5 | 9 | 35400 | 27200 | 76.84% | 1.92 | 0 | 10.5 |  |  |  |  | R-454B | 2.75 | Residential & Commercial | USHP | Ducted CEE Tier 1
215940350 | Central HP <5.4 tons | DAY & NIGHT | HRCU-A-CB (Split System: Heat Pump with Remote Outdoor Unit-Air-Source) | C5H3V36*K*AAA* |  |  | EVM5X49M21A*+WALLCON | *80CSU0601716B* | 35600 | 22 | 8.5 | 38000 | 28600 | 75.26% | 2.02 | 0 | 12.5 |  |  |  |  | R-454B | 2.9667 | Residential & Commercial | USHP | Ducted CEE Tier 1
214571240 | Central HP <5.4 tons | HEIL | HRCU-A-CB (Split System: Heat Pump with Remote Outdoor Unit-Air-Source) | HVH825GKA3* |  |  | EN(A,D,W)4X48L21**+WALLCON | *97CMN0602120B* | 24000 | 16.5 | 8.1 | 21400 | 16700 | 78.04% | 2 | 0 | 11 |  |  |  |  | R-410A | 2 | Residential & Commercial | USHP | Ducted CEE Tier 1
214572510 | Central HP <5.4 tons | HEIL | HRCU-A-CB (Split System: Heat Pump with Remote Outdoor Unit-Air-Source) | HVH837GKA** |  |  | EA*4X36L21A*+WALLCON | *97CMN0802120B* | 31600 | 17 | 8.1 | 33000 | 24200 | 73.33% | 1.86 | 0 | 11 |  |  |  |  | R-410A | 2.6333 | Residential & Commercial | USHP | Ducted CEE Tier 1
212972458 | Central HP <5.4 tons | CARRIER | HRCU-A-CB (Split System: Heat Pump with Remote Outdoor Unit-Air-Source) | 38MURAQ30AB3* |  |  | CAP**4221AL* | 58TP*B110V21**22 | 29800 | 15.2 | 8.1 | 34200 | 27600 | 80.7% | 1.8 | 0 | 9 |  |  |  |  | R-410A | 2.4833 | Residential & Commercial | USHP
215942596 | Central HP <5.4 tons | DAY & NIGHT | HRCU-A-CB (Split System: Heat Pump with Remote Outdoor Unit-Air-Source) | C5H3V48*K*AAA* |  |  | EVD5X61M21A*+WALLCON | *96CTN0801714B* | 44500 | 20 | 8.1 | 54000 | 37800 | 70% | 1.95 | 0 | 11.5 |  |  |  |  | R-454B | 3.7083 | Residential & Commercial | USHP | Ducted CEE Tier 1
212981765 | Central HP <5.4 tons | COMFORTMAKER | HRCU-A-CB (Split System: Heat Pump with Remote Outdoor Unit-Air-Source) | DLCURAH24ABK |  |  | EA*4X37L21A* | *80MSU1002120A* | 24400 | 17 | 8.5 | 25200 | 21400 | 84.92% | 1.78 | 0 | 10 |  |  |  |  | R-410A | 2.0333 | Residential & Commercial | USHP | Ducted CEE Tier 1
212982701 | Central HP <5.4 tons | COMFORTMAKER | HRCU-A-CB (Split System: Heat Pump with Remote Outdoor Unit-Air-Source) | DLCURAH24ABK |  |  | EA*4X36L21A* | *80MSU0601716A* | 23800 | 17.5 | 8.5 | 25600 | 23400 | 91.41% | 1.96 | 0 | 10 |  |  |  |  | R-410A | 1.9833 | Residential & Commercial | USHP | Ducted CEE Tier 1
212983178 | Central HP <5.4 tons | COMFORTMAKER | HRCU-A-CB (Split System: Heat Pump with Remote Outdoor Unit-Air-Source) | DLCURAH24ABK |  |  | EA*4X36L21A* | *92MSN0401712A* | 23600 | 16 | 8.5 | 26400 | 24000 | 90.91% | 1.96 | 0 | 10 |  |  |  |  | R-410A | 1.9667 | Residential & Commercial | USHP | Ducted CEE Tier 1
212983621 | Central HP <5.4 tons | COMFORTMAKER | HRCU-A-CB (Split System: Heat Pump with Remote Outdoor Unit-Air-Source) | DLCURAH24ABK |  |  | EN(A,D,W)4X36L17** | *92MSN0601412A* | 23800 | 17 | 8.5 | 26400 | 23800 | 90.15% | 1.98 | 0 | 10.5 |  |  |  |  | R-410A | 1.9833 | Residential & Commercial | USHP | Ducted CEE Tier 1
214570460 | Central HP <5.4 tons | HEIL | HRCU-A-CB (Split System: Heat Pump with Remote Outdoor Unit-Air-Source) | HVH825GKA3* |  |  | EA*4X37L21A*+WALLCON | *97CMN0602120B* | 24400 | 16.5 | 8.5 | 21200 | 16700 | 78.77% | 2.02 | 0 | 11 |  |  |  |  | R-410A | 2.0333 | Residential & Commercial | USHP | Ducted CEE Tier 1
214570480 | Central HP <5.4 tons | HEIL | HRCU-A-CB (Split System: Heat Pump with Remote Outdoor Unit-Air-Source) | HVH825GKA3* |  |  | EA*4X37L21A*+WALLCON | *96CTN0802120B* | 24400 | 17 | 8.5 | 21200 | 16600 | 78.3% | 2.04 | 0 | 11 |  |  |  |  | R-410A | 2.0333 | Residential & Commercial | USHP | Ducted CEE Tier 1
212980513 | Central HP <5.4 tons | COMFORTMAKER | HRCU-A-CB (Split System: Heat Pump with Remote Outdoor Unit-Air-Source) | DLCURAH30ABK |  |  | EA*4X37L21A* | *80MS(N,L)0902120A* | 30800 | 15.2 | 8.5 | 33600 | 26400 | 78.57% | 1.86 | 0 | 9 |  |  |  |  | R-410A | 2.5667 | Residential & Commercial | USHP
215939616 | Central HP <5.4 tons | HEIL | HRCU-A-CB (Split System: Heat Pump with Remote Outdoor Unit-Air-Source) | H5H3V36*K*AAA* |  |  | EA*5X36M17A*+WALLCON | *80CSU0601716B* | 32400 | 19.5 | 9.5 | 35000 | 27000 | 77.14% | 2 | 0 | 11 |  |  |  |  | R-454B | 2.7 | Residential & Commercial | USHP | Ducted CEE Tier 1
214570380 | Central HP <5.4 tons | HEIL | HRCU-A-CB (Split System: Heat Pump with Remote Outdoor Unit-Air-Source) | HVH825GKA3* |  |  | EA*4X36L21A*+WALLCON | *95CSU0802120B* | 23600 | 16.5 | 8.1 | 21400 | 16700 | 78.04% | 1.94 | 0 | 10.5 |  |  |  |  | R-410A | 1.9667 | Residential & Commercial | USHP | Ducted CEE Tier 1
214570430 | Central HP <5.4 tons | HEIL | HRCU-A-CB (Split System: Heat Pump with Remote Outdoor Unit-Air-Source) | HVH825GKA3* |  |  | EA*4X37L21A*+WALLCON | *80CTL0702120B* | 24400 | 16.5 | 8.5 | 21200 | 16600 | 78.3% | 2.02 | 0 | 11 |  |  |  |  | R-410A | 2.0333 | Residential & Commercial | USHP | Ducted CEE Tier 1
214570730 | Central HP <5.4 tons | HEIL | HRCU-A-CB (Split System: Heat Pump with Remote Outdoor Unit-Air-Source) | HVH825GKA3* |  |  | EA*4X48L24A*+WALLCON | *80CTL0702120B* | 24000 | 17 | 8.5 | 21000 | 16500 | 78.57% | 2.02 | 0 | 11 |  |  |  |  | R-410A | 2 | Residential & Commercial | USHP | Ducted CEE Tier 1
214571230 | Central HP <5.4 tons | HEIL | HRCU-A-CB (Split System: Heat Pump with Remote Outdoor Unit-Air-Source) | HVH825GKA3* |  |  | EN(A,D,W)4X48L21**+WALLCON | *95CSU1002122B* | 24200 | 17 | 8.1 | 21200 | 16600 | 78.3% | 2.02 | 0 | 11.5 |  |  |  |  | R-410A | 2.0167 | Residential & Commercial | USHP | Ducted CEE Tier 1
214572600 | Central HP <5.4 tons | HEIL | HRCU-A-CB (Split System: Heat Pump with Remote Outdoor Unit-Air-Source) | HVH837GKA** |  |  | EA*4X42L21A*+WALLCON | *95CSU0802120B* | 31800 | 17 | 8.5 | 33000 | 24400 | 73.94% | 1.9 | 0 | 11 |  |  |  |  | R-410A | 2.65 | Residential & Commercial | USHP | Ducted CEE Tier 1
214570530 | Central HP <5.4 tons | HEIL | HRCU-A-CB (Split System: Heat Pump with Remote Outdoor Unit-Air-Source) | HVH825GKA3* |  |  | EA*4X42L21A*+WALLCON | *97CMN0802120B* | 23800 | 16.5 | 8.1 | 21400 | 16600 | 77.57% | 1.96 | 0 | 10.5 |  |  |  |  | R-410A | 1.9833 | Residential & Commercial | USHP | Ducted CEE Tier 1
214572720 | Central HP <5.4 tons | HEIL | HRCU-A-CB (Split System: Heat Pump with Remote Outdoor Unit-Air-Source) | HVH837GKA** |  |  | EA*4X43L21A*+WALLCON | *95CSU0802120B* | 32800 | 17.5 | 8.5 | 32800 | 25200 | 76.83% | 2 | 0 | 11 |  |  |  |  | R-410A | 2.7333 | Residential & Commercial | USHP | Ducted CEE Tier 1
216453274 | Central HP <5.4 tons | AMERICAN STANDARD | HRCU-A-CB (Split System: Heat Pump with Remote Outdoor Unit-Air-Source) | 5A6V0X60A1 |  |  | 5TXCD010AS3 | S8V2C100M5PCB | 53000 | 18.4 | 9 | 54000 | 38000 | 70.37% | 2 | 0 | 10.5 |  |  |  |  | R-454B | 4.4167 | Residential & Commercial | USHP | Ducted CEE Tier 1
212980174 | Central HP <5.4 tons | HEIL | HRCU-A-CB (Split System: Heat Pump with Remote Outdoor Unit-Air-Source) | DLCURAH36ABK |  |  | EA*4X48L24A* | *80MS(N,L)0902116A* | 35600 | 16.5 | 8.5 | 37800 | 34600 | 91.53% | 2.02 | 0 | 10 |  |  |  |  | R-410A | 2.9667 | Residential & Commercial | USHP | Ducted CEE Tier 1
211262018 | Central HP <5.4 tons | BRYANT HEATING AND COOLING SYSTEMS | HRCU-A-CB (Split System: Heat Pump with Remote Outdoor Unit-Air-Source) | 38MURAQ18AB3* |  |  | CAP**3017AL* | 8(0,1)*SA36045E17*** | 18000 | 16 | 8.5 | 18500 | 18500 | 100% | 2.22 | 0 | 10.5 |  |  |  |  | R-410A | 1.5 | Residential & Commercial | USHP | Ducted CEE Tier 1
212981731 | Central HP <5.4 tons | HEIL | HRCU-A-CB (Split System: Heat Pump with Remote Outdoor Unit-Air-Source) | DLCURAH24ABK |  |  | EA*4X36L17A* | *80MSU1002120A* | 23400 | 17 | 8.5 | 26000 | 24400 | 93.85% | 2.02 | 0 | 10 |  |  |  |  | R-410A | 1.95 | Residential & Commercial | USHP | Ducted CEE Tier 1
212980273 | Central HP <5.4 tons | HEIL | HRCU-A-CB (Split System: Heat Pump with Remote Outdoor Unit-Air-Source) | DLCURAH24ABK |  |  | EA*4X37L21A* | *80MS(N,L)0902116A* | 24400 | 17.5 | 8.5 | 25200 | 21200 | 84.13% | 1.8 | 0 | 10.5 |  |  |  |  | R-410A | 2.0333 | Residential & Commercial | USHP | Ducted CEE Tier 1
213372381 | Central HP <5.4 tons | RUUD | HRCU-A-CB (Split System: Heat Pump with Remote Outdoor Unit-Air-Source) | UP18AZ36AJVC |  |  | RCFZ6021SEAAM | R951V0403A17UHU | 34200 | 19 | 8.5 | 34200 | 43000 | 125.7% | 2.2 | 0 | 12.5 |  |  |  |  | R-410A | 2.85 | Residential & Commercial | USHP | Ducted CEE Tier 1
212978102 | Central HP <5.4 tons | CARRIER | HRCU-A-CB (Split System: Heat Pump with Remote Outdoor Unit-Air-Source) | 38MURAQ24AB3* |  |  | CAP**2517AL* | 58S(B,C)*B070M14**12 | 24200 | 17.5 | 8.5 | 25200 | 21800 | 86.51% | 1.82 | 0 | 10.5 |  |  |  |  | R-410A | 2.0167 | Residential & Commercial | USHP | Ducted CEE Tier 1
214075213 | Central HP <5.4 tons | RUUD | HRCU-A-CB (Split System: Heat Pump with Remote Outdoor Unit-Air-Source) | RD17AZ60AJ3N |  |  | RCFZ6024STANM | R802V1005A21UHN | 55500 | 18 | 8.1 | 53500 | 49000 | 91.59% | 1.75 | 0 | 10 |  |  |  |  | R-410A | 4.625 | Residential & Commercial | USHP | Ducted CEE Tier 1
212984414 | Central HP <5.4 tons | COMFORTMAKER | HRCU-A-CB (Split System: Heat Pump with Remote Outdoor Unit-Air-Source) | DLCURAH36ABK |  |  | EA*4X48L21A* | *92MSN0801716A* | 35800 | 16.5 | 8.5 | 37800 | 34600 | 91.53% | 2.02 | 0 | 10 |  |  |  |  | R-410A | 2.9833 | Residential & Commercial | USHP | Ducted CEE Tier 1
214239079 | Central HP <5.4 tons | DAY & NIGHT | HRCU-A-CB (Split System: Heat Pump with Remote Outdoor Unit-Air-Source) | CVH837GKA2* |  |  | EN(A,D,W)4X42L21**+WALLCON | *80CTL0902120B* | 31800 | 17 | 8.1 | 33000 | 24400 | 73.94% | 1.88 | 0 | 11 |  |  |  |  | R-410A | 2.65 | Residential & Commercial | USHP | Ducted CEE Tier 1
214239179 | Central HP <5.4 tons | DAY & NIGHT | HRCU-A-CB (Split System: Heat Pump with Remote Outdoor Unit-Air-Source) | CVH837GKA2* |  |  | EN(A,D,W)4X48L21**+WALLCON | *80CTL0701716B* | 32200 | 17 | 8.1 | 32800 | 24800 | 75.61% | 1.94 | 0 | 11.5 |  |  |  |  | R-410A | 2.6833 | Residential & Commercial | USHP | Ducted CEE Tier 1
214239379 | Central HP <5.4 tons | DAY & NIGHT | HRCU-A-CB (Split System: Heat Pump with Remote Outdoor Unit-Air-Source) | CVH837GKA2* |  |  | EN(A,D,W)4X60L24**+WALLCON | *80CTL1352422B* | 32800 | 17.5 | 8.1 | 32200 | 24600 | 76.4% | 1.96 | 0 | 12 |  |  |  |  | R-410A | 2.7333 | Residential & Commercial | USHP | Ducted CEE Tier 1
214572750 | Central HP <5.4 tons | HEIL | HRCU-A-CB (Split System: Heat Pump with Remote Outdoor Unit-Air-Source) | HVH837GKA** |  |  | EA*4X43L21A*+WALLCON | *97CMN0802120B* | 32800 | 17.5 | 8.5 | 32800 | 25200 | 76.83% | 2 | 0 | 11.5 |  |  |  |  | R-410A | 2.7333 | Residential & Commercial | USHP | Ducted CEE Tier 1
214572800 | Central HP <5.4 tons | HEIL | HRCU-A-CB (Split System: Heat Pump with Remote Outdoor Unit-Air-Source) | HVH837GKA** |  |  | EA*4X48L21A*+WALLCON | *97CMN0602120B* | 32200 | 17 | 8.5 | 32600 | 25200 | 77.3% | 1.96 | 0 | 11 |  |  |  |  | R-410A | 2.6833 | Residential & Commercial | USHP | Ducted CEE Tier 1
211244624 | Central HP <5.4 tons | COMFORTMAKER | HRCU-A-CB (Split System: Heat Pump with Remote Outdoor Unit-Air-Source) | DLCURAH24ABK |  |  | EN(A,D)4X30L17** | *95ESN0601412A* | 24400 | 15.5 | 8.1 | 26600 | 22600 | 84.96% | 1.86 | 0 | 10 |  |  |  |  | R-410A | 2.0333 | Residential & Commercial | USHP | Ducted CEE Tier 1
211244983 | Central HP <5.4 tons | COMFORTMAKER | HRCU-A-CB (Split System: Heat Pump with Remote Outdoor Unit-Air-Source) | DLCURAH24ABK |  |  | EN(A,D,W)4X36L17** | *80ESU0401712A* | 24000 | 17 | 8.1 | 26000 | 23200 | 89.23% | 1.94 | 0 | 10.5 |  |  |  |  | R-410A | 2 | Residential & Commercial | USHP | Ducted CEE Tier 1
211257845 | Central HP <5.4 tons | CARRIER | HRCU-A-CB (Split System: Heat Pump with Remote Outdoor Unit-Air-Source) | 38MURAQ18AB3* |  |  | CAP**2517AL* | 58SP*A045V17**16 | 18100 | 16 | 8.5 | 18000 | 17500 | 97.22% | 2.12 | 0 | 10.5 |  |  |  |  | R-410A | 1.5083 | Residential & Commercial | USHP | Ducted CEE Tier 1
216571057 | Central HP <5.4 tons | AMERICAN STANDARD | HRCU-A-CB (Split System: Heat Pump with Remote Outdoor Unit-Air-Source) | 5A6V0X36A1 |  |  | 5TXCC007AS3 | *UHMC100CCV4+LRP | 35200 | 20.4 | 9.7 | 32800 | 24800 | 75.61% | 2.2 | 0 | 12.7 |  |  |  |  | R-454B | 2.9333 | Residential & Commercial | USHP | Ducted CEE Tier 1
214571160 | Central HP <5.4 tons | HEIL | HRCU-A-CB (Split System: Heat Pump with Remote Outdoor Unit-Air-Source) | HVH825GKA3* |  |  | EN(A,D,W)4X42L21**+WALLCON | *95CSU0802120B* | 23800 | 16.5 | 8.1 | 21400 | 16700 | 78.04% | 1.96 | 0 | 11 |  |  |  |  | R-410A | 1.9833 | Residential & Commercial | USHP | Ducted CEE Tier 1
214571260 | Central HP <5.4 tons | HEIL | HRCU-A-CB (Split System: Heat Pump with Remote Outdoor Unit-Air-Source) | HVH825GKA3* |  |  | EN(A,D,W)4X48L21**+WALLCON | *96CTN0802120B* | 24200 | 17 | 8.1 | 21200 | 16600 | 78.3% | 2.02 | 0 | 11.5 |  |  |  |  | R-410A | 2.0167 | Residential & Commercial | USHP | Ducted CEE Tier 1
214572930 | Central HP <5.4 tons | HEIL | HRCU-A-CB (Split System: Heat Pump with Remote Outdoor Unit-Air-Source) | HVH837GKA** |  |  | EA*4X60L24A*+WALLCON | *97CMN0802120B* | 32800 | 17.5 | 8.5 | 31600 | 24800 | 78.48% | 2 | 0 | 11.5 |  |  |  |  | R-410A | 2.7333 | Residential & Commercial | USHP | Ducted CEE Tier 1
214572880 | Central HP <5.4 tons | HEIL | HRCU-A-CB (Split System: Heat Pump with Remote Outdoor Unit-Air-Source) | HVH837GKA** |  |  | EA*4X48L24A*+WALLCON | *96CTN0802120B* | 32400 | 17.5 | 8.5 | 32200 | 24800 | 77.02% | 2 | 0 | 11.5 |  |  |  |  | R-410A | 2.7 | Residential & Commercial | USHP | Ducted CEE Tier 1
216570897 | Central HP <5.4 tons | AMERICAN STANDARD | HRCU-A-CB (Split System: Heat Pump with Remote Outdoor Unit-Air-Source) | 5A6V0X24A1 |  |  | 5PX*BD06AS3 | *DHMB060CCV3+LRP | 22000 | 21 | 10 | 23400 | 18000 | 76.92% | 2.2 | 0 | 11.7 |  |  |  |  | R-454B | 1.8333 | Residential & Commercial | USHP | Ducted CEE Tier 1
211245990 | Central HP <5.4 tons | CARRIER | HRCU-A-CB (Split System: Heat Pump with Remote Outdoor Unit-Air-Source) | 38MURAQ24AB3* |  |  | CAP**2414AL* | GG96VTAA30040A | 23400 | 15.5 | 8.5 | 26800 | 24800 | 92.54% | 2.04 | 0 | 9.5 |  |  |  |  | R-410A | 1.95 | Residential & Commercial | USHP
211246023 | Central HP <5.4 tons | CARRIER | HRCU-A-CB (Split System: Heat Pump with Remote Outdoor Unit-Air-Source) | 38MURAQ24AB3* |  |  | CNPV*3617AL* | GG96VTAA42060B | 24000 | 16.5 | 8.1 | 26200 | 23200 | 88.55% | 1.92 | 0 | 10 |  |  |  |  | R-410A | 2 | Residential & Commercial | USHP | Ducted CEE Tier 1
210471190 | Central HP <5.4 tons | HEIL | HRCU-A-CB (Split System: Heat Pump with Remote Outdoor Unit-Air-Source) | HVH837GKA2* |  |  | EHD4X60AAL+WALLCON | *80CTL1352422A* | 33000 | 17 | 8.1 | 32200 | 24800 | 77.02% | 2.02 | 0 | 11.5 |  |  |  |  | R-410A | 2.75 | Residential & Commercial | USHP | Ducted CEE Tier 1
216680656 | Central HP <5.4 tons | TEMPSTAR | HRCU-A-CB (Split System: Heat Pump with Remote Outdoor Unit-Air-Source) | DLCURAH24ABK |  |  | EN(A,D)4X36L21** | *97VTN0801716A* | 23400 | 16.5 | 9 | 25800 | 23800 | 92.25% | 1.78 | 0 | 10 |  |  |  |  | R-410A | 1.95 | Residential & Commercial | USHP | Ducted CEE Tier 1
210473261 | Central HP <5.4 tons | HEIL | HRCU-A-CB (Split System: Heat Pump with Remote Outdoor Unit-Air-Source) | HVH825GKA3* |  |  | EA*4X48L21A*+WALLCON | *95CSU0601716A* | 24000 | 16.5 | 8.1 | 21000 | 16600 | 79.05% | 2 | 0 | 10.5 |  |  |  |  | R-410A | 2 | Residential & Commercial | USHP | Ducted CEE Tier 1
210473481 | Central HP <5.4 tons | HEIL | HRCU-A-CB (Split System: Heat Pump with Remote Outdoor Unit-Air-Source) | HVH825GKA3* |  |  | EA*4X48L24A*+WALLCON | *96CTN1202422A* | 24200 | 17 | 8.1 | 21000 | 16500 | 78.57% | 2.02 | 0 | 11 |  |  |  |  | R-410A | 2.0167 | Residential & Commercial | USHP | Ducted CEE Tier 1
210474082 | Central HP <5.4 tons | HEIL | HRCU-A-CB (Split System: Heat Pump with Remote Outdoor Unit-Air-Source) | HVH825GKA3* |  |  | EN(A,D)4X48L24**+WALLCON | *80CSU1002120A* | 24000 | 16.5 | 8.1 | 21400 | 16600 | 77.57% | 2 | 0 | 11 |  |  |  |  | R-410A | 2 | Residential & Commercial | USHP | Ducted CEE Tier 1
210474417 | Central HP <5.4 tons | HEIL | HRCU-A-CB (Split System: Heat Pump with Remote Outdoor Unit-Air-Source) | HVH825GKA3* |  |  | EHD4X42AAL+WALLCON | *80CTL0901716A* | 24200 | 16.5 | 8.1 | 21200 | 16500 | 77.83% | 2.02 | 0 | 11 |  |  |  |  | R-410A | 2.0167 | Residential & Commercial | USHP | Ducted CEE Tier 1
211230755 | Central HP <5.4 tons | HEIL | HRCU-A-CB (Split System: Heat Pump with Remote Outdoor Unit-Air-Source) | DLCURAH36ABK |  |  | EN(A,D)4X48L24** | *96VTN0802120A* | 35600 | 16 | 8.1 | 38500 | 34800 | 90.39% | 2 | 0 | 10 |  |  |  |  | R-410A | 2.9667 | Residential & Commercial | USHP | Ducted CEE Tier 1
215939790 | Central HP <5.4 tons | DAY & NIGHT | HRCU-A-CB (Split System: Heat Pump with Remote Outdoor Unit-Air-Source) | C5H3V36*K*AAA* |  |  | EA*5X60M24A*+WALLCON | *96CTN0802120B* | 34000 | 20 | 9.5 | 34200 | 26000 | 76.02% | 2.06 | 0 | 11.7 |  |  |  |  | R-454B | 2.8333 | Residential & Commercial | USHP | Ducted CEE Tier 1
215939990 | Central HP <5.4 tons | DAY & NIGHT | HRCU-A-CB (Split System: Heat Pump with Remote Outdoor Unit-Air-Source) | C5H3V36*K*AAA* |  |  | ESH5X36M12A*+WALLCON | *97CTN0802120A* | 33200 | 19 | 9 | 35000 | 26800 | 76.57% | 1.92 | 0 | 11 |  |  |  |  | R-454B | 2.7667 | Residential & Commercial | USHP | Ducted CEE Tier 1
215940460 | Central HP <5.4 tons | DAY & NIGHT | HRCU-A-CB (Split System: Heat Pump with Remote Outdoor Unit-Air-Source) | C5H3V36*K*AAA* |  |  | EVM5X60M21A*+WALLCON | *97CTN1002122A* | 35600 | 22 | 8.5 | 38000 | 28600 | 75.26% | 2.02 | 0 | 12.5 |  |  |  |  | R-454B | 2.9667 | Residential & Commercial | USHP | Ducted CEE Tier 1
215940510 | Central HP <5.4 tons | DAY & NIGHT | HRCU-A-CB (Split System: Heat Pump with Remote Outdoor Unit-Air-Source) | C5H3V36*K*AAA* |  |  | EVD5X36M21A*+WALLCON | *96CTN0802120B* | 34400 | 20.5 | 8.5 | 38500 | 28200 | 73.25% | 2.04 | 0 | 11.7 |  |  |  |  | R-454B | 2.8667 | Residential & Commercial | USHP | Ducted CEE Tier 1
215940560 | Central HP <5.4 tons | DAY & NIGHT | HRCU-A-CB (Split System: Heat Pump with Remote Outdoor Unit-Air-Source) | C5H3V36*K*AAA* |  |  | EVD5X36M21A*+WALLCON | *97CTN0802120A* | 34400 | 20.5 | 8.5 | 38500 | 28200 | 73.25% | 2.04 | 0 | 11.7 |  |  |  |  | R-454B | 2.8667 | Residential & Commercial | USHP | Ducted CEE Tier 1
211240469 | Central HP <5.4 tons | AIRQUEST | HRCU-A-CB (Split System: Heat Pump with Remote Outdoor Unit-Air-Source) | DLCURAH24ABK |  |  | EA*4X24L17A* | *80VSL0451716A* | 23800 | 16 | 8.5 | 26800 | 24000 | 89.55% | 1.98 | 0 | 10 |  |  |  |  | R-410A | 1.9833 | Residential & Commercial | USHP | Ducted CEE Tier 1
211240510 | Central HP <5.4 tons | AIRQUEST | HRCU-A-CB (Split System: Heat Pump with Remote Outdoor Unit-Air-Source) | DLCURAH24ABK |  |  | EA*4X24L17A* | *80VTL0451412A* | 24000 | 16.5 | 8.5 | 26800 | 24000 | 89.55% | 1.98 | 0 | 10 |  |  |  |  | R-410A | 2 | Residential & Commercial | USHP | Ducted CEE Tier 1
211240544 | Central HP <5.4 tons | AIRQUEST | HRCU-A-CB (Split System: Heat Pump with Remote Outdoor Unit-Air-Source) | DLCURAH24ABK |  |  | EA*4X24L17A* | *80VTL0701716A* | 23800 | 16.5 | 8.5 | 26800 | 24000 | 89.55% | 2 | 0 | 10 |  |  |  |  | R-410A | 1.9833 | Residential & Commercial | USHP | Ducted CEE Tier 1
214572550 | Central HP <5.4 tons | HEIL | HRCU-A-CB (Split System: Heat Pump with Remote Outdoor Unit-Air-Source) | HVH837GKA** |  |  | EA*4X37L21A*+WALLCON | *95CSU1002122B* | 33000 | 17.5 | 8.5 | 32600 | 25000 | 76.69% | 2 | 0 | 11.5 |  |  |  |  | R-410A | 2.75 | Residential & Commercial | USHP | Ducted CEE Tier 1
211259924 | Central HP <5.4 tons | HEIL | HRCU-A-CB (Split System: Heat Pump with Remote Outdoor Unit-Air-Source) | DLCURAH18ABK |  |  | EA*4X19L17A* | *80ES(N,L)0701712A* | 18600 | 16.5 | 8.5 | 18400 | 17500 | 95.11% | 2.14 | 0 | 11 |  |  |  |  | R-410A | 1.55 | Residential & Commercial | USHP | Ducted CEE Tier 1
211260115 | Central HP <5.4 tons | HEIL | HRCU-A-CB (Split System: Heat Pump with Remote Outdoor Unit-Air-Source) | DLCURAH18ABK |  |  | EA*4X24L14A* | *80VTL0451412A* | 17600 | 16 | 8.5 | 18400 | 19100 | 103.8% | 2.3 | 0 | 10.5 |  |  |  |  | R-410A | 1.4667 | Residential & Commercial | USHP | Ducted CEE Tier 1
211260208 | Central HP <5.4 tons | HEIL | HRCU-A-CB (Split System: Heat Pump with Remote Outdoor Unit-Air-Source) | DLCURAH18ABK |  |  | EA*4X24L14A* | *92ESN0601412A* | 18100 | 16 | 9 | 18900 | 18900 | 100% | 2.28 | 0 | 10.5 |  |  |  |  | R-410A | 1.5083 | Residential & Commercial | USHP | Ducted CEE Tier 1
212609352 | Central HP <5.4 tons | RUUD | HRCU-A-CB (Split System: Heat Pump with Remote Outdoor Unit-Air-Source) | UP18AZ36AJVC |  |  | RCFZ6021SEAAM | R802V1004A17UHS | 34200 | 19 | 8.5 | 34200 | 43000 | 125.7% | 2.2 | 0 | 12.5 |  |  |  |  | R-410A | 2.85 | Residential & Commercial | USHP | Ducted CEE Tier 1
211244459 | Central HP <5.4 tons | COMFORTMAKER | HRCU-A-CB (Split System: Heat Pump with Remote Outdoor Unit-Air-Source) | DLCURAH24ABK |  |  | EN(A,D)4X30L17** | *96VSN0601412A* | 23600 | 16.5 | 8.1 | 25800 | 23800 | 92.25% | 1.98 | 0 | 10 |  |  |  |  | R-410A | 1.9667 | Residential & Commercial | USHP | Ducted CEE Tier 1
215939696 | Central HP <5.4 tons | HEIL | HRCU-A-CB (Split System: Heat Pump with Remote Outdoor Unit-Air-Source) | H5H3V36*K*AAA* |  |  | EA*5X42M21A*+WALLCON | *97CTN0802120A* | 32600 | 19.5 | 9.5 | 34800 | 26800 | 77.01% | 2.02 | 0 | 11.7 |  |  |  |  | R-454B | 2.7167 | Residential & Commercial | USHP | Ducted CEE Tier 1
215939916 | Central HP <5.4 tons | HEIL | HRCU-A-CB (Split System: Heat Pump with Remote Outdoor Unit-Air-Source) | H5H3V36*K*AAA* |  |  | EA*5X61M24A*+WALLCON | *97CTN1002122A* | 34400 | 20.5 | 9.5 | 34200 | 26000 | 76.02% | 2.06 | 0 | 12 |  |  |  |  | R-454B | 2.8667 | Residential & Commercial | USHP | Ducted CEE Tier 1
213778860 | Central HP <5.4 tons | COMFORTMAKER | HRCU-A-CB (Split System: Heat Pump with Remote Outdoor Unit-Air-Source) | CVH837GKA** |  |  | EA*4X36L21A*+WALLCON | *80CTL1102120B* | 31600 | 17 | 8.1 | 32800 | 24200 | 73.78% | 1.86 | 0 | 11 |  |  |  |  | R-410A | 2.6333 | Residential & Commercial | USHP | Ducted CEE Tier 1
213779260 | Central HP <5.4 tons | COMFORTMAKER | HRCU-A-CB (Split System: Heat Pump with Remote Outdoor Unit-Air-Source) | CVH837GKA** |  |  | EA*4X43L21A*+WALLCON | *80CTL0701716B* | 32800 | 17 | 8.5 | 33000 | 25200 | 76.36% | 1.96 | 0 | 11 |  |  |  |  | R-410A | 2.7333 | Residential & Commercial | USHP | Ducted CEE Tier 1
213297272 | Central HP <5.4 tons | JOHNSON CONTROLS | HRCU-A-CB (Split System: Heat Pump with Remote Outdoor Unit-Air-Source) | HMH72B341 |  |  | XAFB36DBCN1 | Z9ES080B12SMPS1 | 33200 | 17 | 8.5 | 32200 | 22600 | 70.19% | 1.8 | 0 | 10 |  |  |  |  | R-410A | 2.7667 | Residential & Commercial | USHP | Ducted CEE Tier 1
213297297 | Central HP <5.4 tons | JOHNSON CONTROLS | HRCU-A-CB (Split System: Heat Pump with Remote Outdoor Unit-Air-Source) | HMH72B341 |  |  | XAHC36DBCN1 | Z8ET100C20LMPS1 | 33400 | 18.5 | 8.5 | 32200 | 22600 | 70.19% | 2.04 | 0 | 10.5 |  |  |  |  | R-410A | 2.7833 | Residential & Commercial | USHP | Ducted CEE Tier 1
213297422 | Central HP <5.4 tons | JOHNSON CONTROLS | HRCU-A-CB (Split System: Heat Pump with Remote Outdoor Unit-Air-Source) | HMH72B341 |  |  | XAFB36DBCN1+JMVT12BC2N1 | 0 | 34000 | 18.5 | 8.5 | 33600 | 23600 | 70.24% | 2.1 | 0 | 10 |  |  |  |  | R-410A | 2.8333 | Residential & Commercial | USHP | Ducted CEE Tier 1
216618959 | Central HP <5.4 tons | ARMSTRONG AIR | HRCU-A-CB (Split System: Heat Pump with Remote Outdoor Unit-Air-Source) | A7SCP18V24P-**A |  |  | 7AH1AE24PX-** | 0 | 23600 | 17.5 | 9.5 | 24000 | 23000 | 95.83% | 1.8 | 0 | 12 |  |  |  |  | R-454B | 1.9667 | Residential & Commercial | USHP | Ducted CEE Tier 1
213770605 | Central HP <5.4 tons | CARRIER | HRCU-A-CB (Split System: Heat Pump with Remote Outdoor Unit-Air-Source) | 25VNA825A*031* |  |  | CAP**2517AL*+UI | 58TN*B070C17**16 | 24400 | 16.5 | 8.1 | 21200 | 16700 | 78.77% | 2.02 | 0 | 11 |  |  |  |  | R-410A | 2.0333 | Residential & Commercial | USHP | Ducted CEE Tier 1
214397468 | Central HP <5.4 tons | JOHNSON CONTROLS | HRCU-A-CB (Split System: Heat Pump with Remote Outdoor Unit-Air-Source) | HH860E2S11 |  |  | CTF60C5CGS1 | TM8E120C20MP11 | 44500 | 17 | 9 | 45000 | 33600 | 74.67% | 2 | 0 | 11.7 |  |  |  |  | R-454B | 3.7083 | Residential & Commercial | USHP | Ducted CEE Tier 1
214573650 | Central HP <5.4 tons | HEIL | HRCU-A-CB (Split System: Heat Pump with Remote Outdoor Unit-Air-Source) | HVH837GKA2* |  |  | EA*4X36L21A*+WALLCON | *97CMN0802120B* | 31600 | 17 | 8.1 | 33000 | 24200 | 73.33% | 1.86 | 0 | 11 |  |  |  |  | R-410A | 2.6333 | Residential & Commercial | USHP | Ducted CEE Tier 1
214239549 | Central HP <5.4 tons | DAY & NIGHT | HRCU-A-CB (Split System: Heat Pump with Remote Outdoor Unit-Air-Source) | CVH837GKA** |  |  | EN(A,D)4X36L21**+WALLCON | *80CTL0902120B* | 31400 | 16.5 | 8.1 | 33000 | 24000 | 72.73% | 1.82 | 0 | 11 |  |  |  |  | R-410A | 2.6167 | Residential & Commercial | USHP | Ducted CEE Tier 1
214240019 | Central HP <5.4 tons | DAY & NIGHT | HRCU-A-CB (Split System: Heat Pump with Remote Outdoor Unit-Air-Source) | CVH837GKA** |  |  | EN(A,D)4X48L24**+WALLCON | *96CTN1002122B* | 32400 | 17 | 8.1 | 32600 | 24600 | 75.46% | 1.96 | 0 | 11.7 |  |  |  |  | R-410A | 2.7 | Residential & Commercial | USHP | Ducted CEE Tier 1
214240069 | Central HP <5.4 tons | DAY & NIGHT | HRCU-A-CB (Split System: Heat Pump with Remote Outdoor Unit-Air-Source) | CVH837GKA** |  |  | EN(A,D,W)4X60L24**+WALLCON | *97CMN1002122B* | 32800 | 17.5 | 8.1 | 32200 | 24600 | 76.4% | 1.96 | 0 | 12 |  |  |  |  | R-410A | 2.7333 | Residential & Commercial | USHP | Ducted CEE Tier 1
211260169 | Central HP <5.4 tons | HEIL | HRCU-A-CB (Split System: Heat Pump with Remote Outdoor Unit-Air-Source) | DLCURAH18ABK |  |  | EA*4X24L14A* | *96VTN0601412A* | 17800 | 16 | 8.5 | 18800 | 19000 | 101.1% | 2.28 | 0 | 10.5 |  |  |  |  | R-410A | 1.4833 | Residential & Commercial | USHP | Ducted CEE Tier 1
212981779 | Central HP <5.4 tons | HEIL | HRCU-A-CB (Split System: Heat Pump with Remote Outdoor Unit-Air-Source) | DLCURAH24ABK |  |  | EN(A,D)4X24L17** | *80MSU1002120A* | 23200 | 16 | 8.5 | 27000 | 25000 | 92.59% | 2.08 | 0 | 10 |  |  |  |  | R-410A | 1.9333 | Residential & Commercial | USHP | Ducted CEE Tier 1
212982247 | Central HP <5.4 tons | HEIL | HRCU-A-CB (Split System: Heat Pump with Remote Outdoor Unit-Air-Source) | DLCURAH24ABK |  |  | EA*4X24L17A* | *80MSU0401712A* | 23400 | 16.5 | 8.5 | 26400 | 25400 | 96.21% | 2.14 | 0 | 10 |  |  |  |  | R-410A | 1.95 | Residential & Commercial | USHP | Ducted CEE Tier 1
212979054 | Central HP <5.4 tons | HEIL | HRCU-A-CB (Split System: Heat Pump with Remote Outdoor Unit-Air-Source) | DLCURAH30ABK |  |  | EA*4X43L21A* | *80MS(N,L)0701716A* | 30600 | 15.2 | 8.5 | 33600 | 26400 | 78.57% | 1.86 | 0 | 9 |  |  |  |  | R-410A | 2.55 | Residential & Commercial | USHP
212979792 | Central HP <5.4 tons | HEIL | HRCU-A-CB (Split System: Heat Pump with Remote Outdoor Unit-Air-Source) | DLCURAH30ABK |  |  | END4X42L17** | *80MS(N,L)0901714A* | 30000 | 15.2 | 8.1 | 34000 | 27200 | 80% | 1.82 | 0 | 9 |  |  |  |  | R-410A | 2.5 | Residential & Commercial | USHP
212979838 | Central HP <5.4 tons | COMFORTMAKER | HRCU-A-CB (Split System: Heat Pump with Remote Outdoor Unit-Air-Source) | DLCURAH24ABK |  |  | EA*4X30L17A* | *80MS(N,L)0901714A* | 23600 | 17 | 8.5 | 26400 | 24600 | 93.18% | 2.04 | 0 | 10 |  |  |  |  | R-410A | 1.9667 | Residential & Commercial | USHP | Ducted CEE Tier 1
212979886 | Central HP <5.4 tons | COMFORTMAKER | HRCU-A-CB (Split System: Heat Pump with Remote Outdoor Unit-Air-Source) | DLCURAH24ABK |  |  | EA*4X37L21A* | *80MS(N,L)0901714A* | 24200 | 17.5 | 8.5 | 25200 | 21800 | 86.51% | 1.82 | 0 | 10 |  |  |  |  | R-410A | 2.0167 | Residential & Commercial | USHP | Ducted CEE Tier 1
212980579 | Central HP <5.4 tons | COMFORTMAKER | HRCU-A-CB (Split System: Heat Pump with Remote Outdoor Unit-Air-Source) | DLCURAH24ABK |  |  | EA*4X36L21A* | *80MS(N,L)0902120A* | 23800 | 17.5 | 8.5 | 26200 | 23800 | 90.84% | 1.98 | 0 | 10 |  |  |  |  | R-410A | 1.9833 | Residential & Commercial | USHP | Ducted CEE Tier 1
212982317 | Central HP <5.4 tons | COMFORTMAKER | HRCU-A-CB (Split System: Heat Pump with Remote Outdoor Unit-Air-Source) | DLCURAH24ABK |  |  | EA*4X37L21A* | *80MSU0401712A* | 24400 | 17 | 8.5 | 25200 | 21400 | 84.92% | 1.8 | 0 | 10 |  |  |  |  | R-410A | 2.0333 | Residential & Commercial | USHP | Ducted CEE Tier 1
212983244 | Central HP <5.4 tons | COMFORTMAKER | HRCU-A-CB (Split System: Heat Pump with Remote Outdoor Unit-Air-Source) | DLCURAH24ABK |  |  | EN(A,D)4X36L21** | *92MSN0401712A* | 23400 | 15.5 | 8.1 | 26200 | 24200 | 92.37% | 1.98 | 0 | 10 |  |  |  |  | R-410A | 1.95 | Residential & Commercial | USHP | Ducted CEE Tier 1
212984582 | Central HP <5.4 tons | COMFORTMAKER | HRCU-A-CB (Split System: Heat Pump with Remote Outdoor Unit-Air-Source) | DLCURAH24ABK |  |  | EA*4X25L17A* | *92MSN0801716A* | 24000 | 17.5 | 8.5 | 25000 | 21800 | 87.2% | 1.84 | 0 | 10 |  |  |  |  | R-410A | 2 | Residential & Commercial | USHP | Ducted CEE Tier 1
214574574 | Central HP <5.4 tons | DAY & NIGHT | HRCU-A-CB (Split System: Heat Pump with Remote Outdoor Unit-Air-Source) | CVH837GKA2* |  |  | EN(A,D,W)4X48L21**+WALLCON | *80CTL0702120B* | 32400 | 18.5 | 8.1 | 32800 | 24800 | 75.61% | 1.96 | 0 | 11.5 |  |  |  |  | R-410A | 2.7 | Residential & Commercial | USHP | Ducted CEE Tier 1
212980541 | Central HP <5.4 tons | CARRIER | HRCU-A-CB (Split System: Heat Pump with Remote Outdoor Unit-Air-Source) | 38MURAQ30AB3* |  |  | CAP**4321AL* | 58S(B,C)*B090M21**20 | 30800 | 15.2 | 8.5 | 33600 | 26400 | 78.57% | 1.86 | 0 | 9 |  |  |  |  | R-410A | 2.5667 | Residential & Commercial | USHP
212980910 | Central HP <5.4 tons | CARRIER | HRCU-A-CB (Split System: Heat Pump with Remote Outdoor Unit-Air-Source) | 38MURAQ30AB3* |  |  | CAP**3721AL* | 58S(B,C)*B110M21**20 | 30800 | 15.2 | 8.5 | 33400 | 26200 | 78.44% | 1.86 | 0 | 9 |  |  |  |  | R-410A | 2.5667 | Residential & Commercial | USHP
212980277 | Central HP <5.4 tons | CARRIER | HRCU-A-CB (Split System: Heat Pump with Remote Outdoor Unit-Air-Source) | 38MURAQ24AB3* |  |  | CNPV*3621AL* | 58S(B,C)*B090M21**16 | 23800 | 17 | 8.5 | 26400 | 24000 | 90.91% | 2 | 0 | 10.5 |  |  |  |  | R-410A | 1.9833 | Residential & Commercial | USHP | Ducted CEE Tier 1
212981712 | Central HP <5.4 tons | CARRIER | HRCU-A-CB (Split System: Heat Pump with Remote Outdoor Unit-Air-Source) | 38MURAQ24AB3* |  |  | CAP**3017AL* | 58SU*B040M17**12 | 23800 | 16.5 | 8.5 | 25800 | 24000 | 93.02% | 2 | 0 | 10 |  |  |  |  | R-410A | 1.9833 | Residential & Commercial | USHP | Ducted CEE Tier 1
211240914 | Central HP <5.4 tons | AIRQUEST | HRCU-A-CB (Split System: Heat Pump with Remote Outdoor Unit-Air-Source) | DLCURAH24ABK |  |  | EA*4X25L17A* | *80VSL0701716A* | 24400 | 17 | 8.5 | 25400 | 21400 | 84.25% | 1.8 | 0 | 10 |  |  |  |  | R-410A | 2.0333 | Residential & Commercial | USHP | Ducted CEE Tier 1
211240946 | Central HP <5.4 tons | AIRQUEST | HRCU-A-CB (Split System: Heat Pump with Remote Outdoor Unit-Air-Source) | DLCURAH24ABK |  |  | EA*4X25L17A* | *80VTL0451412A* | 24800 | 17 | 8.5 | 25600 | 21200 | 82.81% | 1.78 | 0 | 10.5 |  |  |  |  | R-410A | 2.0667 | Residential & Commercial | USHP | Ducted CEE Tier 1
211240980 | Central HP <5.4 tons | AIRQUEST | HRCU-A-CB (Split System: Heat Pump with Remote Outdoor Unit-Air-Source) | DLCURAH24ABK |  |  | EA*4X25L17A* | *80VTL0701716A* | 24800 | 17 | 8.5 | 25400 | 21200 | 83.46% | 1.78 | 0 | 10.5 |  |  |  |  | R-410A | 2.0667 | Residential & Commercial | USHP | Ducted CEE Tier 1
211241123 | Central HP <5.4 tons | AIRQUEST | HRCU-A-CB (Split System: Heat Pump with Remote Outdoor Unit-Air-Source) | DLCURAH24ABK |  |  | EA*4X25L17A* | *92ESN0601714A* | 25000 | 17 | 8.5 | 25600 | 21000 | 82.03% | 1.78 | 0 | 10.5 |  |  |  |  | R-410A | 2.0833 | Residential & Commercial | USHP | Ducted CEE Tier 1
211241421 | Central HP <5.4 tons | AIRQUEST | HRCU-A-CB (Split System: Heat Pump with Remote Outdoor Unit-Air-Source) | DLCURAH24ABK |  |  | EA*4X30L17A* | *96VSN0601412A* | 23400 | 16.5 | 8.5 | 26000 | 24000 | 92.31% | 1.98 | 0 | 10 |  |  |  |  | R-410A | 1.95 | Residential & Commercial | USHP | Ducted CEE Tier 1
213770351 | Central HP <5.4 tons | CARRIER | HRCU-A-CB (Split System: Heat Pump with Remote Outdoor Unit-Air-Source) | 25VNA448A*031* |  |  | CSPH*6012AL*+UI | 59MN7C100C21**22 | 45000 | 20.5 | 9 | 46000 | 36200 | 78.7% | 2.34 | 0 | 11.7 |  |  |  |  | R-410A | 3.75 | Residential & Commercial | USHP | Ducted CEE Tier 1
213770353 | Central HP <5.4 tons | CARRIER | HRCU-A-CB (Split System: Heat Pump with Remote Outdoor Unit-Air-Source) | 25VNA448A*031* |  |  | CSPH*6012AL*+UI | 59MN7C120C24**22 | 45000 | 20 | 9 | 46000 | 36200 | 78.7% | 2.34 | 0 | 11.7 |  |  |  |  | R-410A | 3.75 | Residential & Commercial | USHP | Ducted CEE Tier 1
214572670 | Central HP <5.4 tons | HEIL | HRCU-A-CB (Split System: Heat Pump with Remote Outdoor Unit-Air-Source) | HVH837GKA** |  |  | EA*4X42L24A*+WALLCON | *95CSU1002122B* | 31800 | 17.5 | 8.5 | 32800 | 24400 | 74.39% | 1.9 | 0 | 11 |  |  |  |  | R-410A | 2.65 | Residential & Commercial | USHP | Ducted CEE Tier 1
214572700 | Central HP <5.4 tons | HEIL | HRCU-A-CB (Split System: Heat Pump with Remote Outdoor Unit-Air-Source) | HVH837GKA** |  |  | EA*4X42L24A*+WALLCON | *96CTN0802120B* | 31800 | 17.5 | 8.5 | 32800 | 24400 | 74.39% | 1.9 | 0 | 11 |  |  |  |  | R-410A | 2.65 | Residential & Commercial | USHP | Ducted CEE Tier 1
214572920 | Central HP <5.4 tons | HEIL | HRCU-A-CB (Split System: Heat Pump with Remote Outdoor Unit-Air-Source) | HVH837GKA** |  |  | EA*4X60L24A*+WALLCON | *97CMN0602120B* | 32600 | 17.5 | 8.5 | 31800 | 25000 | 78.62% | 1.96 | 0 | 11 |  |  |  |  | R-410A | 2.7167 | Residential & Commercial | USHP | Ducted CEE Tier 1
214573020 | Central HP <5.4 tons | HEIL | HRCU-A-CB (Split System: Heat Pump with Remote Outdoor Unit-Air-Source) | HVH837GKA** |  |  | EA*4X61L24A*+WALLCON | *95CSU0802120B* | 33200 | 17.5 | 8.5 | 32000 | 24800 | 77.5% | 2 | 0 | 11.5 |  |  |  |  | R-410A | 2.7667 | Residential & Commercial | USHP | Ducted CEE Tier 1
214573320 | Central HP <5.4 tons | HEIL | HRCU-A-CB (Split System: Heat Pump with Remote Outdoor Unit-Air-Source) | HVH837GKA** |  |  | EN(A,D)4X36L21**+WALLCON | *95CSU0802120B* | 31400 | 16.5 | 8.1 | 33200 | 24200 | 72.89% | 1.82 | 0 | 11 |  |  |  |  | R-410A | 2.6167 | Residential & Commercial | USHP | Ducted CEE Tier 1
215940216 | Central HP <5.4 tons | HEIL | HRCU-A-CB (Split System: Heat Pump with Remote Outdoor Unit-Air-Source) | H5H3V36*K*AAA* |  |  | ESH5X60M12A*+WALLCON | *97CTN0801716A* | 34000 | 19 | 9 | 34800 | 26400 | 75.86% | 1.92 | 0 | 11 |  |  |  |  | R-454B | 2.8333 | Residential & Commercial | USHP | Ducted CEE Tier 1
215940736 | Central HP <5.4 tons | HEIL | HRCU-A-CB (Split System: Heat Pump with Remote Outdoor Unit-Air-Source) | H5H3V36*K*AAA* |  |  | EVD5X48M24A*+WALLCON | *97CTN0802120A* | 35000 | 21 | 8.5 | 38500 | 28400 | 73.77% | 2.04 | 0 | 12 |  |  |  |  | R-454B | 2.9167 | Residential & Commercial | USHP | Ducted CEE Tier 1
212983190 | Central HP <5.4 tons | DAY & NIGHT | HRCU-A-CB (Split System: Heat Pump with Remote Outdoor Unit-Air-Source) | DLCURAH24ABK |  |  | EA*4X37L17A* | *92MSN0401712A* | 23800 | 16 | 8.5 | 25800 | 22600 | 87.6% | 1.86 | 0 | 10 |  |  |  |  | R-410A | 1.9833 | Residential & Commercial | USHP | Ducted CEE Tier 1
213372375 | Central HP <5.4 tons | RUUD | HRCU-A-CB (Split System: Heat Pump with Remote Outdoor Unit-Air-Source) | UP18AZ36AJVC |  |  | RCFZ6021SEAAM | R951V0603A17UHU | 34200 | 19 | 8.5 | 34200 | 43500 | 127.2% | 2.2 | 0 | 12.5 |  |  |  |  | R-410A | 2.85 | Residential & Commercial | USHP | Ducted CEE Tier 1
211230821 | Central HP <5.4 tons | HEIL | HRCU-A-CB (Split System: Heat Pump with Remote Outdoor Unit-Air-Source) | DLCURAH36ABK |  |  | FEM4P42**AL | 0 | 37000 | 16 | 8.1 | 38500 | 34800 | 90.39% | 2 | 0 | 10 |  |  |  |  | R-410A | 3.0833 | Residential & Commercial | USHP | Ducted CEE Tier 1
215670605 | Central HP <5.4 tons | TEMPSTAR | HRCU-A-CB (Split System: Heat Pump with Remote Outdoor Unit-Air-Source) | T5H0V36*K*AAA* |  |  | ESH5X60M12A*+WALLCON | *96CTN1202422B* | 34600 | 17 | 8.5 | 34600 | 24800 | 71.68% | 1.92 | 0 | 10 |  |  |  |  | R-454B | 2.8833 | Residential & Commercial | USHP | Ducted CEE Tier 1
211377408 | Central HP <5.4 tons | YORK | HRCU-A-CB (Split System: Heat Pump with Remote Outdoor Unit-Air-Source) | HMH72B341 |  |  | XAHC36DBCN1 | TM9Y060B12MP11 | 33200 | 17.5 | 8.1 | 33400 | 23600 | 70.66% | 2 | 0 | 9.5 |  |  |  |  | R-410A | 2.7667 | Residential & Commercial | USHP
211377426 | Central HP <5.4 tons | YORK | HRCU-A-CB (Split System: Heat Pump with Remote Outdoor Unit-Air-Source) | HMH72B341 |  |  | XAFC36DBCN1 | TM9Y060B12MP11 | 34000 | 17.5 | 8.1 | 34000 | 24200 | 71.18% | 2.04 | 0 | 9.5 |  |  |  |  | R-410A | 2.8333 | Residential & Commercial | USHP
211377575 | Central HP <5.4 tons | YORK | HRCU-A-CB (Split System: Heat Pump with Remote Outdoor Unit-Air-Source) | HMH72B341 |  |  | XAFC36DBCN1 | YP9C080C16MP13 | 34000 | 17.5 | 8.1 | 33800 | 23800 | 70.41% | 2.08 | 0 | 10 |  |  |  |  | R-410A | 2.8333 | Residential & Commercial | USHP | Ducted CEE Tier 1
212383012 | Central HP <5.4 tons | AIRQUEST | HRCU-A-CB (Split System: Heat Pump with Remote Outdoor Unit-Air-Source) | DLCURAH36ABK |  |  | EA*4X36L17A* | *92ESN0601412A* | 35400 | 15.2 | 8.1 | 39500 | 35400 | 89.62% | 1.82 | 0 | 9.5 |  |  |  |  | R-410A | 2.95 | Residential & Commercial | USHP
212383232 | Central HP <5.4 tons | AIRQUEST | HRCU-A-CB (Split System: Heat Pump with Remote Outdoor Unit-Air-Source) | DLCURAH36ABK |  |  | EA*4X36L21A* | *95ESN0802120A* | 35800 | 15.5 | 8.1 | 39500 | 35400 | 89.62% | 1.84 | 0 | 9.5 |  |  |  |  | R-410A | 2.9833 | Residential & Commercial | USHP
215865023 | Central HP <5.4 tons | TRANE | HRCU-A-CB (Split System: Heat Pump with Remote Outdoor Unit-Air-Source) | 5TWV8X60A1 |  |  | 5PX*D010AS3 | S8V2D120M5PCB | 54500 | 18.1 | 8.5 | 55500 | 40000 | 72.07% | 2 | 0 | 10 |  |  |  |  | R-454B | 4.5417 | Residential & Commercial | USHP | Ducted CEE Tier 1
216737004 | Central HP <5.4 tons | DAY & NIGHT | HRCU-A-CB (Split System: Heat Pump with Remote Outdoor Unit-Air-Source) | D5CUHAH24AAK |  |  | ESH5X30M12A* | *80CSU1002120A* | 23200 | 16 | 8.5 | 21600 | 19300 | 89.35% | 1.94 | 0 | 10.5 |  |  |  |  | R-454B | 1.9333 | Residential & Commercial | USHP | Ducted CEE Tier 1
215941260 | Central HP <5.4 tons | DAY & NIGHT | HRCU-A-CB (Split System: Heat Pump with Remote Outdoor Unit-Air-Source) | C5H3V48*K*AAA* |  |  | ESH5X60M12A*+WALLCON | *97CTN1202422A* | 45000 | 20.5 | 9 | 48500 | 36400 | 75.05% | 1.82 | 0 | 11 |  |  |  |  | R-454B | 3.75 | Residential & Commercial | USHP | Ducted CEE Tier 1
212986589 | Central HP <5.4 tons | DAY & NIGHT | HRCU-A-CB (Split System: Heat Pump with Remote Outdoor Unit-Air-Source) | DLCURAH24ABK |  |  | EA*4X37L17A* | *96MSN0401712A* | 24000 | 15.5 | 8.5 | 25600 | 22200 | 86.72% | 1.82 | 0 | 10 |  |  |  |  | R-410A | 2 | Residential & Commercial | USHP | Ducted CEE Tier 1
212986873 | Central HP <5.4 tons | DAY & NIGHT | HRCU-A-CB (Split System: Heat Pump with Remote Outdoor Unit-Air-Source) | DLCURAH24ABK |  |  | EA*4X24L17A* | *96MSN0601412A* | 23400 | 16.5 | 8.5 | 27000 | 26400 | 97.78% | 2.22 | 0 | 10 |  |  |  |  | R-410A | 1.95 | Residential & Commercial | USHP | Ducted CEE Tier 1
215683618 | Central HP <5.4 tons | BRYANT HEATING AND COOLING SYSTEMS | HRCU-A-CB (Split System: Heat Pump with Remote Outdoor Unit-Air-Source) | 290VAN024**AA* |  |  | CAA**3014AM*+UI | 88*TB36070C14*** | 23000 | 17 | 8.5 | 23800 | 16700 | 70.17% | 1.86 | 0 | 10 |  |  |  |  | R-454B | 1.9167 | Residential & Commercial | USHP | Ducted CEE Tier 1
214075477 | Central HP <5.4 tons | RUUD | HRCU-A-CB (Split System: Heat Pump with Remote Outdoor Unit-Air-Source) | RD17AZ24AJ3N |  |  | RCFZ2417MTANM | R802V0754A17UHN | 22600 | 18 | 9.5 | 22600 | 16800 | 74.34% | 2.1 | 0 | 11.2 |  |  |  |  | R-410A | 1.8833 | Residential & Commercial | USHP | Ducted CEE Tier 1
215935726 | Central HP <5.4 tons | HEIL | HRCU-A-CB (Split System: Heat Pump with Remote Outdoor Unit-Air-Source) | H5H3V36*K*AAA* |  |  | EVD5X36M21A*+WALLCON | *97CMN0801714B* | 34200 | 20.5 | 8.5 | 39000 | 28600 | 73.33% | 2.02 | 0 | 11.5 |  |  |  |  | R-454B | 2.85 | Residential & Commercial | USHP | Ducted CEE Tier 1
215935876 | Central HP <5.4 tons | HEIL | HRCU-A-CB (Split System: Heat Pump with Remote Outdoor Unit-Air-Source) | H5H3V36*K*AAA* |  |  | EVD5X38M17A*+WALLCON | *97CMN0601714B* | 35200 | 21 | 8.5 | 38000 | 28000 | 73.68% | 2.06 | 0 | 11.5 |  |  |  |  | R-454B | 2.9333 | Residential & Commercial | USHP | Ducted CEE Tier 1
215936226 | Central HP <5.4 tons | HEIL | HRCU-A-CB (Split System: Heat Pump with Remote Outdoor Unit-Air-Source) | H5H3V36*K*AAA* |  |  | EVD5X42M24A*+WALLCON | *97CMN0802120B* | 35400 | 21.5 | 8.5 | 38000 | 28400 | 74.74% | 2.04 | 0 | 12 |  |  |  |  | R-454B | 2.95 | Residential & Commercial | USHP | Ducted CEE Tier 1
215936526 | Central HP <5.4 tons | HEIL | HRCU-A-CB (Split System: Heat Pump with Remote Outdoor Unit-Air-Source) | H5H3V36*K*AAA* |  |  | EVD5X49M24A*+WALLCON | *97CMN1202422B* | 35400 | 22 | 8.5 | 38000 | 28400 | 74.74% | 2.04 | 0 | 12.5 |  |  |  |  | R-454B | 2.95 | Residential & Commercial | USHP | Ducted CEE Tier 1
215935606 | Central HP <5.4 tons | HEIL | HRCU-A-CB (Split System: Heat Pump with Remote Outdoor Unit-Air-Source) | H5H3V36*K*AAA* |  |  | EVD5X36M21A*+WALLCON | *80CSU1002120A* | 34400 | 20.5 | 8.5 | 38500 | 28200 | 73.25% | 2.04 | 0 | 11.7 |  |  |  |  | R-454B | 2.8667 | Residential & Commercial | USHP | Ducted CEE Tier 1
215935556 | Central HP <5.4 tons | HEIL | HRCU-A-CB (Split System: Heat Pump with Remote Outdoor Unit-Air-Source) | H5H3V36*K*AAA* |  |  | EVD5X31M17A*+WALLCON | *96CTN0601714B* | 34800 | 21 | 8.5 | 38000 | 27800 | 73.16% | 2.06 | 0 | 11 |  |  |  |  | R-454B | 2.9 | Residential & Commercial | USHP | Ducted CEE Tier 1
213780824 | Central HP <5.4 tons | TEMPSTAR | HRCU-A-CB (Split System: Heat Pump with Remote Outdoor Unit-Air-Source) | TVH837GKA2* |  |  | EA*4X36L21A*+WALLCON | *96CTN0601714B* | 31400 | 16.5 | 8.1 | 33200 | 24400 | 73.49% | 1.82 | 0 | 10.5 |  |  |  |  | R-410A | 2.6167 | Residential & Commercial | USHP | Ducted CEE Tier 1
213781024 | Central HP <5.4 tons | TEMPSTAR | HRCU-A-CB (Split System: Heat Pump with Remote Outdoor Unit-Air-Source) | TVH837GKA2* |  |  | EA*4X42L21A*+WALLCON | *95CSU0601716B* | 31600 | 16.5 | 8.1 | 33000 | 24600 | 74.55% | 1.86 | 0 | 10.5 |  |  |  |  | R-410A | 2.6333 | Residential & Commercial | USHP | Ducted CEE Tier 1
213781574 | Central HP <5.4 tons | TEMPSTAR | HRCU-A-CB (Split System: Heat Pump with Remote Outdoor Unit-Air-Source) | TVH837GKA2* |  |  | EA*4X61L21A*+WALLCON | *80CTL0902120B* | 33200 | 17.5 | 8.5 | 32000 | 24800 | 77.5% | 1.98 | 0 | 11.7 |  |  |  |  | R-410A | 2.7667 | Residential & Commercial | USHP | Ducted CEE Tier 1
213781724 | Central HP <5.4 tons | TEMPSTAR | HRCU-A-CB (Split System: Heat Pump with Remote Outdoor Unit-Air-Source) | TVH837GKA2* |  |  | EA*4X61L24A*+WALLCON | *96CTN1202422B* | 33200 | 17.5 | 8.5 | 32000 | 24800 | 77.5% | 2 | 0 | 11.7 |  |  |  |  | R-410A | 2.7667 | Residential & Commercial | USHP | Ducted CEE Tier 1
215940240 | Central HP <5.4 tons | DAY & NIGHT | HRCU-A-CB (Split System: Heat Pump with Remote Outdoor Unit-Air-Source) | C5H3V36*K*AAA* |  |  | ESH5X60M12A*+WALLCON | *97CTN1002122A* | 34200 | 19.5 | 9 | 34200 | 26000 | 76.02% | 1.94 | 0 | 11.7 |  |  |  |  | R-454B | 2.85 | Residential & Commercial | USHP | Ducted CEE Tier 1
215940290 | Central HP <5.4 tons | DAY & NIGHT | HRCU-A-CB (Split System: Heat Pump with Remote Outdoor Unit-Air-Source) | C5H3V36*K*AAA* |  |  | EVM5X44M21A*+WALLCON | *97CTN0601716A* | 35200 | 21 | 8.5 | 38500 | 29400 | 76.36% | 2 | 0 | 11.7 |  |  |  |  | R-454B | 2.9333 | Residential & Commercial | USHP | Ducted CEE Tier 1
215940440 | Central HP <5.4 tons | DAY & NIGHT | HRCU-A-CB (Split System: Heat Pump with Remote Outdoor Unit-Air-Source) | C5H3V36*K*AAA* |  |  | EVM5X60M21A*+WALLCON | *97CTN0801716A* | 35400 | 21 | 8.5 | 38500 | 29000 | 75.32% | 2.02 | 0 | 12 |  |  |  |  | R-454B | 2.95 | Residential & Commercial | USHP | Ducted CEE Tier 1
215940610 | Central HP <5.4 tons | DAY & NIGHT | HRCU-A-CB (Split System: Heat Pump with Remote Outdoor Unit-Air-Source) | C5H3V36*K*AAA* |  |  | EVD5X38M17A*+WALLCON | *97CTN0801716A* | 35200 | 21 | 8.5 | 38500 | 29200 | 75.84% | 2.06 | 0 | 11.7 |  |  |  |  | R-454B | 2.9333 | Residential & Commercial | USHP | Ducted CEE Tier 1
215940810 | Central HP <5.4 tons | DAY & NIGHT | HRCU-A-CB (Split System: Heat Pump with Remote Outdoor Unit-Air-Source) | C5H3V36*K*AAA* |  |  | EVD5X60M21A*+WALLCON | *96CTN0802120B* | 35600 | 21.5 | 8.5 | 38000 | 28600 | 75.26% | 2.02 | 0 | 12 |  |  |  |  | R-454B | 2.9667 | Residential & Commercial | USHP | Ducted CEE Tier 1
212988219 | Central HP <5.4 tons | COMFORTMAKER | HRCU-A-CB (Split System: Heat Pump with Remote Outdoor Unit-Air-Source) | DLCURAH36ABK |  |  | EA*4X48L21A* | *96MSN1002122A* | 35600 | 16 | 8.5 | 37800 | 34600 | 91.53% | 2.04 | 0 | 10 |  |  |  |  | R-410A | 2.9667 | Residential & Commercial | USHP | Ducted CEE Tier 1
216374772 | Central HP <5.4 tons | JOHNSON CONTROLS | HRCU-A-CB (Split System: Heat Pump with Remote Outdoor Unit-Air-Source) | HH860E2S11 |  |  | CTF60C5CGS1 | Z9ET100C16SMPS1 | 44500 | 19 | 9 | 45500 | 33200 | 72.97% | 2 | 0 | 11 |  |  |  |  | R-454B | 3.7083 | Residential & Commercial | USHP | Ducted CEE Tier 1
214397831 | Central HP <5.4 tons | JOHNSON CONTROLS | HRCU-A-CB (Split System: Heat Pump with Remote Outdoor Unit-Air-Source) | HH860E2S11 |  |  | CTM60C5CGS1 | TP9C080C16MP13 | 43500 | 18 | 9 | 44000 | 34000 | 77.27% | 2 | 0 | 11 |  |  |  |  | R-454B | 3.625 | Residential & Commercial | USHP | Ducted CEE Tier 1
212985868 | Central HP <5.4 tons | COMFORTMAKER | HRCU-A-CB (Split System: Heat Pump with Remote Outdoor Unit-Air-Source) | DLCURAH24ABK |  |  | EN(A,D,W)4X36L17** | *96MSN0261410A* | 23400 | 16.5 | 8.1 | 26000 | 24400 | 93.85% | 2.02 | 0 | 10 |  |  |  |  | R-410A | 1.95 | Residential & Commercial | USHP | Ducted CEE Tier 1
214239599 | Central HP <5.4 tons | DAY & NIGHT | HRCU-A-CB (Split System: Heat Pump with Remote Outdoor Unit-Air-Source) | CVH837GKA** |  |  | EN(A,D)4X36L21**+WALLCON | *97CMN1002122B* | 31400 | 16.5 | 8.1 | 33000 | 24000 | 72.73% | 1.82 | 0 | 11 |  |  |  |  | R-410A | 2.6167 | Residential & Commercial | USHP | Ducted CEE Tier 1
214239999 | Central HP <5.4 tons | DAY & NIGHT | HRCU-A-CB (Split System: Heat Pump with Remote Outdoor Unit-Air-Source) | CVH837GKA** |  |  | EN(A,D)4X48L24**+WALLCON | *97CMN1002122B* | 32400 | 17 | 8.1 | 32600 | 24600 | 75.46% | 1.96 | 0 | 11.7 |  |  |  |  | R-410A | 2.7 | Residential & Commercial | USHP | Ducted CEE Tier 1
212986972 | Central HP <5.4 tons | COMFORTMAKER | HRCU-A-CB (Split System: Heat Pump with Remote Outdoor Unit-Air-Source) | DLCURAH24ABK |  |  | EN(A,D,W)4X36L17** | *96MSN0601412A* | 23600 | 16.5 | 8.1 | 26400 | 24200 | 91.67% | 2.02 | 0 | 10 |  |  |  |  | R-410A | 1.9667 | Residential & Commercial | USHP | Ducted CEE Tier 1
211244304 | Central HP <5.4 tons | COMFORTMAKER | HRCU-A-CB (Split System: Heat Pump with Remote Outdoor Unit-Air-Source) | DLCURAH24ABK |  |  | EN(A,D)4X30L14** | *80VTL0451412A* | 24000 | 16.5 | 8.1 | 26200 | 23000 | 87.79% | 1.9 | 0 | 10.5 |  |  |  |  | R-410A | 2 | Residential & Commercial | USHP | Ducted CEE Tier 1
212986923 | Central HP <5.4 tons | DAY & NIGHT | HRCU-A-CB (Split System: Heat Pump with Remote Outdoor Unit-Air-Source) | DLCURAH24ABK |  |  | EA*4X37L17A* | *96MSN0601412A* | 24000 | 16.5 | 8.5 | 25200 | 22200 | 88.1% | 1.84 | 0 | 10 |  |  |  |  | R-410A | 2 | Residential & Commercial | USHP | Ducted CEE Tier 1
212987405 | Central HP <5.4 tons | DAY & NIGHT | HRCU-A-CB (Split System: Heat Pump with Remote Outdoor Unit-Air-Source) | DLCURAH24ABK |  |  | EA*4X36L17A* | *96MSN0801716A* | 23800 | 17 | 8.5 | 26400 | 23600 | 89.39% | 1.96 | 0 | 10 |  |  |  |  | R-410A | 1.9833 | Residential & Commercial | USHP | Ducted CEE Tier 1
215939606 | Central HP <5.4 tons | HEIL | HRCU-A-CB (Split System: Heat Pump with Remote Outdoor Unit-Air-Source) | H5H3V36*K*AAA* |  |  | EA*5X36M17A*+WALLCON | *80CSU0401712B* | 32400 | 19.5 | 9.5 | 35000 | 26800 | 76.57% | 2 | 0 | 11 |  |  |  |  | R-454B | 2.7 | Residential & Commercial | USHP | Ducted CEE Tier 1
215939656 | Central HP <5.4 tons | HEIL | HRCU-A-CB (Split System: Heat Pump with Remote Outdoor Unit-Air-Source) | H5H3V36*K*AAA* |  |  | EA*5X42M21A*+WALLCON | *80CSU0401712B* | 32800 | 20 | 9.5 | 34800 | 26600 | 76.44% | 2.02 | 0 | 11.5 |  |  |  |  | R-454B | 2.7333 | Residential & Commercial | USHP | Ducted CEE Tier 1
215939706 | Central HP <5.4 tons | HEIL | HRCU-A-CB (Split System: Heat Pump with Remote Outdoor Unit-Air-Source) | H5H3V36*K*AAA* |  |  | EA*5X42M21A*+WALLCON | *97CTN1002122A* | 32800 | 20 | 9.5 | 34800 | 26600 | 76.44% | 2 | 0 | 11.5 |  |  |  |  | R-454B | 2.7333 | Residential & Commercial | USHP | Ducted CEE Tier 1
215939756 | Central HP <5.4 tons | HEIL | HRCU-A-CB (Split System: Heat Pump with Remote Outdoor Unit-Air-Source) | H5H3V36*K*AAA* |  |  | EA*5X48M21A*+WALLCON | *97CTN0801716A* | 33200 | 19.5 | 9.5 | 35000 | 26800 | 76.57% | 2.02 | 0 | 11 |  |  |  |  | R-454B | 2.7667 | Residential & Commercial | USHP | Ducted CEE Tier 1
212983592 | Central HP <5.4 tons | DAY & NIGHT | HRCU-A-CB (Split System: Heat Pump with Remote Outdoor Unit-Air-Source) | DLCURAH24ABK |  |  | EN(A,D)4X24L17** | *92MSN0601412A* | 23400 | 16.5 | 8.5 | 27000 | 24600 | 91.11% | 2.04 | 0 | 10 |  |  |  |  | R-410A | 1.95 | Residential & Commercial | USHP | Ducted CEE Tier 1
212984679 | Central HP <5.4 tons | DAY & NIGHT | HRCU-A-CB (Split System: Heat Pump with Remote Outdoor Unit-Air-Source) | DLCURAH24ABK |  |  | EN(A,D,W)4X36L17** | *92MSN0801716A* | 23600 | 17.5 | 8.5 | 26200 | 24600 | 93.89% | 2.04 | 0 | 10.5 |  |  |  |  | R-410A | 1.9667 | Residential & Commercial | USHP | Ducted CEE Tier 1
213781944 | Central HP <5.4 tons | TEMPSTAR | HRCU-A-CB (Split System: Heat Pump with Remote Outdoor Unit-Air-Source) | TVH837GKA2* |  |  | EHD4X42AAL+WALLCON | *80CTL1102120B* | 32600 | 16.5 | 8.1 | 32800 | 24600 | 75% | 1.94 | 0 | 11 |  |  |  |  | R-410A | 2.7167 | Residential & Commercial | USHP | Ducted CEE Tier 1
211245081 | Central HP <5.4 tons | COMFORTMAKER | HRCU-A-CB (Split System: Heat Pump with Remote Outdoor Unit-Air-Source) | DLCURAH24ABK |  |  | EN(A,D,W)4X36L17** | *96VTN0601412A* | 23600 | 16.5 | 8.1 | 25800 | 23800 | 92.25% | 1.98 | 0 | 10 |  |  |  |  | R-410A | 1.9667 | Residential & Commercial | USHP | Ducted CEE Tier 1
211245124 | Central HP <5.4 tons | COMFORTMAKER | HRCU-A-CB (Split System: Heat Pump with Remote Outdoor Unit-Air-Source) | DLCURAH24ABK |  |  | EN(A,D,W)4X36L17** | *80ES(N,L)0451712A* | 24000 | 16.5 | 8.1 | 26200 | 23000 | 87.79% | 1.9 | 0 | 10.5 |  |  |  |  | R-410A | 2 | Residential & Commercial | USHP | Ducted CEE Tier 1
212981850 | Central HP <5.4 tons | DAY & NIGHT | HRCU-A-CB (Split System: Heat Pump with Remote Outdoor Unit-Air-Source) | DLCURAH18ABK |  |  | EA*4X25L17A* | *80MSU1002120A* | 17800 | 16 | 8.1 | 17800 | 17800 | 100% | 2.14 | 0 | 10.5 |  |  |  |  | R-410A | 1.4833 | Residential & Commercial | USHP | Ducted CEE Tier 1
212979971 | Central HP <5.4 tons | DAY & NIGHT | HRCU-A-CB (Split System: Heat Pump with Remote Outdoor Unit-Air-Source) | DLCURAH18ABK |  |  | EA*4X25L17A* | *80MS(N,L)0901714A* | 18100 | 16.5 | 8.5 | 17900 | 17700 | 98.88% | 2.14 | 0 | 11 |  |  |  |  | R-410A | 1.5083 | Residential & Commercial | USHP | Ducted CEE Tier 1
212983526 | Central HP <5.4 tons | CARRIER | HRCU-A-CB (Split System: Heat Pump with Remote Outdoor Unit-Air-Source) | 38MURAQ24AB3* |  |  | CAP**2517AL* | 59SC2E060M14**12 | 24400 | 17 | 8.5 | 25400 | 21600 | 85.04% | 1.8 | 0 | 10 |  |  |  |  | R-410A | 2.0333 | Residential & Commercial | USHP | Ducted CEE Tier 1
212985763 | Central HP <5.4 tons | CARRIER | HRCU-A-CB (Split System: Heat Pump with Remote Outdoor Unit-Air-Source) | 38MURAQ24AB3* |  |  | CAP**2417AL* | 59SC6A026M14**10 | 23400 | 16.5 | 8.5 | 27000 | 26200 | 97.04% | 2.2 | 0 | 10 |  |  |  |  | R-410A | 1.95 | Residential & Commercial | USHP | Ducted CEE Tier 1
212383414 | Central HP <5.4 tons | AIRQUEST | HRCU-A-CB (Split System: Heat Pump with Remote Outdoor Unit-Air-Source) | DLCURAH36ABK |  |  | EA*4X37L21A* | *95ESU0601716A* | 36800 | 15.5 | 8.5 | 39000 | 34800 | 89.23% | 2.1 | 0 | 10 |  |  |  |  | R-410A | 3.0667 | Residential & Commercial | USHP | Ducted CEE Tier 1
212384352 | Central HP <5.4 tons | AIRQUEST | HRCU-A-CB (Split System: Heat Pump with Remote Outdoor Unit-Air-Source) | DLCURAH36ABK |  |  | END4X42L17** | *80ESU0601716A | 36400 | 15.5 | 8.1 | 39500 | 35000 | 88.61% | 1.98 | 0 | 10 |  |  |  |  | R-410A | 3.0333 | Residential & Commercial | USHP | Ducted CEE Tier 1
215683634 | Central HP <5.4 tons | BRYANT HEATING AND COOLING SYSTEMS | HRCU-A-CB (Split System: Heat Pump with Remote Outdoor Unit-Air-Source) | 290VAN024**AA* |  |  | CAA**3017AM*+UI | 987MC42060C17*** | 23000 | 16.5 | 8.5 | 24000 | 16800 | 70% | 1.86 | 0 | 10 |  |  |  |  | R-454B | 1.9167 | Residential & Commercial | USHP | Ducted CEE Tier 1
214066919 | Central HP <5.4 tons | RUUD | HRCU-A-CB (Split System: Heat Pump with Remote Outdoor Unit-Air-Source) | RD17AZ36AJ3N |  |  | RCFZ3621MTANM | U802VA075317Z | 34200 | 18 | 8.1 | 34200 | 29600 | 86.55% | 1.9 | 0 | 10 |  |  |  |  | R-410A | 2.85 | Residential & Commercial | USHP | Ducted CEE Tier 1
214066720 | Central HP <5.4 tons | RUUD | HRCU-A-CB (Split System: Heat Pump with Remote Outdoor Unit-Air-Source) | RD17AZ36AJ3N |  |  | RCFZ3621MTANM | R802V0754A17UHN | 34200 | 18 | 8.1 | 34200 | 29400 | 85.96% | 2 | 0 | 10 |  |  |  |  | R-410A | 2.85 | Residential & Commercial | USHP | Ducted CEE Tier 1
214075408 | Central HP <5.4 tons | RUUD | HRCU-A-CB (Split System: Heat Pump with Remote Outdoor Unit-Air-Source) | RD17AZ24AJ3N |  |  | RCFZ2417MTANM | R802V0504A17UHN | 22600 | 17 | 9.5 | 22600 | 16900 | 74.78% | 2 | 0 | 11.2 |  |  |  |  | R-410A | 1.8833 | Residential & Commercial | USHP | Ducted CEE Tier 1
211712650 | Central HP <5.4 tons | COMFORTMAKER | HRCU-A-CB (Split System: Heat Pump with Remote Outdoor Unit-Air-Source) | DLCURAH30ABK |  |  | EA*4X42L24A* | *96VTN1002122A* | 29600 | 15.2 | 8.1 | 33800 | 27200 | 80.47% | 1.78 | 0 | 9 |  |  |  |  | R-410A | 2.4667 | Residential & Commercial | USHP
211245349 | Central HP <5.4 tons | COMFORTMAKER | HRCU-A-CB (Split System: Heat Pump with Remote Outdoor Unit-Air-Source) | DLCURAH24ABK |  |  | EN(A,D)4X36L21** | *96VSN0801716A* | 24200 | 16.5 | 8.1 | 26200 | 23000 | 87.79% | 1.9 | 0 | 10.5 |  |  |  |  | R-410A | 2.0167 | Residential & Commercial | USHP | Ducted CEE Tier 1
211245558 | Central HP <5.4 tons | COMFORTMAKER | HRCU-A-CB (Split System: Heat Pump with Remote Outdoor Unit-Air-Source) | DLCURAH24ABK |  |  | EN(A,D)4X36L21** | *96VTN0802120A* | 23600 | 17 | 8.1 | 25800 | 23800 | 92.25% | 1.98 | 0 | 10.5 |  |  |  |  | R-410A | 1.9667 | Residential & Commercial | USHP | Ducted CEE Tier 1
211245660 | Central HP <5.4 tons | COMFORTMAKER | HRCU-A-CB (Split System: Heat Pump with Remote Outdoor Unit-Air-Source) | DLCURAH24ABK |  |  | EN(A,D)4X36L21** | *92ESN0601714A* | 24400 | 16.5 | 8.1 | 26400 | 22800 | 86.36% | 1.88 | 0 | 10.5 |  |  |  |  | R-410A | 2.0333 | Residential & Commercial | USHP | Ducted CEE Tier 1
211245726 | Central HP <5.4 tons | COMFORTMAKER | HRCU-A-CB (Split System: Heat Pump with Remote Outdoor Unit-Air-Source) | DLCURAH24ABK |  |  | EN(A,D)4X36L21** | *92ESN0401712A* | 23600 | 15.5 | 8.1 | 26200 | 23400 | 89.31% | 1.92 | 0 | 10 |  |  |  |  | R-410A | 1.9667 | Residential & Commercial | USHP | Ducted CEE Tier 1
211713131 | Central HP <5.4 tons | HEIL | HRCU-A-CB (Split System: Heat Pump with Remote Outdoor Unit-Air-Source) | DLCURAH30ABK |  |  | EA*4X43L21A* | *80ESU0401712A* | 31200 | 15.2 | 8.1 | 33400 | 26000 | 77.84% | 1.86 | 0 | 9 |  |  |  |  | R-410A | 2.6 | Residential & Commercial | USHP
216682824 | Central HP <5.4 tons | TEMPSTAR | HRCU-A-CB (Split System: Heat Pump with Remote Outdoor Unit-Air-Source) | DLCURAH30ABK |  |  | EA*4X43L21A* | *97VTN1002122A* | 30400 | 15.2 | 9 | 33000 | 26000 | 78.79% | 1.78 | 0 | 9 |  |  |  |  | R-410A | 2.5333 | Residential & Commercial | USHP
216680872 | Central HP <5.4 tons | TEMPSTAR | HRCU-A-CB (Split System: Heat Pump with Remote Outdoor Unit-Air-Source) | DLCURAH18ABK |  |  | EA*4X30L17A* | *97VTN0801716A* | 17400 | 16 | 8.5 | 17900 | 18300 | 102.2% | 2.14 | 0 | 10.5 |  |  |  |  | R-410A | 1.45 | Residential & Commercial | USHP | Ducted CEE Tier 1
215940910 | Central HP <5.4 tons | DAY & NIGHT | HRCU-A-CB (Split System: Heat Pump with Remote Outdoor Unit-Air-Source) | C5H3V36*K*AAA* |  |  | EVD5X60M24A*+WALLCON | *97CTN1202422A* | 35600 | 22 | 8.5 | 38000 | 28400 | 74.74% | 2.04 | 0 | 12.5 |  |  |  |  | R-454B | 2.9667 | Residential & Commercial | USHP | Ducted CEE Tier 1
215939956 | Central HP <5.4 tons | HEIL | HRCU-A-CB (Split System: Heat Pump with Remote Outdoor Unit-Air-Source) | H5H3V36*K*AAA* |  |  | ESH5X36M12A*+WALLCON | *80CSU0601716B* | 33400 | 19 | 9 | 34800 | 26600 | 76.44% | 1.92 | 0 | 11.5 |  |  |  |  | R-454B | 2.7833 | Residential & Commercial | USHP | Ducted CEE Tier 1
215940056 | Central HP <5.4 tons | HEIL | HRCU-A-CB (Split System: Heat Pump with Remote Outdoor Unit-Air-Source) | H5H3V36*K*AAA* |  |  | ESH5X42M12A*+WALLCON | *97CTN0801716A* | 33400 | 18.5 | 9 | 35200 | 27000 | 76.7% | 1.92 | 0 | 11 |  |  |  |  | R-454B | 2.7833 | Residential & Commercial | USHP | Ducted CEE Tier 1
212989531 | Central HP <5.4 tons | DAY & NIGHT | HRCU-A-CB (Split System: Heat Pump with Remote Outdoor Unit-Air-Source) | DLCURAH30ABK |  |  | EA*4X37L21A* | *95MSU0802120A* | 30600 | 15.2 | 8.1 | 33400 | 26400 | 79.04% | 1.86 | 0 | 9 |  |  |  |  | R-410A | 2.55 | Residential & Commercial | USHP
214572610 | Central HP <5.4 tons | HEIL | HRCU-A-CB (Split System: Heat Pump with Remote Outdoor Unit-Air-Source) | HVH837GKA** |  |  | EA*4X42L21A*+WALLCON | *95CSU1002122B* | 31800 | 17.5 | 8.5 | 32800 | 24400 | 74.39% | 1.9 | 0 | 11 |  |  |  |  | R-410A | 2.65 | Residential & Commercial | USHP | Ducted CEE Tier 1
213297497 | Central HP <5.4 tons | JOHNSON CONTROLS | HRCU-A-CB (Split System: Heat Pump with Remote Outdoor Unit-Air-Source) | HMH72B341 |  |  | XAFC48FXXN1+TXV | Z8ET080C16LMPS1 | 33600 | 17.5 | 8.5 | 32800 | 23200 | 70.73% | 2.08 | 0 | 9.5 |  |  |  |  | R-410A | 2.8 | Residential & Commercial | USHP
215939966 | Central HP <5.4 tons | HEIL | HRCU-A-CB (Split System: Heat Pump with Remote Outdoor Unit-Air-Source) | H5H3V36*K*AAA* |  |  | ESH5X36M12A*+WALLCON | *97CTN0601716A* | 33000 | 18 | 9 | 35600 | 27400 | 76.97% | 1.9 | 0 | 10.5 |  |  |  |  | R-454B | 2.75 | Residential & Commercial | USHP | Ducted CEE Tier 1
215940466 | Central HP <5.4 tons | HEIL | HRCU-A-CB (Split System: Heat Pump with Remote Outdoor Unit-Air-Source) | H5H3V36*K*AAA* |  |  | EVM5X60M24A*+WALLCON | *96CTN0802120B* | 35400 | 21.5 | 8.5 | 38000 | 28600 | 75.26% | 2.04 | 0 | 12 |  |  |  |  | R-454B | 2.95 | Residential & Commercial | USHP | Ducted CEE Tier 1
215940666 | Central HP <5.4 tons | HEIL | HRCU-A-CB (Split System: Heat Pump with Remote Outdoor Unit-Air-Source) | H5H3V36*K*AAA* |  |  | EVD5X42M21A*+WALLCON | *97CTN0802120A* | 34400 | 20.5 | 8.5 | 38500 | 28200 | 73.25% | 2.04 | 0 | 11.7 |  |  |  |  | R-454B | 2.8667 | Residential & Commercial | USHP | Ducted CEE Tier 1
215940766 | Central HP <5.4 tons | HEIL | HRCU-A-CB (Split System: Heat Pump with Remote Outdoor Unit-Air-Source) | H5H3V36*K*AAA* |  |  | EVD5X49M24A*+WALLCON | *96CTN0802120B* | 35400 | 21.5 | 8.5 | 38000 | 28600 | 75.26% | 2.04 | 0 | 12 |  |  |  |  | R-454B | 2.95 | Residential & Commercial | USHP | Ducted CEE Tier 1
215940966 | Central HP <5.4 tons | HEIL | HRCU-A-CB (Split System: Heat Pump with Remote Outdoor Unit-Air-Source) | H5H3V48*K*AAA* |  |  | EA*5X48M21A*+WALLCON | *97CTN0801716A* | 43000 | 20 | 9.5 | 48500 | 37400 | 77.11% | 2 | 0 | 10.5 |  |  |  |  | R-454B | 3.5833 | Residential & Commercial | USHP | Ducted CEE Tier 1
214572570 | Central HP <5.4 tons | HEIL | HRCU-A-CB (Split System: Heat Pump with Remote Outdoor Unit-Air-Source) | HVH837GKA** |  |  | EA*4X37L21A*+WALLCON | *97CMN0802120B* | 32800 | 17.5 | 8.5 | 32800 | 25200 | 76.83% | 2 | 0 | 11.5 |  |  |  |  | R-410A | 2.7333 | Residential & Commercial | USHP | Ducted CEE Tier 1
214571150 | Central HP <5.4 tons | HEIL | HRCU-A-CB (Split System: Heat Pump with Remote Outdoor Unit-Air-Source) | HVH825GKA3* |  |  | EN(A,D,W)4X42L21**+WALLCON | *80CTL0702120B* | 23800 | 16.5 | 8.1 | 21400 | 16700 | 78.04% | 1.96 | 0 | 11 |  |  |  |  | R-410A | 1.9833 | Residential & Commercial | USHP | Ducted CEE Tier 1
214573470 | Central HP <5.4 tons | HEIL | HRCU-A-CB (Split System: Heat Pump with Remote Outdoor Unit-Air-Source) | HVH837GKA** |  |  | EN(A,D,W)4X48L21**+WALLCON | *97CMN0802120B* | 32400 | 17.5 | 8.5 | 32800 | 24800 | 75.61% | 1.96 | 0 | 11.5 |  |  |  |  | R-410A | 2.7 | Residential & Commercial | USHP | Ducted CEE Tier 1
212984984 | Central HP <5.4 tons | COMFORTMAKER | HRCU-A-CB (Split System: Heat Pump with Remote Outdoor Unit-Air-Source) | DLCURAH30ABK |  |  | EA*4X42L21A* | *92MSN0802120A* | 30000 | 15.2 | 8.1 | 34200 | 27600 | 80.7% | 1.8 | 0 | 9 |  |  |  |  | R-410A | 2.5 | Residential & Commercial | USHP
212987392 | Central HP <5.4 tons | COMFORTMAKER | HRCU-A-CB (Split System: Heat Pump with Remote Outdoor Unit-Air-Source) | DLCURAH24ABK |  |  | EA*4X30L17A* | *96MSN0801716A* | 23600 | 17 | 8.5 | 26400 | 24200 | 91.67% | 2.02 | 0 | 10 |  |  |  |  | R-410A | 1.9667 | Residential & Commercial | USHP | Ducted CEE Tier 1
212988726 | Central HP <5.4 tons | COMFORTMAKER | HRCU-A-CB (Split System: Heat Pump with Remote Outdoor Unit-Air-Source) | DLCURAH24ABK |  |  | EN(A,D)4X24L17** | *95MSU0401712A* | 23200 | 16 | 8.5 | 27000 | 25200 | 93.33% | 2.1 | 0 | 10 |  |  |  |  | R-410A | 1.9333 | Residential & Commercial | USHP | Ducted CEE Tier 1
212982437 | Central HP <5.4 tons | COMFORTMAKER | HRCU-A-CB (Split System: Heat Pump with Remote Outdoor Unit-Air-Source) | DLCURAH18ABK |  |  | EN(A,D)4X30L17** | *80MSU0401712A* | 17500 | 16 | 8.1 | 18200 | 18500 | 101.6% | 2.22 | 0 | 10.5 |  |  |  |  | R-410A | 1.4583 | Residential & Commercial | USHP | Ducted CEE Tier 1
211260436 | Central HP <5.4 tons | HEIL | HRCU-A-CB (Split System: Heat Pump with Remote Outdoor Unit-Air-Source) | DLCURAH18ABK |  |  | EA*4X24L17A* | *80VTL0701716A* | 17300 | 16 | 8.5 | 18100 | 19200 | 106.1% | 2.32 | 0 | 10.5 |  |  |  |  | R-410A | 1.4417 | Residential & Commercial | USHP | Ducted CEE Tier 1
211260488 | Central HP <5.4 tons | HEIL | HRCU-A-CB (Split System: Heat Pump with Remote Outdoor Unit-Air-Source) | DLCURAH18ABK |  |  | EA*4X24L17A* | *96VTN0401410A* | 17400 | 16 | 8.5 | 18300 | 19200 | 104.9% | 2.3 | 0 | 10.5 |  |  |  |  | R-410A | 1.45 | Residential & Commercial | USHP | Ducted CEE Tier 1
211260539 | Central HP <5.4 tons | HEIL | HRCU-A-CB (Split System: Heat Pump with Remote Outdoor Unit-Air-Source) | DLCURAH18ABK |  |  | EA*4X24L17A* | *80ES(N,L)0451412A* | 18000 | 16 | 8.5 | 18900 | 18900 | 100% | 2.28 | 0 | 10.5 |  |  |  |  | R-410A | 1.5 | Residential & Commercial | USHP | Ducted CEE Tier 1
212985281 | Central HP <5.4 tons | DAY & NIGHT | HRCU-A-CB (Split System: Heat Pump with Remote Outdoor Unit-Air-Source) | DLCURAH30ABK |  |  | EA*4X42L21A* | *92MSN1002120A* | 30200 | 15.2 | 8.1 | 34200 | 27400 | 80.12% | 1.8 | 0 | 9 |  |  |  |  | R-410A | 2.5167 | Residential & Commercial | USHP
210599063 | Central HP <5.4 tons | AIRQUEST | HRCU-A-CB (Split System: Heat Pump with Remote Outdoor Unit-Air-Source) | HVH837GKA** |  |  | EA*4X36L21A*+WALLCON | *95CSU0802120A* | 31600 | 17 | 8.1 | 33200 | 24200 | 72.89% | 1.86 | 0 | 11 |  |  |  |  | R-410A | 2.6333 | Residential & Commercial | USHP | Ducted CEE Tier 1
210599104 | Central HP <5.4 tons | AIRQUEST | HRCU-A-CB (Split System: Heat Pump with Remote Outdoor Unit-Air-Source) | HVH837GKA** |  |  | EA*4X42L21A*+WALLCON | *95CSU0802120A* | 31800 | 17.5 | 8.1 | 33000 | 24400 | 73.94% | 1.9 | 0 | 11 |  |  |  |  | R-410A | 2.65 | Residential & Commercial | USHP | Ducted CEE Tier 1
210599220 | Central HP <5.4 tons | AIRQUEST | HRCU-A-CB (Split System: Heat Pump with Remote Outdoor Unit-Air-Source) | HVH837GKA** |  |  | EA*4X61L21A*+WALLCON | *80CSU0401712A* | 33200 | 17.5 | 8.1 | 32000 | 24800 | 77.5% | 1.98 | 0 | 11.5 |  |  |  |  | R-410A | 2.7667 | Residential & Commercial | USHP | Ducted CEE Tier 1
212986235 | Central HP <5.4 tons | CARRIER | HRCU-A-CB (Split System: Heat Pump with Remote Outdoor Unit-Air-Source) | 38MURAQ24AB3* |  |  | CNPV*3014AL* | 59SC6A040M14**10 | 23400 | 16 | 8.1 | 26400 | 24600 | 93.18% | 2.02 | 0 | 10 |  |  |  |  | R-410A | 1.95 | Residential & Commercial | USHP | Ducted CEE Tier 1
212986937 | Central HP <5.4 tons | CARRIER | HRCU-A-CB (Split System: Heat Pump with Remote Outdoor Unit-Air-Source) | 38MURAQ24AB3* |  |  | CNPV*2417AL* | 59SC6A060M14**12 | 23200 | 16.5 | 8.5 | 27000 | 25200 | 93.33% | 2.1 | 0 | 10 |  |  |  |  | R-410A | 1.9333 | Residential & Commercial | USHP | Ducted CEE Tier 1
215935414 | Central HP <5.4 tons | CARRIER | HRCU-A-CB (Split System: Heat Pump with Remote Outdoor Unit-Air-Source) | 27VNA336A*030* |  |  | CVAMA6024XMA*+UI | 59MN7C100C21**22 | 35600 | 22 | 8.5 | 38000 | 28400 | 74.74% | 2.04 | 0 | 12.5 |  |  |  |  | R-454B | 2.9667 | Residential & Commercial | USHP | Ducted CEE Tier 1
215935514 | Central HP <5.4 tons | CARRIER | HRCU-A-CB (Split System: Heat Pump with Remote Outdoor Unit-Air-Source) | 27VNA336A*030* |  |  | CVAVA2517XMA*+UI | 59TN6C060C17**14 | 34000 | 20 | 8.1 | 38000 | 27200 | 71.58% | 2 | 0 | 11 |  |  |  |  | R-454B | 2.8333 | Residential & Commercial | USHP | Ducted CEE Tier 1
215935664 | Central HP <5.4 tons | CARRIER | HRCU-A-CB (Split System: Heat Pump with Remote Outdoor Unit-Air-Source) | 27VNA336A*030* |  |  | CVAVA3621XMA*+UI | 58TN*B110C21**20 | 34400 | 21 | 8.5 | 38500 | 28000 | 72.73% | 2.04 | 0 | 12 |  |  |  |  | R-454B | 2.8667 | Residential & Commercial | USHP | Ducted CEE Tier 1
215935784 | Central HP <5.4 tons | CARRIER | HRCU-A-CB (Split System: Heat Pump with Remote Outdoor Unit-Air-Source) | 27VNA336A*030* |  |  | CVAVA3721XMA*+UI | 59MN7C060C17**14 | 34400 | 20.5 | 8.5 | 38000 | 27600 | 72.63% | 2.08 | 0 | 11 |  |  |  |  | R-454B | 2.8667 | Residential & Commercial | USHP | Ducted CEE Tier 1
214573300 | Central HP <5.4 tons | HEIL | HRCU-A-CB (Split System: Heat Pump with Remote Outdoor Unit-Air-Source) | HVH837GKA** |  |  | EHD4X60AAL+WALLCON | *96CTN0802120B* | 33000 | 18 | 8.5 | 32000 | 24800 | 77.5% | 2.02 | 0 | 11.5 |  |  |  |  | R-410A | 2.75 | Residential & Commercial | USHP | Ducted CEE Tier 1
214279943 | Central HP <5.4 tons | BRYANT HEATING AND COOLING SYSTEMS | HRCU-A-CB (Split System: Heat Pump with Remote Outdoor Unit-Air-Source) | 38MURAQ24AB3* |  |  | CAP**3721AL* | 916SA48060M17*** | 24600 | 17 | 9 | 25400 | 21200 | 83.46% | 1.78 | 0 | 10 |  |  |  |  | R-410A | 2.05 | Residential & Commercial | USHP | Ducted CEE Tier 1
215588492 | Central HP <5.4 tons | BRYANT HEATING AND COOLING SYSTEMS | HRCU-A-CB (Split System: Heat Pump with Remote Outdoor Unit-Air-Source) | 291VAN054**AA* |  |  | CVAMA6024XMA*+UI | 987TA66100C21*** | 52000 | 19 | 8.1 | 53000 | 46500 | 87.74% | 1.85 | 0 | 11.5 |  |  |  |  | R-454B | 4.3333 | Residential & Commercial | USHP | Ducted CEE Tier 1
214075541 | Central HP <5.4 tons | RUUD | HRCU-A-CB (Split System: Heat Pump with Remote Outdoor Unit-Air-Source) | RD17AZ24AJ3N |  |  | RCFZ2417MTANM | R921V0603A17M4S | 22600 | 17 | 9.5 | 22600 | 17000 | 75.22% | 2 | 0 | 10 |  |  |  |  | R-410A | 1.8833 | Residential & Commercial | USHP | Ducted CEE Tier 1
210589360 | Central HP <5.4 tons | RUUD | HRCU-A-CB (Split System: Heat Pump with Remote Outdoor Unit-Air-Source) | UP18AZ60AJVC |  |  | RCFZ6021SEAAM | U802VA100521M | 53000 | 19 | 8.1 | 52500 | 50000 | 95.24% | 1.9 | 0 | 10 |  |  |  |  | R-410A | 4.4167 | Residential & Commercial | USHP | Ducted CEE Tier 1
215935489 | Central HP <5.4 tons | COMFORTMAKER | HRCU-A-CB (Split System: Heat Pump with Remote Outdoor Unit-Air-Source) | C5H3V36*K*AAA* |  |  | EVM5X61M24A*+WALLCON | *95CSU1002122B* | 36000 | 22.5 | 8.5 | 37600 | 28200 | 75% | 2.06 | 0 | 12.5 |  |  |  |  | R-454B | 3 | Residential & Commercial | USHP | Ducted CEE Tier 1
213778780 | Central HP <5.4 tons | COMFORTMAKER | HRCU-A-CB (Split System: Heat Pump with Remote Outdoor Unit-Air-Source) | CVH837GKA** |  |  | EA*4X36L17A*+WALLCON | *97CMN0601714B* | 31200 | 16.5 | 8.1 | 33400 | 24600 | 73.65% | 1.82 | 0 | 10.5 |  |  |  |  | R-410A | 2.6 | Residential & Commercial | USHP | Ducted CEE Tier 1
214573250 | Central HP <5.4 tons | HEIL | HRCU-A-CB (Split System: Heat Pump with Remote Outdoor Unit-Air-Source) | HVH837GKA** |  |  | EHD4X60AAL+WALLCON | *80CTL0702120B* | 33000 | 17 | 8.5 | 32200 | 25000 | 77.64% | 2 | 0 | 11 |  |  |  |  | R-410A | 2.75 | Residential & Commercial | USHP | Ducted CEE Tier 1
214573350 | Central HP <5.4 tons | HEIL | HRCU-A-CB (Split System: Heat Pump with Remote Outdoor Unit-Air-Source) | HVH837GKA** |  |  | EN(A,D)4X36L21**+WALLCON | *97CMN0802120B* | 31400 | 17 | 8.1 | 33200 | 24200 | 72.89% | 1.82 | 0 | 11 |  |  |  |  | R-410A | 2.6167 | Residential & Commercial | USHP | Ducted CEE Tier 1
214573400 | Central HP <5.4 tons | HEIL | HRCU-A-CB (Split System: Heat Pump with Remote Outdoor Unit-Air-Source) | HVH837GKA** |  |  | EN(A,D,W)4X42L21**+WALLCON | *97CMN0602120B* | 31600 | 16.5 | 8.1 | 33200 | 24600 | 74.1% | 1.86 | 0 | 11 |  |  |  |  | R-410A | 2.6333 | Residential & Commercial | USHP | Ducted CEE Tier 1
214573450 | Central HP <5.4 tons | HEIL | HRCU-A-CB (Split System: Heat Pump with Remote Outdoor Unit-Air-Source) | HVH837GKA** |  |  | EN(A,D,W)4X48L21**+WALLCON | *95CSU1002122B* | 32400 | 17.5 | 8.5 | 32600 | 24800 | 76.07% | 1.98 | 0 | 11.5 |  |  |  |  | R-410A | 2.7 | Residential & Commercial | USHP | Ducted CEE Tier 1
215940946 | Central HP <5.4 tons | HEIL | HRCU-A-CB (Split System: Heat Pump with Remote Outdoor Unit-Air-Source) | H5H3V48*K*AAA* |  |  | EA*5X48M21A*+WALLCON | *80CSU0401712B* | 43500 | 21 | 9.5 | 48000 | 36400 | 75.83% | 1.92 | 0 | 11 |  |  |  |  | R-454B | 3.625 | Residential & Commercial | USHP | Ducted CEE Tier 1
213778820 | Central HP <5.4 tons | COMFORTMAKER | HRCU-A-CB (Split System: Heat Pump with Remote Outdoor Unit-Air-Source) | CVH837GKA** |  |  | EA*4X36L21A*+WALLCON | *80CTL0451712B* | 31200 | 16.5 | 8.1 | 33400 | 24600 | 73.65% | 1.82 | 0 | 10.5 |  |  |  |  | R-410A | 2.6 | Residential & Commercial | USHP | Ducted CEE Tier 1
212984198 | Central HP <5.4 tons | COMFORTMAKER | HRCU-A-CB (Split System: Heat Pump with Remote Outdoor Unit-Air-Source) | DLCURAH18ABK |  |  | EA*4X30L17A* | *92MSN0601714A* | 17700 | 16.5 | 8.5 | 18300 | 18700 | 102.2% | 2.24 | 0 | 10.5 |  |  |  |  | R-410A | 1.475 | Residential & Commercial | USHP | Ducted CEE Tier 1
212985968 | Central HP <5.4 tons | COMFORTMAKER | HRCU-A-CB (Split System: Heat Pump with Remote Outdoor Unit-Air-Source) | DLCURAH18ABK |  |  | EN(A,D)4X30L14** | *96MSN0261410A* | 17500 | 16 | 8.1 | 18100 | 18600 | 102.8% | 2.24 | 0 | 11 |  |  |  |  | R-410A | 1.4583 | Residential & Commercial | USHP | Ducted CEE Tier 1
212987524 | Central HP <5.4 tons | COMFORTMAKER | HRCU-A-CB (Split System: Heat Pump with Remote Outdoor Unit-Air-Source) | DLCURAH18ABK |  |  | EA*4X25L17A* | *96MSN0801716A* | 18200 | 16.5 | 8.5 | 18100 | 17600 | 97.24% | 2.14 | 0 | 11 |  |  |  |  | R-410A | 1.5167 | Residential & Commercial | USHP | Ducted CEE Tier 1
212988810 | Central HP <5.4 tons | COMFORTMAKER | HRCU-A-CB (Split System: Heat Pump with Remote Outdoor Unit-Air-Source) | DLCURAH18ABK |  |  | EA*4X30L17A* | *95MSU0401712A* | 17400 | 16 | 8.5 | 18000 | 18800 | 104.4% | 2.26 | 0 | 10.5 |  |  |  |  | R-410A | 1.45 | Residential & Commercial | USHP | Ducted CEE Tier 1
214398299 | Central HP <5.4 tons | JOHNSON CONTROLS | HRCU-A-CB (Split System: Heat Pump with Remote Outdoor Unit-Air-Source) | HH860E2S11 |  |  | CTM60C5CGS1 | TM9Y100C20MP11 | 44500 | 17 | 9 | 46500 | 34800 | 74.84% | 2 | 0 | 11 |  |  |  |  | R-454B | 3.7083 | Residential & Commercial | USHP | Ducted CEE Tier 1
214398056 | Central HP <5.4 tons | JOHNSON CONTROLS | HRCU-A-CB (Split System: Heat Pump with Remote Outdoor Unit-Air-Source) | HH860E2S11 |  |  | CTM60C5CHS1 | TPLC120C20MP13 | 53500 | 19 | 9 | 54000 | 39000 | 72.22% | 2 | 0 | 11 |  |  |  |  | R-454B | 4.4583 | Residential & Commercial | USHP | Ducted CEE Tier 1
216374742 | Central HP <5.4 tons | JOHNSON CONTROLS | HRCU-A-CB (Split System: Heat Pump with Remote Outdoor Unit-Air-Source) | HH824E2S11 |  |  | CTU30B5XCS1+TXV | Z9ET060B12SMPS1 | 23000 | 18 | 9.5 | 23000 | 18500 | 80.43% | 2 | 0 | 11.7 |  |  |  |  | R-454B | 1.9167 | Residential & Commercial | USHP | Ducted CEE Tier 1
214243247 | Central HP <5.4 tons | HEIL | HRCU-A-CB (Split System: Heat Pump with Remote Outdoor Unit-Air-Source) | HVH825GKA2* |  |  | EN(A,D)4X48L24**+WALLCON | *96CTN1002122B* | 24200 | 17 | 8.1 | 21200 | 16600 | 78.3% | 2.02 | 0 | 11.5 |  |  |  |  | R-410A | 2.0167 | Residential & Commercial | USHP | Ducted CEE Tier 1
214243147 | Central HP <5.4 tons | HEIL | HRCU-A-CB (Split System: Heat Pump with Remote Outdoor Unit-Air-Source) | HVH825GKA2* |  |  | EN(A,D,W)4X48L21**+WALLCON | *97CMN0801714B* | 24000 | 16.5 | 8.1 | 21400 | 16600 | 77.57% | 2 | 0 | 11 |  |  |  |  | R-410A | 2 | Residential & Commercial | USHP | Ducted CEE Tier 1
214239355 | Central HP <5.4 tons | HEIL | HRCU-A-CB (Split System: Heat Pump with Remote Outdoor Unit-Air-Source) | HVH837GKA2* |  |  | EN(A,D,W)4X60L24**+WALLCON | *80CTL0902120B* | 32800 | 17.5 | 8.1 | 32200 | 24600 | 76.4% | 1.96 | 0 | 12 |  |  |  |  | R-410A | 2.7333 | Residential & Commercial | USHP | Ducted CEE Tier 1
212984031 | Central HP <5.4 tons | DAY & NIGHT | HRCU-A-CB (Split System: Heat Pump with Remote Outdoor Unit-Air-Source) | DLCURAH24ABK |  |  | EA*4X24L17A* | *92MSN0601714A* | 23400 | 17 | 8.5 | 26800 | 26400 | 98.51% | 2.24 | 0 | 10 |  |  |  |  | R-410A | 1.95 | Residential & Commercial | USHP | Ducted CEE Tier 1
210599252 | Central HP <5.4 tons | AIRQUEST | HRCU-A-CB (Split System: Heat Pump with Remote Outdoor Unit-Air-Source) | HVH837GKA** |  |  | EA*4X61L21A*+WALLCON | *95CSU1002122A* | 33200 | 18 | 8.5 | 32000 | 24800 | 77.5% | 2 | 0 | 11.5 |  |  |  |  | R-410A | 2.7667 | Residential & Commercial | USHP | Ducted CEE Tier 1
213782244 | Central HP <5.4 tons | TEMPSTAR | HRCU-A-CB (Split System: Heat Pump with Remote Outdoor Unit-Air-Source) | TVH837GKA2* |  |  | EHD4X60AAL+WALLCON | *80CTL0901716B* | 33000 | 16.5 | 8.1 | 32200 | 24800 | 77.02% | 1.98 | 0 | 11 |  |  |  |  | R-410A | 2.75 | Residential & Commercial | USHP | Ducted CEE Tier 1
210599272 | Central HP <5.4 tons | AIRQUEST | HRCU-A-CB (Split System: Heat Pump with Remote Outdoor Unit-Air-Source) | HVH837GKA** |  |  | EA*4X61L24A*+WALLCON | *80CSU1002120A* | 33200 | 17.5 | 8.1 | 32000 | 24800 | 77.5% | 1.98 | 0 | 11.5 |  |  |  |  | R-410A | 2.7667 | Residential & Commercial | USHP | Ducted CEE Tier 1
215939936 | Central HP <5.4 tons | HEIL | HRCU-A-CB (Split System: Heat Pump with Remote Outdoor Unit-Air-Source) | H5H3V36*K*AAA* |  |  | ESH5X36M12A*+WALLCON | *96CTN0802120B* | 33200 | 19 | 9 | 35000 | 26800 | 76.57% | 1.92 | 0 | 11 |  |  |  |  | R-454B | 2.7667 | Residential & Commercial | USHP | Ducted CEE Tier 1
215940536 | Central HP <5.4 tons | HEIL | HRCU-A-CB (Split System: Heat Pump with Remote Outdoor Unit-Air-Source) | H5H3V36*K*AAA* |  |  | EVD5X36M21A*+WALLCON | *97CTN0601716A* | 34000 | 20 | 8.5 | 39500 | 28800 | 72.91% | 2.02 | 0 | 11 |  |  |  |  | R-454B | 2.8333 | Residential & Commercial | USHP | Ducted CEE Tier 1
211260179 | Central HP <5.4 tons | HEIL | HRCU-A-CB (Split System: Heat Pump with Remote Outdoor Unit-Air-Source) | DLCURAH18ABK |  |  | EA*4X24L14A* | *95ESN0261410A* | 17900 | 15.5 | 8.5 | 19000 | 18900 | 99.47% | 2.26 | 0 | 10.5 |  |  |  |  | R-410A | 1.4917 | Residential & Commercial | USHP | Ducted CEE Tier 1
211260193 | Central HP <5.4 tons | HEIL | HRCU-A-CB (Split System: Heat Pump with Remote Outdoor Unit-Air-Source) | DLCURAH18ABK |  |  | EA*4X24L14A* | *80ES(N,L)0451412A* | 18000 | 16 | 8.5 | 18900 | 18900 | 100% | 2.28 | 0 | 10.5 |  |  |  |  | R-410A | 1.5 | Residential & Commercial | USHP | Ducted CEE Tier 1
211260764 | Central HP <5.4 tons | HEIL | HRCU-A-CB (Split System: Heat Pump with Remote Outdoor Unit-Air-Source) | DLCURAH18ABK |  |  | EA*4X25L17A* | *95ESU0401712A* | 18200 | 16.5 | 8.5 | 18000 | 17600 | 97.78% | 2.12 | 0 | 11 |  |  |  |  | R-410A | 1.5167 | Residential & Commercial | USHP | Ducted CEE Tier 1
211261012 | Central HP <5.4 tons | HEIL | HRCU-A-CB (Split System: Heat Pump with Remote Outdoor Unit-Air-Source) | DLCURAH18ABK |  |  | EA*4X25L17A* | *80ES(N,L)0701712A* | 18600 | 16.5 | 8.5 | 18400 | 17400 | 94.57% | 2.12 | 0 | 11 |  |  |  |  | R-410A | 1.55 | Residential & Commercial | USHP | Ducted CEE Tier 1
215942376 | Central HP <5.4 tons | DAY & NIGHT | HRCU-A-CB (Split System: Heat Pump with Remote Outdoor Unit-Air-Source) | C5H3V36*K*AAA* |  |  | EVM5X44M21A*+WALLCON | *96CTN0601714B* | 35200 | 21 | 8.5 | 37400 | 28000 | 74.87% | 2.06 | 0 | 11.7 |  |  |  |  | R-454B | 2.9333 | Residential & Commercial | USHP | Ducted CEE Tier 1
215940836 | Central HP <5.4 tons | HEIL | HRCU-A-CB (Split System: Heat Pump with Remote Outdoor Unit-Air-Source) | H5H3V36*K*AAA* |  |  | EVD5X60M21A*+WALLCON | *97CTN0601716A* | 35200 | 21 | 8.5 | 38500 | 29200 | 75.84% | 2 | 0 | 11.7 |  |  |  |  | R-454B | 2.9333 | Residential & Commercial | USHP | Ducted CEE Tier 1
215940916 | Central HP <5.4 tons | HEIL | HRCU-A-CB (Split System: Heat Pump with Remote Outdoor Unit-Air-Source) | H5H3V36*K*AAA* |  |  | EVD5X61M21A*+WALLCON | *97CTN0801716A* | 35600 | 21.5 | 8.5 | 38000 | 28800 | 75.79% | 2.04 | 0 | 12 |  |  |  |  | R-454B | 2.9667 | Residential & Commercial | USHP | Ducted CEE Tier 1
212985770 | Central HP <5.4 tons | HEIL | HRCU-A-CB (Split System: Heat Pump with Remote Outdoor Unit-Air-Source) | DLCURAH24ABK |  |  | EA*4X24L17A* | *96MSN0261410A* | 23400 | 16.5 | 8.5 | 27000 | 26200 | 97.04% | 2.2 | 0 | 10 |  |  |  |  | R-410A | 1.95 | Residential & Commercial | USHP | Ducted CEE Tier 1
212986170 | Central HP <5.4 tons | HEIL | HRCU-A-CB (Split System: Heat Pump with Remote Outdoor Unit-Air-Source) | DLCURAH24ABK |  |  | EA*4X30L14A* | *96MSN0401410A* | 23400 | 16 | 8.5 | 26400 | 24800 | 93.94% | 2.04 | 0 | 10 |  |  |  |  | R-410A | 1.95 | Residential & Commercial | USHP | Ducted CEE Tier 1
216980450 | Central HP <5.4 tons | RUUD | HRCU-A-CB (Split System: Heat Pump with Remote Outdoor Unit-Air-Source) | RD18AY60AJVC |  |  | RHMVY6024SEACN | 0 | 52000 | 18 | 10 | 50500 | 37600 | 74.46% | 2 | 0 | 11.7 |  |  |  |  | R-454B | 4.3333 | Residential & Commercial | USHP | Ducted CEE Tier 1
213297592 | Central HP <5.4 tons | JOHNSON CONTROLS | HRCU-A-CB (Split System: Heat Pump with Remote Outdoor Unit-Air-Source) | HMH72B341 |  |  | XAFB36DBCN1 | Z8ES100B12SMPS1 | 34000 | 18 | 8.1 | 34000 | 24600 | 72.35% | 2.1 | 0 | 9.5 |  |  |  |  | R-410A | 2.8333 | Residential & Commercial | USHP
213297622 | Central HP <5.4 tons | JOHNSON CONTROLS | HRCU-A-CB (Split System: Heat Pump with Remote Outdoor Unit-Air-Source) | HMH72B341 |  |  | XAHC36DBCN1 | Z8ES080C16SMPS1 | 34000 | 17.5 | 8.5 | 33400 | 23600 | 70.66% | 2.08 | 0 | 10 |  |  |  |  | R-410A | 2.8333 | Residential & Commercial | USHP | Ducted CEE Tier 1
215935656 | Central HP <5.4 tons | HEIL | HRCU-A-CB (Split System: Heat Pump with Remote Outdoor Unit-Air-Source) | H5H3V36*K*AAA* |  |  | EVD5X36M21A*+WALLCON | *80CTL0902120B* | 34400 | 21 | 8.5 | 38500 | 28000 | 72.73% | 2.04 | 0 | 12 |  |  |  |  | R-454B | 2.8667 | Residential & Commercial | USHP | Ducted CEE Tier 1
215935676 | Central HP <5.4 tons | HEIL | HRCU-A-CB (Split System: Heat Pump with Remote Outdoor Unit-Air-Source) | H5H3V36*K*AAA* |  |  | EVD5X36M21A*+WALLCON | *95CSU0601716B* | 34200 | 20.5 | 8.5 | 39000 | 28600 | 73.33% | 2.04 | 0 | 11.5 |  |  |  |  | R-454B | 2.85 | Residential & Commercial | USHP | Ducted CEE Tier 1
213163997 | Central HP <5.4 tons | RUUD | HRCU-A-CB (Split System: Heat Pump with Remote Outdoor Unit-Air-Source) | UP18AZ36AJVC |  |  | RCFZ6021SEAAM | U97MV0855A21DHS | 34200 | 19 | 8.5 | 34200 | 43000 | 125.7% | 2.2 | 0 | 12.5 |  |  |  |  | R-410A | 2.85 | Residential & Commercial | USHP | Ducted CEE Tier 1
216570917 | Central HP <5.4 tons | AMERICAN STANDARD | HRCU-A-CB (Split System: Heat Pump with Remote Outdoor Unit-Air-Source) | 5A6V0X24A1 |  |  | 5TXCB003AS3 | L8V1A060U3VSB+LRP | 21400 | 20.4 | 10 | 24200 | 18400 | 76.03% | 2.1 | 0 | 11.2 |  |  |  |  | R-454B | 1.7833 | Residential & Commercial | USHP | Ducted CEE Tier 1
216571251 | Central HP <5.4 tons | AMERICAN STANDARD | HRCU-A-CB (Split System: Heat Pump with Remote Outdoor Unit-Air-Source) | 5A6V8X36A1 |  |  | 5PX*B006AS3 | S8V2B060M4PCB | 32800 | 18.1 | 8.5 | 33400 | 25600 | 76.65% | 2.1 | 0 | 10 |  |  |  |  | R-454B | 2.7333 | Residential & Commercial | USHP | Ducted CEE Tier 1
216571265 | Central HP <5.4 tons | AMERICAN STANDARD | HRCU-A-CB (Split System: Heat Pump with Remote Outdoor Unit-Air-Source) | 5A6V8X36A1 |  |  | 5PX*C009AS3 | S8V2C080M5PCB | 33000 | 18.1 | 8.5 | 33000 | 25200 | 76.36% | 2.1 | 0 | 10.5 |  |  |  |  | R-454B | 2.75 | Residential & Commercial | USHP | Ducted CEE Tier 1
211257773 | Central HP <5.4 tons | CARRIER | HRCU-A-CB (Split System: Heat Pump with Remote Outdoor Unit-Air-Source) | 38MURAQ18AB3* |  |  | CAP**2414AL* | 59SC5B026E14**10 | 17900 | 15.5 | 8.5 | 19000 | 18900 | 99.47% | 2.26 | 0 | 10.5 |  |  |  |  | R-410A | 1.4917 | Residential & Commercial | USHP | Ducted CEE Tier 1
212989507 | Central HP <5.4 tons | DAY & NIGHT | HRCU-A-CB (Split System: Heat Pump with Remote Outdoor Unit-Air-Source) | DLCURAH36ABK |  |  | EA*4X48L24A* | *95MSU0802120A* | 35600 | 16.5 | 8.5 | 37800 | 34600 | 91.53% | 2.02 | 0 | 10 |  |  |  |  | R-410A | 2.9667 | Residential & Commercial | USHP | Ducted CEE Tier 1
212986673 | Central HP <5.4 tons | DAY & NIGHT | HRCU-A-CB (Split System: Heat Pump with Remote Outdoor Unit-Air-Source) | DLCURAH18ABK |  |  | EA*4X24L17A* | *96MSN0401712A* | 17200 | 15.5 | 8.5 | 18300 | 19400 | 106% | 2.32 | 0 | 10 |  |  |  |  | R-410A | 1.4333 | Residential & Commercial | USHP | Ducted CEE Tier 1
212989279 | Central HP <5.4 tons | DAY & NIGHT | HRCU-A-CB (Split System: Heat Pump with Remote Outdoor Unit-Air-Source) | DLCURAH18ABK |  |  | EA*4X24L17A* | *95MSU0601716A* | 17300 | 16.5 | 8.5 | 18200 | 19400 | 106.6% | 2.34 | 0 | 10.5 |  |  |  |  | R-410A | 1.4417 | Residential & Commercial | USHP | Ducted CEE Tier 1
214398366 | Central HP <5.4 tons | JOHNSON CONTROLS | HRCU-A-CB (Split System: Heat Pump with Remote Outdoor Unit-Air-Source) | HH824E2S11 |  |  | CTF36B5ADS1 | TP9C080B12MP13 | 23000 | 18 | 9.5 | 23000 | 18400 | 80% | 2 | 0 | 12 |  |  |  |  | R-454B | 1.9167 | Residential & Commercial | USHP | Ducted CEE Tier 1
212985365 | Central HP <5.4 tons | DAY & NIGHT | HRCU-A-CB (Split System: Heat Pump with Remote Outdoor Unit-Air-Source) | DLCURAH24ABK |  |  | EN(A,D)4X36L21** | *92MSN1002120A* | 23600 | 17.5 | 8.5 | 26400 | 24200 | 91.67% | 2.02 | 0 | 10.5 |  |  |  |  | R-410A | 1.9667 | Residential & Commercial | USHP | Ducted CEE Tier 1
212986217 | Central HP <5.4 tons | DAY & NIGHT | HRCU-A-CB (Split System: Heat Pump with Remote Outdoor Unit-Air-Source) | DLCURAH24ABK |  |  | EN(A,D)4X24L14** | *96MSN0401410A* | 23200 | 16 | 8.5 | 27000 | 25200 | 93.33% | 2.1 | 0 | 10 |  |  |  |  | R-410A | 1.9333 | Residential & Commercial | USHP | Ducted CEE Tier 1
213779090 | Central HP <5.4 tons | COMFORTMAKER | HRCU-A-CB (Split System: Heat Pump with Remote Outdoor Unit-Air-Source) | CVH837GKA** |  |  | EA*4X42L21A*+WALLCON | *80CTL0902120B* | 31800 | 17 | 8.1 | 32800 | 24200 | 73.78% | 1.88 | 0 | 11 |  |  |  |  | R-410A | 2.65 | Residential & Commercial | USHP | Ducted CEE Tier 1
214573600 | Central HP <5.4 tons | HEIL | HRCU-A-CB (Split System: Heat Pump with Remote Outdoor Unit-Air-Source) | HVH837GKA** |  |  | EN(A,D,W)4X60L24**+WALLCON | *96CTN0802120B* | 32800 | 19 | 8.5 | 32200 | 24600 | 76.4% | 1.98 | 0 | 12 |  |  |  |  | R-410A | 2.7333 | Residential & Commercial | USHP | Ducted CEE Tier 1
216571191 | Central HP <5.4 tons | AMERICAN STANDARD | HRCU-A-CB (Split System: Heat Pump with Remote Outdoor Unit-Air-Source) | 5A6V8X24A1 |  |  | 5PX*B006AS3 | *UHMB080CCV3+LRP | 22000 | 18.1 | 8.5 | 22800 | 18300 | 80.26% | 2.2 | 0 | 11.5 |  |  |  |  | R-454B | 1.8333 | Residential & Commercial | USHP | Ducted CEE Tier 1
215939676 | Central HP <5.4 tons | HEIL | HRCU-A-CB (Split System: Heat Pump with Remote Outdoor Unit-Air-Source) | H5H3V36*K*AAA* |  |  | EA*5X42M21A*+WALLCON | *97CTN0601716A* | 32400 | 19 | 9 | 35600 | 27400 | 76.97% | 1.88 | 0 | 10.5 |  |  |  |  | R-454B | 2.7 | Residential & Commercial | USHP | Ducted CEE Tier 1
215940026 | Central HP <5.4 tons | HEIL | HRCU-A-CB (Split System: Heat Pump with Remote Outdoor Unit-Air-Source) | H5H3V36*K*AAA* |  |  | ESH5X42M12A*+WALLCON | *80CSU0401712B* | 33600 | 19.5 | 9 | 34600 | 26600 | 76.88% | 1.92 | 0 | 11.7 |  |  |  |  | R-454B | 2.8 | Residential & Commercial | USHP | Ducted CEE Tier 1
212984499 | Central HP <5.4 tons | DAY & NIGHT | HRCU-A-CB (Split System: Heat Pump with Remote Outdoor Unit-Air-Source) | DLCURAH30ABK |  |  | EA*4X43L21A* | *92MSN0801716A* | 30400 | 15.5 | 8.1 | 33200 | 26400 | 79.52% | 1.84 | 0 | 9 |  |  |  |  | R-410A | 2.5333 | Residential & Commercial | USHP
211261727 | Central HP <5.4 tons | HEIL | HRCU-A-CB (Split System: Heat Pump with Remote Outdoor Unit-Air-Source) | DLCURAH18ABK |  |  | EA*4X30L17A* | *80VSL0701716A* | 17600 | 16 | 8.5 | 18100 | 18600 | 102.8% | 2.24 | 0 | 10.5 |  |  |  |  | R-410A | 1.4667 | Residential & Commercial | USHP | Ducted CEE Tier 1
214239555 | Central HP <5.4 tons | HEIL | HRCU-A-CB (Split System: Heat Pump with Remote Outdoor Unit-Air-Source) | HVH837GKA** |  |  | EN(A,D)4X36L21**+WALLCON | *80CTL1102120B* | 31400 | 16.5 | 8.1 | 33000 | 24000 | 72.73% | 1.82 | 0 | 11 |  |  |  |  | R-410A | 2.6167 | Residential & Commercial | USHP | Ducted CEE Tier 1
215940786 | Central HP <5.4 tons | HEIL | HRCU-A-CB (Split System: Heat Pump with Remote Outdoor Unit-Air-Source) | H5H3V36*K*AAA* |  |  | EVD5X49M24A*+WALLCON | *97CTN1002122A* | 35400 | 22 | 8.5 | 38000 | 28400 | 74.74% | 2.04 | 0 | 12.5 |  |  |  |  | R-454B | 2.95 | Residential & Commercial | USHP | Ducted CEE Tier 1
215940816 | Central HP <5.4 tons | HEIL | HRCU-A-CB (Split System: Heat Pump with Remote Outdoor Unit-Air-Source) | H5H3V36*K*AAA* |  |  | EVD5X60M21A*+WALLCON | *80CSU0401712B* | 35800 | 22 | 8.5 | 38000 | 28400 | 74.74% | 2.02 | 0 | 12.5 |  |  |  |  | R-454B | 2.9833 | Residential & Commercial | USHP | Ducted CEE Tier 1
216570953 | Central HP <5.4 tons | AMERICAN STANDARD | HRCU-A-CB (Split System: Heat Pump with Remote Outdoor Unit-Air-Source) | 5A6V0X36A1 |  |  | 5PX*B006AS3 | S8V2A040M3PCB | 34800 | 20 | 9.4 | 32400 | 25000 | 77.16% | 2.1 | 0 | 12 |  |  |  |  | R-454B | 2.9 | Residential & Commercial | USHP | Ducted CEE Tier 1
216570985 | Central HP <5.4 tons | AMERICAN STANDARD | HRCU-A-CB (Split System: Heat Pump with Remote Outdoor Unit-Air-Source) | 5A6V0X36A1 |  |  | 5PX*C007AS3 | S8V2C080M5PDB | 35000 | 20 | 9.7 | 31800 | 25000 | 78.62% | 2.2 | 0 | 12.7 |  |  |  |  | R-454B | 2.9167 | Residential & Commercial | USHP | Ducted CEE Tier 1
216571037 | Central HP <5.4 tons | AMERICAN STANDARD | HRCU-A-CB (Split System: Heat Pump with Remote Outdoor Unit-Air-Source) | 5A6V0X36A1 |  |  | 5TXCB006AS3 | L8V1A040U3VSB+LRP | 35000 | 19.4 | 9.4 | 32600 | 25200 | 77.3% | 2.1 | 0 | 12 |  |  |  |  | R-454B | 2.9167 | Residential & Commercial | USHP | Ducted CEE Tier 1
216571071 | Central HP <5.4 tons | AMERICAN STANDARD | HRCU-A-CB (Split System: Heat Pump with Remote Outdoor Unit-Air-Source) | 5A6V0X36A1 |  |  | 5TXCC009AS3 | S8V2C080M5PCB | 35600 | 20 | 9.4 | 31600 | 24600 | 77.85% | 2.2 | 0 | 12.7 |  |  |  |  | R-454B | 2.9667 | Residential & Commercial | USHP | Ducted CEE Tier 1
216374563 | Central HP <5.4 tons | JOHNSON CONTROLS | HRCU-A-CB (Split System: Heat Pump with Remote Outdoor Unit-Air-Source) | HH824E2S11 |  |  | CTF36B5ADS1 | Z9ET080B12SMPS1 | 23000 | 18 | 9.5 | 23000 | 17500 | 76.09% | 2 | 0 | 12 |  |  |  |  | R-454B | 1.9167 | Residential & Commercial | USHP | Ducted CEE Tier 1
212989530 | Central HP <5.4 tons | COMFORTMAKER | HRCU-A-CB (Split System: Heat Pump with Remote Outdoor Unit-Air-Source) | DLCURAH30ABK |  |  | EA*4X37L21A* | *95MSU0802120A* | 30600 | 15.2 | 8.1 | 33400 | 26400 | 79.04% | 1.86 | 0 | 9 |  |  |  |  | R-410A | 2.55 | Residential & Commercial | USHP
212989230 | Central HP <5.4 tons | COMFORTMAKER | HRCU-A-CB (Split System: Heat Pump with Remote Outdoor Unit-Air-Source) | DLCURAH24ABK |  |  | EN(A,D)4X30L17** | *95MSU0601716A* | 23600 | 17 | 8.5 | 26400 | 24400 | 92.42% | 2.02 | 0 | 10.5 |  |  |  |  | R-410A | 1.9667 | Residential & Commercial | USHP | Ducted CEE Tier 1
212989614 | Central HP <5.4 tons | COMFORTMAKER | HRCU-A-CB (Split System: Heat Pump with Remote Outdoor Unit-Air-Source) | DLCURAH24ABK |  |  | EA*4X37L21A* | *95MSU0802120A* | 24000 | 17.5 | 8.5 | 25200 | 21800 | 86.51% | 1.82 | 0 | 10 |  |  |  |  | R-410A | 2 | Residential & Commercial | USHP | Ducted CEE Tier 1
210599461 | Central HP <5.4 tons | AIRQUEST | HRCU-A-CB (Split System: Heat Pump with Remote Outdoor Unit-Air-Source) | HVH837GKA** |  |  | EHD4X60AAL+WALLCON | *97CMN1002122A* | 33000 | 17 | 8.1 | 32200 | 24800 | 77.02% | 2.02 | 0 | 11.5 |  |  |  |  | R-410A | 2.75 | Residential & Commercial | USHP | Ducted CEE Tier 1
211259957 | Central HP <5.4 tons | HEIL | HRCU-A-CB (Split System: Heat Pump with Remote Outdoor Unit-Air-Source) | DLCURAH18ABK |  |  | EA*4X19L17A* | *92ESN0601714A* | 18200 | 16.5 | 8.5 | 18100 | 17600 | 97.24% | 2.14 | 0 | 11 |  |  |  |  | R-410A | 1.5167 | Residential & Commercial | USHP | Ducted CEE Tier 1
211260448 | Central HP <5.4 tons | HEIL | HRCU-A-CB (Split System: Heat Pump with Remote Outdoor Unit-Air-Source) | DLCURAH18ABK |  |  | EA*4X24L17A* | *95ESN0401410A* | 17700 | 15.5 | 8.5 | 18700 | 19000 | 101.6% | 2.28 | 0 | 10.5 |  |  |  |  | R-410A | 1.475 | Residential & Commercial | USHP | Ducted CEE Tier 1
211260709 | Central HP <5.4 tons | HEIL | HRCU-A-CB (Split System: Heat Pump with Remote Outdoor Unit-Air-Source) | DLCURAH18ABK |  |  | EA*4X25L17A* | *96VSN0601714A* | 18200 | 16 | 8.5 | 18100 | 17600 | 97.24% | 2.12 | 0 | 11 |  |  |  |  | R-410A | 1.5167 | Residential & Commercial | USHP | Ducted CEE Tier 1
211261075 | Central HP <5.4 tons | HEIL | HRCU-A-CB (Split System: Heat Pump with Remote Outdoor Unit-Air-Source) | DLCURAH18ABK |  |  | EA*4X25L17A* | *92ESN0401712A* | 18400 | 15.5 | 8.5 | 18300 | 17500 | 95.63% | 2.12 | 0 | 10.5 |  |  |  |  | R-410A | 1.5333 | Residential & Commercial | USHP | Ducted CEE Tier 1
211262188 | Central HP <5.4 tons | HEIL | HRCU-A-CB (Split System: Heat Pump with Remote Outdoor Unit-Air-Source) | DLCURAH18ABK |  |  | EA*4X30L17A* | OMV098J12* | 18300 | 16 | 8.5 | 18900 | 18400 | 97.35% | 2.22 | 0 | 10.5 |  |  |  |  | R-410A | 1.525 | Residential & Commercial | USHP | Ducted CEE Tier 1
211261634 | Central HP <5.4 tons | HEIL | HRCU-A-CB (Split System: Heat Pump with Remote Outdoor Unit-Air-Source) | DLCURAH18ABK |  |  | EA*4X30L17A* | *96VSN0801716A* | 17600 | 16 | 8.5 | 18100 | 18600 | 102.8% | 2.24 | 0 | 10.5 |  |  |  |  | R-410A | 1.4667 | Residential & Commercial | USHP | Ducted CEE Tier 1
211261654 | Central HP <5.4 tons | HEIL | HRCU-A-CB (Split System: Heat Pump with Remote Outdoor Unit-Air-Source) | DLCURAH18ABK |  |  | EA*4X30L17A* | *95ESU0401712A* | 17800 | 16 | 8.5 | 18300 | 18500 | 101.1% | 2.22 | 0 | 10.5 |  |  |  |  | R-410A | 1.4833 | Residential & Commercial | USHP | Ducted CEE Tier 1
214075507 | Central HP <5.4 tons | RUUD | HRCU-A-CB (Split System: Heat Pump with Remote Outdoor Unit-Air-Source) | RD17AZ24AJ3N |  |  | RCFZ2417MTANM | R802V1004A17UHN | 22600 | 17 | 9.5 | 22600 | 16800 | 74.34% | 2.1 | 0 | 11.2 |  |  |  |  | R-410A | 1.8833 | Residential & Commercial | USHP | Ducted CEE Tier 1
214075532 | Central HP <5.4 tons | RUUD | HRCU-A-CB (Split System: Heat Pump with Remote Outdoor Unit-Air-Source) | RD17AZ24AJ3N |  |  | RCFZ2417MTANM | R801V1004A17UH | 22600 | 17 | 9.5 | 22600 | 16800 | 74.34% | 2.1 | 0 | 11.2 |  |  |  |  | R-410A | 1.8833 | Residential & Commercial | USHP | Ducted CEE Tier 1
212985949 | Central HP <5.4 tons | DAY & NIGHT | HRCU-A-CB (Split System: Heat Pump with Remote Outdoor Unit-Air-Source) | DLCURAH18ABK |  |  | EN(A,D)4X24L14** | *96MSN0261410A* | 17300 | 20 | 8.1 | 18300 | 19200 | 104.9% | 2.3 | 0 | 10.5 |  |  |  |  | R-410A | 1.4417 | Residential & Commercial | USHP | Ducted CEE Tier 1
212986301 | Central HP <5.4 tons | DAY & NIGHT | HRCU-A-CB (Split System: Heat Pump with Remote Outdoor Unit-Air-Source) | DLCURAH18ABK |  |  | EA*4X24L17A* | *96MSN0401410A* | 17400 | 16 | 8.5 | 18500 | 19500 | 105.4% | 2.34 | 0 | 10.5 |  |  |  |  | R-410A | 1.45 | Residential & Commercial | USHP | Ducted CEE Tier 1
211260247 | Central HP <5.4 tons | HEIL | HRCU-A-CB (Split System: Heat Pump with Remote Outdoor Unit-Air-Source) | DLCURAH18ABK |  |  | EA*4X24L17A* | *80VSL0451412A* | 17700 | 16 | 8.5 | 18600 | 19100 | 102.7% | 2.28 | 0 | 10.5 |  |  |  |  | R-410A | 1.475 | Residential & Commercial | USHP | Ducted CEE Tier 1
211260740 | Central HP <5.4 tons | HEIL | HRCU-A-CB (Split System: Heat Pump with Remote Outdoor Unit-Air-Source) | DLCURAH18ABK |  |  | EA*4X25L17A* | *96VSN0601412A* | 18500 | 16 | 8.5 | 18300 | 17400 | 95.08% | 2.12 | 0 | 11 |  |  |  |  | R-410A | 1.5417 | Residential & Commercial | USHP | Ducted CEE Tier 1
211261269 | Central HP <5.4 tons | HEIL | HRCU-A-CB (Split System: Heat Pump with Remote Outdoor Unit-Air-Source) | DLCURAH18ABK |  |  | EA*4X30L14A* | *96VSN0401410A* | 17500 | 16 | 8.5 | 18100 | 18600 | 102.8% | 2.24 | 0 | 10.5 |  |  |  |  | R-410A | 1.4583 | Residential & Commercial | USHP | Ducted CEE Tier 1
211261308 | Central HP <5.4 tons | HEIL | HRCU-A-CB (Split System: Heat Pump with Remote Outdoor Unit-Air-Source) | DLCURAH18ABK |  |  | EA*4X30L14A* | *80VTL0451412A* | 17800 | 16.5 | 8.5 | 18200 | 18500 | 101.6% | 2.22 | 0 | 10.5 |  |  |  |  | R-410A | 1.4833 | Residential & Commercial | USHP | Ducted CEE Tier 1
211260917 | Central HP <5.4 tons | HEIL | HRCU-A-CB (Split System: Heat Pump with Remote Outdoor Unit-Air-Source) | DLCURAH18ABK |  |  | EA*4X25L17A* | *95ESN0601412A* | 18400 | 16.5 | 8.5 | 18200 | 17500 | 96.15% | 2.12 | 0 | 11 |  |  |  |  | R-410A | 1.5333 | Residential & Commercial | USHP | Ducted CEE Tier 1
211261026 | Central HP <5.4 tons | HEIL | HRCU-A-CB (Split System: Heat Pump with Remote Outdoor Unit-Air-Source) | DLCURAH18ABK |  |  | EA*4X25L17A* | *92ESN0601412A* | 18700 | 16.5 | 8.5 | 18500 | 17400 | 94.05% | 2.12 | 0 | 11 |  |  |  |  | R-410A | 1.5583 | Residential & Commercial | USHP | Ducted CEE Tier 1
216570951 | Central HP <5.4 tons | AMERICAN STANDARD | HRCU-A-CB (Split System: Heat Pump with Remote Outdoor Unit-Air-Source) | 5A6V0X36A1 |  |  | 5PX*B006AS3 | *DHMB060CCV3+LRP | 32800 | 17.2 | 9.7 | 31600 | 24800 | 78.48% | 2.1 | 0 | 11.5 |  |  |  |  | R-454B | 2.7333 | Residential & Commercial | USHP | Ducted CEE Tier 1
212984030 | Central HP <5.4 tons | COMFORTMAKER | HRCU-A-CB (Split System: Heat Pump with Remote Outdoor Unit-Air-Source) | DLCURAH24ABK |  |  | EA*4X24L17A* | *92MSN0601714A* | 23400 | 17 | 8.5 | 26800 | 26400 | 98.51% | 2.24 | 0 | 10 |  |  |  |  | R-410A | 1.95 | Residential & Commercial | USHP | Ducted CEE Tier 1
212609362 | Central HP <5.4 tons | RUUD | HRCU-A-CB (Split System: Heat Pump with Remote Outdoor Unit-Air-Source) | UP18AZ36AJVC |  |  | RCFZ6021SEAAM | R802V0755A21UHS | 34200 | 19 | 8.5 | 34200 | 43000 | 125.7% | 2.2 | 0 | 12.5 |  |  |  |  | R-410A | 2.85 | Residential & Commercial | USHP | Ducted CEE Tier 1
214075573 | Central HP <5.4 tons | RUUD | HRCU-A-CB (Split System: Heat Pump with Remote Outdoor Unit-Air-Source) | RD17AZ24AJ3N |  |  | RCFZ2417MTANM | R801V0503A14UH | 22600 | 17 | 9.5 | 22600 | 16900 | 74.78% | 2 | 0 | 11.2 |  |  |  |  | R-410A | 1.8833 | Residential & Commercial | USHP | Ducted CEE Tier 1
216735956 | Central HP <5.4 tons | DAY & NIGHT | HRCU-A-CB (Split System: Heat Pump with Remote Outdoor Unit-Air-Source) | D5CUHAH24AAK |  |  | EA*5X37M21A* | *96CTN0601714B* | 23000 | 16.5 | 8.5 | 20600 | 18400 | 89.32% | 1.94 | 0 | 11 |  |  |  |  | R-454B | 1.9167 | Residential & Commercial | USHP | Ducted CEE Tier 1
216735965 | Central HP <5.4 tons | DAY & NIGHT | HRCU-A-CB (Split System: Heat Pump with Remote Outdoor Unit-Air-Source) | D5CUHAH24AAK |  |  | EA*5X37M21A* | *96CTN0801714B* | 23000 | 16.5 | 8.5 | 20600 | 18400 | 89.32% | 1.96 | 0 | 11 |  |  |  |  | R-454B | 1.9167 | Residential & Commercial | USHP | Ducted CEE Tier 1
216736797 | Central HP <5.4 tons | DAY & NIGHT | HRCU-A-CB (Split System: Heat Pump with Remote Outdoor Unit-Air-Source) | D5CUHAH24AAK |  |  | ESH5X24M12A* | *96CTN0801714B* | 22200 | 15.2 | 8.1 | 21000 | 19000 | 90.48% | 1.85 | 0 | 10.5 |  |  |  |  | R-454B | 1.85 | Residential & Commercial | USHP | Ducted CEE Tier 1
213079333 | Central HP <5.4 tons | CARRIER | HRCU-A-CB (Split System: Heat Pump with Remote Outdoor Unit-Air-Source) | 38MURAQ36AB3* |  |  | CAP**3617AL* | 59SC2E060M14**12 | 35000 | 15.5 | 8.1 | 38500 | 35200 | 91.43% | 1.82 | 0 | 9.5 |  |  |  |  | R-410A | 2.9167 | Residential & Commercial | USHP
213079603 | Central HP <5.4 tons | CARRIER | HRCU-A-CB (Split System: Heat Pump with Remote Outdoor Unit-Air-Source) | 38MURAQ36AB3* |  |  | CNPV*4217AL* | 59SC2E080M17**16 | 35600 | 16 | 8.1 | 38500 | 35000 | 90.91% | 1.94 | 0 | 10 |  |  |  |  | R-410A | 2.9667 | Residential & Commercial | USHP | Ducted CEE Tier 1
213080051 | Central HP <5.4 tons | CARRIER | HRCU-A-CB (Split System: Heat Pump with Remote Outdoor Unit-Air-Source) | 38MURAQ36AB3* |  |  | CAP**4321AL* | 59SC6A080M17**16 | 36400 | 15.5 | 8.5 | 38500 | 35000 | 90.91% | 2.06 | 0 | 10 |  |  |  |  | R-410A | 3.0333 | Residential & Commercial | USHP | Ducted CEE Tier 1
211257804 | Central HP <5.4 tons | CARRIER | HRCU-A-CB (Split System: Heat Pump with Remote Outdoor Unit-Air-Source) | 38MURAQ18AB3* |  |  | CAP**2417AL* | 58TP*A070V17**16 | 17300 | 16 | 8.5 | 18100 | 19200 | 106.1% | 2.32 | 0 | 10.5 |  |  |  |  | R-410A | 1.4417 | Residential & Commercial | USHP | Ducted CEE Tier 1
211257853 | Central HP <5.4 tons | CARRIER | HRCU-A-CB (Split System: Heat Pump with Remote Outdoor Unit-Air-Source) | 38MURAQ18AB3* |  |  | CAP**2517AL* | 59TP6B040V17**12 | 18200 | 15.5 | 8.5 | 18200 | 17500 | 96.15% | 2.12 | 0 | 10.5 |  |  |  |  | R-410A | 1.5167 | Residential & Commercial | USHP | Ducted CEE Tier 1
211257937 | Central HP <5.4 tons | CARRIER | HRCU-A-CB (Split System: Heat Pump with Remote Outdoor Unit-Air-Source) | 38MURAQ18AB3* |  |  | CAP**3017AL* | 58S(B,C)*A070E17**12 | 18200 | 16.5 | 8.5 | 18700 | 18400 | 98.4% | 2.22 | 0 | 10.5 |  |  |  |  | R-410A | 1.5167 | Residential & Commercial | USHP | Ducted CEE Tier 1
215941390 | Central HP <5.4 tons | DAY & NIGHT | HRCU-A-CB (Split System: Heat Pump with Remote Outdoor Unit-Air-Source) | C5H3V48*K*AAA* |  |  | EVM5X60M21A*+WALLCON | *96CTN0802120B* | 45500 | 20.5 | 8.1 | 53000 | 38500 | 72.64% | 1.95 | 0 | 11 |  |  |  |  | R-454B | 3.7917 | Residential & Commercial | USHP | Ducted CEE Tier 1
216571283 | Central HP <5.4 tons | AMERICAN STANDARD | HRCU-A-CB (Split System: Heat Pump with Remote Outdoor Unit-Air-Source) | 5A6V8X36A1 |  |  | 5PX*CD09AS3 | S8V2C100M5PCB | 33400 | 18.1 | 8.5 | 33000 | 25400 | 76.97% | 2.1 | 0 | 10.5 |  |  |  |  | R-454B | 2.7833 | Residential & Commercial | USHP | Ducted CEE Tier 1
212981885 | Central HP <5.4 tons | COMFORTMAKER | HRCU-A-CB (Split System: Heat Pump with Remote Outdoor Unit-Air-Source) | DLCURAH18ABK |  |  | EN(A,D)4X30L17** | *80MSU1002120A* | 17500 | 16 | 8.1 | 18200 | 18700 | 102.7% | 2.24 | 0 | 10.5 |  |  |  |  | R-410A | 1.4583 | Residential & Commercial | USHP | Ducted CEE Tier 1
212983671 | Central HP <5.4 tons | COMFORTMAKER | HRCU-A-CB (Split System: Heat Pump with Remote Outdoor Unit-Air-Source) | DLCURAH18ABK |  |  | EA*4X30L14A* | *92MSN0601412A* | 17700 | 16 | 8.5 | 18300 | 18700 | 102.2% | 2.24 | 0 | 10.5 |  |  |  |  | R-410A | 1.475 | Residential & Commercial | USHP | Ducted CEE Tier 1
215942486 | Central HP <5.4 tons | DAY & NIGHT | HRCU-A-CB (Split System: Heat Pump with Remote Outdoor Unit-Air-Source) | C5H3V36*K*AAA* |  |  | EVD5X61M21A*+WALLCON | *80CTL0702120B* | 35800 | 22 | 8.5 | 37400 | 28400 | 75.94% | 2.02 | 0 | 12.5 |  |  |  |  | R-454B | 2.9833 | Residential & Commercial | USHP | Ducted CEE Tier 1
214066543 | Central HP <5.4 tons | RUUD | HRCU-A-CB (Split System: Heat Pump with Remote Outdoor Unit-Air-Source) | RD17AZ36AJ3N |  |  | RCFZ3621MTANM | R921V1005A21M4S | 34200 | 17 | 8.1 | 34200 | 29600 | 86.55% | 1.9 | 0 | 10 |  |  |  |  | R-410A | 2.85 | Residential & Commercial | USHP | Ducted CEE Tier 1
212984995 | Central HP <5.4 tons | DAY & NIGHT | HRCU-A-CB (Split System: Heat Pump with Remote Outdoor Unit-Air-Source) | DLCURAH30ABK |  |  | EA*4X42L24A* | *92MSN0802120A* | 30200 | 15.2 | 8.1 | 34200 | 27400 | 80.12% | 1.8 | 0 | 9 |  |  |  |  | R-410A | 2.5167 | Residential & Commercial | USHP
215935466 | Central HP <5.4 tons | HEIL | HRCU-A-CB (Split System: Heat Pump with Remote Outdoor Unit-Air-Source) | H5H3V36*K*AAA* |  |  | EVM5X61M24A*+WALLCON | *80CTL1102120B* | 36000 | 22.5 | 8.5 | 37600 | 28200 | 75% | 2.06 | 0 | 12.5 |  |  |  |  | R-454B | 3 | Residential & Commercial | USHP | Ducted CEE Tier 1
213892601 | Central HP <5.4 tons | BRYANT HEATING AND COOLING SYSTEMS | HRCU-A-CB (Split System: Heat Pump with Remote Outdoor Unit-Air-Source) | 288BNV025*0**C* |  |  | CAP**2517AL*+UI | 986TD30040C14*** | 24000 | 15.5 | 8.1 | 21600 | 17000 | 78.7% | 1.96 | 0 | 10 |  |  |  |  | R-410A | 2 | Residential & Commercial | USHP | Ducted CEE Tier 1
215942456 | Central HP <5.4 tons | DAY & NIGHT | HRCU-A-CB (Split System: Heat Pump with Remote Outdoor Unit-Air-Source) | C5H3V36*K*AAA* |  |  | EVD5X60M21A*+WALLCON | *97CMN0601714B* | 35200 | 21 | 8.5 | 37400 | 28000 | 74.87% | 2.06 | 0 | 11.7 |  |  |  |  | R-454B | 2.9333 | Residential & Commercial | USHP | Ducted CEE Tier 1
215935529 | Central HP <5.4 tons | COMFORTMAKER | HRCU-A-CB (Split System: Heat Pump with Remote Outdoor Unit-Air-Source) | C5H3V36*K*AAA* |  |  | EVD5X30M17A*+WALLCON | *97CMN0601714B* | 34000 | 20 | 8.1 | 38000 | 27200 | 71.58% | 2 | 0 | 11 |  |  |  |  | R-454B | 2.8333 | Residential & Commercial | USHP | Ducted CEE Tier 1
215935729 | Central HP <5.4 tons | COMFORTMAKER | HRCU-A-CB (Split System: Heat Pump with Remote Outdoor Unit-Air-Source) | C5H3V36*K*AAA* |  |  | EVD5X36M21A*+WALLCON | *97CMN0801714B* | 34200 | 20.5 | 8.5 | 39000 | 28600 | 73.33% | 2.02 | 0 | 11.5 |  |  |  |  | R-454B | 2.85 | Residential & Commercial | USHP | Ducted CEE Tier 1
215935829 | Central HP <5.4 tons | COMFORTMAKER | HRCU-A-CB (Split System: Heat Pump with Remote Outdoor Unit-Air-Source) | C5H3V36*K*AAA* |  |  | EVD5X38M17A*+WALLCON | *80CTL0451712B* | 35000 | 21 | 8.5 | 39000 | 29600 | 75.9% | 2 | 0 | 11.5 |  |  |  |  | R-454B | 2.9167 | Residential & Commercial | USHP | Ducted CEE Tier 1
212979452 | Central HP <5.4 tons | BRYANT HEATING AND COOLING SYSTEMS | HRCU-A-CB (Split System: Heat Pump with Remote Outdoor Unit-Air-Source) | 38MURAQ30AB3* |  |  | CAP**4224AL* | 8(0,1)*SB48070M21*** | 29800 | 15.2 | 8.1 | 34200 | 27600 | 80.7% | 1.8 | 0 | 9 |  |  |  |  | R-410A | 2.4833 | Residential & Commercial | USHP
215940246 | Central HP <5.4 tons | HEIL | HRCU-A-CB (Split System: Heat Pump with Remote Outdoor Unit-Air-Source) | H5H3V36*K*AAA* |  |  | ESH5X60M12A*+WALLCON | *97CTN1202422A* | 34200 | 19.5 | 9 | 34200 | 26000 | 76.02% | 1.94 | 0 | 11.7 |  |  |  |  | R-454B | 2.85 | Residential & Commercial | USHP | Ducted CEE Tier 1
215940546 | Central HP <5.4 tons | HEIL | HRCU-A-CB (Split System: Heat Pump with Remote Outdoor Unit-Air-Source) | H5H3V36*K*AAA* |  |  | EVD5X36M21A*+WALLCON | *97CTN0801716A* | 34200 | 20.5 | 8.5 | 39000 | 28600 | 73.33% | 2.04 | 0 | 11.5 |  |  |  |  | R-454B | 2.85 | Residential & Commercial | USHP | Ducted CEE Tier 1
215940596 | Central HP <5.4 tons | HEIL | HRCU-A-CB (Split System: Heat Pump with Remote Outdoor Unit-Air-Source) | H5H3V36*K*AAA* |  |  | EVD5X38M17A*+WALLCON | *97CTN0601716A* | 35200 | 20.5 | 8.5 | 39000 | 29400 | 75.38% | 2 | 0 | 11.5 |  |  |  |  | R-454B | 2.9333 | Residential & Commercial | USHP | Ducted CEE Tier 1
215940646 | Central HP <5.4 tons | HEIL | HRCU-A-CB (Split System: Heat Pump with Remote Outdoor Unit-Air-Source) | H5H3V36*K*AAA* |  |  | EVD5X42M21A*+WALLCON | *97CTN0601716A* | 34000 | 20 | 8.5 | 39500 | 28800 | 72.91% | 2.02 | 0 | 11 |  |  |  |  | R-454B | 2.8333 | Residential & Commercial | USHP | Ducted CEE Tier 1
215683902 | Central HP <5.4 tons | BRYANT HEATING AND COOLING SYSTEMS | HRCU-A-CB (Split System: Heat Pump with Remote Outdoor Unit-Air-Source) | 290VAN036**AA* |  |  | CAA**3721AM*+UI | 88*TB60070C21*** | 34400 | 18 | 9 | 35400 | 25200 | 71.19% | 1.88 | 0 | 10 |  |  |  |  | R-454B | 2.8667 | Residential & Commercial | USHP | Ducted CEE Tier 1
215683650 | Central HP <5.4 tons | BRYANT HEATING AND COOLING SYSTEMS | HRCU-A-CB (Split System: Heat Pump with Remote Outdoor Unit-Air-Source) | 290VAN024**AA* |  |  | CAA**3617AM*+UI | 88*TB36070C14*** | 23200 | 17 | 9 | 23600 | 16600 | 70.34% | 1.98 | 0 | 10 |  |  |  |  | R-454B | 1.9333 | Residential & Commercial | USHP | Ducted CEE Tier 1
214239655 | Central HP <5.4 tons | HEIL | HRCU-A-CB (Split System: Heat Pump with Remote Outdoor Unit-Air-Source) | HVH837GKA** |  |  | END4X42L17**+WALLCON | *80CTL0701716B* | 32000 | 16.5 | 8.1 | 33000 | 24800 | 75.15% | 1.9 | 0 | 11 |  |  |  |  | R-410A | 2.6667 | Residential & Commercial | USHP | Ducted CEE Tier 1
214240055 | Central HP <5.4 tons | HEIL | HRCU-A-CB (Split System: Heat Pump with Remote Outdoor Unit-Air-Source) | HVH837GKA** |  |  | EN(A,D,W)4X60L24**+WALLCON | *80CTL1352422B* | 32800 | 17.5 | 8.1 | 32200 | 24600 | 76.4% | 1.96 | 0 | 12 |  |  |  |  | R-410A | 2.7333 | Residential & Commercial | USHP | Ducted CEE Tier 1
214241627 | Central HP <5.4 tons | HEIL | HRCU-A-CB (Split System: Heat Pump with Remote Outdoor Unit-Air-Source) | HVH825GKA3* |  |  | EN(A,D)4X24L17**+WALLCON | *96CTN0601714B* | 23200 | 15.5 | 8.1 | 22200 | 16900 | 76.13% | 1.9 | 0 | 10.5 |  |  |  |  | R-410A | 1.9333 | Residential & Commercial | USHP | Ducted CEE Tier 1
214242077 | Central HP <5.4 tons | HEIL | HRCU-A-CB (Split System: Heat Pump with Remote Outdoor Unit-Air-Source) | HVH825GKA3* |  |  | END4X42L17**+WALLCON | *96CTN0801714B* | 24000 | 16.5 | 8.1 | 21400 | 16600 | 77.57% | 1.98 | 0 | 11 |  |  |  |  | R-410A | 2 | Residential & Commercial | USHP | Ducted CEE Tier 1
214242177 | Central HP <5.4 tons | HEIL | HRCU-A-CB (Split System: Heat Pump with Remote Outdoor Unit-Air-Source) | HVH825GKA3* |  |  | EN(A,D,W)4X42L21**+WALLCON | *96CTN0601714B* | 23600 | 16 | 8.1 | 21600 | 16700 | 77.31% | 1.94 | 0 | 11 |  |  |  |  | R-410A | 1.9667 | Residential & Commercial | USHP | Ducted CEE Tier 1
214242297 | Central HP <5.4 tons | HEIL | HRCU-A-CB (Split System: Heat Pump with Remote Outdoor Unit-Air-Source) | HVH825GKA3* |  |  | EN(A,D,W)4X48L21**+WALLCON | *96CTN0601714B* | 24000 | 16.5 | 8.1 | 21400 | 16600 | 77.57% | 2 | 0 | 11 |  |  |  |  | R-410A | 2 | Residential & Commercial | USHP | Ducted CEE Tier 1
215942372 | Central HP <5.4 tons | HEIL | HRCU-A-CB (Split System: Heat Pump with Remote Outdoor Unit-Air-Source) | H5H3V36*K*AAA* |  |  | EVM5X44M21A*+WALLCON | *96CTN0601714B* | 35200 | 21 | 8.5 | 37400 | 28000 | 74.87% | 2.06 | 0 | 11.7 |  |  |  |  | R-454B | 2.9333 | Residential & Commercial | USHP | Ducted CEE Tier 1
213770905 | Central HP <5.4 tons | CARRIER | HRCU-A-CB (Split System: Heat Pump with Remote Outdoor Unit-Air-Source) | 25VNA825A*031* |  |  | CAP**3621AL*+UI | 58TN*B045C17**12 | 23400 | 16 | 8.1 | 21600 | 16800 | 77.78% | 1.92 | 0 | 10.5 |  |  |  |  | R-410A | 1.95 | Residential & Commercial | USHP | Ducted CEE Tier 1
214066817 | Central HP <5.4 tons | RUUD | HRCU-A-CB (Split System: Heat Pump with Remote Outdoor Unit-Air-Source) | RD17AZ36AJ3N |  |  | RCFZ3621MTANM | R802V0504A17UHS | 34200 | 18 | 8.1 | 34200 | 29800 | 87.13% | 1.9 | 0 | 10 |  |  |  |  | R-410A | 2.85 | Residential & Commercial | USHP | Ducted CEE Tier 1
214066631 | Central HP <5.4 tons | RUUD | HRCU-A-CB (Split System: Heat Pump with Remote Outdoor Unit-Air-Source) | RD17AZ36AJ3N |  |  | RCFZ3621MTANM | U97MV0603A17DHS | 34200 | 18 | 8.1 | 34200 | 29600 | 86.55% | 1.9 | 0 | 10 |  |  |  |  | R-410A | 2.85 | Residential & Commercial | USHP | Ducted CEE Tier 1
214066706 | Central HP <5.4 tons | RUUD | HRCU-A-CB (Split System: Heat Pump with Remote Outdoor Unit-Air-Source) | RD17AZ36AJ3N |  |  | RCFZ3621MTANM | R951V0403A17UHU | 34200 | 18 | 8.1 | 34200 | 29800 | 87.13% | 1.9 | 0 | 10 |  |  |  |  | R-410A | 2.85 | Residential & Commercial | USHP | Ducted CEE Tier 1
215941760 | Central HP <5.4 tons | DAY & NIGHT | HRCU-A-CB (Split System: Heat Pump with Remote Outdoor Unit-Air-Source) | C5H3V48*K*AAA* |  |  | EVD5X60M24A*+WALLCON | *97CTN1202422A* | 45500 | 20.5 | 8.1 | 52500 | 38000 | 72.38% | 1.95 | 0 | 11.5 |  |  |  |  | R-454B | 3.7917 | Residential & Commercial | USHP | Ducted CEE Tier 1
214075198 | Central HP <5.4 tons | RUUD | HRCU-A-CB (Split System: Heat Pump with Remote Outdoor Unit-Air-Source) | RD17AZ60AJ3N |  |  | RCFZ6024STANM | R801V1255A24UH | 55500 | 18 | 8.1 | 53500 | 49000 | 91.59% | 1.75 | 0 | 10 |  |  |  |  | R-410A | 4.625 | Residential & Commercial | USHP | Ducted CEE Tier 1
214075223 | Central HP <5.4 tons | RUUD | HRCU-A-CB (Split System: Heat Pump with Remote Outdoor Unit-Air-Source) | RD17AZ60AJ3N |  |  | RCFZ6024STANM | U802VA125524Z | 55500 | 18 | 8.1 | 53500 | 49000 | 91.59% | 1.75 | 0 | 10 |  |  |  |  | R-410A | 4.625 | Residential & Commercial | USHP | Ducted CEE Tier 1
211377640 | Central HP <5.4 tons | YORK | HRCU-A-CB (Split System: Heat Pump with Remote Outdoor Unit-Air-Source) | HMH72B341 |  |  | XAFC36DBCN1 | TP9C080B12MP13 | 34000 | 17 | 8.1 | 34000 | 24400 | 71.76% | 2.06 | 0 | 9.5 |  |  |  |  | R-410A | 2.8333 | Residential & Commercial | USHP
211377658 | Central HP <5.4 tons | YORK | HRCU-A-CB (Split System: Heat Pump with Remote Outdoor Unit-Air-Source) | HMH72B341 |  |  | XAFB36DXXN1+TXV | TP9C080B12MP13 | 33600 | 17.5 | 8.5 | 33400 | 23400 | 70.06% | 2.04 | 0 | 10 |  |  |  |  | R-410A | 2.8 | Residential & Commercial | USHP | Ducted CEE Tier 1
211377757 | Central HP <5.4 tons | YORK | HRCU-A-CB (Split System: Heat Pump with Remote Outdoor Unit-Air-Source) | HMH72B341 |  |  | XAFC36DBCN1 | YP9C060B12MP13 | 34000 | 17.5 | 8.1 | 34000 | 24200 | 71.18% | 2.06 | 0 | 9.5 |  |  |  |  | R-410A | 2.8333 | Residential & Commercial | USHP
211379398 | Central HP <5.4 tons | YORK | HRCU-A-CB (Split System: Heat Pump with Remote Outdoor Unit-Air-Source) | HMH72B341 |  |  | XAFC48FXXN1+TXV | YP9C060B12MP13 | 33000 | 16.5 | 8.1 | 32400 | 24000 | 74.07% | 2.04 | 0 | 9 |  |  |  |  | R-410A | 2.75 | Residential & Commercial | USHP
211379765 | Central HP <5.4 tons | YORK | HRCU-A-CB (Split System: Heat Pump with Remote Outdoor Unit-Air-Source) | HMH72B341 |  |  | XAFD48FBCN1 | TMLV100C16MP12 | 34000 | 16.5 | 8.5 | 33000 | 24400 | 73.94% | 2.1 | 0 | 9 |  |  |  |  | R-410A | 2.8333 | Residential & Commercial | USHP
211378209 | Central HP <5.4 tons | YORK | HRCU-A-CB (Split System: Heat Pump with Remote Outdoor Unit-Air-Source) | HMH72B341 |  |  | XAFC36DBCN1 | YPLC100C16MP13 | 34000 | 17.5 | 8.5 | 33800 | 23800 | 70.41% | 2.08 | 0 | 10 |  |  |  |  | R-410A | 2.8333 | Residential & Commercial | USHP | Ducted CEE Tier 1
213770265 | Central HP <5.4 tons | CARRIER | HRCU-A-CB (Split System: Heat Pump with Remote Outdoor Unit-Air-Source) | 25VNA448A*031* |  |  | CAP**4821AL*+UI | 59MN7C100C21**22 | 43500 | 20.5 | 9 | 46500 | 36400 | 78.28% | 2.26 | 0 | 11.5 |  |  |  |  | R-410A | 3.625 | Residential & Commercial | USHP | Ducted CEE Tier 1
212986967 | Central HP <5.4 tons | CARRIER | HRCU-A-CB (Split System: Heat Pump with Remote Outdoor Unit-Air-Source) | 38MURAQ24AB3* |  |  | CNPV*3617AL* | 59SC6A060M14**12 | 23600 | 16.5 | 8.1 | 26400 | 24200 | 91.67% | 2.02 | 0 | 10 |  |  |  |  | R-410A | 1.9667 | Residential & Commercial | USHP | Ducted CEE Tier 1
212980947 | Central HP <5.4 tons | BRYANT HEATING AND COOLING SYSTEMS | HRCU-A-CB (Split System: Heat Pump with Remote Outdoor Unit-Air-Source) | 38MURAQ30AB3* |  |  | CAP**4321AL* | 8(0,1)*SB60110M21*** | 31000 | 15.2 | 8.5 | 33600 | 26200 | 77.98% | 1.88 | 0 | 9 |  |  |  |  | R-410A | 2.5833 | Residential & Commercial | USHP
214075340 | Central HP <5.4 tons | RUUD | HRCU-A-CB (Split System: Heat Pump with Remote Outdoor Unit-Air-Source) | RD17AZ60AJ3N |  |  | RCFZ6024STANM | R921V1005A21M4S | 55000 | 18 | 8.1 | 54000 | 49500 | 91.67% | 1.75 | 0 | 10 |  |  |  |  | R-410A | 4.5833 | Residential & Commercial | USHP | Ducted CEE Tier 1
211257802 | Central HP <5.4 tons | CARRIER | HRCU-A-CB (Split System: Heat Pump with Remote Outdoor Unit-Air-Source) | 38MURAQ18AB3* |  |  | CAP**2417AL* | 59TP6B080V17**16 | 17400 | 16 | 8.5 | 18300 | 19200 | 104.9% | 2.3 | 0 | 10.5 |  |  |  |  | R-410A | 1.45 | Residential & Commercial | USHP | Ducted CEE Tier 1
211257861 | Central HP <5.4 tons | CARRIER | HRCU-A-CB (Split System: Heat Pump with Remote Outdoor Unit-Air-Source) | 38MURAQ18AB3* |  |  | CAP**2517AL* | 59TP6B060V14**12 | 18500 | 16 | 8.5 | 18300 | 17400 | 95.08% | 2.12 | 0 | 11 |  |  |  |  | R-410A | 1.5417 | Residential & Commercial | USHP | Ducted CEE Tier 1
211257868 | Central HP <5.4 tons | CARRIER | HRCU-A-CB (Split System: Heat Pump with Remote Outdoor Unit-Air-Source) | 38MURAQ18AB3* |  |  | CAP**2517AL* | 59SC2D060E14**12 | 18700 | 16.5 | 8.5 | 18500 | 17400 | 94.05% | 2.12 | 0 | 11 |  |  |  |  | R-410A | 1.5583 | Residential & Commercial | USHP | Ducted CEE Tier 1
211257943 | Central HP <5.4 tons | CARRIER | HRCU-A-CB (Split System: Heat Pump with Remote Outdoor Unit-Air-Source) | 38MURAQ18AB3* |  |  | CAP**3017AL* | 58S(B,C)*A070E14**12 | 17800 | 16.5 | 8.5 | 18200 | 18500 | 101.6% | 2.22 | 0 | 10.5 |  |  |  |  | R-410A | 1.4833 | Residential & Commercial | USHP | Ducted CEE Tier 1
211257975 | Central HP <5.4 tons | CARRIER | HRCU-A-CB (Split System: Heat Pump with Remote Outdoor Unit-Air-Source) | 38MURAQ18AB3* |  |  | CNPV*2414AL* | 58TP*A070V14**12 | 17700 | 16 | 8.5 | 18500 | 18800 | 101.6% | 2.26 | 0 | 11 |  |  |  |  | R-410A | 1.475 | Residential & Commercial | USHP | Ducted CEE Tier 1
211228251 | Central HP <5.4 tons | COMFORTMAKER | HRCU-A-CB (Split System: Heat Pump with Remote Outdoor Unit-Air-Source) | DLCURAH36ABK |  |  | EA*4X43L21A* | *80ES(N,L)0901714A* | 37000 | 16 | 8.5 | 38500 | 34800 | 90.39% | 2.1 | 0 | 10 |  |  |  |  | R-410A | 3.0833 | Residential & Commercial | USHP | Ducted CEE Tier 1
211228287 | Central HP <5.4 tons | COMFORTMAKER | HRCU-A-CB (Split System: Heat Pump with Remote Outdoor Unit-Air-Source) | DLCURAH36ABK |  |  | EA*4X43L21A* | *80ES(N,L)1102120A* | 37000 | 16 | 8.5 | 38500 | 34800 | 90.39% | 2.12 | 0 | 10 |  |  |  |  | R-410A | 3.0833 | Residential & Commercial | USHP | Ducted CEE Tier 1
213080303 | Central HP <5.4 tons | CARRIER | HRCU-A-CB (Split System: Heat Pump with Remote Outdoor Unit-Air-Source) | 38MURAQ36AB3* |  |  | CAP**4224AL* | 59SC6A100M21**20 | 35400 | 16 | 8.1 | 38500 | 35000 | 90.91% | 1.88 | 0 | 10 |  |  |  |  | R-410A | 2.95 | Residential & Commercial | USHP | Ducted CEE Tier 1
213080480 | Central HP <5.4 tons | CARRIER | HRCU-A-CB (Split System: Heat Pump with Remote Outdoor Unit-Air-Source) | 38MURAQ36AB3* |  |  | CAP**4224AL* | 59SC6A140M24**22 | 35200 | 16 | 8.1 | 38500 | 35000 | 90.91% | 1.88 | 0 | 9.5 |  |  |  |  | R-410A | 2.9333 | Residential & Commercial | USHP
212988787 | Central HP <5.4 tons | DAY & NIGHT | HRCU-A-CB (Split System: Heat Pump with Remote Outdoor Unit-Air-Source) | DLCURAH18ABK |  |  | EA*4X24L17A* | *95MSU0401712A* | 17200 | 16 | 8.5 | 18200 | 19400 | 106.6% | 2.34 | 0 | 10.5 |  |  |  |  | R-410A | 1.4333 | Residential & Commercial | USHP | Ducted CEE Tier 1
213779460 | Central HP <5.4 tons | COMFORTMAKER | HRCU-A-CB (Split System: Heat Pump with Remote Outdoor Unit-Air-Source) | CVH837GKA** |  |  | EA*4X48L21A*+WALLCON | *96CTN0601714B* | 32200 | 17 | 8.1 | 32600 | 25200 | 77.3% | 1.94 | 0 | 11 |  |  |  |  | R-410A | 2.6833 | Residential & Commercial | USHP | Ducted CEE Tier 1
213779560 | Central HP <5.4 tons | COMFORTMAKER | HRCU-A-CB (Split System: Heat Pump with Remote Outdoor Unit-Air-Source) | CVH837GKA** |  |  | EA*4X60L24A*+WALLCON | *80CTL0902120B* | 32800 | 17.5 | 8.1 | 31800 | 24600 | 77.36% | 1.98 | 0 | 11.5 |  |  |  |  | R-410A | 2.7333 | Residential & Commercial | USHP | Ducted CEE Tier 1
215936116 | Central HP <5.4 tons | HEIL | HRCU-A-CB (Split System: Heat Pump with Remote Outdoor Unit-Air-Source) | H5H3V36*K*AAA* |  |  | EVD5X42M21A*+WALLCON | *96CTN0601714B* | 34200 | 20.5 | 8.1 | 38000 | 27000 | 71.05% | 2 | 0 | 11 |  |  |  |  | R-454B | 2.85 | Residential & Commercial | USHP | Ducted CEE Tier 1
215936166 | Central HP <5.4 tons | HEIL | HRCU-A-CB (Split System: Heat Pump with Remote Outdoor Unit-Air-Source) | H5H3V36*K*AAA* |  |  | EVD5X42M24A*+WALLCON | *80CTL0902120B* | 35600 | 22 | 8.5 | 38000 | 28400 | 74.74% | 2.04 | 0 | 12.5 |  |  |  |  | R-454B | 2.9667 | Residential & Commercial | USHP | Ducted CEE Tier 1
214066878 | Central HP <5.4 tons | RUUD | HRCU-A-CB (Split System: Heat Pump with Remote Outdoor Unit-Air-Source) | RD17AZ36AJ3N |  |  | RCFZ3621MTANM | R801V0504A17UHS | 34200 | 18 | 8.1 | 34200 | 29800 | 87.13% | 1.9 | 0 | 10 |  |  |  |  | R-410A | 2.85 | Residential & Commercial | USHP | Ducted CEE Tier 1
214066511 | Central HP <5.4 tons | RUUD | HRCU-A-CB (Split System: Heat Pump with Remote Outdoor Unit-Air-Source) | RD17AZ36AJ3N |  |  | RCFZ3621MTANM | U97MV1005A21DHS | 34200 | 18 | 8.1 | 34200 | 29400 | 85.96% | 1.9 | 0 | 10 |  |  |  |  | R-410A | 2.85 | Residential & Commercial | USHP | Ducted CEE Tier 1
215936366 | Central HP <5.4 tons | HEIL | HRCU-A-CB (Split System: Heat Pump with Remote Outdoor Unit-Air-Source) | H5H3V36*K*AAA* |  |  | EVD5X48M24A*+WALLCON | *97CMN0602120B* | 34800 | 21 | 8.5 | 38500 | 28800 | 74.81% | 2.02 | 0 | 11.7 |  |  |  |  | R-454B | 2.9 | Residential & Commercial | USHP | Ducted CEE Tier 1
215936416 | Central HP <5.4 tons | HEIL | HRCU-A-CB (Split System: Heat Pump with Remote Outdoor Unit-Air-Source) | H5H3V36*K*AAA* |  |  | EVD5X48M24A*+WALLCON | *96CTN1202422B* | 35000 | 21.5 | 8.5 | 38000 | 28200 | 74.21% | 2.02 | 0 | 12 |  |  |  |  | R-454B | 2.9167 | Residential & Commercial | USHP | Ducted CEE Tier 1
215936436 | Central HP <5.4 tons | HEIL | HRCU-A-CB (Split System: Heat Pump with Remote Outdoor Unit-Air-Source) | H5H3V36*K*AAA* |  |  | EVD5X49M24A*+WALLCON | *80CTL0702120B* | 35400 | 21.5 | 8.5 | 38000 | 28600 | 75.26% | 2.04 | 0 | 12 |  |  |  |  | R-454B | 2.95 | Residential & Commercial | USHP | Ducted CEE Tier 1
216570905 | Central HP <5.4 tons | AMERICAN STANDARD | HRCU-A-CB (Split System: Heat Pump with Remote Outdoor Unit-Air-Source) | 5A6V0X24A1 |  |  | 5TXCA002AS3 | L8V1A040U3VSB+LRP | 21600 | 20.6 | 9.4 | 24400 | 18300 | 75% | 2 | 0 | 11.2 |  |  |  |  | R-454B | 1.8 | Residential & Commercial | USHP | Ducted CEE Tier 1
215940846 | Central HP <5.4 tons | HEIL | HRCU-A-CB (Split System: Heat Pump with Remote Outdoor Unit-Air-Source) | H5H3V36*K*AAA* |  |  | EVD5X60M21A*+WALLCON | *97CTN0801716A* | 35400 | 21 | 8.5 | 38500 | 29000 | 75.32% | 2 | 0 | 12 |  |  |  |  | R-454B | 2.95 | Residential & Commercial | USHP | Ducted CEE Tier 1
213297117 | Central HP <5.4 tons | JOHNSON CONTROLS | HRCU-A-CB (Split System: Heat Pump with Remote Outdoor Unit-Air-Source) | HMH72B341 |  |  | XAFC48FXXN1+TXV | Z8ES120C16LMPS1 | 34000 | 16.5 | 8.5 | 32800 | 23400 | 71.34% | 2.1 | 0 | 9.5 |  |  |  |  | R-410A | 2.8333 | Residential & Commercial | USHP
213297317 | Central HP <5.4 tons | JOHNSON CONTROLS | HRCU-A-CB (Split System: Heat Pump with Remote Outdoor Unit-Air-Source) | HMH72B341 |  |  | XAFC36DBCN1 | Z8ET080C16LMPS1 | 34000 | 18.5 | 8.5 | 33400 | 24200 | 72.46% | 2.14 | 0 | 9.5 |  |  |  |  | R-410A | 2.8333 | Residential & Commercial | USHP
213297352 | Central HP <5.4 tons | JOHNSON CONTROLS | HRCU-A-CB (Split System: Heat Pump with Remote Outdoor Unit-Air-Source) | HMH72B341 |  |  | XAFC36DBCN1 | Z8ES100C20LMPS1 | 34000 | 17.5 | 8.5 | 33400 | 24200 | 72.46% | 2.14 | 0 | 9.5 |  |  |  |  | R-410A | 2.8333 | Residential & Commercial | USHP
213297552 | Central HP <5.4 tons | JOHNSON CONTROLS | HRCU-A-CB (Split System: Heat Pump with Remote Outdoor Unit-Air-Source) | HMH72B341 |  |  | XAHC36DBCN1 | Z8ES100C20SMPS1 | 34000 | 17 | 8.5 | 33400 | 23600 | 70.66% | 2.08 | 0 | 9.5 |  |  |  |  | R-410A | 2.8333 | Residential & Commercial | USHP
215683984 | Central HP <5.4 tons | BRYANT HEATING AND COOLING SYSTEMS | HRCU-A-CB (Split System: Heat Pump with Remote Outdoor Unit-Air-Source) | 290VAN036**AA* |  |  | CAA**4321AM*+UI | 88*TB48090C17*** | 34400 | 18 | 9 | 35400 | 25200 | 71.19% | 1.88 | 0 | 10 |  |  |  |  | R-454B | 2.8667 | Residential & Commercial | USHP | Ducted CEE Tier 1
215684000 | Central HP <5.4 tons | BRYANT HEATING AND COOLING SYSTEMS | HRCU-A-CB (Split System: Heat Pump with Remote Outdoor Unit-Air-Source) | 290VAN036**AA* |  |  | CAA**4321AM*+UI | 987MC60080C21*** | 34600 | 18 | 9 | 35200 | 25000 | 71.02% | 1.88 | 0 | 10 |  |  |  |  | R-454B | 2.8833 | Residential & Commercial | USHP | Ducted CEE Tier 1
215684066 | Central HP <5.4 tons | BRYANT HEATING AND COOLING SYSTEMS | HRCU-A-CB (Split System: Heat Pump with Remote Outdoor Unit-Air-Source) | 290VAN036**AA* |  |  | CSAH*4212AM*+UI | 88*TB48070C17*** | 33800 | 16.5 | 8.5 | 35600 | 25400 | 71.35% | 1.78 | 0 | 9.5 |  |  |  |  | R-454B | 2.8167 | Residential & Commercial | USHP
212981880 | Central HP <5.4 tons | CARRIER | HRCU-A-CB (Split System: Heat Pump with Remote Outdoor Unit-Air-Source) | 38MURAQ18AB3* |  |  | CNPV*3017AL* | 58SU*B040M17**12 | 17500 | 16 | 8.1 | 18200 | 18500 | 101.6% | 2.22 | 0 | 10.5 |  |  |  |  | R-410A | 1.4583 | Residential & Commercial | USHP | Ducted CEE Tier 1
212982396 | Central HP <5.4 tons | CARRIER | HRCU-A-CB (Split System: Heat Pump with Remote Outdoor Unit-Air-Source) | 38MURAQ18AB3* |  |  | CAP**2517AL* | 58SU*B060M17**16 | 18200 | 16.5 | 8.5 | 18000 | 17500 | 97.22% | 2.12 | 0 | 11 |  |  |  |  | R-410A | 1.5167 | Residential & Commercial | USHP | Ducted CEE Tier 1
214075308 | Central HP <5.4 tons | RUUD | HRCU-A-CB (Split System: Heat Pump with Remote Outdoor Unit-Air-Source) | RD17AZ60AJ3N |  |  | RCFZ6024STANM | R801V1005A21UHS | 55500 | 18 | 8.1 | 53500 | 49000 | 91.59% | 1.75 | 0 | 10 |  |  |  |  | R-410A | 4.625 | Residential & Commercial | USHP | Ducted CEE Tier 1
211257991 | Central HP <5.4 tons | CARRIER | HRCU-A-CB (Split System: Heat Pump with Remote Outdoor Unit-Air-Source) | 38MURAQ18AB3* |  |  | CNPV*2417AL* | 59SP6A060V17**14 | 17600 | 15.5 | 8.5 | 18500 | 18800 | 101.6% | 2.26 | 0 | 10.5 |  |  |  |  | R-410A | 1.4667 | Residential & Commercial | USHP | Ducted CEE Tier 1
211258050 | Central HP <5.4 tons | CARRIER | HRCU-A-CB (Split System: Heat Pump with Remote Outdoor Unit-Air-Source) | 38MURAQ18AB3* |  |  | CNPV*3014AL* | 59SC5B026E14**10 | 18100 | 15.5 | 8.5 | 18800 | 18400 | 97.87% | 2.2 | 0 | 11 |  |  |  |  | R-410A | 1.5083 | Residential & Commercial | USHP | Ducted CEE Tier 1
214398606 | Central HP <5.4 tons | JOHNSON CONTROLS | HRCU-A-CB (Split System: Heat Pump with Remote Outdoor Unit-Air-Source) | HH836E2S11 |  |  | CTF48C5CFS1 | TL9E080C16UH11 | 33400 | 18 | 9 | 31400 | 25400 | 80.89% | 2 | 0 | 11 |  |  |  |  | R-454B | 2.7833 | Residential & Commercial | USHP | Ducted CEE Tier 1
214398131 | Central HP <5.4 tons | JOHNSON CONTROLS | HRCU-A-CB (Split System: Heat Pump with Remote Outdoor Unit-Air-Source) | HH836E2S11 |  |  | CTF36C5CDS1 | TM8Y100C16MP11 | 33600 | 18 | 8.5 | 30800 | 25200 | 81.82% | 2 | 0 | 11.7 |  |  |  |  | R-454B | 2.8 | Residential & Commercial | USHP | Ducted CEE Tier 1
212391375 | Central HP <5.4 tons | TRANE | HRCU-A-CB (Split System: Heat Pump with Remote Outdoor Unit-Air-Source) | 4TWV7X48A1 |  |  | TAMXB0C48V41 | 0 | 45500 | 17.1 | 8.5 | 40000 | 28000 | 70% | 1.8 | 0 | 11.7 |  |  |  |  | R-410A | 3.7917 | Residential & Commercial | USHP | Ducted CEE Tier 1
215935394 | Central HP <5.4 tons | CARRIER | HRCU-A-CB (Split System: Heat Pump with Remote Outdoor Unit-Air-Source) | 27VNA336A*030* |  |  | CVAMA6024XMA*+UI | 59MN7C060C21**20 | 35200 | 21 | 8.5 | 38500 | 28800 | 74.81% | 2.02 | 0 | 12 |  |  |  |  | R-454B | 2.9333 | Residential & Commercial | USHP | Ducted CEE Tier 1
215935694 | Central HP <5.4 tons | CARRIER | HRCU-A-CB (Split System: Heat Pump with Remote Outdoor Unit-Air-Source) | 27VNA336A*030* |  |  | CVAVA3621XMA*+UI | 59CU5B100C21**22 | 34400 | 21 | 8.5 | 38500 | 28000 | 72.73% | 2.04 | 0 | 12 |  |  |  |  | R-454B | 2.8667 | Residential & Commercial | USHP | Ducted CEE Tier 1
215935864 | Central HP <5.4 tons | CARRIER | HRCU-A-CB (Split System: Heat Pump with Remote Outdoor Unit-Air-Source) | 27VNA336A*030* |  |  | CVAVA3817XMA*+UI | 59CU5B060C17**16 | 35200 | 21 | 8.5 | 38500 | 29200 | 75.84% | 2.02 | 0 | 11.7 |  |  |  |  | R-454B | 2.9333 | Residential & Commercial | USHP | Ducted CEE Tier 1
211378275 | Central HP <5.4 tons | YORK | HRCU-A-CB (Split System: Heat Pump with Remote Outdoor Unit-Air-Source) | HMH72B341 |  |  | XAHB36DBCN1 | YPLC080B12MP13 | 32800 | 16.5 | 8.1 | 33000 | 23400 | 70.91% | 1.98 | 0 | 9.5 |  |  |  |  | R-410A | 2.7333 | Residential & Commercial | USHP
211378362 | Central HP <5.4 tons | YORK | HRCU-A-CB (Split System: Heat Pump with Remote Outdoor Unit-Air-Source) | HMH72B341 |  |  | XAHB36DXXN1+TXV | TMLV060A12MP12 | 33400 | 16.5 | 8.1 | 33600 | 23800 | 70.83% | 2.02 | 0 | 9.5 |  |  |  |  | R-410A | 2.7833 | Residential & Commercial | USHP
211378392 | Central HP <5.4 tons | YORK | HRCU-A-CB (Split System: Heat Pump with Remote Outdoor Unit-Air-Source) | HMH72B341 |  |  | XAHB30CXXN1+TXV | YPLC060A12MP13 | 32000 | 17 | 8.1 | 32800 | 23000 | 70.12% | 1.98 | 0 | 9.5 |  |  |  |  | R-410A | 2.6667 | Residential & Commercial | USHP
215677792 | Central HP <5.4 tons | TEMPSTAR | HRCU-A-CB (Split System: Heat Pump with Remote Outdoor Unit-Air-Source) | T5H0V60*K*AAA* |  |  | EA*5X60M24A*+WALLCON | *80CTL1102120B* | 55000 | 18.5 | 9 | 59000 | 41500 | 70.34% | 2.02 | 0 | 9 |  |  |  |  | R-454B | 4.5833 | Residential & Commercial | USHP
211222789 | Central HP <5.4 tons | COMFORTMAKER | HRCU-A-CB (Split System: Heat Pump with Remote Outdoor Unit-Air-Source) | DLCURAH30ABK |  |  | FXM4X36**AL | 0 | 31000 | 15.2 | 8.1 | 33600 | 26400 | 78.57% | 1.82 | 0 | 9 |  |  |  |  | R-410A | 2.5833 | Residential & Commercial | USHP
215935834 | Central HP <5.4 tons | CARRIER | HRCU-A-CB (Split System: Heat Pump with Remote Outdoor Unit-Air-Source) | 27VNA336A*030* |  |  | CVAVA3817XMA*+UI | 58TN*B070C14**12 | 35200 | 21.5 | 8.5 | 38500 | 29000 | 75.32% | 2.02 | 0 | 11.7 |  |  |  |  | R-454B | 2.9333 | Residential & Commercial | USHP | Ducted CEE Tier 1
215936134 | Central HP <5.4 tons | CARRIER | HRCU-A-CB (Split System: Heat Pump with Remote Outdoor Unit-Air-Source) | 27VNA336A*030* |  |  | CVAVA4221XMA*+UI | 59TN6C100C21**22 | 34400 | 21 | 8.5 | 38500 | 28000 | 72.73% | 2.06 | 0 | 12 |  |  |  |  | R-454B | 2.8667 | Residential & Commercial | USHP | Ducted CEE Tier 1
215936184 | Central HP <5.4 tons | CARRIER | HRCU-A-CB (Split System: Heat Pump with Remote Outdoor Unit-Air-Source) | 27VNA336A*030* |  |  | CVAVA4224XMA*+UI | 58TN*B135C24**22 | 35600 | 22 | 8.5 | 38000 | 28400 | 74.74% | 2.04 | 0 | 12.5 |  |  |  |  | R-454B | 2.9667 | Residential & Commercial | USHP | Ducted CEE Tier 1
215936534 | Central HP <5.4 tons | CARRIER | HRCU-A-CB (Split System: Heat Pump with Remote Outdoor Unit-Air-Source) | 27VNA336A*030* |  |  | CVAVA4924XMA*+UI | 59TN6C100C21**22 | 35400 | 22 | 8.5 | 38000 | 28400 | 74.74% | 2.04 | 0 | 12.5 |  |  |  |  | R-454B | 2.95 | Residential & Commercial | USHP | Ducted CEE Tier 1
214075311 | Central HP <5.4 tons | RUUD | HRCU-A-CB (Split System: Heat Pump with Remote Outdoor Unit-Air-Source) | RD17AZ60AJ3N |  |  | RCFZ6024STANM | R951V1005A21M4S | 55000 | 18 | 8.1 | 54000 | 49500 | 91.67% | 1.75 | 0 | 10 |  |  |  |  | R-410A | 4.5833 | Residential & Commercial | USHP | Ducted CEE Tier 1
216571325 | Central HP <5.4 tons | AMERICAN STANDARD | HRCU-A-CB (Split System: Heat Pump with Remote Outdoor Unit-Air-Source) | 5A6V8X36A1 |  |  | 5TXCD010AS3 | S8V2D120M5PDB | 33600 | 18.1 | 8.5 | 33200 | 25200 | 75.9% | 2.1 | 0 | 10.5 |  |  |  |  | R-454B | 2.8 | Residential & Commercial | USHP | Ducted CEE Tier 1
213770269 | Central HP <5.4 tons | CARRIER | HRCU-A-CB (Split System: Heat Pump with Remote Outdoor Unit-Air-Source) | 25VNA448A*031* |  |  | CAP**4824AL*+UI | 58TN*B090C21**20 | 44000 | 21 | 9 | 46500 | 36200 | 77.85% | 2.28 | 0 | 11.7 |  |  |  |  | R-410A | 3.6667 | Residential & Commercial | USHP | Ducted CEE Tier 1
213770285 | Central HP <5.4 tons | CARRIER | HRCU-A-CB (Split System: Heat Pump with Remote Outdoor Unit-Air-Source) | 25VNA448A*031* |  |  | CAP**6024AL*+UI | 58TN*B110C21**20 | 45000 | 21 | 9.5 | 45500 | 36000 | 79.12% | 2.34 | 0 | 12 |  |  |  |  | R-410A | 3.75 | Residential & Commercial | USHP | Ducted CEE Tier 1
214066524 | Central HP <5.4 tons | RUUD | HRCU-A-CB (Split System: Heat Pump with Remote Outdoor Unit-Air-Source) | RD17AZ36AJ3N |  |  | RCFZ3621MTANM | R801V0755A21UHN | 34200 | 18 | 8.1 | 34200 | 29400 | 85.96% | 2 | 0 | 11.7 |  |  |  |  | R-410A | 2.85 | Residential & Commercial | USHP | Ducted CEE Tier 1
212984965 | Central HP <5.4 tons | DAY & NIGHT | HRCU-A-CB (Split System: Heat Pump with Remote Outdoor Unit-Air-Source) | DLCURAH30ABK |  |  | EA*4X36L21A* | *92MSN0802120A* | 30000 | 15.2 | 8.1 | 34400 | 28000 | 81.4% | 1.78 | 0 | 9 |  |  |  |  | R-410A | 2.5 | Residential & Commercial | USHP
216571245 | Central HP <5.4 tons | AMERICAN STANDARD | HRCU-A-CB (Split System: Heat Pump with Remote Outdoor Unit-Air-Source) | 5A6V8X36A1 |  |  | 5PX*B006AS3 | S8V2B080M4PDB | 32800 | 18.1 | 8.5 | 33400 | 25800 | 77.25% | 2.1 | 0 | 10 |  |  |  |  | R-454B | 2.7333 | Residential & Commercial | USHP | Ducted CEE Tier 1
214398601 | Central HP <5.4 tons | JOHNSON CONTROLS | HRCU-A-CB (Split System: Heat Pump with Remote Outdoor Unit-Air-Source) | HH836E2S11 |  |  | CTF48C5CFS1 | TM8Y100C20MP11 | 34400 | 19 | 9 | 32600 | 25800 | 79.14% | 2 | 0 | 11 |  |  |  |  | R-454B | 2.8667 | Residential & Commercial | USHP | Ducted CEE Tier 1
212989278 | Central HP <5.4 tons | COMFORTMAKER | HRCU-A-CB (Split System: Heat Pump with Remote Outdoor Unit-Air-Source) | DLCURAH18ABK |  |  | EA*4X24L17A* | *95MSU0601716A* | 17300 | 16.5 | 8.5 | 18200 | 19400 | 106.6% | 2.34 | 0 | 10.5 |  |  |  |  | R-410A | 1.4417 | Residential & Commercial | USHP | Ducted CEE Tier 1
214279891 | Central HP <5.4 tons | BRYANT HEATING AND COOLING SYSTEMS | HRCU-A-CB (Split System: Heat Pump with Remote Outdoor Unit-Air-Source) | 38MURAQ24AB3* |  |  | CAP**3017AL* | 916SA48060M17*** | 23400 | 16.5 | 9 | 25800 | 24400 | 94.57% | 2.02 | 0 | 10 |  |  |  |  | R-410A | 1.95 | Residential & Commercial | USHP | Ducted CEE Tier 1
214397532 | Central HP <5.4 tons | JOHNSON CONTROLS | HRCU-A-CB (Split System: Heat Pump with Remote Outdoor Unit-Air-Source) | HH824E2S11 |  |  | CTF30A5ADS1 | TM9V040A10MP12 | 23000 | 17 | 9 | 23000 | 17800 | 77.39% | 2 | 0 | 12 |  |  |  |  | R-454B | 1.9167 | Residential & Commercial | USHP | Ducted CEE Tier 1
214397500 | Central HP <5.4 tons | JOHNSON CONTROLS | HRCU-A-CB (Split System: Heat Pump with Remote Outdoor Unit-Air-Source) | HH860E2S11 |  |  | CTF60C5CGS1 | TM9V080C16MP12 | 43500 | 17 | 9 | 44000 | 33600 | 76.36% | 2 | 0 | 11 |  |  |  |  | R-454B | 3.625 | Residential & Commercial | USHP | Ducted CEE Tier 1
214397883 | Central HP <5.4 tons | JOHNSON CONTROLS | HRCU-A-CB (Split System: Heat Pump with Remote Outdoor Unit-Air-Source) | HH860E2S11 |  |  | CTM60C5CGS1 | TM8V120C20MP12 | 44000 | 18 | 9 | 44500 | 33600 | 75.51% | 2 | 0 | 11.7 |  |  |  |  | R-454B | 3.6667 | Residential & Commercial | USHP | Ducted CEE Tier 1
213297482 | Central HP <5.4 tons | JOHNSON CONTROLS | HRCU-A-CB (Split System: Heat Pump with Remote Outdoor Unit-Air-Source) | HMH72B341 |  |  | XAUB36DXXN1+TXV | Z9ES060B12SMPS1 | 34000 | 17 | 8.1 | 33400 | 23800 | 71.26% | 2.04 | 0 | 9.5 |  |  |  |  | R-410A | 2.8333 | Residential & Commercial | USHP
215936634 | Central HP <5.4 tons | CARRIER | HRCU-A-CB (Split System: Heat Pump with Remote Outdoor Unit-Air-Source) | 27VNA336A*030* |  |  | CVAVA6021XMA*+UI | 58TN*B110C21**20 | 35600 | 22 | 8.5 | 38000 | 28400 | 74.74% | 2.02 | 0 | 12.5 |  |  |  |  | R-454B | 2.9667 | Residential & Commercial | USHP | Ducted CEE Tier 1
215936684 | Central HP <5.4 tons | CARRIER | HRCU-A-CB (Split System: Heat Pump with Remote Outdoor Unit-Air-Source) | 27VNA336A*030* |  |  | CVAVA6021XMA*+UI | 59MN7C080C17**14 | 35400 | 21.5 | 8.5 | 38500 | 29000 | 75.32% | 2.02 | 0 | 12 |  |  |  |  | R-454B | 2.95 | Residential & Commercial | USHP | Ducted CEE Tier 1
213770281 | Central HP <5.4 tons | CARRIER | HRCU-A-CB (Split System: Heat Pump with Remote Outdoor Unit-Air-Source) | 25VNA448A*031* |  |  | CAP**4824AL*+UI | 59TN6C120C24**22 | 44000 | 21 | 9 | 46500 | 36200 | 77.85% | 2.28 | 0 | 11.7 |  |  |  |  | R-410A | 3.6667 | Residential & Commercial | USHP | Ducted CEE Tier 1
213770315 | Central HP <5.4 tons | CARRIER | HRCU-A-CB (Split System: Heat Pump with Remote Outdoor Unit-Air-Source) | 25VNA448A*031* |  |  | CAP**6124AL*+UI | 59MN7C100C21**22 | 45500 | 21 | 9.5 | 46000 | 36200 | 78.7% | 2.36 | 0 | 12 |  |  |  |  | R-410A | 3.7917 | Residential & Commercial | USHP | Ducted CEE Tier 1
216728048 | Central HP <5.4 tons | TEMPSTAR | HRCU-A-CB (Split System: Heat Pump with Remote Outdoor Unit-Air-Source) | D5CUHAH24AAK |  |  | FTMA5X24L0B* | 0 | 23200 | 17 | 9 | 21400 | 19100 | 89.25% | 2 | 0 | 11 |  |  |  |  | R-454B | 1.9333 | Residential & Commercial | USHP | Ducted CEE Tier 1
211229096 | Central HP <5.4 tons | COMFORTMAKER | HRCU-A-CB (Split System: Heat Pump with Remote Outdoor Unit-Air-Source) | DLCURAH36ABK |  |  | EA*4X48L21A* | *96VSN0802120A* | 36000 | 16 | 8.5 | 38500 | 34600 | 89.87% | 2.06 | 0 | 10 |  |  |  |  | R-410A | 3 | Residential & Commercial | USHP | Ducted CEE Tier 1
212383308 | Central HP <5.4 tons | HEIL | HRCU-A-CB (Split System: Heat Pump with Remote Outdoor Unit-Air-Source) | DLCURAH36ABK |  |  | EA*4X36L21A* | *80ES(N,L)0902116A* | 35600 | 16 | 8.1 | 39500 | 35200 | 89.11% | 1.84 | 0 | 10 |  |  |  |  | R-410A | 2.9667 | Residential & Commercial | USHP | Ducted CEE Tier 1
215668971 | Central HP <5.4 tons | TEMPSTAR | HRCU-A-CB (Split System: Heat Pump with Remote Outdoor Unit-Air-Source) | T5H0V36*K*AAA* |  |  | EA*5X43M21A*+WALLCON | *80CSU1002120A* | 34400 | 17.5 | 9 | 35400 | 25200 | 71.19% | 1.9 | 0 | 10 |  |  |  |  | R-454B | 2.8667 | Residential & Commercial | USHP | Ducted CEE Tier 1
213770735 | Central HP <5.4 tons | CARRIER | HRCU-A-CB (Split System: Heat Pump with Remote Outdoor Unit-Air-Source) | 25VNA825A*031* |  |  | CAP**3017AL*+UI | 58TN*B090C17**16 | 23600 | 16.5 | 8.1 | 21400 | 16700 | 78.04% | 1.92 | 0 | 11 |  |  |  |  | R-410A | 1.9667 | Residential & Commercial | USHP | Ducted CEE Tier 1
214807668 | Central HP <5.4 tons | YORK | HRCU-A-CB (Split System: Heat Pump with Remote Outdoor Unit-Air-Source) | HH860E2S11 |  |  | CTU60C5XGS1+TXV | Y91E080C16SMPS1 | 44500 | 18 | 9 | 46000 | 33800 | 73.48% | 2 | 0 | 11.7 |  |  |  |  | R-454B | 3.7083 | Residential & Commercial | USHP | Ducted CEE Tier 1
213778880 | Central HP <5.4 tons | COMFORTMAKER | HRCU-A-CB (Split System: Heat Pump with Remote Outdoor Unit-Air-Source) | CVH837GKA** |  |  | EA*4X36L21A*+WALLCON | *97CMN0601714B* | 31200 | 16.5 | 8.1 | 33200 | 24600 | 74.1% | 1.82 | 0 | 10.5 |  |  |  |  | R-410A | 2.6 | Residential & Commercial | USHP | Ducted CEE Tier 1
213779030 | Central HP <5.4 tons | COMFORTMAKER | HRCU-A-CB (Split System: Heat Pump with Remote Outdoor Unit-Air-Source) | CVH837GKA** |  |  | EA*4X37L21A*+WALLCON | *96CTN0601714B* | 32600 | 17 | 8.1 | 33000 | 25400 | 76.97% | 1.94 | 0 | 11 |  |  |  |  | R-410A | 2.7167 | Residential & Commercial | USHP | Ducted CEE Tier 1
213779400 | Central HP <5.4 tons | COMFORTMAKER | HRCU-A-CB (Split System: Heat Pump with Remote Outdoor Unit-Air-Source) | CVH837GKA** |  |  | EA*4X48L21A*+WALLCON | *80CTL0902120B* | 32200 | 17 | 8.1 | 32600 | 24800 | 76.07% | 1.98 | 0 | 11 |  |  |  |  | R-410A | 2.6833 | Residential & Commercial | USHP | Ducted CEE Tier 1
213779550 | Central HP <5.4 tons | COMFORTMAKER | HRCU-A-CB (Split System: Heat Pump with Remote Outdoor Unit-Air-Source) | CVH837GKA** |  |  | EA*4X48L24A*+WALLCON | *96CTN1202422B* | 32400 | 17 | 8.5 | 32400 | 24800 | 76.54% | 1.98 | 0 | 11 |  |  |  |  | R-410A | 2.7 | Residential & Commercial | USHP | Ducted CEE Tier 1
213779600 | Central HP <5.4 tons | COMFORTMAKER | HRCU-A-CB (Split System: Heat Pump with Remote Outdoor Unit-Air-Source) | CVH837GKA** |  |  | EA*4X60L24A*+WALLCON | *97CMN1202422B* | 32800 | 17.5 | 8.1 | 31600 | 24600 | 77.85% | 1.98 | 0 | 11.5 |  |  |  |  | R-410A | 2.7333 | Residential & Commercial | USHP | Ducted CEE Tier 1
211261416 | Central HP <5.4 tons | HEIL | HRCU-A-CB (Split System: Heat Pump with Remote Outdoor Unit-Air-Source) | DLCURAH18ABK |  |  | EA*4X30L14A* | *95ESN0261410A* | 18100 | 15.5 | 8.5 | 18800 | 18500 | 98.4% | 2.22 | 0 | 10.5 |  |  |  |  | R-410A | 1.5083 | Residential & Commercial | USHP | Ducted CEE Tier 1
216571215 | Central HP <5.4 tons | AMERICAN STANDARD | HRCU-A-CB (Split System: Heat Pump with Remote Outdoor Unit-Air-Source) | 5A6V8X24A1 |  |  | 5PX*BD06AS3 | S8V2B060M4PDB | 21800 | 18.1 | 8.5 | 23800 | 18700 | 78.57% | 2.2 | 0 | 11.5 |  |  |  |  | R-454B | 1.8167 | Residential & Commercial | USHP | Ducted CEE Tier 1
215940606 | Central HP <5.4 tons | HEIL | HRCU-A-CB (Split System: Heat Pump with Remote Outdoor Unit-Air-Source) | H5H3V36*K*AAA* |  |  | EVD5X38M17A*+WALLCON | *97CTN0801716A* | 35200 | 21 | 8.5 | 38500 | 29200 | 75.84% | 2.06 | 0 | 11.7 |  |  |  |  | R-454B | 2.9333 | Residential & Commercial | USHP | Ducted CEE Tier 1
211241607 | Central HP <5.4 tons | AIRQUEST | HRCU-A-CB (Split System: Heat Pump with Remote Outdoor Unit-Air-Source) | DLCURAH24ABK |  |  | EA*4X30L17A* | *96VTN0601412A* | 23400 | 16.5 | 8.5 | 26000 | 24000 | 92.31% | 1.98 | 0 | 10 |  |  |  |  | R-410A | 1.95 | Residential & Commercial | USHP | Ducted CEE Tier 1
211242098 | Central HP <5.4 tons | AIRQUEST | HRCU-A-CB (Split System: Heat Pump with Remote Outdoor Unit-Air-Source) | DLCURAH24ABK |  |  | EA*4X36L17A* | *80ES(N,L)0701712A* | 24400 | 16.5 | 8.5 | 26400 | 22400 | 84.85% | 1.84 | 0 | 10 |  |  |  |  | R-410A | 2.0333 | Residential & Commercial | USHP | Ducted CEE Tier 1
214606534 | Central HP <5.4 tons | JOHNSON CONTROLS | HRCU-A-C (Split System: Heat Pump with Remote Outdoor Unit with No Indoor Fan --Air Source) | HH860E2S11 |  |  | CTF60C5CGS1 | 0 | 44500 | 15.2 | 8.5 | 46000 | 34200 | 74.35% | 2 | 0 | 11 |  |  |  |  | R-454B | 3.7083 | Residential & Commercial | USHP | Ducted CEE Tier 1
213770965 | Central HP <5.4 tons | CARRIER | HRCU-A-CB (Split System: Heat Pump with Remote Outdoor Unit-Air-Source) | 25VNA825A*031* |  |  | CAP**3621AL*+UI | 59MN7C060C17**14 | 23400 | 16 | 8.1 | 21600 | 16700 | 77.31% | 1.92 | 0 | 10.5 |  |  |  |  | R-410A | 1.95 | Residential & Commercial | USHP | Ducted CEE Tier 1
213771085 | Central HP <5.4 tons | CARRIER | HRCU-A-CB (Split System: Heat Pump with Remote Outdoor Unit-Air-Source) | 25VNA825A*031* |  |  | CAP**3717AL*+UI | 59MN7C080C17**14 | 24200 | 16 | 8.1 | 21400 | 16700 | 78.04% | 2 | 0 | 11 |  |  |  |  | R-410A | 2.0167 | Residential & Commercial | USHP | Ducted CEE Tier 1
213771135 | Central HP <5.4 tons | CARRIER | HRCU-A-CB (Split System: Heat Pump with Remote Outdoor Unit-Air-Source) | 25VNA825A*031* |  |  | CAP**3721AL*+UI | 58TN*B070C17**16 | 24400 | 17 | 8.5 | 21200 | 16600 | 78.3% | 2.02 | 0 | 11 |  |  |  |  | R-410A | 2.0333 | Residential & Commercial | USHP | Ducted CEE Tier 1
213771435 | Central HP <5.4 tons | CARRIER | HRCU-A-CB (Split System: Heat Pump with Remote Outdoor Unit-Air-Source) | 25VNA825A*031* |  |  | CAP**4321AL*+UI | 58TN*B045C17**12 | 24200 | 16.5 | 8.1 | 21200 | 16700 | 78.77% | 2.02 | 0 | 10.5 |  |  |  |  | R-410A | 2.0167 | Residential & Commercial | USHP | Ducted CEE Tier 1
214066765 | Central HP <5.4 tons | RUUD | HRCU-A-CB (Split System: Heat Pump with Remote Outdoor Unit-Air-Source) | RD17AZ36AJ3N |  |  | RCFZ3621MTANM | R962V1005A21M4S | 34200 | 17 | 8.1 | 34200 | 29600 | 86.55% | 1.9 | 0 | 10 |  |  |  |  | R-410A | 2.85 | Residential & Commercial | USHP | Ducted CEE Tier 1
215434213 | Central HP <5.4 tons | GOODMAN | HRCU-A-CB (Split System: Heat Pump with Remote Outdoor Unit-Air-Source) | GZV7SA3610A* |  |  | CA*EA6030*3A* | G*VT800805D*A* | 35000 | 18.5 | 8.5 | 35000 | 28400 | 81.14% | 2 | 0 | 10.5 |  |  |  |  | R-32 | 2.9167 | Residential & Commercial | USHP | Ducted CEE Tier 1
216644070 | Central HP <5.4 tons | BRYANT HEATING AND COOLING SYSTEMS | HRCU-A-CB (Split System: Heat Pump with Remote Outdoor Unit-Air-Source) | 37MUHAQ18AA3 |  |  | CAA**2517AM* | 926SB30040V14*** | 18000 | 15.2 | 9 | 19700 | 17600 | 89.34% | 1.88 | 0 | 11 |  |  |  |  | R-454B | 1.5 | Residential & Commercial | USHP | Ducted CEE Tier 1
211226088 | Central HP <5.4 tons | CARRIER | HRCU-A-CB (Split System: Heat Pump with Remote Outdoor Unit-Air-Source) | 38MURAQ36AB3* |  |  | CNPV*4824AL* | 58S(B,C)*A135E24**20 | 36200 | 16 | 8.1 | 38500 | 34800 | 90.39% | 2.02 | 0 | 10 |  |  |  |  | R-410A | 3.0167 | Residential & Commercial | USHP | Ducted CEE Tier 1
211226097 | Central HP <5.4 tons | CARRIER | HRCU-A-CB (Split System: Heat Pump with Remote Outdoor Unit-Air-Source) | 38MURAQ36AB3* |  |  | CNPV*4824AL* | 58TP*A135V24**22 | 36200 | 16 | 8.1 | 38500 | 34800 | 90.39% | 2.02 | 0 | 10 |  |  |  |  | R-410A | 3.0167 | Residential & Commercial | USHP | Ducted CEE Tier 1
211226104 | Central HP <5.4 tons | CARRIER | HRCU-A-CB (Split System: Heat Pump with Remote Outdoor Unit-Air-Source) | 38MURAQ36AB3* |  |  | CNPV*4824AL* | 59SC5B080E21**20 | 36800 | 15.5 | 8.1 | 39500 | 35000 | 88.61% | 2.06 | 0 | 10.5 |  |  |  |  | R-410A | 3.0667 | Residential & Commercial | USHP | Ducted CEE Tier 1
213772634 | Central HP <5.4 tons | TEMPSTAR | HRCU-A-CB (Split System: Heat Pump with Remote Outdoor Unit-Air-Source) | TVH825GKA3* |  |  | EA*4X24L17A*+WALLCON | *80CTL0701412B* | 23400 | 16.5 | 8.1 | 22000 | 16800 | 76.36% | 1.88 | 0 | 10.5 |  |  |  |  | R-410A | 1.95 | Residential & Commercial | USHP | Ducted CEE Tier 1
213772684 | Central HP <5.4 tons | TEMPSTAR | HRCU-A-CB (Split System: Heat Pump with Remote Outdoor Unit-Air-Source) | TVH825GKA3* |  |  | EA*4X24L17A*+WALLCON | *97CMN0801714B* | 23200 | 16 | 8.1 | 22000 | 16800 | 76.36% | 1.88 | 0 | 10.5 |  |  |  |  | R-410A | 1.9333 | Residential & Commercial | USHP | Ducted CEE Tier 1
215936536 | Central HP <5.4 tons | HEIL | HRCU-A-CB (Split System: Heat Pump with Remote Outdoor Unit-Air-Source) | H5H3V36*K*AAA* |  |  | EVD5X49M24A*+WALLCON | *96CTN1002122B* | 35400 | 22 | 8.5 | 38000 | 28400 | 74.74% | 2.04 | 0 | 12.5 |  |  |  |  | R-454B | 2.95 | Residential & Commercial | USHP | Ducted CEE Tier 1
212609384 | Central HP <5.4 tons | RUUD | HRCU-A-CB (Split System: Heat Pump with Remote Outdoor Unit-Air-Source) | UP18AZ48AJVC |  |  | RCFZ6021SEAAM | R802V0504A17UHS | 45000 | 19 | 8.5 | 44000 | 45500 | 103.4% | 1.9 | 0 | 12 |  |  |  |  | R-410A | 3.75 | Residential & Commercial | USHP | Ducted CEE Tier 1
215937486 | Central HP <5.4 tons | HEIL | HRCU-A-CB (Split System: Heat Pump with Remote Outdoor Unit-Air-Source) | H5H3V48*K*AAA* |  |  | EVM5X60M24A*+WALLCON | *80CTL1352422B* | 45500 | 21 | 8.1 | 52500 | 38000 | 72.38% | 1.95 | 0 | 11.5 |  |  |  |  | R-454B | 3.7917 | Residential & Commercial | USHP | Ducted CEE Tier 1
214397688 | Central HP <5.4 tons | JOHNSON CONTROLS | HRCU-A-CB (Split System: Heat Pump with Remote Outdoor Unit-Air-Source) | HH836E2S11 |  |  | CTF36C5CDS1 | TM8E120C20MP11 | 34600 | 17 | 8.5 | 32600 | 26600 | 81.6% | 2 | 0 | 11 |  |  |  |  | R-454B | 2.8833 | Residential & Commercial | USHP | Ducted CEE Tier 1
214397863 | Central HP <5.4 tons | JOHNSON CONTROLS | HRCU-A-CB (Split System: Heat Pump with Remote Outdoor Unit-Air-Source) | HH860E2S11 |  |  | CTM60C5CGS1 | TM8E120C16MP11 | 44500 | 18 | 9 | 45500 | 34200 | 75.16% | 2 | 0 | 11 |  |  |  |  | R-454B | 3.7083 | Residential & Commercial | USHP | Ducted CEE Tier 1
214398685 | Central HP <5.4 tons | JOHNSON CONTROLS | HRCU-A-CB (Split System: Heat Pump with Remote Outdoor Unit-Air-Source) | HH860E2S11 |  |  | CTF60C5CGS1 | TM8E100C20MP11 | 44500 | 17 | 9 | 45000 | 33800 | 75.11% | 2 | 0 | 11.7 |  |  |  |  | R-454B | 3.7083 | Residential & Commercial | USHP | Ducted CEE Tier 1
214397713 | Central HP <5.4 tons | JOHNSON CONTROLS | HRCU-A-CB (Split System: Heat Pump with Remote Outdoor Unit-Air-Source) | HH836E2S11 |  |  | CTM36C5CDS1 | TMLE120C16MP11 | 33800 | 18 | 8.5 | 31600 | 25800 | 81.65% | 2 | 0 | 11 |  |  |  |  | R-454B | 2.8167 | Residential & Commercial | USHP | Ducted CEE Tier 1
214398490 | Central HP <5.4 tons | JOHNSON CONTROLS | HRCU-A-CB (Split System: Heat Pump with Remote Outdoor Unit-Air-Source) | HH836E2S11 |  |  | CTM36B5CDS1 | TM8Y080B12MP11 | 33400 | 18 | 8.5 | 31200 | 25600 | 82.05% | 2 | 0 | 11 |  |  |  |  | R-454B | 2.7833 | Residential & Commercial | USHP | Ducted CEE Tier 1
214397947 | Central HP <5.4 tons | JOHNSON CONTROLS | HRCU-A-CB (Split System: Heat Pump with Remote Outdoor Unit-Air-Source) | HH824E2S11 |  |  | CTF30A5ADS1 | TMLE040A12MP11 | 23000 | 18 | 9.5 | 23000 | 18500 | 80.43% | 2 | 0 | 12 |  |  |  |  | R-454B | 1.9167 | Residential & Commercial | USHP | Ducted CEE Tier 1
213297667 | Central HP <5.4 tons | JOHNSON CONTROLS | HRCU-A-CB (Split System: Heat Pump with Remote Outdoor Unit-Air-Source) | HMH72B341 |  |  | XAHB36DBCN1 | Z8ES040A12LMPS1 | 33200 | 17.5 | 8.1 | 32800 | 23000 | 70.12% | 2.02 | 0 | 10 |  |  |  |  | R-410A | 2.7667 | Residential & Commercial | USHP | Ducted CEE Tier 1
213297697 | Central HP <5.4 tons | JOHNSON CONTROLS | HRCU-A-CB (Split System: Heat Pump with Remote Outdoor Unit-Air-Source) | HMH72B341 |  |  | XAFC36DBCN1 | Z9ET060B12SMPS1 | 33800 | 17.5 | 8.5 | 33400 | 23400 | 70.06% | 2 | 0 | 9.5 |  |  |  |  | R-410A | 2.8167 | Residential & Commercial | USHP
216571301 | Central HP <5.4 tons | AMERICAN STANDARD | HRCU-A-CB (Split System: Heat Pump with Remote Outdoor Unit-Air-Source) | 5A6V8X36A1 |  |  | 5TXCC007AS3 | *UHMC100CCV4+LRP | 32800 | 18.1 | 8.5 | 33200 | 25400 | 76.51% | 2.1 | 0 | 10.5 |  |  |  |  | R-454B | 2.7333 | Residential & Commercial | USHP | Ducted CEE Tier 1
216571331 | Central HP <5.4 tons | AMERICAN STANDARD | HRCU-A-CB (Split System: Heat Pump with Remote Outdoor Unit-Air-Source) | 5A6V8X60A1 |  |  | 5PX*D008AS3 | S8V2C080M5PDB | 53000 | 18.1 | 8.5 | 55500 | 40000 | 72.07% | 2 | 0 | 10 |  |  |  |  | R-454B | 4.4167 | Residential & Commercial | USHP | Ducted CEE Tier 1
216571333 | Central HP <5.4 tons | AMERICAN STANDARD | HRCU-A-CB (Split System: Heat Pump with Remote Outdoor Unit-Air-Source) | 5A6V8X60A1 |  |  | 5PX*D010AS3 | *UHMD120CCV5+LRP | 53500 | 18.1 | 8.5 | 55000 | 39500 | 71.82% | 2 | 0 | 10 |  |  |  |  | R-454B | 4.4583 | Residential & Commercial | USHP | Ducted CEE Tier 1
216570947 | Central HP <5.4 tons | AMERICAN STANDARD | HRCU-A-CB (Split System: Heat Pump with Remote Outdoor Unit-Air-Source) | 5A6V0X36A1 |  |  | 5PX*B006AS3 | *UHMB060CCV3+LRP | 35200 | 20.2 | 9.7 | 32400 | 25200 | 77.78% | 2.1 | 0 | 12.5 |  |  |  |  | R-454B | 2.9333 | Residential & Commercial | USHP | Ducted CEE Tier 1
216570967 | Central HP <5.4 tons | AMERICAN STANDARD | HRCU-A-CB (Split System: Heat Pump with Remote Outdoor Unit-Air-Source) | 5A6V0X36A1 |  |  | 5PX*BD06AS3 | S8V2B080M4PDB | 35200 | 19.4 | 9.4 | 33800 | 25400 | 75.15% | 2.1 | 0 | 12 |  |  |  |  | R-454B | 2.9333 | Residential & Commercial | USHP | Ducted CEE Tier 1
213773034 | Central HP <5.4 tons | TEMPSTAR | HRCU-A-CB (Split System: Heat Pump with Remote Outdoor Unit-Air-Source) | TVH825GKA3* |  |  | EA*4X36L17A*+WALLCON | *96CTN0801714B* | 23600 | 16.5 | 8.1 | 21600 | 16700 | 77.31% | 1.92 | 0 | 10.5 |  |  |  |  | R-410A | 1.9667 | Residential & Commercial | USHP | Ducted CEE Tier 1
213773184 | Central HP <5.4 tons | TEMPSTAR | HRCU-A-CB (Split System: Heat Pump with Remote Outdoor Unit-Air-Source) | TVH825GKA3* |  |  | EA*4X37L17A*+WALLCON | *80CTL0701716B* | 24200 | 16.5 | 8.1 | 21400 | 16700 | 78.04% | 1.98 | 0 | 10.5 |  |  |  |  | R-410A | 2.0167 | Residential & Commercial | USHP | Ducted CEE Tier 1
213773254 | Central HP <5.4 tons | TEMPSTAR | HRCU-A-CB (Split System: Heat Pump with Remote Outdoor Unit-Air-Source) | TVH825GKA3* |  |  | EA*4X37L17A*+WALLCON | *96CTN0801714B* | 24200 | 16.5 | 8.1 | 21400 | 16700 | 78.04% | 1.98 | 0 | 10.5 |  |  |  |  | R-410A | 2.0167 | Residential & Commercial | USHP | Ducted CEE Tier 1
213076449 | Central HP <5.4 tons | DAY & NIGHT | HRCU-A-CB (Split System: Heat Pump with Remote Outdoor Unit-Air-Source) | DLCURAH36ABK |  |  | END4X42L17** | *80VTL0451412B* | 35400 | 16 | 8.1 | 38500 | 35000 | 90.91% | 1.94 | 0 | 10 |  |  |  |  | R-410A | 2.95 | Residential & Commercial | USHP | Ducted CEE Tier 1
213076469 | Central HP <5.4 tons | DAY & NIGHT | HRCU-A-CB (Split System: Heat Pump with Remote Outdoor Unit-Air-Source) | DLCURAH36ABK |  |  | EA*4X36L17A* | *80VTL0701716B* | 34800 | 15.5 | 8.1 | 38500 | 35200 | 91.43% | 1.82 | 0 | 9.5 |  |  |  |  | R-410A | 2.9 | Residential & Commercial | USHP
213076853 | Central HP <5.4 tons | DAY & NIGHT | HRCU-A-CB (Split System: Heat Pump with Remote Outdoor Unit-Air-Source) | DLCURAH36ABK |  |  | EN(A,D)4X48L24** | *80VTL1102122B* | 36400 | 16.5 | 8.1 | 38500 | 35000 | 90.91% | 2.02 | 0 | 10.5 |  |  |  |  | R-410A | 3.0333 | Residential & Commercial | USHP | Ducted CEE Tier 1
213077010 | Central HP <5.4 tons | DAY & NIGHT | HRCU-A-CB (Split System: Heat Pump with Remote Outdoor Unit-Air-Source) | DLCURAH36ABK |  |  | END4X42L17** | *96VSN0801716B* | 35800 | 15.5 | 8.1 | 39000 | 35200 | 90.26% | 1.96 | 0 | 10 |  |  |  |  | R-410A | 2.9833 | Residential & Commercial | USHP | Ducted CEE Tier 1
215940710 | Central HP <5.4 tons | DAY & NIGHT | HRCU-A-CB (Split System: Heat Pump with Remote Outdoor Unit-Air-Source) | C5H3V36*K*AAA* |  |  | EVD5X42M24A*+WALLCON | *97CTN1002122A* | 35600 | 22 | 8.5 | 38000 | 28400 | 74.74% | 2.04 | 0 | 12.5 |  |  |  |  | R-454B | 2.9667 | Residential & Commercial | USHP | Ducted CEE Tier 1
216571081 | Central HP <5.4 tons | AMERICAN STANDARD | HRCU-A-CB (Split System: Heat Pump with Remote Outdoor Unit-Air-Source) | 5A6V0X48A1 |  |  | 5PX*C007AS3 | S8V2C080M5PCB | 44500 | 20 | 9.7 | 47500 | 34000 | 71.58% | 2.1 | 0 | 11.7 |  |  |  |  | R-454B | 3.7083 | Residential & Commercial | USHP | Ducted CEE Tier 1
215942426 | Central HP <5.4 tons | DAY & NIGHT | HRCU-A-CB (Split System: Heat Pump with Remote Outdoor Unit-Air-Source) | C5H3V36*K*AAA* |  |  | EVM5X61M24A*+WALLCON | *80CSU1002120A* | 36000 | 22 | 8.5 | 37400 | 28200 | 75.4% | 2.04 | 0 | 12.5 |  |  |  |  | R-454B | 3 | Residential & Commercial | USHP | Ducted CEE Tier 1
215939650 | Central HP <5.4 tons | DAY & NIGHT | HRCU-A-CB (Split System: Heat Pump with Remote Outdoor Unit-Air-Source) | C5H3V36*K*AAA* |  |  | EA*5X42M21A*+WALLCON | *96CTN0802120B* | 32600 | 19.5 | 9.5 | 34800 | 26800 | 77.01% | 2.02 | 0 | 11.7 |  |  |  |  | R-454B | 2.7167 | Residential & Commercial | USHP | Ducted CEE Tier 1
215939670 | Central HP <5.4 tons | DAY & NIGHT | HRCU-A-CB (Split System: Heat Pump with Remote Outdoor Unit-Air-Source) | C5H3V36*K*AAA* |  |  | EA*5X42M21A*+WALLCON | *80CSU0601716B* | 32800 | 20 | 9.5 | 34800 | 26600 | 76.44% | 2 | 0 | 11.5 |  |  |  |  | R-454B | 2.7333 | Residential & Commercial | USHP | Ducted CEE Tier 1
215939720 | Central HP <5.4 tons | DAY & NIGHT | HRCU-A-CB (Split System: Heat Pump with Remote Outdoor Unit-Air-Source) | C5H3V36*K*AAA* |  |  | EA*5X48M21A*+WALLCON | *96CTN0802120B* | 33400 | 20 | 9.5 | 34600 | 26400 | 76.3% | 2.04 | 0 | 11.5 |  |  |  |  | R-454B | 2.7833 | Residential & Commercial | USHP | Ducted CEE Tier 1
215939820 | Central HP <5.4 tons | DAY & NIGHT | HRCU-A-CB (Split System: Heat Pump with Remote Outdoor Unit-Air-Source) | C5H3V36*K*AAA* |  |  | EA*5X60M24A*+WALLCON | *97CTN1202422A* | 34000 | 20.5 | 9.5 | 34000 | 26000 | 76.47% | 2.06 | 0 | 12 |  |  |  |  | R-454B | 2.8333 | Residential & Commercial | USHP | Ducted CEE Tier 1
215940120 | Central HP <5.4 tons | DAY & NIGHT | HRCU-A-CB (Split System: Heat Pump with Remote Outdoor Unit-Air-Source) | C5H3V36*K*AAA* |  |  | ESH5X48M12A*+WALLCON | *80CSU0601716B* | 33800 | 19.5 | 9 | 34600 | 26400 | 76.3% | 1.92 | 0 | 11.7 |  |  |  |  | R-454B | 2.8167 | Residential & Commercial | USHP | Ducted CEE Tier 1
214242347 | Central HP <5.4 tons | HEIL | HRCU-A-CB (Split System: Heat Pump with Remote Outdoor Unit-Air-Source) | HVH825GKA3* |  |  | EN(A,D)4X48L24**+WALLCON | *80CTL1352422B* | 24200 | 17 | 8.1 | 21200 | 16600 | 78.3% | 2 | 0 | 11 |  |  |  |  | R-410A | 2.0167 | Residential & Commercial | USHP | Ducted CEE Tier 1
212984715 | Central HP <5.4 tons | DAY & NIGHT | HRCU-A-CB (Split System: Heat Pump with Remote Outdoor Unit-Air-Source) | DLCURAH18ABK |  |  | EA*4X24L17A* | *92MSN0801716A* | 17700 | 16.5 | 8.5 | 18700 | 19300 | 103.2% | 2.32 | 0 | 10.5 |  |  |  |  | R-410A | 1.475 | Residential & Commercial | USHP | Ducted CEE Tier 1
212985969 | Central HP <5.4 tons | DAY & NIGHT | HRCU-A-CB (Split System: Heat Pump with Remote Outdoor Unit-Air-Source) | DLCURAH18ABK |  |  | EN(A,D)4X30L14** | *96MSN0261410A* | 17500 | 16 | 8.1 | 18100 | 18600 | 102.8% | 2.24 | 0 | 11 |  |  |  |  | R-410A | 1.4583 | Residential & Commercial | USHP | Ducted CEE Tier 1
212987023 | Central HP <5.4 tons | DAY & NIGHT | HRCU-A-CB (Split System: Heat Pump with Remote Outdoor Unit-Air-Source) | DLCURAH18ABK |  |  | EA*4X30L14A* | *96MSN0601412A* | 17400 | 16 | 8.5 | 18000 | 18700 | 103.9% | 2.26 | 0 | 10.5 |  |  |  |  | R-410A | 1.45 | Residential & Commercial | USHP | Ducted CEE Tier 1
216570853 | Central HP <5.4 tons | AMERICAN STANDARD | HRCU-A-CB (Split System: Heat Pump with Remote Outdoor Unit-Air-Source) | 5A6V0X24A1 |  |  | 5PX*B003AS3 | *UHMB080CCV3+LRP | 21600 | 21.2 | 10 | 24000 | 18100 | 75.42% | 2.2 | 0 | 11.7 |  |  |  |  | R-454B | 1.8 | Residential & Commercial | USHP | Ducted CEE Tier 1
216570901 | Central HP <5.4 tons | AMERICAN STANDARD | HRCU-A-CB (Split System: Heat Pump with Remote Outdoor Unit-Air-Source) | 5A6V0X24A1 |  |  | 5PX*BD06AS3 | S8V2A040M3PDB | 21800 | 21 | 10 | 23400 | 18100 | 77.35% | 2.2 | 0 | 11.7 |  |  |  |  | R-454B | 1.8167 | Residential & Commercial | USHP | Ducted CEE Tier 1
212984415 | Central HP <5.4 tons | DAY & NIGHT | HRCU-A-CB (Split System: Heat Pump with Remote Outdoor Unit-Air-Source) | DLCURAH36ABK |  |  | EA*4X48L21A* | *92MSN0801716A* | 35800 | 16.5 | 8.5 | 37800 | 34600 | 91.53% | 2.02 | 0 | 10 |  |  |  |  | R-410A | 2.9833 | Residential & Commercial | USHP | Ducted CEE Tier 1
213771005 | Central HP <5.4 tons | CARRIER | HRCU-A-CB (Split System: Heat Pump with Remote Outdoor Unit-Air-Source) | 25VNA825A*031* |  |  | CAP**3621AL*+UI | 59TN6C080C17**14 | 23600 | 16.5 | 8.1 | 21400 | 16700 | 78.04% | 1.94 | 0 | 10.5 |  |  |  |  | R-410A | 1.9667 | Residential & Commercial | USHP | Ducted CEE Tier 1
215935496 | Central HP <5.4 tons | HEIL | HRCU-A-CB (Split System: Heat Pump with Remote Outdoor Unit-Air-Source) | H5H3V36*K*AAA* |  |  | EVM5X61M24A*+WALLCON | *97CMN0602120B* | 35800 | 21.5 | 8.5 | 38000 | 28600 | 75.26% | 2.06 | 0 | 12 |  |  |  |  | R-454B | 2.9833 | Residential & Commercial | USHP | Ducted CEE Tier 1
215935996 | Central HP <5.4 tons | HEIL | HRCU-A-CB (Split System: Heat Pump with Remote Outdoor Unit-Air-Source) | H5H3V36*K*AAA* |  |  | EVD5X42M21A*+WALLCON | *80CTL0702120B* | 34400 | 21 | 8.5 | 38500 | 28200 | 73.25% | 2.04 | 0 | 11.7 |  |  |  |  | R-454B | 2.8667 | Residential & Commercial | USHP | Ducted CEE Tier 1
215936496 | Central HP <5.4 tons | HEIL | HRCU-A-CB (Split System: Heat Pump with Remote Outdoor Unit-Air-Source) | H5H3V36*K*AAA* |  |  | EVD5X49M24A*+WALLCON | *97CMN0602120B* | 35200 | 21 | 8.5 | 38500 | 28800 | 74.81% | 2.02 | 0 | 12 |  |  |  |  | R-454B | 2.9333 | Residential & Commercial | USHP | Ducted CEE Tier 1
213372383 | Central HP <5.4 tons | RUUD | HRCU-A-CB (Split System: Heat Pump with Remote Outdoor Unit-Air-Source) | UP18AZ36AJVC |  |  | RCFZ3621MEAAM | R951V0603A17UHU | 34200 | 19 | 8.5 | 34200 | 43500 | 127.2% | 2.2 | 0 | 12.5 |  |  |  |  | R-410A | 2.85 | Residential & Commercial | USHP | Ducted CEE Tier 1
213780200 | Central HP <5.4 tons | COMFORTMAKER | HRCU-A-CB (Split System: Heat Pump with Remote Outdoor Unit-Air-Source) | CVH837GKA** |  |  | EHD4X48AAL+WALLCON | *80CTL1352422B* | 32600 | 16.5 | 8.1 | 32600 | 24800 | 76.07% | 1.96 | 0 | 11 |  |  |  |  | R-410A | 2.7167 | Residential & Commercial | USHP | Ducted CEE Tier 1
213780250 | Central HP <5.4 tons | COMFORTMAKER | HRCU-A-CB (Split System: Heat Pump with Remote Outdoor Unit-Air-Source) | CVH837GKA** |  |  | EHD4X48AAL+WALLCON | *97CMN1202422B* | 32600 | 16.5 | 8.1 | 33000 | 24800 | 75.15% | 1.96 | 0 | 11 |  |  |  |  | R-410A | 2.7167 | Residential & Commercial | USHP | Ducted CEE Tier 1
214570650 | Central HP <5.4 tons | HEIL | HRCU-A-CB (Split System: Heat Pump with Remote Outdoor Unit-Air-Source) | HVH825GKA3* |  |  | EA*4X43L21A*+WALLCON | *97CMN0802120B* | 24400 | 16.5 | 8.5 | 21200 | 16600 | 78.3% | 2.04 | 0 | 11 |  |  |  |  | R-410A | 2.0333 | Residential & Commercial | USHP | Ducted CEE Tier 1
211260310 | Central HP <5.4 tons | COMFORTMAKER | HRCU-A-CB (Split System: Heat Pump with Remote Outdoor Unit-Air-Source) | DLCURAH18ABK |  |  | EA*4X24L17A* | *96VSN0801716A* | 17400 | 16 | 8.5 | 18300 | 19200 | 104.9% | 2.3 | 0 | 10.5 |  |  |  |  | R-410A | 1.45 | Residential & Commercial | USHP | Ducted CEE Tier 1
211260579 | Central HP <5.4 tons | COMFORTMAKER | HRCU-A-CB (Split System: Heat Pump with Remote Outdoor Unit-Air-Source) | DLCURAH18ABK |  |  | EA*4X24L17A* | *92ESN0601412A* | 18100 | 16 | 9 | 19000 | 18800 | 98.95% | 2.28 | 0 | 10.5 |  |  |  |  | R-410A | 1.5083 | Residential & Commercial | USHP | Ducted CEE Tier 1
211260795 | Central HP <5.4 tons | COMFORTMAKER | HRCU-A-CB (Split System: Heat Pump with Remote Outdoor Unit-Air-Source) | DLCURAH18ABK |  |  | EA*4X25L17A* | *80VSL0451716A* | 18100 | 16 | 8.5 | 18000 | 17500 | 97.22% | 2.12 | 0 | 10.5 |  |  |  |  | R-410A | 1.5083 | Residential & Commercial | USHP | Ducted CEE Tier 1
212984450 | Central HP <5.4 tons | COMFORTMAKER | HRCU-A-CB (Split System: Heat Pump with Remote Outdoor Unit-Air-Source) | DLCURAH30ABK |  |  | EA*4X36L21A* | *92MSN0801716A* | 29600 | 15.2 | 8.1 | 34000 | 28000 | 82.35% | 1.78 | 0 | 9 |  |  |  |  | R-410A | 2.4667 | Residential & Commercial | USHP
212985268 | Central HP <5.4 tons | COMFORTMAKER | HRCU-A-CB (Split System: Heat Pump with Remote Outdoor Unit-Air-Source) | DLCURAH30ABK |  |  | EA*4X37L21A* | *92MSN1002120A* | 30600 | 15.2 | 8.5 | 33400 | 26400 | 79.04% | 1.86 | 0 | 9 |  |  |  |  | R-410A | 2.55 | Residential & Commercial | USHP
216571255 | Central HP <5.4 tons | AMERICAN STANDARD | HRCU-A-CB (Split System: Heat Pump with Remote Outdoor Unit-Air-Source) | 5A6V8X36A1 |  |  | 5PX*B006AS3 | S8V2A040M3PCB | 32200 | 18.1 | 8.5 | 33200 | 25600 | 77.11% | 2 | 0 | 10 |  |  |  |  | R-454B | 2.6833 | Residential & Commercial | USHP | Ducted CEE Tier 1
213771531 | Central HP <5.4 tons | DAY & NIGHT | HRCU-A-CB (Split System: Heat Pump with Remote Outdoor Unit-Air-Source) | CVH825GKA2* |  |  | EA*4X43L21A*+WALLCON | *96CTN0601714B* | 24400 | 16.5 | 8.1 | 21200 | 16700 | 78.77% | 2.02 | 0 | 11 |  |  |  |  | R-410A | 2.0333 | Residential & Commercial | USHP | Ducted CEE Tier 1
216732718 | Central HP <5.4 tons | HEIL | HRCU-A-CB (Split System: Heat Pump with Remote Outdoor Unit-Air-Source) | D5CUHAH24AAK |  |  | EA*5X24M17A* | *80VSL0451412B* | 22000 | 16 | 8.5 | 21000 | 19100 | 90.95% | 1.96 | 0 | 10.5 |  |  |  |  | R-454B | 1.8333 | Residential & Commercial | USHP | Ducted CEE Tier 1
210472961 | Central HP <5.4 tons | TEMPSTAR | HRCU-A-CB (Split System: Heat Pump with Remote Outdoor Unit-Air-Source) | TVH825GKA3* |  |  | EA*4X42L21A*+WALLCON | *96CTN1002122A* | 23800 | 16.5 | 8.1 | 21400 | 16600 | 77.57% | 1.96 | 0 | 11 |  |  |  |  | R-410A | 1.9833 | Residential & Commercial | USHP | Ducted CEE Tier 1
210472994 | Central HP <5.4 tons | TEMPSTAR | HRCU-A-CB (Split System: Heat Pump with Remote Outdoor Unit-Air-Source) | TVH825GKA3* |  |  | EA*4X42L24A*+WALLCON | *95CSU0802120A* | 23800 | 17 | 8.1 | 21400 | 16600 | 77.57% | 1.96 | 0 | 11 |  |  |  |  | R-410A | 1.9833 | Residential & Commercial | USHP | Ducted CEE Tier 1
210473027 | Central HP <5.4 tons | TEMPSTAR | HRCU-A-CB (Split System: Heat Pump with Remote Outdoor Unit-Air-Source) | TVH825GKA3* |  |  | EA*4X42L24A*+WALLCON | *80CTL1352422A* | 23800 | 16.5 | 8.1 | 21400 | 16600 | 77.57% | 1.96 | 0 | 11 |  |  |  |  | R-410A | 1.9833 | Residential & Commercial | USHP | Ducted CEE Tier 1
210473313 | Central HP <5.4 tons | TEMPSTAR | HRCU-A-CB (Split System: Heat Pump with Remote Outdoor Unit-Air-Source) | TVH825GKA3* |  |  | EA*4X48L21A*+WALLCON | *80CSU0601716A* | 24000 | 17 | 8.1 | 21000 | 16600 | 79.05% | 2.02 | 0 | 11 |  |  |  |  | R-410A | 2 | Residential & Commercial | USHP | Ducted CEE Tier 1
210473412 | Central HP <5.4 tons | TEMPSTAR | HRCU-A-CB (Split System: Heat Pump with Remote Outdoor Unit-Air-Source) | TVH825GKA3* |  |  | EA*4X48L21A*+WALLCON | *96CTN1002122A* | 24000 | 16.5 | 8.1 | 21000 | 16500 | 78.57% | 2.02 | 0 | 11 |  |  |  |  | R-410A | 2 | Residential & Commercial | USHP | Ducted CEE Tier 1
213164011 | Central HP <5.4 tons | RUUD | HRCU-A-CB (Split System: Heat Pump with Remote Outdoor Unit-Air-Source) | UP18AZ60AJVC |  |  | RCFZ6021SEAAM | R802V0755A21DZ | 53000 | 19 | 8.1 | 53000 | 50000 | 94.34% | 1.9 | 0 | 10 |  |  |  |  | R-410A | 4.4167 | Residential & Commercial | USHP | Ducted CEE Tier 1
213297587 | Central HP <5.4 tons | JOHNSON CONTROLS | HRCU-A-CB (Split System: Heat Pump with Remote Outdoor Unit-Air-Source) | HMH72B341 |  |  | XAFB36DXXN1+TXV | Z8ES100B12LMPS1 | 34000 | 18 | 8.1 | 34000 | 24600 | 72.35% | 2.1 | 0 | 9.5 |  |  |  |  | R-410A | 2.8333 | Residential & Commercial | USHP
213297337 | Central HP <5.4 tons | JOHNSON CONTROLS | HRCU-A-CB (Split System: Heat Pump with Remote Outdoor Unit-Air-Source) | HMH72B341 |  |  | XAFC36DXXN1+TXV | Z8ES100C20SMPS1 | 34000 | 17.5 | 8.5 | 33400 | 24200 | 72.46% | 2.14 | 0 | 9.5 |  |  |  |  | R-410A | 2.8333 | Residential & Commercial | USHP
213297972 | Central HP <5.4 tons | JOHNSON CONTROLS | HRCU-A-CB (Split System: Heat Pump with Remote Outdoor Unit-Air-Source) | HMH72B341 |  |  | XAHC36DBCN1 | Z8ES100C16SMPS1 | 34000 | 17.5 | 8.1 | 33400 | 24000 | 71.86% | 2.08 | 0 | 9.5 |  |  |  |  | R-410A | 2.8333 | Residential & Commercial | USHP
214397718 | Central HP <5.4 tons | JOHNSON CONTROLS | HRCU-A-CB (Split System: Heat Pump with Remote Outdoor Unit-Air-Source) | HH836E2S11 |  |  | CTF36C5CDS1 | TM9V100C16MP12 | 33800 | 18 | 8.5 | 31400 | 25600 | 81.53% | 2 | 0 | 11 |  |  |  |  | R-454B | 2.8167 | Residential & Commercial | USHP | Ducted CEE Tier 1
215937169 | Central HP <5.4 tons | COMFORTMAKER | HRCU-A-CB (Split System: Heat Pump with Remote Outdoor Unit-Air-Source) | C5H3V48*K*AAA* |  |  | EVM5X49M21A*+WALLCON | *80CTL0901716B* | 44500 | 20.5 | 8.1 | 53500 | 37600 | 70.28% | 1.95 | 0 | 11.5 |  |  |  |  | R-454B | 3.7083 | Residential & Commercial | USHP | Ducted CEE Tier 1
215937989 | Central HP <5.4 tons | COMFORTMAKER | HRCU-A-CB (Split System: Heat Pump with Remote Outdoor Unit-Air-Source) | C5H3V48*K*AAA* |  |  | EVD5X48M24A*+WALLCON | *96CTN1202422B* | 45000 | 20.5 | 8.1 | 52000 | 38000 | 73.08% | 1.9 | 0 | 11 |  |  |  |  | R-454B | 3.75 | Residential & Commercial | USHP | Ducted CEE Tier 1
215942622 | Central HP <5.4 tons | HEIL | HRCU-A-CB (Split System: Heat Pump with Remote Outdoor Unit-Air-Source) | H5H3V36*K*AAA* |  |  | EVD5X61M21A*+WALLCON | *96CTN0802120B* | 35800 | 22 | 8.5 | 37400 | 28400 | 75.94% | 2.04 | 0 | 12.5 |  |  |  |  | R-454B | 2.9833 | Residential & Commercial | USHP | Ducted CEE Tier 1
214075563 | Central HP <5.4 tons | RUUD | HRCU-A-CB (Split System: Heat Pump with Remote Outdoor Unit-Air-Source) | RD17AZ24AJ3N |  |  | RCFZ2417MTANM | R801V0504A17UHU | 22400 | 17 | 8.1 | 22400 | 17000 | 75.89% | 2 | 0 | 10 |  |  |  |  | R-410A | 1.8667 | Residential & Commercial | USHP | Ducted CEE Tier 1
213772434 | Central HP <5.4 tons | TEMPSTAR | HRCU-A-CB (Split System: Heat Pump with Remote Outdoor Unit-Air-Source) | TVH825GKA2* |  |  | EHD4X48AAL+WALLCON | *80CTL0451712B* | 24200 | 16 | 8.1 | 21400 | 16700 | 78.04% | 2 | 0 | 10.5 |  |  |  |  | R-410A | 2.0167 | Residential & Commercial | USHP | Ducted CEE Tier 1
213077230 | Central HP <5.4 tons | DAY & NIGHT | HRCU-A-CB (Split System: Heat Pump with Remote Outdoor Unit-Air-Source) | DLCURAH36ABK |  |  | EN(A,D)4X48L24** | *96VSN1002120B* | 36000 | 16.5 | 8.1 | 38500 | 35000 | 90.91% | 2 | 0 | 10 |  |  |  |  | R-410A | 3 | Residential & Commercial | USHP | Ducted CEE Tier 1
211230600 | Central HP <5.4 tons | COMFORTMAKER | HRCU-A-CB (Split System: Heat Pump with Remote Outdoor Unit-Air-Source) | DLCURAH36ABK |  |  | EN(A,D)4X48L24** | *92ESN0802120A* | 35800 | 16.5 | 8.1 | 38500 | 34800 | 90.39% | 2.02 | 0 | 10.5 |  |  |  |  | R-410A | 2.9833 | Residential & Commercial | USHP | Ducted CEE Tier 1
215937479 | Central HP <5.4 tons | COMFORTMAKER | HRCU-A-CB (Split System: Heat Pump with Remote Outdoor Unit-Air-Source) | C5H3V48*K*AAA* |  |  | EVM5X60M24A*+WALLCON | *80CTL1102120B* | 45500 | 21 | 8.1 | 52500 | 38000 | 72.38% | 1.95 | 0 | 11.5 |  |  |  |  | R-454B | 3.7917 | Residential & Commercial | USHP | Ducted CEE Tier 1
215937879 | Central HP <5.4 tons | COMFORTMAKER | HRCU-A-CB (Split System: Heat Pump with Remote Outdoor Unit-Air-Source) | C5H3V48*K*AAA* |  |  | EVD5X48M24A*+WALLCON | *80CTL0702120B* | 44500 | 20 | 8.1 | 52500 | 38500 | 73.33% | 1.9 | 0 | 11 |  |  |  |  | R-454B | 3.7083 | Residential & Commercial | USHP | Ducted CEE Tier 1
215684086 | Central HP <5.4 tons | BRYANT HEATING AND COOLING SYSTEMS | HRCU-A-CB (Split System: Heat Pump with Remote Outdoor Unit-Air-Source) | 290VAN036**AA* |  |  | CSAH*4212AM*+UI | 987MC42080C17*** | 33800 | 16.5 | 8.5 | 35800 | 25400 | 70.95% | 1.78 | 0 | 9 |  |  |  |  | R-454B | 2.8167 | Residential & Commercial | USHP
216571285 | Central HP <5.4 tons | AMERICAN STANDARD | HRCU-A-CB (Split System: Heat Pump with Remote Outdoor Unit-Air-Source) | 5A6V8X36A1 |  |  | 5PX*D008AS3 | S8V2D120M5PCB | 33400 | 18.1 | 8.5 | 33400 | 25600 | 76.65% | 2.1 | 0 | 10.5 |  |  |  |  | R-454B | 2.7833 | Residential & Commercial | USHP | Ducted CEE Tier 1
216571287 | Central HP <5.4 tons | AMERICAN STANDARD | HRCU-A-CB (Split System: Heat Pump with Remote Outdoor Unit-Air-Source) | 5A6V8X36A1 |  |  | 5PX*D008AS3 | S8V2D120M5PDB | 33400 | 18.1 | 8.5 | 33400 | 25600 | 76.65% | 2.1 | 0 | 10.5 |  |  |  |  | R-454B | 2.7833 | Residential & Commercial | USHP | Ducted CEE Tier 1
216571289 | Central HP <5.4 tons | AMERICAN STANDARD | HRCU-A-CB (Split System: Heat Pump with Remote Outdoor Unit-Air-Source) | 5A6V8X36A1 |  |  | 5PX*D010AS3 | S8V2D120M5PCB | 33600 | 18.1 | 8.5 | 33000 | 25200 | 76.36% | 2.1 | 0 | 10.5 |  |  |  |  | R-454B | 2.8 | Residential & Commercial | USHP | Ducted CEE Tier 1
216571303 | Central HP <5.4 tons | AMERICAN STANDARD | HRCU-A-CB (Split System: Heat Pump with Remote Outdoor Unit-Air-Source) | 5A6V8X36A1 |  |  | 5TXCC007AS3 | S8V2C100M5PDB | 33000 | 18.1 | 8.5 | 33400 | 25600 | 76.65% | 2.1 | 0 | 10 |  |  |  |  | R-454B | 2.75 | Residential & Commercial | USHP | Ducted CEE Tier 1
212984750 | Central HP <5.4 tons | COMFORTMAKER | HRCU-A-CB (Split System: Heat Pump with Remote Outdoor Unit-Air-Source) | DLCURAH18ABK |  |  | EN(A,D)4X24L17** | *92MSN0801716A* | 17700 | 16.5 | 8.5 | 18700 | 19100 | 102.1% | 2.3 | 0 | 11 |  |  |  |  | R-410A | 1.475 | Residential & Commercial | USHP | Ducted CEE Tier 1
215667915 | Central HP <5.4 tons | TEMPSTAR | HRCU-A-CB (Split System: Heat Pump with Remote Outdoor Unit-Air-Source) | T5H0V24*K*AAA* |  |  | EA*5X37M21A*+WALLCON | *97CMN1002122B* | 24000 | 17.5 | 9 | 23200 | 16300 | 70.26% | 2.02 | 0 | 10.5 |  |  |  |  | R-454B | 2 | Residential & Commercial | USHP | Ducted CEE Tier 1
212384833 | Central HP <5.4 tons | HEIL | HRCU-A-CB (Split System: Heat Pump with Remote Outdoor Unit-Air-Source) | DLCURAH36ABK |  |  | FJMA4*42L*C* | 0 | 37000 | 16 | 8.1 | 39000 | 34800 | 89.23% | 2 | 0 | 10 |  |  |  |  | R-410A | 3.0833 | Residential & Commercial | USHP | Ducted CEE Tier 1
211226310 | Central HP <5.4 tons | HEIL | HRCU-A-CB (Split System: Heat Pump with Remote Outdoor Unit-Air-Source) | DLCURAH36ABK |  |  | EA*4X36L21A* | *80ESU1002120A* | 35200 | 16 | 8.1 | 38500 | 35200 | 91.43% | 1.82 | 0 | 9.5 |  |  |  |  | R-410A | 2.9333 | Residential & Commercial | USHP
212986672 | Central HP <5.4 tons | COMFORTMAKER | HRCU-A-CB (Split System: Heat Pump with Remote Outdoor Unit-Air-Source) | DLCURAH18ABK |  |  | EA*4X24L17A* | *96MSN0401712A* | 17200 | 15.5 | 8.5 | 18300 | 19400 | 106% | 2.32 | 0 | 10 |  |  |  |  | R-410A | 1.4333 | Residential & Commercial | USHP | Ducted CEE Tier 1
215936766 | Central HP <5.4 tons | HEIL | HRCU-A-CB (Split System: Heat Pump with Remote Outdoor Unit-Air-Source) | H5H3V36*K*AAA* |  |  | EVD5X60M24A*+WALLCON | *80CTL1102120B* | 35600 | 22 | 8.5 | 38000 | 28400 | 74.74% | 2.04 | 0 | 12.5 |  |  |  |  | R-454B | 2.9667 | Residential & Commercial | USHP | Ducted CEE Tier 1
215937116 | Central HP <5.4 tons | HEIL | HRCU-A-CB (Split System: Heat Pump with Remote Outdoor Unit-Air-Source) | H5H3V48*K*AAA* |  |  | EVM5X48M21A*+WALLCON | *96CTN1002122B* | 44500 | 20 | 8.1 | 52000 | 38500 | 74.04% | 2 | 0 | 11 |  |  |  |  | R-454B | 3.7083 | Residential & Commercial | USHP | Ducted CEE Tier 1
215937166 | Central HP <5.4 tons | HEIL | HRCU-A-CB (Split System: Heat Pump with Remote Outdoor Unit-Air-Source) | H5H3V48*K*AAA* |  |  | EVM5X49M21A*+WALLCON | *80CTL0901716B* | 44500 | 20.5 | 8.1 | 53500 | 37600 | 70.28% | 1.95 | 0 | 11.5 |  |  |  |  | R-454B | 3.7083 | Residential & Commercial | USHP | Ducted CEE Tier 1
215937266 | Central HP <5.4 tons | HEIL | HRCU-A-CB (Split System: Heat Pump with Remote Outdoor Unit-Air-Source) | H5H3V48*K*AAA* |  |  | EVM5X49M21A*+WALLCON | *96CTN0801714B* | 44000 | 20 | 8.1 | 53500 | 37600 | 70.28% | 2 | 0 | 11.5 |  |  |  |  | R-454B | 3.6667 | Residential & Commercial | USHP | Ducted CEE Tier 1
215937836 | Central HP <5.4 tons | HEIL | HRCU-A-CB (Split System: Heat Pump with Remote Outdoor Unit-Air-Source) | H5H3V48*K*AAA* |  |  | EVD5X48M21A*+WALLCON | *97CMN1002122B* | 44500 | 20 | 8.1 | 52000 | 38500 | 74.04% | 2 | 0 | 11 |  |  |  |  | R-454B | 3.7083 | Residential & Commercial | USHP | Ducted CEE Tier 1
215938086 | Central HP <5.4 tons | HEIL | HRCU-A-CB (Split System: Heat Pump with Remote Outdoor Unit-Air-Source) | H5H3V48*K*AAA* |  |  | EVD5X49M24A*+WALLCON | *97CMN1002122B* | 45500 | 20.5 | 8.1 | 52500 | 38000 | 72.38% | 1.9 | 0 | 11.5 |  |  |  |  | R-454B | 3.7917 | Residential & Commercial | USHP | Ducted CEE Tier 1
214397522 | Central HP <5.4 tons | JOHNSON CONTROLS | HRCU-A-CB (Split System: Heat Pump with Remote Outdoor Unit-Air-Source) | HH824E2S11 |  |  | CTF30A5ADS1 | TM9E040A10MP12 | 23000 | 17 | 9 | 23000 | 18000 | 78.26% | 2 | 0 | 12 |  |  |  |  | R-454B | 1.9167 | Residential & Commercial | USHP | Ducted CEE Tier 1
215942572 | Central HP <5.4 tons | HEIL | HRCU-A-CB (Split System: Heat Pump with Remote Outdoor Unit-Air-Source) | H5H3V36*K*AAA* |  |  | EVD5X61M24A*+WALLCON | *95CSU0802120B* | 36000 | 22 | 8.5 | 37400 | 28200 | 75.4% | 2.04 | 0 | 12.5 |  |  |  |  | R-454B | 3 | Residential & Commercial | USHP | Ducted CEE Tier 1
213297542 | Central HP <5.4 tons | JOHNSON CONTROLS | HRCU-A-CB (Split System: Heat Pump with Remote Outdoor Unit-Air-Source) | HMH72B341 |  |  | XAHC36DXXN1+TXV | Z8ES100C20SMPS1 | 34000 | 17 | 8.5 | 33400 | 23600 | 70.66% | 2.08 | 0 | 9.5 |  |  |  |  | R-410A | 2.8333 | Residential & Commercial | USHP
214397663 | Central HP <5.4 tons | JOHNSON CONTROLS | HRCU-A-CB (Split System: Heat Pump with Remote Outdoor Unit-Air-Source) | HH836E2S11 |  |  | JHC36B5CD2SS1 | 0 | 33000 | 19 | 8.5 | 30200 | 24800 | 82.12% | 2 | 0 | 11.7 |  |  |  |  | R-454B | 2.75 | Residential & Commercial | USHP | Ducted CEE Tier 1
214398190 | Central HP <5.4 tons | JOHNSON CONTROLS | HRCU-A-CB (Split System: Heat Pump with Remote Outdoor Unit-Air-Source) | HH836E2S11 |  |  | CTM36C5CDS1 | TL8E080C16UH11 | 34000 | 18 | 8.5 | 32200 | 26400 | 81.99% | 2 | 0 | 11 |  |  |  |  | R-454B | 2.8333 | Residential & Commercial | USHP | Ducted CEE Tier 1
214398574 | Central HP <5.4 tons | JOHNSON CONTROLS | HRCU-A-CB (Split System: Heat Pump with Remote Outdoor Unit-Air-Source) | HH836E2S11 |  |  | CTF48C5CFS1+JMVT17CC2N1 | 0 | 34400 | 19 | 9 | 32000 | 25200 | 78.75% | 2 | 0 | 11.7 |  |  |  |  | R-454B | 2.8667 | Residential & Commercial | USHP | Ducted CEE Tier 1
210473914 | Central HP <5.4 tons | TEMPSTAR | HRCU-A-CB (Split System: Heat Pump with Remote Outdoor Unit-Air-Source) | TVH825GKA3* |  |  | EN(A,D,W)4X48L21**+WALLCON | *95CSU1002122A* | 24200 | 17 | 8.1 | 21200 | 16600 | 78.3% | 2.02 | 0 | 11.5 |  |  |  |  | R-410A | 2.0167 | Residential & Commercial | USHP | Ducted CEE Tier 1
210473980 | Central HP <5.4 tons | TEMPSTAR | HRCU-A-CB (Split System: Heat Pump with Remote Outdoor Unit-Air-Source) | TVH825GKA3* |  |  | EN(A,D,W)4X48L21**+WALLCON | *96CTN0601714A* | 24000 | 16.5 | 8.1 | 21400 | 16700 | 78.04% | 2 | 0 | 11 |  |  |  |  | R-410A | 2 | Residential & Commercial | USHP | Ducted CEE Tier 1
210474249 | Central HP <5.4 tons | TEMPSTAR | HRCU-A-CB (Split System: Heat Pump with Remote Outdoor Unit-Air-Source) | TVH825GKA3* |  |  | EHD4X42AAL+WALLCON | *95CSU1002122A* | 24200 | 16 | 8.1 | 21400 | 16600 | 77.57% | 2 | 0 | 11 |  |  |  |  | R-410A | 2.0167 | Residential & Commercial | USHP | Ducted CEE Tier 1
210474348 | Central HP <5.4 tons | TEMPSTAR | HRCU-A-CB (Split System: Heat Pump with Remote Outdoor Unit-Air-Source) | TVH825GKA3* |  |  | EHD4X42AAL+WALLCON | *96CTN1202422A* | 24200 | 16 | 8.1 | 21400 | 16600 | 77.57% | 2 | 0 | 10.5 |  |  |  |  | R-410A | 2.0167 | Residential & Commercial | USHP | Ducted CEE Tier 1
212988228 | Central HP <5.4 tons | COMFORTMAKER | HRCU-A-CB (Split System: Heat Pump with Remote Outdoor Unit-Air-Source) | DLCURAH36ABK |  |  | EA*4X48L24A* | *96MSN1002122A* | 35800 | 16.5 | 8.5 | 37800 | 34600 | 91.53% | 2.06 | 0 | 10 |  |  |  |  | R-410A | 2.9833 | Residential & Commercial | USHP | Ducted CEE Tier 1
215429066 | Central HP <5.4 tons | TRANE | HRCU-A-CB (Split System: Heat Pump with Remote Outdoor Unit-Air-Source) | 4TWV0X60A1 |  |  | TEM6A0C48H41+TDR+RP | 0 | 53000 | 19 | 8.2 | 53000 | 38500 | 72.64% | 1.79 | 0 | 11.7 |  |  |  |  | R-410A | 4.4167 | Residential & Commercial | USHP | Ducted CEE Tier 1
211261115 | Central HP <5.4 tons | COMFORTMAKER | HRCU-A-CB (Split System: Heat Pump with Remote Outdoor Unit-Air-Source) | DLCURAH18ABK |  |  | EA*4X25L17A* | *80ES(N,L)0701412A* | 18200 | 16.5 | 8.5 | 17900 | 17500 | 97.77% | 2.12 | 0 | 11 |  |  |  |  | R-410A | 1.5167 | Residential & Commercial | USHP | Ducted CEE Tier 1
211262098 | Central HP <5.4 tons | COMFORTMAKER | HRCU-A-CB (Split System: Heat Pump with Remote Outdoor Unit-Air-Source) | DLCURAH18ABK |  |  | EA*4X30L17A* | *92ESN0601714A* | 17900 | 16.5 | 8.5 | 18300 | 18500 | 101.1% | 2.22 | 0 | 10.5 |  |  |  |  | R-410A | 1.4917 | Residential & Commercial | USHP | Ducted CEE Tier 1
211259708 | Central HP <5.4 tons | COMFORTMAKER | HRCU-A-CB (Split System: Heat Pump with Remote Outdoor Unit-Air-Source) | DLCURAH18ABK |  |  | EA*4X19L17A* | *80VSL0451716A* | 18100 | 16 | 8.5 | 18100 | 17700 | 97.79% | 2.14 | 0 | 10.5 |  |  |  |  | R-410A | 1.5083 | Residential & Commercial | USHP | Ducted CEE Tier 1
216571339 | Central HP <5.4 tons | AMERICAN STANDARD | HRCU-A-CB (Split System: Heat Pump with Remote Outdoor Unit-Air-Source) | 5A6V8X60A1 |  |  | 5PX*DD10AS3 | *DHMD120CCV5+LRP | 52500 | 18.1 | 8.5 | 55000 | 39500 | 71.82% | 1.9 | 0 | 10 |  |  |  |  | R-454B | 4.375 | Residential & Commercial | USHP | Ducted CEE Tier 1
211229478 | Central HP <5.4 tons | TEMPSTAR | HRCU-A-CB (Split System: Heat Pump with Remote Outdoor Unit-Air-Source) | DLCURAH36ABK |  |  | EA*4X48L24A* | *92ESN1202420A* | 36200 | 16 | 8.5 | 38500 | 34600 | 89.87% | 2.08 | 0 | 10 |  |  |  |  | R-410A | 3.0167 | Residential & Commercial | USHP | Ducted CEE Tier 1
211229610 | Central HP <5.4 tons | TEMPSTAR | HRCU-A-CB (Split System: Heat Pump with Remote Outdoor Unit-Air-Source) | DLCURAH36ABK |  |  | EA*4X48L24A* | *96VTN1002120A* | 36400 | 15.5 | 8.5 | 38500 | 34800 | 90.39% | 2.08 | 0 | 10 |  |  |  |  | R-410A | 3.0333 | Residential & Commercial | USHP | Ducted CEE Tier 1
211230047 | Central HP <5.4 tons | TEMPSTAR | HRCU-A-CB (Split System: Heat Pump with Remote Outdoor Unit-Air-Source) | DLCURAH36ABK |  |  | EN(A,D,W)4X48L21** | *80ESU0802120A | 37400 | 15.5 | 8.5 | 39500 | 35000 | 88.61% | 2.1 | 0 | 10.5 |  |  |  |  | R-410A | 3.1167 | Residential & Commercial | USHP | Ducted CEE Tier 1
212609347 | Central HP <5.4 tons | RUUD | HRCU-A-CB (Split System: Heat Pump with Remote Outdoor Unit-Air-Source) | UP18AZ36AJVC |  |  | RCFZ6021SEAAM | R802V0755A21DZ | 34200 | 18 | 8.5 | 34200 | 43000 | 125.7% | 2.2 | 0 | 12.5 |  |  |  |  | R-410A | 2.85 | Residential & Commercial | USHP | Ducted CEE Tier 1
213607736 | Central HP <5.4 tons | BRYANT HEATING AND COOLING SYSTEMS | HRCU-A-CB (Split System: Heat Pump with Remote Outdoor Unit-Air-Source) | 38MURAQ36AB3* |  |  | FT4BN(B,X)C48L* | 0 | 36400 | 17 | 9 | 37200 | 34600 | 93.01% | 2.08 | 0 | 10 |  |  |  |  | R-410A | 3.0333 | Residential & Commercial | USHP | Ducted CEE Tier 1
211260046 | Central HP <5.4 tons | COMFORTMAKER | HRCU-A-CB (Split System: Heat Pump with Remote Outdoor Unit-Air-Source) | DLCURAH18ABK |  |  | EA*4X19L17A* | OLV098A12* | 18600 | 16 | 8.5 | 18600 | 17500 | 94.09% | 2.12 | 0 | 11 |  |  |  |  | R-410A | 1.55 | Residential & Commercial | USHP | Ducted CEE Tier 1
213780670 | Central HP <5.4 tons | COMFORTMAKER | HRCU-A-CB (Split System: Heat Pump with Remote Outdoor Unit-Air-Source) | CVH837GKA2* |  |  | EA*4X36L17A*+WALLCON | *80CTL0901716B* | 31200 | 16.5 | 8.1 | 33200 | 24200 | 72.89% | 1.84 | 0 | 10.5 |  |  |  |  | R-410A | 2.6 | Residential & Commercial | USHP | Ducted CEE Tier 1
215935474 | Central HP <5.4 tons | CARRIER | HRCU-A-CB (Split System: Heat Pump with Remote Outdoor Unit-Air-Source) | 27VNA336A*030* |  |  | CVAMA6124XMA*+UI | 58TN*B135C24**22 | 36000 | 22.5 | 8.5 | 37600 | 28200 | 75% | 2.04 | 0 | 12.5 |  |  |  |  | R-454B | 3 | Residential & Commercial | USHP | Ducted CEE Tier 1
215935476 | Central HP <5.4 tons | HEIL | HRCU-A-CB (Split System: Heat Pump with Remote Outdoor Unit-Air-Source) | H5H3V36*K*AAA* |  |  | EVM5X61M24A*+WALLCON | *80CTL1352422B* | 36000 | 22.5 | 8.5 | 37600 | 28200 | 75% | 2.04 | 0 | 12.5 |  |  |  |  | R-454B | 3 | Residential & Commercial | USHP | Ducted CEE Tier 1
215935526 | Central HP <5.4 tons | HEIL | HRCU-A-CB (Split System: Heat Pump with Remote Outdoor Unit-Air-Source) | H5H3V36*K*AAA* |  |  | EVD5X30M17A*+WALLCON | *97CMN0601714B* | 34000 | 20 | 8.1 | 38000 | 27200 | 71.58% | 2 | 0 | 11 |  |  |  |  | R-454B | 2.8333 | Residential & Commercial | USHP | Ducted CEE Tier 1
215935546 | Central HP <5.4 tons | HEIL | HRCU-A-CB (Split System: Heat Pump with Remote Outdoor Unit-Air-Source) | H5H3V36*K*AAA* |  |  | EVD5X31M17A*+WALLCON | *97CMN0601714B* | 34800 | 20.5 | 8.5 | 38000 | 27800 | 73.16% | 2.08 | 0 | 11.5 |  |  |  |  | R-454B | 2.9 | Residential & Commercial | USHP | Ducted CEE Tier 1
215936346 | Central HP <5.4 tons | HEIL | HRCU-A-CB (Split System: Heat Pump with Remote Outdoor Unit-Air-Source) | H5H3V36*K*AAA* |  |  | EVD5X48M24A*+WALLCON | *95CSU0802120B* | 35000 | 21 | 8.5 | 38500 | 28400 | 73.77% | 2.04 | 0 | 12 |  |  |  |  | R-454B | 2.9167 | Residential & Commercial | USHP | Ducted CEE Tier 1
211257954 | Central HP <5.4 tons | CARRIER | HRCU-A-CB (Split System: Heat Pump with Remote Outdoor Unit-Air-Source) | 38MURAQ18AB3* |  |  | CNPV*1814AL* | 58TP*A045V14**12 | 17400 | 16 | 8.5 | 18400 | 19400 | 105.4% | 2.34 | 0 | 10.5 |  |  |  |  | R-410A | 1.45 | Residential & Commercial | USHP | Ducted CEE Tier 1
211258005 | Central HP <5.4 tons | CARRIER | HRCU-A-CB (Split System: Heat Pump with Remote Outdoor Unit-Air-Source) | 38MURAQ18AB3* |  |  | CNPV*2417AL* | 58TP*A045V14**12 | 17600 | 16 | 8.5 | 18500 | 18800 | 101.6% | 2.26 | 0 | 11 |  |  |  |  | R-410A | 1.4667 | Residential & Commercial | USHP | Ducted CEE Tier 1
211258021 | Central HP <5.4 tons | CARRIER | HRCU-A-CB (Split System: Heat Pump with Remote Outdoor Unit-Air-Source) | 38MURAQ18AB3* |  |  | CNPV*2417AL* | 59TP6B060V17**14 | 17600 | 15.5 | 8.5 | 18600 | 18900 | 101.6% | 2.26 | 0 | 10.5 |  |  |  |  | R-410A | 1.4667 | Residential & Commercial | USHP | Ducted CEE Tier 1
213770319 | Central HP <5.4 tons | CARRIER | HRCU-A-CB (Split System: Heat Pump with Remote Outdoor Unit-Air-Source) | 25VNA448A*031* |  |  | CAP**6124AL*+UI | 59TN6C100C21**22 | 45500 | 21 | 9.5 | 46000 | 36200 | 78.7% | 2.36 | 0 | 12 |  |  |  |  | R-410A | 3.7917 | Residential & Commercial | USHP | Ducted CEE Tier 1
216570929 | Central HP <5.4 tons | AMERICAN STANDARD | HRCU-A-CB (Split System: Heat Pump with Remote Outdoor Unit-Air-Source) | 5A6V0X24A1 |  |  | 5TXCB003AS3 | S8V2B060M4PDB | 21600 | 20.6 | 10 | 24000 | 18400 | 76.67% | 2.2 | 0 | 11.5 |  |  |  |  | R-454B | 1.8 | Residential & Commercial | USHP | Ducted CEE Tier 1
213297172 | Central HP <5.4 tons | JOHNSON CONTROLS | HRCU-A-CB (Split System: Heat Pump with Remote Outdoor Unit-Air-Source) | HMH72B341 |  |  | XAFC30CXXN1+TXV | Z8ES080C16SMPS1 | 33600 | 18 | 8.5 | 33000 | 23200 | 70.3% | 2.08 | 0 | 10 |  |  |  |  | R-410A | 2.8 | Residential & Commercial | USHP | Ducted CEE Tier 1
214397740 | Central HP <5.4 tons | JOHNSON CONTROLS | HRCU-A-CB (Split System: Heat Pump with Remote Outdoor Unit-Air-Source) | HH836E2S11 |  |  | CTM36C5CDS1 | TMLE120C20MP11 | 34600 | 16 | 8.5 | 32600 | 26800 | 82.21% | 2 | 0 | 11 |  |  |  |  | R-454B | 2.8833 | Residential & Commercial | USHP | Ducted CEE Tier 1
214397774 | Central HP <5.4 tons | JOHNSON CONTROLS | HRCU-A-CB (Split System: Heat Pump with Remote Outdoor Unit-Air-Source) | HH836E2S11 |  |  | CTM48C5CFS1 | TM8E100C20MP11 | 34400 | 17 | 8.5 | 32600 | 25800 | 79.14% | 2 | 0 | 11 |  |  |  |  | R-454B | 2.8667 | Residential & Commercial | USHP | Ducted CEE Tier 1
214397779 | Central HP <5.4 tons | JOHNSON CONTROLS | HRCU-A-CB (Split System: Heat Pump with Remote Outdoor Unit-Air-Source) | HH836E2S11 |  |  | CTM48C5CFS1 | TMLE100C20MP11 | 34400 | 17 | 8.5 | 32600 | 25800 | 79.14% | 2 | 0 | 11 |  |  |  |  | R-454B | 2.8667 | Residential & Commercial | USHP | Ducted CEE Tier 1
213297147 | Central HP <5.4 tons | JOHNSON CONTROLS | HRCU-A-CB (Split System: Heat Pump with Remote Outdoor Unit-Air-Source) | HMH72B341 |  |  | XAHC30CXXN1+TXV | Z8ES100C16LMPS1 | 32400 | 17.5 | 8.1 | 32000 | 22800 | 71.25% | 2.02 | 0 | 9.5 |  |  |  |  | R-410A | 2.7 | Residential & Commercial | USHP
213298067 | Central HP <5.4 tons | JOHNSON CONTROLS | HRCU-A-CB (Split System: Heat Pump with Remote Outdoor Unit-Air-Source) | HMH72B341 |  |  | XAFB36DXXN1+TXV | Z8ES040A12LMPS1 | 34000 | 18 | 8.5 | 33400 | 24200 | 72.46% | 2.1 | 0 | 10 |  |  |  |  | R-410A | 2.8333 | Residential & Commercial | USHP | Ducted CEE Tier 1
212984199 | Central HP <5.4 tons | DAY & NIGHT | HRCU-A-CB (Split System: Heat Pump with Remote Outdoor Unit-Air-Source) | DLCURAH18ABK |  |  | EA*4X30L17A* | *92MSN0601714A* | 17700 | 16.5 | 8.5 | 18300 | 18700 | 102.2% | 2.24 | 0 | 10.5 |  |  |  |  | R-410A | 1.475 | Residential & Commercial | USHP | Ducted CEE Tier 1
216737152 | Central HP <5.4 tons | DAY & NIGHT | HRCU-A-CB (Split System: Heat Pump with Remote Outdoor Unit-Air-Source) | D5CUHAH24AAK |  |  | ESH5X30M12A* | *80VSL0451412B* | 22200 | 15.5 | 8.1 | 20800 | 18700 | 89.9% | 1.85 | 0 | 10.5 |  |  |  |  | R-454B | 1.85 | Residential & Commercial | USHP | Ducted CEE Tier 1
216737238 | Central HP <5.4 tons | DAY & NIGHT | HRCU-A-CB (Split System: Heat Pump with Remote Outdoor Unit-Air-Source) | D5CUHAH24AAK |  |  | ESH5X30M12A* | *80MSU0802120A* | 22800 | 16 | 8.5 | 21200 | 19000 | 89.62% | 1.96 | 0 | 10.5 |  |  |  |  | R-454B | 1.9 | Residential & Commercial | USHP | Ducted CEE Tier 1
211260245 | Central HP <5.4 tons | COMFORTMAKER | HRCU-A-CB (Split System: Heat Pump with Remote Outdoor Unit-Air-Source) | DLCURAH18ABK |  |  | EA*4X24L17A* | *80VSL0451412A* | 17700 | 16 | 8.5 | 18600 | 19100 | 102.7% | 2.28 | 0 | 10.5 |  |  |  |  | R-410A | 1.475 | Residential & Commercial | USHP | Ducted CEE Tier 1
213770976 | Central HP <5.4 tons | BRYANT HEATING AND COOLING SYSTEMS | HRCU-A-CB (Split System: Heat Pump with Remote Outdoor Unit-Air-Source) | 288BNV025*0**B* |  |  | CAP**3621AL*+UI | 987MC42080C17*** | 23600 | 16.5 | 8.1 | 21600 | 16700 | 77.31% | 1.94 | 0 | 10.5 |  |  |  |  | R-410A | 1.9667 | Residential & Commercial | USHP | Ducted CEE Tier 1
216736398 | Central HP <5.4 tons | DAY & NIGHT | HRCU-A-CB (Split System: Heat Pump with Remote Outdoor Unit-Air-Source) | D5CUHAH24AAK |  |  | ESH5X24M12A* | *80CTL0701716B* | 22400 | 15.2 | 8.1 | 21200 | 19100 | 90.09% | 1.85 | 0 | 10.5 |  |  |  |  | R-454B | 1.8667 | Residential & Commercial | USHP | Ducted CEE Tier 1
213771635 | Central HP <5.4 tons | CARRIER | HRCU-A-CB (Split System: Heat Pump with Remote Outdoor Unit-Air-Source) | 25VNA825A*031* |  |  | CAP**4821AL*+UI | 59MN7C100C21**22 | 24000 | 16.5 | 8.1 | 21000 | 16500 | 78.57% | 2.02 | 0 | 11 |  |  |  |  | R-410A | 2 | Residential & Commercial | USHP | Ducted CEE Tier 1
213771035 | Central HP <5.4 tons | CARRIER | HRCU-A-CB (Split System: Heat Pump with Remote Outdoor Unit-Air-Source) | 25VNA825A*031* |  |  | CAP**3717AL*+UI | 58TN*B070C14**12 | 24200 | 16.5 | 8.1 | 21400 | 16700 | 78.04% | 2 | 0 | 11 |  |  |  |  | R-410A | 2.0167 | Residential & Commercial | USHP | Ducted CEE Tier 1
214229282 | Central HP <5.4 tons | COMFORTMAKER | HRCU-A-CB (Split System: Heat Pump with Remote Outdoor Unit-Air-Source) | DLCURAH36ABK |  |  | EA*4X36L17A* | *80MSU0601716A* | 34800 | 16 | 8.1 | 38500 | 35200 | 91.43% | 1.82 | 0 | 9.5 |  |  |  |  | R-410A | 2.9 | Residential & Commercial | USHP
214397979 | Central HP <5.4 tons | JOHNSON CONTROLS | HRCU-A-CB (Split System: Heat Pump with Remote Outdoor Unit-Air-Source) | HH824E2S11 |  |  | CTF30B5ACS1 | TM9V080B12MP12 | 23000 | 17 | 9.5 | 23000 | 18200 | 79.13% | 2 | 0 | 12 |  |  |  |  | R-454B | 1.9167 | Residential & Commercial | USHP | Ducted CEE Tier 1
214398356 | Central HP <5.4 tons | JOHNSON CONTROLS | HRCU-A-CB (Split System: Heat Pump with Remote Outdoor Unit-Air-Source) | HH824E2S11 |  |  | CTF30A5ADS1 | TL8E060A12UH11 | 23000 | 18 | 9.5 | 23000 | 18700 | 81.3% | 2 | 0 | 12 |  |  |  |  | R-454B | 1.9167 | Residential & Commercial | USHP | Ducted CEE Tier 1
214398383 | Central HP <5.4 tons | JOHNSON CONTROLS | HRCU-A-CB (Split System: Heat Pump with Remote Outdoor Unit-Air-Source) | HH824E2S11 |  |  | CTM30B5ACS1 | TM9E060B12MP12 | 23000 | 17 | 9.5 | 23000 | 18800 | 81.74% | 2 | 0 | 11.7 |  |  |  |  | R-454B | 1.9167 | Residential & Commercial | USHP | Ducted CEE Tier 1
214397547 | Central HP <5.4 tons | JOHNSON CONTROLS | HRCU-A-CB (Split System: Heat Pump with Remote Outdoor Unit-Air-Source) | HH824E2S11 |  |  | CTF30B5ACS1 | TM8Y080B12MP11 | 23000 | 18 | 9.5 | 23000 | 18800 | 81.74% | 2 | 0 | 12 |  |  |  |  | R-454B | 1.9167 | Residential & Commercial | USHP | Ducted CEE Tier 1
215683664 | Central HP <5.4 tons | BRYANT HEATING AND COOLING SYSTEMS | HRCU-A-CB (Split System: Heat Pump with Remote Outdoor Unit-Air-Source) | 290VAN024**AA* |  |  | CAA**3617AM*+UI | 986TD42080C17*** | 23200 | 17 | 9 | 23600 | 16600 | 70.34% | 1.98 | 0 | 10 |  |  |  |  | R-454B | 1.9333 | Residential & Commercial | USHP | Ducted CEE Tier 1
215936446 | Central HP <5.4 tons | HEIL | HRCU-A-CB (Split System: Heat Pump with Remote Outdoor Unit-Air-Source) | H5H3V36*K*AAA* |  |  | EVD5X49M24A*+WALLCON | *80CTL0902120B* | 35600 | 22 | 8.5 | 38000 | 28400 | 74.74% | 2.04 | 0 | 12.5 |  |  |  |  | R-454B | 2.9667 | Residential & Commercial | USHP | Ducted CEE Tier 1
215936666 | Central HP <5.4 tons | HEIL | HRCU-A-CB (Split System: Heat Pump with Remote Outdoor Unit-Air-Source) | H5H3V36*K*AAA* |  |  | EVD5X60M21A*+WALLCON | *95CSU1002122B* | 35600 | 22 | 9 | 38000 | 28400 | 74.74% | 2.14 | 0 | 12.5 |  |  |  |  | R-454B | 2.9667 | Residential & Commercial | USHP | Ducted CEE Tier 1
214075282 | Central HP <5.4 tons | RUUD | HRCU-A-CB (Split System: Heat Pump with Remote Outdoor Unit-Air-Source) | RD17AZ60AJ3N |  |  | RCFZ6024STANM | R802V1255A24UHN | 55500 | 18 | 8.1 | 53500 | 49000 | 91.59% | 1.75 | 0 | 10 |  |  |  |  | R-410A | 4.625 | Residential & Commercial | USHP | Ducted CEE Tier 1
213771455 | Central HP <5.4 tons | CARRIER | HRCU-A-CB (Split System: Heat Pump with Remote Outdoor Unit-Air-Source) | 25VNA825A*031* |  |  | CAP**4321AL*+UI | 58TN*B090C17**16 | 24600 | 17 | 8.5 | 21000 | 16600 | 79.05% | 2.02 | 0 | 11 |  |  |  |  | R-410A | 2.05 | Residential & Commercial | USHP | Ducted CEE Tier 1
213771555 | Central HP <5.4 tons | CARRIER | HRCU-A-CB (Split System: Heat Pump with Remote Outdoor Unit-Air-Source) | 25VNA825A*031* |  |  | CAP**4821AL*+UI | 58TN*B045C17**12 | 24000 | 16.5 | 8.1 | 21000 | 16600 | 79.05% | 2 | 0 | 10.5 |  |  |  |  | R-410A | 2 | Residential & Commercial | USHP | Ducted CEE Tier 1
213297947 | Central HP <5.4 tons | JOHNSON CONTROLS | HRCU-A-CB (Split System: Heat Pump with Remote Outdoor Unit-Air-Source) | HMH72B341 |  |  | XAFD48FXXN1+TXV | Z8ES120C16LMPS1 | 34000 | 16.5 | 8.5 | 32800 | 23400 | 71.34% | 2.1 | 0 | 9.5 |  |  |  |  | R-410A | 2.8333 | Residential & Commercial | USHP
216734442 | Central HP <5.4 tons | DAY & NIGHT | HRCU-A-CB (Split System: Heat Pump with Remote Outdoor Unit-Air-Source) | D5CUHAH24AAK |  |  | EA*5X36M17A* | *80VSL0701716B* | 22200 | 16.5 | 8.1 | 20800 | 18700 | 89.9% | 1.85 | 0 | 10.5 |  |  |  |  | R-454B | 1.85 | Residential & Commercial | USHP | Ducted CEE Tier 1
216734519 | Central HP <5.4 tons | DAY & NIGHT | HRCU-A-CB (Split System: Heat Pump with Remote Outdoor Unit-Air-Source) | D5CUHAH24AAK |  |  | EA*5X36M17A* | *80VTL0451412B* | 22200 | 16.5 | 8.5 | 20800 | 18700 | 89.9% | 1.94 | 0 | 10.5 |  |  |  |  | R-454B | 1.85 | Residential & Commercial | USHP | Ducted CEE Tier 1
212986720 | Central HP <5.4 tons | COMFORTMAKER | HRCU-A-CB (Split System: Heat Pump with Remote Outdoor Unit-Air-Source) | DLCURAH18ABK |  |  | EN(A,D)4X30L17** | *96MSN0401712A* | 17400 | 15.5 | 8.1 | 18100 | 18700 | 103.3% | 2.24 | 0 | 10.5 |  |  |  |  | R-410A | 1.45 | Residential & Commercial | USHP | Ducted CEE Tier 1
213771076 | Central HP <5.4 tons | BRYANT HEATING AND COOLING SYSTEMS | HRCU-A-CB (Split System: Heat Pump with Remote Outdoor Unit-Air-Source) | 288BNV025*0**B* |  |  | CAP**3717AL*+UI | 987MC42060C17*** | 24000 | 16 | 8.1 | 21600 | 16800 | 77.78% | 1.98 | 0 | 10.5 |  |  |  |  | R-410A | 2 | Residential & Commercial | USHP | Ducted CEE Tier 1
213771226 | Central HP <5.4 tons | BRYANT HEATING AND COOLING SYSTEMS | HRCU-A-CB (Split System: Heat Pump with Remote Outdoor Unit-Air-Source) | 288BNV025*0**B* |  |  | CAP**3721AL*+UI | 986TD42080C17*** | 24400 | 16.5 | 8.1 | 21200 | 16600 | 78.3% | 2.02 | 0 | 11 |  |  |  |  | R-410A | 2.0333 | Residential & Commercial | USHP | Ducted CEE Tier 1
213296992 | Central HP <5.4 tons | JOHNSON CONTROLS | HRCU-A-CB (Split System: Heat Pump with Remote Outdoor Unit-Air-Source) | HMH72B341 |  |  | XAUB36DXXN1+TXV | Z8ES080B12SMPS1 | 34000 | 18 | 8.1 | 33400 | 24000 | 71.86% | 2.08 | 0 | 10 |  |  |  |  | R-410A | 2.8333 | Residential & Commercial | USHP | Ducted CEE Tier 1
213297027 | Central HP <5.4 tons | JOHNSON CONTROLS | HRCU-A-CB (Split System: Heat Pump with Remote Outdoor Unit-Air-Source) | HMH72B341 |  |  | XAUB36DXXN1+TXV | Z9ET080B12SMPS1 | 34000 | 18.5 | 8.1 | 33400 | 24200 | 72.46% | 2.08 | 0 | 9.5 |  |  |  |  | R-410A | 2.8333 | Residential & Commercial | USHP
215683680 | Central HP <5.4 tons | BRYANT HEATING AND COOLING SYSTEMS | HRCU-A-CB (Split System: Heat Pump with Remote Outdoor Unit-Air-Source) | 290VAN024**AA* |  |  | CAA**3717AM*+UI | 987MC42080C17*** | 23800 | 17 | 9 | 23400 | 16500 | 70.51% | 2 | 0 | 10.5 |  |  |  |  | R-454B | 1.9833 | Residential & Commercial | USHP | Ducted CEE Tier 1
216737651 | Central HP <5.4 tons | DAY & NIGHT | HRCU-A-CB (Split System: Heat Pump with Remote Outdoor Unit-Air-Source) | D5CUHAH24AAK |  |  | ESH5X30M12A* | *96VSN0601716B* | 22400 | 15.5 | 8.1 | 21000 | 18800 | 89.52% | 1.85 | 0 | 10.5 |  |  |  |  | R-454B | 1.8667 | Residential & Commercial | USHP | Ducted CEE Tier 1
216737678 | Central HP <5.4 tons | DAY & NIGHT | HRCU-A-CB (Split System: Heat Pump with Remote Outdoor Unit-Air-Source) | D5CUHAH24AAK |  |  | ESH5X30M12A* | *96VSN1002120B* | 22800 | 15.5 | 8.1 | 21200 | 19000 | 89.62% | 1.85 | 0 | 10.5 |  |  |  |  | R-454B | 1.9 | Residential & Commercial | USHP | Ducted CEE Tier 1
216737719 | Central HP <5.4 tons | DAY & NIGHT | HRCU-A-CB (Split System: Heat Pump with Remote Outdoor Unit-Air-Source) | D5CUHAH24AAK |  |  | ESH5X30M12A* | *95MSU0802120A* | 22800 | 16 | 8.5 | 21200 | 19000 | 89.62% | 1.96 | 0 | 10.5 |  |  |  |  | R-454B | 1.9 | Residential & Commercial | USHP | Ducted CEE Tier 1
216737876 | Central HP <5.4 tons | DAY & NIGHT | HRCU-A-CB (Split System: Heat Pump with Remote Outdoor Unit-Air-Source) | D5CUHAH24AAK |  |  | ESH5X30M12A* | *96VTN1002122B* | 22600 | 15.2 | 8.1 | 21000 | 18900 | 90% | 1.85 | 0 | 10.5 |  |  |  |  | R-454B | 1.8833 | Residential & Commercial | USHP | Ducted CEE Tier 1
216643611 | Central HP <5.4 tons | BRYANT HEATING AND COOLING SYSTEMS | HRCU-A-CB (Split System: Heat Pump with Remote Outdoor Unit-Air-Source) | 37MUHAQ18AA3 |  |  | CAA**3017AM* | 83*SB48060M17*** | 18000 | 15.2 | 9.5 | 20200 | 18200 | 90.1% | 1.92 | 0 | 11 |  |  |  |  | R-454B | 1.5 | Residential & Commercial | USHP | Ducted CEE Tier 1
212391468 | Central HP <5.4 tons | TRANE | HRCU-A-CB (Split System: Heat Pump with Remote Outdoor Unit-Air-Source) | 4TWV7X36A1 |  |  | TAMXB0B30V31 | 0 | 34000 | 17.1 | 8.5 | 29000 | 20400 | 70.34% | 1.8 | 0 | 12 |  |  |  |  | R-410A | 2.8333 | Residential & Commercial | USHP | Ducted CEE Tier 1
214075387 | Central HP <5.4 tons | RUUD | HRCU-A-CB (Split System: Heat Pump with Remote Outdoor Unit-Air-Source) | RD17AZ60AJ3N |  |  | RCFZ6024STANM | U97MV1005A21DHS | 55000 | 18 | 8.1 | 54000 | 49500 | 91.67% | 1.75 | 0 | 10 |  |  |  |  | R-410A | 4.5833 | Residential & Commercial | USHP | Ducted CEE Tier 1
214075396 | Central HP <5.4 tons | RUUD | HRCU-A-CB (Split System: Heat Pump with Remote Outdoor Unit-Air-Source) | RD17AZ60AJ3N |  |  | RCFZ6024STANM | R962V1005A21M4S | 55000 | 18 | 8.1 | 54000 | 49500 | 91.67% | 1.75 | 0 | 10 |  |  |  |  | R-410A | 4.5833 | Residential & Commercial | USHP | Ducted CEE Tier 1
213079852 | Central HP <5.4 tons | HEIL | HRCU-A-CB (Split System: Heat Pump with Remote Outdoor Unit-Air-Source) | DLCURAH36ABK |  |  | EA*4X37L21A* | *92MSN1002122A* | 36200 | 16.5 | 8.5 | 38000 | 34800 | 91.58% | 2.04 | 0 | 10 |  |  |  |  | R-410A | 3.0167 | Residential & Commercial | USHP | Ducted CEE Tier 1
211226629 | Central HP <5.4 tons | HEIL | HRCU-A-CB (Split System: Heat Pump with Remote Outdoor Unit-Air-Source) | DLCURAH36ABK |  |  | EA*4X37L17A* | *92ESN0601714A* | 35800 | 16 | 8.1 | 38500 | 34800 | 90.39% | 2 | 0 | 10 |  |  |  |  | R-410A | 2.9833 | Residential & Commercial | USHP | Ducted CEE Tier 1
211226796 | Central HP <5.4 tons | HEIL | HRCU-A-CB (Split System: Heat Pump with Remote Outdoor Unit-Air-Source) | DLCURAH36ABK |  |  | EA*4X37L21A* | *80ES(N,L)0701712A* | 36400 | 15.5 | 8.5 | 38500 | 34800 | 90.39% | 2.08 | 0 | 10 |  |  |  |  | R-410A | 3.0333 | Residential & Commercial | USHP | Ducted CEE Tier 1
211227615 | Central HP <5.4 tons | HEIL | HRCU-A-CB (Split System: Heat Pump with Remote Outdoor Unit-Air-Source) | DLCURAH36ABK |  |  | EA*4X42L21A* | *96VSN0802120A* | 35600 | 16 | 8.1 | 38500 | 35000 | 90.91% | 1.88 | 0 | 10 |  |  |  |  | R-410A | 2.9667 | Residential & Commercial | USHP | Ducted CEE Tier 1
211227696 | Central HP <5.4 tons | HEIL | HRCU-A-CB (Split System: Heat Pump with Remote Outdoor Unit-Air-Source) | DLCURAH36ABK |  |  | EA*4X42L21A* | *96VTN0802120A* | 35000 | 16 | 8.1 | 38500 | 35000 | 90.91% | 1.86 | 0 | 9.5 |  |  |  |  | R-410A | 2.9167 | Residential & Commercial | USHP
211227881 | Central HP <5.4 tons | HEIL | HRCU-A-CB (Split System: Heat Pump with Remote Outdoor Unit-Air-Source) | DLCURAH36ABK |  |  | EA*4X42L24A* | *80VSL0902420A* | 35200 | 16 | 8.1 | 38500 | 35000 | 90.91% | 1.88 | 0 | 10 |  |  |  |  | R-410A | 2.9333 | Residential & Commercial | USHP | Ducted CEE Tier 1
211228065 | Central HP <5.4 tons | HEIL | HRCU-A-CB (Split System: Heat Pump with Remote Outdoor Unit-Air-Source) | DLCURAH36ABK |  |  | EA*4X42L24A* | *96VSN1002120A* | 35600 | 16 | 8.1 | 38500 | 35000 | 90.91% | 1.9 | 0 | 10 |  |  |  |  | R-410A | 2.9667 | Residential & Commercial | USHP | Ducted CEE Tier 1
211228767 | Central HP <5.4 tons | HEIL | HRCU-A-CB (Split System: Heat Pump with Remote Outdoor Unit-Air-Source) | DLCURAH36ABK |  |  | EA*4X48L21A* | *80ES(N,L)0702116A* | 35600 | 16.5 | 8.5 | 37800 | 34600 | 91.53% | 2.04 | 0 | 10 |  |  |  |  | R-410A | 2.9667 | Residential & Commercial | USHP | Ducted CEE Tier 1
211228966 | Central HP <5.4 tons | HEIL | HRCU-A-CB (Split System: Heat Pump with Remote Outdoor Unit-Air-Source) | DLCURAH36ABK |  |  | EA*4X48L21A* | *92ESN0601714A* | 36000 | 16 | 8.5 | 38500 | 34600 | 89.87% | 2.06 | 0 | 10 |  |  |  |  | R-410A | 3 | Residential & Commercial | USHP | Ducted CEE Tier 1
215935569 | Central HP <5.4 tons | COMFORTMAKER | HRCU-A-CB (Split System: Heat Pump with Remote Outdoor Unit-Air-Source) | C5H3V36*K*AAA* |  |  | EVD5X36M17A*+WALLCON | *97CMN0601714B* | 34000 | 20 | 8.1 | 38000 | 27200 | 71.58% | 2 | 0 | 11 |  |  |  |  | R-454B | 2.8333 | Residential & Commercial | USHP | Ducted CEE Tier 1
213297547 | Central HP <5.4 tons | JOHNSON CONTROLS | HRCU-A-CB (Split System: Heat Pump with Remote Outdoor Unit-Air-Source) | HMH72B341 |  |  | XAHC36DXXN1+TXV | Z8ES100C20LMPS1 | 34000 | 17 | 8.5 | 33400 | 23600 | 70.66% | 2.08 | 0 | 9.5 |  |  |  |  | R-410A | 2.8333 | Residential & Commercial | USHP
213297567 | Central HP <5.4 tons | JOHNSON CONTROLS | HRCU-A-CB (Split System: Heat Pump with Remote Outdoor Unit-Air-Source) | HMH72B341 |  |  | XAHC36DXXN1+TXV | Z8ES100B12LMPS1 | 33400 | 17.5 | 8.1 | 32800 | 23200 | 70.73% | 2.02 | 0 | 9.5 |  |  |  |  | R-410A | 2.7833 | Residential & Commercial | USHP
213770317 | Central HP <5.4 tons | CARRIER | HRCU-A-CB (Split System: Heat Pump with Remote Outdoor Unit-Air-Source) | 25VNA448A*031* |  |  | CAP**6124AL*+UI | 59MN7C120C24**22 | 45500 | 21 | 9.5 | 46000 | 36200 | 78.7% | 2.34 | 0 | 11.7 |  |  |  |  | R-410A | 3.7917 | Residential & Commercial | USHP | Ducted CEE Tier 1
213296787 | Central HP <5.4 tons | JOHNSON CONTROLS | HRCU-A-CB (Split System: Heat Pump with Remote Outdoor Unit-Air-Source) | HMH72B341 |  |  | XAHC36DXXN1+TXV | Z9ET100C16SMPS1 | 33000 | 17.5 | 8.1 | 32200 | 22800 | 70.81% | 2 | 0 | 10 |  |  |  |  | R-410A | 2.75 | Residential & Commercial | USHP | Ducted CEE Tier 1
213296892 | Central HP <5.4 tons | JOHNSON CONTROLS | HRCU-A-CB (Split System: Heat Pump with Remote Outdoor Unit-Air-Source) | HMH72B341 |  |  | XAFC36DBCN1 | Z8ES120C16LMPS1 | 34000 | 18 | 8.5 | 33400 | 24400 | 73.05% | 2.12 | 0 | 9.5 |  |  |  |  | R-410A | 2.8333 | Residential & Commercial | USHP
213296977 | Central HP <5.4 tons | JOHNSON CONTROLS | HRCU-A-CB (Split System: Heat Pump with Remote Outdoor Unit-Air-Source) | HMH72B341 |  |  | XAFB36DXXN1+TXV | Z8ES080B12SMPS1 | 34000 | 18 | 8.1 | 33400 | 24000 | 71.86% | 2.08 | 0 | 10 |  |  |  |  | R-410A | 2.8333 | Residential & Commercial | USHP | Ducted CEE Tier 1
213297242 | Central HP <5.4 tons | JOHNSON CONTROLS | HRCU-A-CB (Split System: Heat Pump with Remote Outdoor Unit-Air-Source) | HMH72B341 |  |  | XAFC36DBCN1 | Z9ET080B12SMPS1 | 33800 | 18 | 8.5 | 33000 | 23200 | 70.3% | 2 | 0 | 10 |  |  |  |  | R-410A | 2.8167 | Residential & Commercial | USHP | Ducted CEE Tier 1
213297477 | Central HP <5.4 tons | JOHNSON CONTROLS | HRCU-A-CB (Split System: Heat Pump with Remote Outdoor Unit-Air-Source) | HMH72B341 |  |  | XAFB36DBCN1 | Z9ES060B12SMPS1 | 33000 | 16.5 | 8.5 | 32000 | 22400 | 70% | 1.8 | 0 | 10 |  |  |  |  | R-410A | 2.75 | Residential & Commercial | USHP | Ducted CEE Tier 1
213297042 | Central HP <5.4 tons | JOHNSON CONTROLS | HRCU-A-CB (Split System: Heat Pump with Remote Outdoor Unit-Air-Source) | HMH72B341 |  |  | XAHC36DXXN1+TXV | Z9ES080B12SMPS1 | 33000 | 16.5 | 8.1 | 32200 | 22800 | 70.81% | 2 | 0 | 9.5 |  |  |  |  | R-410A | 2.75 | Residential & Commercial | USHP
213297142 | Central HP <5.4 tons | JOHNSON CONTROLS | HRCU-A-CB (Split System: Heat Pump with Remote Outdoor Unit-Air-Source) | HMH72B341 |  |  | XAHC30CXXN1+TXV | Z8ES100C16SMPS1 | 32400 | 17.5 | 8.1 | 32000 | 22800 | 71.25% | 2.02 | 0 | 9.5 |  |  |  |  | R-410A | 2.7 | Residential & Commercial | USHP
213297262 | Central HP <5.4 tons | JOHNSON CONTROLS | HRCU-A-CB (Split System: Heat Pump with Remote Outdoor Unit-Air-Source) | HMH72B341 |  |  | XAFC30CXXN1+TXV | Z9ES080C20SMPS1 | 33400 | 17.5 | 8.5 | 33000 | 23200 | 70.3% | 2.06 | 0 | 9.5 |  |  |  |  | R-410A | 2.7833 | Residential & Commercial | USHP
215941256 | Central HP <5.4 tons | HEIL | HRCU-A-CB (Split System: Heat Pump with Remote Outdoor Unit-Air-Source) | H5H3V48*K*AAA* |  |  | ESH5X60M12A*+WALLCON | *97CTN1202422A* | 45000 | 20.5 | 9 | 48500 | 36400 | 75.05% | 1.82 | 0 | 11 |  |  |  |  | R-454B | 3.75 | Residential & Commercial | USHP | Ducted CEE Tier 1
215941006 | Central HP <5.4 tons | HEIL | HRCU-A-CB (Split System: Heat Pump with Remote Outdoor Unit-Air-Source) | H5H3V48*K*AAA* |  |  | EA*5X60M24A*+WALLCON | *97CTN0802120A* | 44500 | 21 | 9.5 | 48500 | 36600 | 75.46% | 2 | 0 | 11 |  |  |  |  | R-454B | 3.7083 | Residential & Commercial | USHP | Ducted CEE Tier 1
213770256 | Central HP <5.4 tons | BRYANT HEATING AND COOLING SYSTEMS | HRCU-A-CB (Split System: Heat Pump with Remote Outdoor Unit-Air-Source) | 284ANV048*0**B* |  |  | CAP**4821AL*+UI | 88*TB36045C17*** | 42500 | 20 | 9 | 47000 | 37600 | 80% | 2.16 | 0 | 10 |  |  |  |  | R-410A | 3.5417 | Residential & Commercial | USHP | Ducted CEE Tier 1
214397888 | Central HP <5.4 tons | JOHNSON CONTROLS | HRCU-A-CB (Split System: Heat Pump with Remote Outdoor Unit-Air-Source) | HH860E2S11 |  |  | CTM60C5CGS1 | TM8V100C20MP12 | 44000 | 18 | 9 | 44500 | 33600 | 75.51% | 2 | 0 | 11.7 |  |  |  |  | R-454B | 3.6667 | Residential & Commercial | USHP | Ducted CEE Tier 1
214397922 | Central HP <5.4 tons | JOHNSON CONTROLS | HRCU-A-CB (Split System: Heat Pump with Remote Outdoor Unit-Air-Source) | HH860E2S11 |  |  | CTF60D5CGS1 | TM9E120D20MP12 | 45000 | 17 | 9 | 47000 | 35000 | 74.47% | 2 | 0 | 11 |  |  |  |  | R-454B | 3.75 | Residential & Commercial | USHP | Ducted CEE Tier 1
213297817 | Central HP <5.4 tons | JOHNSON CONTROLS | HRCU-A-CB (Split System: Heat Pump with Remote Outdoor Unit-Air-Source) | HMH72B341 |  |  | XAHC30CXXN1+TXV | Z8ES080B12LMPS1 | 31800 | 17 | 8.1 | 32200 | 22600 | 70.19% | 2 | 0 | 10 |  |  |  |  | R-410A | 2.65 | Residential & Commercial | USHP | Ducted CEE Tier 1
213297842 | Central HP <5.4 tons | JOHNSON CONTROLS | HRCU-A-CB (Split System: Heat Pump with Remote Outdoor Unit-Air-Source) | HMH72B341 |  |  | XAHB36DXXN1+JMVT12BC2N1+TXV | 0 | 33200 | 18 | 8.1 | 32200 | 22600 | 70.19% | 2.02 | 0 | 10 |  |  |  |  | R-410A | 2.7667 | Residential & Commercial | USHP | Ducted CEE Tier 1
216643736 | Central HP <5.4 tons | BRYANT HEATING AND COOLING SYSTEMS | HRCU-A-CB (Split System: Heat Pump with Remote Outdoor Unit-Air-Source) | 37MUHAQ18AA3 |  |  | CAA**2517AM* | 82*TB36045V14*** | 18500 | 15.2 | 9.5 | 20000 | 17600 | 88% | 2.02 | 0 | 11.7 |  |  |  |  | R-454B | 1.5417 | Residential & Commercial | USHP | Ducted CEE Tier 1
214397596 | Central HP <5.4 tons | JOHNSON CONTROLS | HRCU-A-CB (Split System: Heat Pump with Remote Outdoor Unit-Air-Source) | HH860E2S11 |  |  | CTM60D5CHS1+JMVT20DC2N1 | 0 | 53500 | 19 | 9 | 53000 | 38000 | 71.7% | 2 | 0 | 12 |  |  |  |  | R-454B | 4.4583 | Residential & Commercial | USHP | Ducted CEE Tier 1
215935769 | Central HP <5.4 tons | COMFORTMAKER | HRCU-A-CB (Split System: Heat Pump with Remote Outdoor Unit-Air-Source) | C5H3V36*K*AAA* |  |  | EVD5X36M21A*+WALLCON | *96CTN0801714B* | 34200 | 20.5 | 8.5 | 39000 | 28400 | 72.82% | 2.02 | 0 | 11.5 |  |  |  |  | R-454B | 2.85 | Residential & Commercial | USHP | Ducted CEE Tier 1
215936289 | Central HP <5.4 tons | COMFORTMAKER | HRCU-A-CB (Split System: Heat Pump with Remote Outdoor Unit-Air-Source) | C5H3V36*K*AAA* |  |  | EVD5X48M21A*+WALLCON | *96CTN0601714B* | 34600 | 20.5 | 8.5 | 38000 | 27600 | 72.63% | 2 | 0 | 11.5 |  |  |  |  | R-454B | 2.8833 | Residential & Commercial | USHP | Ducted CEE Tier 1
215936839 | Central HP <5.4 tons | COMFORTMAKER | HRCU-A-CB (Split System: Heat Pump with Remote Outdoor Unit-Air-Source) | C5H3V36*K*AAA* |  |  | EVD5X60M24A*+WALLCON | *97CMN1202422B* | 35400 | 22 | 8.5 | 38000 | 28400 | 74.74% | 2.04 | 0 | 12.5 |  |  |  |  | R-454B | 2.95 | Residential & Commercial | USHP | Ducted CEE Tier 1
216733130 | Central HP <5.4 tons | COMFORTMAKER | HRCU-A-CB (Split System: Heat Pump with Remote Outdoor Unit-Air-Source) | D5CUHAH24AAK |  |  | EA*5X24M17A* | OMV112K14A | 22400 | 15.5 | 8.5 | 21600 | 19500 | 90.28% | 1.94 | 0 | 10.5 |  |  |  |  | R-454B | 1.8667 | Residential & Commercial | USHP | Ducted CEE Tier 1
216733189 | Central HP <5.4 tons | COMFORTMAKER | HRCU-A-CB (Split System: Heat Pump with Remote Outdoor Unit-Air-Source) | D5CUHAH24AAK |  |  | EA*5X25M17A* | *80MS(N,L)0701712A* | 23200 | 16.5 | 8.5 | 20800 | 18400 | 88.46% | 1.96 | 0 | 11 |  |  |  |  | R-454B | 1.9333 | Residential & Commercial | USHP | Ducted CEE Tier 1
216733441 | Central HP <5.4 tons | COMFORTMAKER | HRCU-A-CB (Split System: Heat Pump with Remote Outdoor Unit-Air-Source) | D5CUHAH24AAK |  |  | EA*5X25M17A* | *96MSN0601412A* | 23000 | 15.5 | 8.5 | 20800 | 18500 | 88.94% | 1.98 | 0 | 11 |  |  |  |  | R-454B | 1.9167 | Residential & Commercial | USHP | Ducted CEE Tier 1
216733680 | Central HP <5.4 tons | COMFORTMAKER | HRCU-A-CB (Split System: Heat Pump with Remote Outdoor Unit-Air-Source) | D5CUHAH24AAK |  |  | EA*5X30M14A* | *80VSL0451412B* | 22000 | 16 | 8.1 | 20800 | 18700 | 89.9% | 1.85 | 0 | 10.5 |  |  |  |  | R-454B | 1.8333 | Residential & Commercial | USHP | Ducted CEE Tier 1
216737463 | Central HP <5.4 tons | DAY & NIGHT | HRCU-A-CB (Split System: Heat Pump with Remote Outdoor Unit-Air-Source) | D5CUHAH24AAK |  |  | ESH5X30M12A* | *92MSN0601412A* | 22600 | 15.2 | 8.1 | 21200 | 18900 | 89.15% | 1.85 | 0 | 10.5 |  |  |  |  | R-454B | 1.8833 | Residential & Commercial | USHP | Ducted CEE Tier 1
213249249 | Central HP <5.4 tons | AIRQUEST | HRCU-A-CB (Split System: Heat Pump with Remote Outdoor Unit-Air-Source) | DLCURAH18ABK |  |  | FEVA0024**+NAVA43601CK | 0 | 18100 | 16.5 | 8.5 | 18300 | 17900 | 97.81% | 2.16 | 0 | 11 |  |  |  |  | R-410A | 1.5083 | Residential & Commercial | USHP | Ducted CEE Tier 1
213779630 | Central HP <5.4 tons | COMFORTMAKER | HRCU-A-CB (Split System: Heat Pump with Remote Outdoor Unit-Air-Source) | CVH837GKA** |  |  | EA*4X61L21A*+WALLCON | *80CTL0451712B* | 33000 | 17 | 8.1 | 32400 | 25200 | 77.78% | 1.94 | 0 | 11 |  |  |  |  | R-410A | 2.75 | Residential & Commercial | USHP | Ducted CEE Tier 1
214229128 | Central HP <5.4 tons | COMFORTMAKER | HRCU-A-CB (Split System: Heat Pump with Remote Outdoor Unit-Air-Source) | DLCURAH24ABK |  |  | EA*4X24L17A* | *80MSU0601716A* | 23400 | 17 | 9 | 26200 | 26000 | 99.24% | 2.2 | 0 | 10 |  |  |  |  | R-410A | 1.95 | Residential & Commercial | USHP | Ducted CEE Tier 1
214398031 | Central HP <5.4 tons | JOHNSON CONTROLS | HRCU-A-CB (Split System: Heat Pump with Remote Outdoor Unit-Air-Source) | HH860E2S11 |  |  | CTM60C5CHS1 | TMLE080C20MP11 | 53500 | 19 | 8.5 | 54000 | 39000 | 72.22% | 2 | 0 | 11 |  |  |  |  | R-454B | 4.4583 | Residential & Commercial | USHP | Ducted CEE Tier 1
214397495 | Central HP <5.4 tons | JOHNSON CONTROLS | HRCU-A-CB (Split System: Heat Pump with Remote Outdoor Unit-Air-Source) | HH860E2S11 |  |  | CTM60C5CGS1 | TM9E080C20MP12 | 44500 | 17 | 9 | 45000 | 33800 | 75.11% | 2 | 0 | 11.7 |  |  |  |  | R-454B | 3.7083 | Residential & Commercial | USHP | Ducted CEE Tier 1
213297892 | Central HP <5.4 tons | JOHNSON CONTROLS | HRCU-A-CB (Split System: Heat Pump with Remote Outdoor Unit-Air-Source) | HMH72B341 |  |  | XAUB30CXXN1+TXV | Z9ES080B12SMPS1 | 32600 | 17 | 8.1 | 33000 | 23200 | 70.3% | 2.02 | 0 | 9.5 |  |  |  |  | R-410A | 2.7167 | Residential & Commercial | USHP
214397806 | Central HP <5.4 tons | JOHNSON CONTROLS | HRCU-A-CB (Split System: Heat Pump with Remote Outdoor Unit-Air-Source) | HH836E2S11 |  |  | CTM48C5CFS1 | TM9Y100C16MP11 | 32800 | 19 | 9 | 31000 | 25200 | 81.29% | 2 | 0 | 11 |  |  |  |  | R-454B | 2.7333 | Residential & Commercial | USHP | Ducted CEE Tier 1
214398156 | Central HP <5.4 tons | JOHNSON CONTROLS | HRCU-A-CB (Split System: Heat Pump with Remote Outdoor Unit-Air-Source) | HH836E2S11 |  |  | CTM36C5CDS1 | TP9C080C16MP13 | 33800 | 17 | 8.5 | 31800 | 26000 | 81.76% | 2 | 0 | 11 |  |  |  |  | R-454B | 2.8167 | Residential & Commercial | USHP | Ducted CEE Tier 1
214398515 | Central HP <5.4 tons | JOHNSON CONTROLS | HRCU-A-CB (Split System: Heat Pump with Remote Outdoor Unit-Air-Source) | HH836E2S11 |  |  | CTM36B5CDS1 | TP9C080B12MP13 | 33000 | 17 | 8.5 | 30600 | 25000 | 81.7% | 2 | 0 | 11 |  |  |  |  | R-454B | 2.75 | Residential & Commercial | USHP | Ducted CEE Tier 1
214397838 | Central HP <5.4 tons | JOHNSON CONTROLS | HRCU-A-CB (Split System: Heat Pump with Remote Outdoor Unit-Air-Source) | HH860E2S11 |  |  | CTF60C5CGS1+JMVT17CC2N1 | 0 | 44500 | 18 | 9 | 44000 | 33000 | 75% | 2 | 0 | 12 |  |  |  |  | R-454B | 3.7083 | Residential & Commercial | USHP | Ducted CEE Tier 1
214398006 | Central HP <5.4 tons | JOHNSON CONTROLS | HRCU-A-CB (Split System: Heat Pump with Remote Outdoor Unit-Air-Source) | HH860E2S11 |  |  | CTF60D5CHS1 | TM9Y120D20MP11 | 53500 | 19 | 8.5 | 54500 | 39500 | 72.48% | 2 | 0 | 11 |  |  |  |  | R-454B | 4.4583 | Residential & Commercial | USHP | Ducted CEE Tier 1
214397974 | Central HP <5.4 tons | JOHNSON CONTROLS | HRCU-A-CB (Split System: Heat Pump with Remote Outdoor Unit-Air-Source) | HH824E2S11 |  |  | CTF30B5ACS1+JME12B2SN1 | 0 | 23000 | 19 | 9.5 | 23000 | 19000 | 82.61% | 2 | 0 | 12 |  |  |  |  | R-454B | 1.9167 | Residential & Commercial | USHP | Ducted CEE Tier 1
212979402 | Central HP <5.4 tons | BRYANT HEATING AND COOLING SYSTEMS | HRCU-A-CB (Split System: Heat Pump with Remote Outdoor Unit-Air-Source) | 38MURAQ36AB3* |  |  | CAP**4821AL* | 8(0,1)*SB48070M21*** | 35400 | 16.5 | 8.1 | 37800 | 34600 | 91.53% | 2 | 0 | 10 |  |  |  |  | R-410A | 2.95 | Residential & Commercial | USHP | Ducted CEE Tier 1
212981533 | Central HP <5.4 tons | BRYANT HEATING AND COOLING SYSTEMS | HRCU-A-CB (Split System: Heat Pump with Remote Outdoor Unit-Air-Source) | 38MURAQ36AB3* |  |  | CAP**4821AL* | 83*SB60100M21*** | 35600 | 16 | 8.5 | 38000 | 34600 | 91.05% | 2.04 | 0 | 10 |  |  |  |  | R-410A | 2.9667 | Residential & Commercial | USHP | Ducted CEE Tier 1
211228999 | Central HP <5.4 tons | HEIL | HRCU-A-CB (Split System: Heat Pump with Remote Outdoor Unit-Air-Source) | DLCURAH36ABK |  |  | EA*4X48L21A* | *92ESN1002120A* | 35600 | 16.5 | 8.5 | 37800 | 34600 | 91.53% | 2.04 | 0 | 10 |  |  |  |  | R-410A | 2.9667 | Residential & Commercial | USHP | Ducted CEE Tier 1
211227029 | Central HP <5.4 tons | HEIL | HRCU-A-CB (Split System: Heat Pump with Remote Outdoor Unit-Air-Source) | DLCURAH36ABK |  |  | EA*4X37L21A* | *92ESN1002122A* | 37400 | 15.5 | 8.5 | 39000 | 35000 | 89.74% | 2.16 | 0 | 10 |  |  |  |  | R-410A | 3.1167 | Residential & Commercial | USHP | Ducted CEE Tier 1
211229486 | Central HP <5.4 tons | HEIL | HRCU-A-CB (Split System: Heat Pump with Remote Outdoor Unit-Air-Source) | DLCURAH36ABK |  |  | EA*4X48L24A* | *95ESN0802120A* | 36600 | 15.5 | 8.5 | 38500 | 34800 | 90.39% | 2.1 | 0 | 10 |  |  |  |  | R-410A | 3.05 | Residential & Commercial | USHP | Ducted CEE Tier 1
211229587 | Central HP <5.4 tons | HEIL | HRCU-A-CB (Split System: Heat Pump with Remote Outdoor Unit-Air-Source) | DLCURAH36ABK |  |  | EA*4X48L24A* | *95ESU1002122A* | 37200 | 15.5 | 8.5 | 38500 | 35000 | 90.91% | 2.12 | 0 | 10 |  |  |  |  | R-410A | 3.1 | Residential & Commercial | USHP | Ducted CEE Tier 1
211230255 | Central HP <5.4 tons | HEIL | HRCU-A-CB (Split System: Heat Pump with Remote Outdoor Unit-Air-Source) | DLCURAH36ABK |  |  | EN(A,D,W)4X48L21** | *96VSN1002120A* | 36200 | 16 | 8.1 | 38500 | 34800 | 90.39% | 2.02 | 0 | 10 |  |  |  |  | R-410A | 3.0167 | Residential & Commercial | USHP | Ducted CEE Tier 1
215678212 | Central HP <5.4 tons | TEMPSTAR | HRCU-A-CB (Split System: Heat Pump with Remote Outdoor Unit-Air-Source) | T5H0V24*K*AAA* |  |  | EA*5X24M17A*+WALLCON | *97CTN0601716A* | 22800 | 16.5 | 9 | 24000 | 16900 | 70.42% | 1.94 | 0 | 10 |  |  |  |  | R-454B | 1.9 | Residential & Commercial | USHP | Ducted CEE Tier 1
215678242 | Central HP <5.4 tons | TEMPSTAR | HRCU-A-CB (Split System: Heat Pump with Remote Outdoor Unit-Air-Source) | T5H0V24*K*AAA* |  |  | EA*5X25M17A*+WALLCON | *80CSU0601716B* | 24000 | 17 | 9 | 23200 | 16300 | 70.26% | 2.02 | 0 | 10.5 |  |  |  |  | R-454B | 2 | Residential & Commercial | USHP | Ducted CEE Tier 1
211230684 | Central HP <5.4 tons | COMFORTMAKER | HRCU-A-CB (Split System: Heat Pump with Remote Outdoor Unit-Air-Source) | DLCURAH36ABK |  |  | EN(A,D)4X48L24** | *95ESN1402422A* | 37400 | 15.2 | 8.1 | 40000 | 35200 | 88% | 2.08 | 0 | 10 |  |  |  |  | R-410A | 3.1167 | Residential & Commercial | USHP | Ducted CEE Tier 1
211230743 | Central HP <5.4 tons | COMFORTMAKER | HRCU-A-CB (Split System: Heat Pump with Remote Outdoor Unit-Air-Source) | DLCURAH36ABK |  |  | EN(A,D)4X48L24** | *95ESU1002122A* | 37400 | 15.5 | 8.5 | 39500 | 35000 | 88.61% | 2.08 | 0 | 10.5 |  |  |  |  | R-410A | 3.1167 | Residential & Commercial | USHP | Ducted CEE Tier 1
211228151 | Central HP <5.4 tons | COMFORTMAKER | HRCU-A-CB (Split System: Heat Pump with Remote Outdoor Unit-Air-Source) | DLCURAH36ABK |  |  | EA*4X42L24A* | OLV112A16A | 35400 | 15.2 | 8.1 | 39500 | 35200 | 89.11% | 1.88 | 0 | 9.5 |  |  |  |  | R-410A | 2.95 | Residential & Commercial | USHP
211229380 | Central HP <5.4 tons | COMFORTMAKER | HRCU-A-CB (Split System: Heat Pump with Remote Outdoor Unit-Air-Source) | DLCURAH36ABK |  |  | EA*4X48L24A* | *80ESU0802120A | 37600 | 15.5 | 8.5 | 39500 | 35000 | 88.61% | 2.14 | 0 | 10 |  |  |  |  | R-410A | 3.1333 | Residential & Commercial | USHP | Ducted CEE Tier 1
211230325 | Central HP <5.4 tons | COMFORTMAKER | HRCU-A-CB (Split System: Heat Pump with Remote Outdoor Unit-Air-Source) | DLCURAH36ABK |  |  | EN(A,D,W)4X48L21** | *96VTN0802120A* | 35600 | 16 | 8.1 | 38500 | 34800 | 90.39% | 2 | 0 | 10 |  |  |  |  | R-410A | 2.9667 | Residential & Commercial | USHP | Ducted CEE Tier 1
212383394 | Central HP <5.4 tons | HEIL | HRCU-A-CB (Split System: Heat Pump with Remote Outdoor Unit-Air-Source) | DLCURAH36ABK |  |  | EA*4X37L17A* | *80ESU0601716A | 36600 | 15.5 | 8.5 | 39500 | 35000 | 88.61% | 2.04 | 0 | 10 |  |  |  |  | R-410A | 3.05 | Residential & Commercial | USHP | Ducted CEE Tier 1
211226140 | Central HP <5.4 tons | CARRIER | HRCU-A-CB (Split System: Heat Pump with Remote Outdoor Unit-Air-Source) | 38MURAQ36AB3* |  |  | CAP**4321AL* | 59SU5A100E21**22 | 37400 | 15.5 | 8.5 | 39000 | 35000 | 89.74% | 2.14 | 0 | 10 |  |  |  |  | R-410A | 3.1167 | Residential & Commercial | USHP | Ducted CEE Tier 1
215935559 | Central HP <5.4 tons | COMFORTMAKER | HRCU-A-CB (Split System: Heat Pump with Remote Outdoor Unit-Air-Source) | C5H3V36*K*AAA* |  |  | EVD5X31M17A*+WALLCON | *96CTN0601714B* | 34800 | 21 | 8.5 | 38000 | 27800 | 73.16% | 2.06 | 0 | 11 |  |  |  |  | R-454B | 2.9 | Residential & Commercial | USHP | Ducted CEE Tier 1
215936009 | Central HP <5.4 tons | COMFORTMAKER | HRCU-A-CB (Split System: Heat Pump with Remote Outdoor Unit-Air-Source) | C5H3V36*K*AAA* |  |  | EVD5X42M21A*+WALLCON | *80CTL0901716B* | 34400 | 21 | 8.5 | 38500 | 28200 | 73.25% | 2.04 | 0 | 11.7 |  |  |  |  | R-454B | 2.8667 | Residential & Commercial | USHP | Ducted CEE Tier 1
216732758 | Central HP <5.4 tons | COMFORTMAKER | HRCU-A-CB (Split System: Heat Pump with Remote Outdoor Unit-Air-Source) | D5CUHAH24AAK |  |  | EA*5X24M17A* | *80MSU0401712A* | 22000 | 16.5 | 8.5 | 21000 | 19100 | 90.95% | 1.94 | 0 | 10.5 |  |  |  |  | R-454B | 1.8333 | Residential & Commercial | USHP | Ducted CEE Tier 1
216820039 | Central HP <5.4 tons | RUUD | HRCU-A-CB (Split System: Heat Pump with Remote Outdoor Unit-Air-Source) | RD18AY48AJVC |  |  | RCFY4824STANM | R962V1005A21M4 | 41000 | 17 | 8.1 | 41000 | 37800 | 92.2% | 2.1 | 0 | 10 |  |  |  |  | R-454B | 3.4167 | Residential & Commercial | USHP | Ducted CEE Tier 1
215222802 | Central HP <5.4 tons | RUUD | HRCU-A-CB (Split System: Heat Pump with Remote Outdoor Unit-Air-Source) | RD17AZ60AJ3N |  |  | RCFZ6021STAAM | R951T0705A21M4 | 54500 | 18 | 8.1 | 46500 | 33800 | 72.69% | 2 | 0 | 10 |  |  |  |  | R-410A | 4.5417 | Residential & Commercial | USHP | Ducted CEE Tier 1
215940840 | Central HP <5.4 tons | DAY & NIGHT | HRCU-A-CB (Split System: Heat Pump with Remote Outdoor Unit-Air-Source) | C5H3V36*K*AAA* |  |  | EVD5X60M21A*+WALLCON | *97CTN0601716A* | 35200 | 21 | 8.5 | 38500 | 29200 | 75.84% | 2 | 0 | 11.7 |  |  |  |  | R-454B | 2.9333 | Residential & Commercial | USHP | Ducted CEE Tier 1
211226116 | Central HP <5.4 tons | CARRIER | HRCU-A-CB (Split System: Heat Pump with Remote Outdoor Unit-Air-Source) | 38MURAQ36AB3* |  |  | CNPV*4824AL* | 59TP6B100V21**20 | 36600 | 15.5 | 8.1 | 39500 | 35000 | 88.61% | 2.04 | 0 | 10 |  |  |  |  | R-410A | 3.05 | Residential & Commercial | USHP | Ducted CEE Tier 1
213770288 | Central HP <5.4 tons | BRYANT HEATING AND COOLING SYSTEMS | HRCU-A-CB (Split System: Heat Pump with Remote Outdoor Unit-Air-Source) | 284ANV048*0**B* |  |  | CAP**6024AL*+UI | 88*TB66135C24*** | 45000 | 21 | 9.5 | 45500 | 36000 | 79.12% | 2.34 | 0 | 11.7 |  |  |  |  | R-410A | 3.75 | Residential & Commercial | USHP | Ducted CEE Tier 1
212985233 | Central HP <5.4 tons | DAY & NIGHT | HRCU-A-CB (Split System: Heat Pump with Remote Outdoor Unit-Air-Source) | DLCURAH36ABK |  |  | EA*4X48L21A* | *92MSN1002120A* | 35800 | 16.5 | 8.5 | 37800 | 34600 | 91.53% | 2.02 | 0 | 10 |  |  |  |  | R-410A | 2.9833 | Residential & Commercial | USHP | Ducted CEE Tier 1
214239078 | Central HP <5.4 tons | COMFORTMAKER | HRCU-A-CB (Split System: Heat Pump with Remote Outdoor Unit-Air-Source) | CVH837GKA2* |  |  | EN(A,D,W)4X42L21**+WALLCON | *80CTL0902120B* | 31800 | 17 | 8.1 | 33000 | 24400 | 73.94% | 1.88 | 0 | 11 |  |  |  |  | R-410A | 2.65 | Residential & Commercial | USHP | Ducted CEE Tier 1
216769886 | Central HP <5.4 tons | TRANE | HRCU-A-CB (Split System: Heat Pump with Remote Outdoor Unit-Air-Source) | 5TWR7024A1 |  |  | 5TAM5C04AC31 | 0 | 23600 | 17.1 | 8.5 | 22000 | 17100 | 77.73% | 1.97 | 0 | 12.5 |  |  |  |  | R-454B | 1.9667 | Residential & Commercial | USHP | Ducted CEE Tier 1
216769920 | Central HP <5.4 tons | TRANE | HRCU-A-CB (Split System: Heat Pump with Remote Outdoor Unit-Air-Source) | 5TWR7036A1 |  |  | 5PX*C009AS3 | S8X2C100M5PTC | 34400 | 17 | 9 | 32600 | 24200 | 74.23% | 2.22 | 0 | 12 |  |  |  |  | R-454B | 2.8667 | Residential & Commercial | USHP | Ducted CEE Tier 1
215936919 | Central HP <5.4 tons | COMFORTMAKER | HRCU-A-CB (Split System: Heat Pump with Remote Outdoor Unit-Air-Source) | C5H3V36*K*AAA* |  |  | EVD5X61M21A*+WALLCON | *96CTN0601714B* | 35600 | 21.5 | 8.5 | 37600 | 28200 | 75% | 2 | 0 | 12 |  |  |  |  | R-454B | 2.9667 | Residential & Commercial | USHP | Ducted CEE Tier 1
216732531 | Central HP <5.4 tons | COMFORTMAKER | HRCU-A-CB (Split System: Heat Pump with Remote Outdoor Unit-Air-Source) | D5CUHAH24AAK |  |  | EA*5X24M14A* | *80VSL0701412B* | 22200 | 16.5 | 8.5 | 21000 | 19200 | 91.43% | 1.96 | 0 | 10.5 |  |  |  |  | R-454B | 1.85 | Residential & Commercial | USHP | Ducted CEE Tier 1
216732550 | Central HP <5.4 tons | COMFORTMAKER | HRCU-A-CB (Split System: Heat Pump with Remote Outdoor Unit-Air-Source) | D5CUHAH24AAK |  |  | EA*5X24M14A* | *80VTL0451412B* | 21800 | 16 | 8.5 | 21000 | 19100 | 90.95% | 1.98 | 0 | 10.5 |  |  |  |  | R-454B | 1.8167 | Residential & Commercial | USHP | Ducted CEE Tier 1
216732700 | Central HP <5.4 tons | COMFORTMAKER | HRCU-A-CB (Split System: Heat Pump with Remote Outdoor Unit-Air-Source) | D5CUHAH24AAK |  |  | EA*5X24M17A* | *80MS(N,L)0701716A* | 22000 | 16 | 8.5 | 21000 | 19100 | 90.95% | 1.96 | 0 | 10.5 |  |  |  |  | R-454B | 1.8333 | Residential & Commercial | USHP | Ducted CEE Tier 1
213077611 | Central HP <5.4 tons | CARRIER | HRCU-A-CB (Split System: Heat Pump with Remote Outdoor Unit-Air-Source) | 38MURAQ36AB3* |  |  | CAP**4221AL* | GG96VTAB60100C** | 35400 | 16 | 8.1 | 38500 | 35000 | 90.91% | 1.88 | 0 | 10 |  |  |  |  | R-410A | 2.95 | Residential & Commercial | USHP | Ducted CEE Tier 1
212984950 | Central HP <5.4 tons | BRYANT HEATING AND COOLING SYSTEMS | HRCU-A-CB (Split System: Heat Pump with Remote Outdoor Unit-Air-Source) | 38MURAQ36AB3* |  |  | CAP**4824AL* | 912SE60080M21*** | 35800 | 16.5 | 8.5 | 37800 | 34600 | 91.53% | 2.02 | 0 | 10 |  |  |  |  | R-410A | 2.9833 | Residential & Commercial | USHP | Ducted CEE Tier 1
213077956 | Central HP <5.4 tons | CARRIER | HRCU-A-CB (Split System: Heat Pump with Remote Outdoor Unit-Air-Source) | 38MURAQ36AB3* |  |  | CAP**4221AL* | 58S(B,C)*B070M17**12 | 35000 | 16 | 8.1 | 38500 | 35000 | 90.91% | 1.88 | 0 | 9.5 |  |  |  |  | R-410A | 2.9167 | Residential & Commercial | USHP
213078081 | Central HP <5.4 tons | CARRIER | HRCU-A-CB (Split System: Heat Pump with Remote Outdoor Unit-Air-Source) | 38MURAQ36AB3* |  |  | CAP**4221AL* | 58S(B,C)*B070M17**16 | 35000 | 16 | 8.1 | 38500 | 35000 | 90.91% | 1.88 | 0 | 9.5 |  |  |  |  | R-410A | 2.9167 | Residential & Commercial | USHP
213770726 | Central HP <5.4 tons | BRYANT HEATING AND COOLING SYSTEMS | HRCU-A-CB (Split System: Heat Pump with Remote Outdoor Unit-Air-Source) | 288BNV025*0**B* |  |  | CAP**3017AL*+UI | 88*TB48070C17*** | 23400 | 16.5 | 8.1 | 21600 | 16700 | 77.31% | 1.92 | 0 | 11 |  |  |  |  | R-410A | 1.95 | Residential & Commercial | USHP | Ducted CEE Tier 1
215667126 | Central HP <5.4 tons | TEMPSTAR | HRCU-A-CB (Split System: Heat Pump with Remote Outdoor Unit-Air-Source) | T5H0V24*K*AAA* |  |  | EA*5X24M17A*+WALLCON | *96CTN0401410B* | 22400 | 15.5 | 8.5 | 24400 | 17200 | 70.49% | 1.82 | 0 | 9 |  |  |  |  | R-454B | 1.8667 | Residential & Commercial | USHP
215667410 | Central HP <5.4 tons | TEMPSTAR | HRCU-A-CB (Split System: Heat Pump with Remote Outdoor Unit-Air-Source) | T5H0V24*K*AAA* |  |  | EA*5X30M17A*+WALLCON | *80CTL0451712B* | 23000 | 16.5 | 8.5 | 24000 | 16800 | 70% | 1.86 | 0 | 10 |  |  |  |  | R-454B | 1.9167 | Residential & Commercial | USHP | Ducted CEE Tier 1
215667428 | Central HP <5.4 tons | TEMPSTAR | HRCU-A-CB (Split System: Heat Pump with Remote Outdoor Unit-Air-Source) | T5H0V24*K*AAA* |  |  | EA*5X30M17A*+WALLCON | *80CTL0701412B* | 23000 | 17 | 9 | 23800 | 16700 | 70.17% | 1.98 | 0 | 10 |  |  |  |  | R-454B | 1.9167 | Residential & Commercial | USHP | Ducted CEE Tier 1
215937566 | Central HP <5.4 tons | HEIL | HRCU-A-CB (Split System: Heat Pump with Remote Outdoor Unit-Air-Source) | H5H3V48*K*AAA* |  |  | EVM5X60M24A*+WALLCON | *96CTN1202422B* | 45500 | 20.5 | 8.1 | 52500 | 38000 | 72.38% | 1.95 | 0 | 11.5 |  |  |  |  | R-454B | 3.7917 | Residential & Commercial | USHP | Ducted CEE Tier 1
213771655 | Central HP <5.4 tons | CARRIER | HRCU-A-CB (Split System: Heat Pump with Remote Outdoor Unit-Air-Source) | 25VNA825A*031* |  |  | CAP**4821AL*+UI | 59TN6C080C17**14 | 24000 | 16.5 | 8.1 | 21000 | 16500 | 78.57% | 2.02 | 0 | 11 |  |  |  |  | R-410A | 2 | Residential & Commercial | USHP | Ducted CEE Tier 1
214239595 | Central HP <5.4 tons | HEIL | HRCU-A-CB (Split System: Heat Pump with Remote Outdoor Unit-Air-Source) | HVH837GKA** |  |  | EN(A,D)4X36L21**+WALLCON | *97CMN1002122B* | 31400 | 16.5 | 8.1 | 33000 | 24000 | 72.73% | 1.82 | 0 | 11 |  |  |  |  | R-410A | 2.6167 | Residential & Commercial | USHP | Ducted CEE Tier 1
214398651 | Central HP <5.4 tons | JOHNSON CONTROLS | HRCU-A-CB (Split System: Heat Pump with Remote Outdoor Unit-Air-Source) | HH860E2S11 |  |  | CTF60C5CGS1 | TMLV100C16MP12 | 43500 | 18 | 9 | 44000 | 33400 | 75.91% | 2 | 0 | 11.7 |  |  |  |  | R-454B | 3.625 | Residential & Commercial | USHP | Ducted CEE Tier 1
214397581 | Central HP <5.4 tons | JOHNSON CONTROLS | HRCU-A-CB (Split System: Heat Pump with Remote Outdoor Unit-Air-Source) | HH860E2S11 |  |  | CTF60C5CHS1 | TM8E120C20MP11 | 54000 | 19 | 8.5 | 54500 | 39500 | 72.48% | 2 | 0 | 11 |  |  |  |  | R-454B | 4.5 | Residential & Commercial | USHP | Ducted CEE Tier 1
214239965 | Central HP <5.4 tons | HEIL | HRCU-A-CB (Split System: Heat Pump with Remote Outdoor Unit-Air-Source) | HVH837GKA** |  |  | EN(A,D)4X48L24**+WALLCON | *80CTL0902120B* | 32400 | 17 | 8.1 | 32600 | 24600 | 75.46% | 1.96 | 0 | 11.7 |  |  |  |  | R-410A | 2.7 | Residential & Commercial | USHP | Ducted CEE Tier 1
214240065 | Central HP <5.4 tons | HEIL | HRCU-A-CB (Split System: Heat Pump with Remote Outdoor Unit-Air-Source) | HVH837GKA** |  |  | EN(A,D,W)4X60L24**+WALLCON | *97CMN1002122B* | 32800 | 17.5 | 8.1 | 32200 | 24600 | 76.4% | 1.96 | 0 | 12 |  |  |  |  | R-410A | 2.7333 | Residential & Commercial | USHP | Ducted CEE Tier 1
213297942 | Central HP <5.4 tons | JOHNSON CONTROLS | HRCU-A-CB (Split System: Heat Pump with Remote Outdoor Unit-Air-Source) | HMH72B341 |  |  | XAFD48FXXN1+TXV | Z8ES120C16SMPS1 | 34000 | 16.5 | 8.5 | 32800 | 23400 | 71.34% | 2.1 | 0 | 9.5 |  |  |  |  | R-410A | 2.8333 | Residential & Commercial | USHP
215935709 | Central HP <5.4 tons | COMFORTMAKER | HRCU-A-CB (Split System: Heat Pump with Remote Outdoor Unit-Air-Source) | C5H3V36*K*AAA* |  |  | EVD5X36M21A*+WALLCON | *97CMN0601714B* | 34000 | 20 | 8.1 | 38000 | 27000 | 71.05% | 2 | 0 | 11 |  |  |  |  | R-454B | 2.8333 | Residential & Commercial | USHP | Ducted CEE Tier 1
213774636 | Central HP <5.4 tons | BRYANT HEATING AND COOLING SYSTEMS | HRCU-A-CB (Split System: Heat Pump with Remote Outdoor Unit-Air-Source) | 288BNV025*0**C* |  |  | CSPH*4812AL*+UI | 987MC42060C17*** | 24000 | 15.5 | 8.1 | 21400 | 16700 | 78.04% | 2 | 0 | 10.5 |  |  |  |  | R-410A | 2 | Residential & Commercial | USHP | Ducted CEE Tier 1
212970672 | Central HP <5.4 tons | HEIL | HRCU-A-CB (Split System: Heat Pump with Remote Outdoor Unit-Air-Source) | DLCURAH36ABK |  |  | EA*4X42L24A* | *80VSL0902120B* | 35200 | 16 | 8.1 | 38500 | 35000 | 90.91% | 1.88 | 0 | 10 |  |  |  |  | R-410A | 2.9333 | Residential & Commercial | USHP | Ducted CEE Tier 1
212970692 | Central HP <5.4 tons | HEIL | HRCU-A-CB (Split System: Heat Pump with Remote Outdoor Unit-Air-Source) | DLCURAH36ABK |  |  | EA*4X48L21A* | *80VSL0902120B* | 35600 | 16.5 | 8.5 | 38500 | 34600 | 89.87% | 2.02 | 0 | 10 |  |  |  |  | R-410A | 2.9667 | Residential & Commercial | USHP | Ducted CEE Tier 1
215678322 | Central HP <5.4 tons | TEMPSTAR | HRCU-A-CB (Split System: Heat Pump with Remote Outdoor Unit-Air-Source) | T5H0V24*K*AAA* |  |  | EA*5X36M17A*+WALLCON | *80CSU0601716B* | 23200 | 17 | 8.5 | 23400 | 16500 | 70.51% | 1.98 | 0 | 10 |  |  |  |  | R-454B | 1.9333 | Residential & Commercial | USHP | Ducted CEE Tier 1
215678422 | Central HP <5.4 tons | TEMPSTAR | HRCU-A-CB (Split System: Heat Pump with Remote Outdoor Unit-Air-Source) | T5H0V24*K*AAA* |  |  | EA*5X37M21A*+WALLCON | *97CTN0801716A* | 24000 | 17 | 9 | 23400 | 16400 | 70.09% | 2 | 0 | 10.5 |  |  |  |  | R-454B | 2 | Residential & Commercial | USHP | Ducted CEE Tier 1
215667835 | Central HP <5.4 tons | TEMPSTAR | HRCU-A-CB (Split System: Heat Pump with Remote Outdoor Unit-Air-Source) | T5H0V24*K*AAA* |  |  | EA*5X37M21A*+WALLCON | *80CTL0451712B* | 23800 | 17 | 9 | 23400 | 16500 | 70.51% | 2 | 0 | 10.5 |  |  |  |  | R-454B | 1.9833 | Residential & Commercial | USHP | Ducted CEE Tier 1
216733058 | Central HP <5.4 tons | COMFORTMAKER | HRCU-A-CB (Split System: Heat Pump with Remote Outdoor Unit-Air-Source) | D5CUHAH24AAK |  |  | EA*5X24M17A* | *96VTN0401712B* | 22000 | 15.5 | 8.5 | 21200 | 19300 | 91.04% | 1.98 | 0 | 10 |  |  |  |  | R-454B | 1.8333 | Residential & Commercial | USHP | Ducted CEE Tier 1
216733078 | Central HP <5.4 tons | COMFORTMAKER | HRCU-A-CB (Split System: Heat Pump with Remote Outdoor Unit-Air-Source) | D5CUHAH24AAK |  |  | EA*5X24M17A* | *96VTN0601716B* | 22000 | 16 | 8.5 | 21000 | 19100 | 90.95% | 1.96 | 0 | 10.5 |  |  |  |  | R-454B | 1.8333 | Residential & Commercial | USHP | Ducted CEE Tier 1
213080099 | Central HP <5.4 tons | CARRIER | HRCU-A-CB (Split System: Heat Pump with Remote Outdoor Unit-Air-Source) | 38MURAQ36AB3* |  |  | CNPV*4217AL* | 59SC6A080M17**16 | 35600 | 15.5 | 8.1 | 38500 | 35200 | 91.43% | 1.94 | 0 | 10 |  |  |  |  | R-410A | 2.9667 | Residential & Commercial | USHP | Ducted CEE Tier 1
213080668 | Central HP <5.4 tons | CARRIER | HRCU-A-CB (Split System: Heat Pump with Remote Outdoor Unit-Air-Source) | 38MURAQ36AB3* |  |  | CAP**3717AL* | 59SU5B060M17**16 | 36000 | 15.5 | 8.5 | 38500 | 35000 | 90.91% | 2 | 0 | 10 |  |  |  |  | R-410A | 3 | Residential & Commercial | USHP | Ducted CEE Tier 1
213297092 | Central HP <5.4 tons | JOHNSON CONTROLS | HRCU-A-CB (Split System: Heat Pump with Remote Outdoor Unit-Air-Source) | HMH72B341 |  |  | XAHC36DXXN1+TXV | Z8ET080B12LMPS1 | 33000 | 18 | 8.1 | 32000 | 22400 | 70% | 2 | 0 | 9.5 |  |  |  |  | R-410A | 2.75 | Residential & Commercial | USHP
213297127 | Central HP <5.4 tons | JOHNSON CONTROLS | HRCU-A-CB (Split System: Heat Pump with Remote Outdoor Unit-Air-Source) | HMH72B341 |  |  | XAUC48FXXN1+TXV | Z8ES120C16SMPS1 | 34000 | 16.5 | 8.5 | 32800 | 23400 | 71.34% | 2.1 | 0 | 9.5 |  |  |  |  | R-410A | 2.8333 | Residential & Commercial | USHP
213297162 | Central HP <5.4 tons | JOHNSON CONTROLS | HRCU-A-CB (Split System: Heat Pump with Remote Outdoor Unit-Air-Source) | HMH72B341 |  |  | XAHC30CXXN1+TXV | Z8ES080C20SMPS1 | 32800 | 17.5 | 8.5 | 32000 | 22800 | 71.25% | 2.02 | 0 | 9.5 |  |  |  |  | R-410A | 2.7333 | Residential & Commercial | USHP
213297212 | Central HP <5.4 tons | JOHNSON CONTROLS | HRCU-A-CB (Split System: Heat Pump with Remote Outdoor Unit-Air-Source) | HMH72B341 |  |  | XAHC30CXXN1+JMET12CS2N1+TXV | 0 | 32800 | 18 | 8.5 | 32400 | 22800 | 70.37% | 2.04 | 0 | 10 |  |  |  |  | R-410A | 2.7333 | Residential & Commercial | USHP | Ducted CEE Tier 1
213297292 | Central HP <5.4 tons | JOHNSON CONTROLS | HRCU-A-CB (Split System: Heat Pump with Remote Outdoor Unit-Air-Source) | HMH72B341 |  |  | XAHC36DXXN1+TXV | Z8ET100C20LMPS1 | 34000 | 18.5 | 8.5 | 33400 | 23600 | 70.66% | 2.08 | 0 | 9.5 |  |  |  |  | R-410A | 2.8333 | Residential & Commercial | USHP
213297427 | Central HP <5.4 tons | JOHNSON CONTROLS | HRCU-A-CB (Split System: Heat Pump with Remote Outdoor Unit-Air-Source) | HMH72B341 |  |  | XAUB36DXXN1+JMVT12BC2N1+TXV | 0 | 34000 | 18.5 | 8.5 | 33600 | 23600 | 70.24% | 2.1 | 0 | 10 |  |  |  |  | R-410A | 2.8333 | Residential & Commercial | USHP | Ducted CEE Tier 1
213297727 | Central HP <5.4 tons | JOHNSON CONTROLS | HRCU-A-CB (Split System: Heat Pump with Remote Outdoor Unit-Air-Source) | HMH72B341 |  |  | XAFC36DXXN1+TXV | Z8ET120C20LMPS1 | 34000 | 18.5 | 8.5 | 33400 | 24200 | 72.46% | 2.12 | 0 | 9.5 |  |  |  |  | R-410A | 2.8333 | Residential & Commercial | USHP
213297847 | Central HP <5.4 tons | JOHNSON CONTROLS | HRCU-A-CB (Split System: Heat Pump with Remote Outdoor Unit-Air-Source) | HMH72B341 |  |  | XAHB36DBCN1+JMVT12BC2N1 | 0 | 33200 | 18 | 8.1 | 32200 | 22600 | 70.19% | 2.02 | 0 | 10 |  |  |  |  | R-410A | 2.7667 | Residential & Commercial | USHP | Ducted CEE Tier 1
214397843 | Central HP <5.4 tons | JOHNSON CONTROLS | HRCU-A-CB (Split System: Heat Pump with Remote Outdoor Unit-Air-Source) | HH860E2S11 |  |  | CTF60D5CGS1+JMET18DS2N1 | 0 | 45500 | 19 | 9.5 | 45500 | 33800 | 74.29% | 2 | 0 | 12 |  |  |  |  | R-454B | 3.7917 | Residential & Commercial | USHP | Ducted CEE Tier 1
214398294 | Central HP <5.4 tons | JOHNSON CONTROLS | HRCU-A-CB (Split System: Heat Pump with Remote Outdoor Unit-Air-Source) | HH860E2S11 |  |  | CTF60C5CGS1+JME16C2SN1 | 0 | 45000 | 19 | 9 | 45000 | 33000 | 73.33% | 2 | 0 | 12 |  |  |  |  | R-454B | 3.75 | Residential & Commercial | USHP | Ducted CEE Tier 1
214241850 | Central HP <5.4 tons | COMFORTMAKER | HRCU-A-CB (Split System: Heat Pump with Remote Outdoor Unit-Air-Source) | CVH825GKA3* |  |  | EN(A,D,W)4X36L17**+WALLCON | *96CTN0601714B* | 23400 | 16 | 8.1 | 21600 | 16800 | 77.78% | 1.9 | 0 | 10.5 |  |  |  |  | R-410A | 1.95 | Residential & Commercial | USHP | Ducted CEE Tier 1
214243107 | Central HP <5.4 tons | HEIL | HRCU-A-CB (Split System: Heat Pump with Remote Outdoor Unit-Air-Source) | HVH825GKA2* |  |  | EN(A,D,W)4X48L21**+WALLCON | *80CTL0902120B* | 24200 | 17 | 8.1 | 21200 | 16600 | 78.3% | 2.02 | 0 | 11.5 |  |  |  |  | R-410A | 2.0167 | Residential & Commercial | USHP | Ducted CEE Tier 1
214242857 | Central HP <5.4 tons | HEIL | HRCU-A-CB (Split System: Heat Pump with Remote Outdoor Unit-Air-Source) | HVH825GKA2* |  |  | END4X42L17**+WALLCON | *80CTL0451712B* | 23800 | 16 | 8.1 | 21400 | 16700 | 78.04% | 1.96 | 0 | 11 |  |  |  |  | R-410A | 1.9833 | Residential & Commercial | USHP | Ducted CEE Tier 1
214242907 | Central HP <5.4 tons | HEIL | HRCU-A-CB (Split System: Heat Pump with Remote Outdoor Unit-Air-Source) | HVH825GKA2* |  |  | END4X42L17**+WALLCON | *97CMN0601714B* | 23800 | 16 | 8.1 | 21400 | 16700 | 78.04% | 1.98 | 0 | 11 |  |  |  |  | R-410A | 1.9833 | Residential & Commercial | USHP | Ducted CEE Tier 1
214243007 | Central HP <5.4 tons | HEIL | HRCU-A-CB (Split System: Heat Pump with Remote Outdoor Unit-Air-Source) | HVH825GKA2* |  |  | EN(A,D,W)4X42L21**+WALLCON | *95CSU0601716B* | 23600 | 16.5 | 8.1 | 21400 | 16700 | 78.04% | 1.96 | 0 | 11 |  |  |  |  | R-410A | 1.9667 | Residential & Commercial | USHP | Ducted CEE Tier 1
213080310 | Central HP <5.4 tons | HEIL | HRCU-A-CB (Split System: Heat Pump with Remote Outdoor Unit-Air-Source) | DLCURAH36ABK |  |  | EA*4X42L24A* | *96MSN1002120A* | 35400 | 16 | 8.1 | 38500 | 35000 | 90.91% | 1.88 | 0 | 10 |  |  |  |  | R-410A | 2.95 | Residential & Commercial | USHP | Ducted CEE Tier 1
212974418 | Central HP <5.4 tons | HEIL | HRCU-A-CB (Split System: Heat Pump with Remote Outdoor Unit-Air-Source) | DLCURAH36ABK |  |  | EA*4X48L21A* | *96VSN1002120B* | 35800 | 16 | 8.5 | 37800 | 34800 | 92.06% | 2.02 | 0 | 10 |  |  |  |  | R-410A | 2.9833 | Residential & Commercial | USHP | Ducted CEE Tier 1
213770666 | Central HP <5.4 tons | BRYANT HEATING AND COOLING SYSTEMS | HRCU-A-CB (Split System: Heat Pump with Remote Outdoor Unit-Air-Source) | 288BNV025*0**B* |  |  | CAP**2517AL*+UI | 986TD42060C17*** | 24200 | 16.5 | 8.1 | 21400 | 16700 | 78.04% | 2 | 0 | 11 |  |  |  |  | R-410A | 2.0167 | Residential & Commercial | USHP | Ducted CEE Tier 1
213770916 | Central HP <5.4 tons | BRYANT HEATING AND COOLING SYSTEMS | HRCU-A-CB (Split System: Heat Pump with Remote Outdoor Unit-Air-Source) | 288BNV025*0**B* |  |  | CAP**3621AL*+UI | 88*TB48070C17*** | 23600 | 16.5 | 8.1 | 21400 | 16700 | 78.04% | 1.94 | 0 | 10.5 |  |  |  |  | R-410A | 1.9667 | Residential & Commercial | USHP | Ducted CEE Tier 1
213771336 | Central HP <5.4 tons | BRYANT HEATING AND COOLING SYSTEMS | HRCU-A-CB (Split System: Heat Pump with Remote Outdoor Unit-Air-Source) | 288BNV025*0**B* |  |  | CAP**4221AL*+UI | 986TD42060C17*** | 23600 | 16.5 | 8.1 | 21400 | 16700 | 78.04% | 1.96 | 0 | 10.5 |  |  |  |  | R-410A | 1.9667 | Residential & Commercial | USHP | Ducted CEE Tier 1
213771486 | Central HP <5.4 tons | BRYANT HEATING AND COOLING SYSTEMS | HRCU-A-CB (Split System: Heat Pump with Remote Outdoor Unit-Air-Source) | 288BNV025*0**B* |  |  | CAP**4321AL*+UI | 935CB48060C17*** | 24400 | 16.5 | 8.1 | 21200 | 16600 | 78.3% | 2.02 | 0 | 10.5 |  |  |  |  | R-410A | 2.0333 | Residential & Commercial | USHP | Ducted CEE Tier 1
213771216 | Central HP <5.4 tons | BRYANT HEATING AND COOLING SYSTEMS | HRCU-A-CB (Split System: Heat Pump with Remote Outdoor Unit-Air-Source) | 288BNV025*0**B* |  |  | CAP**3721AL*+UI | 986TD42060C17*** | 24400 | 16.5 | 8.1 | 21200 | 16700 | 78.77% | 2.02 | 0 | 11 |  |  |  |  | R-410A | 2.0333 | Residential & Commercial | USHP | Ducted CEE Tier 1
216734867 | Central HP <5.4 tons | DAY & NIGHT | HRCU-A-CB (Split System: Heat Pump with Remote Outdoor Unit-Air-Source) | D5CUHAH24AAK |  |  | EA*5X36M17A* | OMV098J12* | 22400 | 15.2 | 8.1 | 20800 | 18700 | 89.9% | 1.9 | 0 | 10.5 |  |  |  |  | R-454B | 1.8667 | Residential & Commercial | USHP | Ducted CEE Tier 1
216735187 | Central HP <5.4 tons | DAY & NIGHT | HRCU-A-CB (Split System: Heat Pump with Remote Outdoor Unit-Air-Source) | D5CUHAH24AAK |  |  | EA*5X37M17A* | *96MSN0601412A* | 22800 | 15.5 | 8.1 | 20800 | 18500 | 88.94% | 1.9 | 0 | 11 |  |  |  |  | R-454B | 1.9 | Residential & Commercial | USHP | Ducted CEE Tier 1
215588150 | Central HP <5.4 tons | BRYANT HEATING AND COOLING SYSTEMS | HRCU-A-CB (Split System: Heat Pump with Remote Outdoor Unit-Air-Source) | 291VAN054**AA* |  |  | CSAH*4812AM*+UI | 986TD42080C17*** | 47000 | 17.5 | 8.5 | 50500 | 50000 | 99.01% | 1.96 | 0 | 11.5 |  |  |  |  | R-454B | 3.9167 | Residential & Commercial | USHP | Ducted CEE Tier 1
214398065 | Central HP <5.4 tons | JOHNSON CONTROLS | HRCU-A-CB (Split System: Heat Pump with Remote Outdoor Unit-Air-Source) | HH860E2S11 |  |  | CTM60C5CHS1 | TM9E080C20MP12 | 54000 | 19 | 8.5 | 55000 | 39500 | 71.82% | 2 | 0 | 11 |  |  |  |  | R-454B | 4.5 | Residential & Commercial | USHP | Ducted CEE Tier 1
214398331 | Central HP <5.4 tons | JOHNSON CONTROLS | HRCU-A-CB (Split System: Heat Pump with Remote Outdoor Unit-Air-Source) | HH860E2S11 |  |  | CTM60C5CGS1+JMC17C2SN1 | 0 | 45000 | 19 | 9 | 45000 | 33400 | 74.22% | 2 | 0 | 12 |  |  |  |  | R-454B | 3.75 | Residential & Commercial | USHP | Ducted CEE Tier 1
214398408 | Central HP <5.4 tons | JOHNSON CONTROLS | HRCU-A-CB (Split System: Heat Pump with Remote Outdoor Unit-Air-Source) | HH860E2S11 |  |  | CTM60C5CHS1 | TL9E100C20UH11 | 53000 | 19 | 8.5 | 53500 | 38500 | 71.96% | 2 | 0 | 11.7 |  |  |  |  | R-454B | 4.4167 | Residential & Commercial | USHP | Ducted CEE Tier 1
214398465 | Central HP <5.4 tons | JOHNSON CONTROLS | HRCU-A-CB (Split System: Heat Pump with Remote Outdoor Unit-Air-Source) | HH860E2S11 |  |  | CTM60D5CJS1+JMVT20DC2N1 | 0 | 54000 | 19 | 9 | 55500 | 39500 | 71.17% | 2 | 0 | 11 |  |  |  |  | R-454B | 4.5 | Residential & Commercial | USHP | Ducted CEE Tier 1
213080512 | Central HP <5.4 tons | CARRIER | HRCU-A-CB (Split System: Heat Pump with Remote Outdoor Unit-Air-Source) | 38MURAQ36AB3* |  |  | CAP**3621AL* | 59SU5B040M17**12 | 35000 | 15.2 | 8.1 | 39000 | 35400 | 90.77% | 1.82 | 0 | 9.5 |  |  |  |  | R-410A | 2.9167 | Residential & Commercial | USHP
213163976 | Central HP <5.4 tons | RUUD | HRCU-A-CB (Split System: Heat Pump with Remote Outdoor Unit-Air-Source) | UP18AZ24AJVC |  |  | RCFZ2421HEAAM | U98MV0855A21UPS | 22800 | 20 | 8.5 | 22800 | 26000 | 114% | 2.1 | 0 | 12.5 |  |  |  |  | R-410A | 1.9 | Residential & Commercial | USHP | Ducted CEE Tier 1
214398542 | Central HP <5.4 tons | JOHNSON CONTROLS | HRCU-A-CB (Split System: Heat Pump with Remote Outdoor Unit-Air-Source) | HH836E2S11 |  |  | CTF36B5CDS1 | TP9C080B12MP13 | 33000 | 18 | 8.5 | 30800 | 25000 | 81.17% | 2 | 0 | 11 |  |  |  |  | R-454B | 2.75 | Residential & Commercial | USHP | Ducted CEE Tier 1
214398549 | Central HP <5.4 tons | JOHNSON CONTROLS | HRCU-A-CB (Split System: Heat Pump with Remote Outdoor Unit-Air-Source) | HH836E2S11 |  |  | CTM36C5CDS1 | TL9E080C16UH11 | 34200 | 18 | 8.5 | 32600 | 26800 | 82.21% | 2 | 0 | 11 |  |  |  |  | R-454B | 2.85 | Residential & Commercial | USHP | Ducted CEE Tier 1
215942656 | Central HP <5.4 tons | DAY & NIGHT | HRCU-A-CB (Split System: Heat Pump with Remote Outdoor Unit-Air-Source) | C5H3V36*K*AAA* |  |  | EVD5X61M24A*+WALLCON | *96CTN0802120B* | 36000 | 22 | 8.5 | 37400 | 28200 | 75.4% | 2.04 | 0 | 12.5 |  |  |  |  | R-454B | 3 | Residential & Commercial | USHP | Ducted CEE Tier 1
216735255 | Central HP <5.4 tons | DAY & NIGHT | HRCU-A-CB (Split System: Heat Pump with Remote Outdoor Unit-Air-Source) | D5CUHAH24AAK |  |  | EA*5X37M17A* | *96VSN0801716B* | 23000 | 16.5 | 8.5 | 20800 | 18500 | 88.94% | 1.96 | 0 | 11 |  |  |  |  | R-454B | 1.9167 | Residential & Commercial | USHP | Ducted CEE Tier 1
216735521 | Central HP <5.4 tons | DAY & NIGHT | HRCU-A-CB (Split System: Heat Pump with Remote Outdoor Unit-Air-Source) | D5CUHAH24AAK |  |  | EA*5X37M21A* | *80VSL0701716B* | 23000 | 16.5 | 8.5 | 20600 | 18300 | 88.83% | 1.96 | 0 | 11 |  |  |  |  | R-454B | 1.9167 | Residential & Commercial | USHP | Ducted CEE Tier 1
213080390 | Central HP <5.4 tons | HEIL | HRCU-A-CB (Split System: Heat Pump with Remote Outdoor Unit-Air-Source) | DLCURAH36ABK |  |  | EA*4X37L21A* | *96MSN1002122A* | 36800 | 16 | 8.5 | 38500 | 34800 | 90.39% | 2.1 | 0 | 10 |  |  |  |  | R-410A | 3.0667 | Residential & Commercial | USHP | Ducted CEE Tier 1
213080408 | Central HP <5.4 tons | HEIL | HRCU-A-CB (Split System: Heat Pump with Remote Outdoor Unit-Air-Source) | DLCURAH36ABK |  |  | EA*4X42L24A* | *96MSN1002122A* | 35400 | 16 | 8.5 | 38500 | 35000 | 90.91% | 1.88 | 0 | 10 |  |  |  |  | R-410A | 2.95 | Residential & Commercial | USHP | Ducted CEE Tier 1
213080807 | Central HP <5.4 tons | HEIL | HRCU-A-CB (Split System: Heat Pump with Remote Outdoor Unit-Air-Source) | DLCURAH36ABK |  |  | EA*4X42L21A* | *95MSU0802120A* | 35200 | 16 | 8.1 | 38500 | 35000 | 90.91% | 1.88 | 0 | 9.5 |  |  |  |  | R-410A | 2.9333 | Residential & Commercial | USHP
214239168 | Central HP <5.4 tons | COMFORTMAKER | HRCU-A-CB (Split System: Heat Pump with Remote Outdoor Unit-Air-Source) | CVH837GKA2* |  |  | EN(A,D,W)4X48L21**+WALLCON | *80CTL0451712B* | 32200 | 16.5 | 8.1 | 33200 | 25000 | 75.3% | 1.9 | 0 | 11 |  |  |  |  | R-410A | 2.6833 | Residential & Commercial | USHP | Ducted CEE Tier 1
214239268 | Central HP <5.4 tons | COMFORTMAKER | HRCU-A-CB (Split System: Heat Pump with Remote Outdoor Unit-Air-Source) | CVH837GKA2* |  |  | EN(A,D,W)4X48L21**+WALLCON | *96CTN0801714B* | 32200 | 17 | 8.1 | 32800 | 24800 | 75.61% | 1.94 | 0 | 11.5 |  |  |  |  | R-410A | 2.6833 | Residential & Commercial | USHP | Ducted CEE Tier 1
213774476 | Central HP <5.4 tons | BRYANT HEATING AND COOLING SYSTEMS | HRCU-A-CB (Split System: Heat Pump with Remote Outdoor Unit-Air-Source) | 288BNV025*0**C* |  |  | CSPH*4212AL*+UI | 987MC42080C17*** | 24000 | 16 | 8.1 | 21400 | 16600 | 77.57% | 1.98 | 0 | 10.5 |  |  |  |  | R-410A | 2 | Residential & Commercial | USHP | Ducted CEE Tier 1
210473511 | Central HP <5.4 tons | TEMPSTAR | HRCU-A-CB (Split System: Heat Pump with Remote Outdoor Unit-Air-Source) | TVH825GKA3* |  |  | EA*4X48L24A*+WALLCON | *97CMN1202422A* | 24000 | 16.5 | 8.1 | 21000 | 16600 | 79.05% | 2.02 | 0 | 11 |  |  |  |  | R-410A | 2 | Residential & Commercial | USHP | Ducted CEE Tier 1
210474145 | Central HP <5.4 tons | TEMPSTAR | HRCU-A-CB (Split System: Heat Pump with Remote Outdoor Unit-Air-Source) | TVH825GKA3* |  |  | EN(A,D)4X48L24**+WALLCON | *96CTN1002122A* | 24200 | 17 | 8.1 | 21400 | 16600 | 77.57% | 2.02 | 0 | 11.5 |  |  |  |  | R-410A | 2.0167 | Residential & Commercial | USHP | Ducted CEE Tier 1
216735664 | Central HP <5.4 tons | DAY & NIGHT | HRCU-A-CB (Split System: Heat Pump with Remote Outdoor Unit-Air-Source) | D5CUHAH24AAK |  |  | EA*5X37M21A* | *80VTL0902120B* | 23400 | 16 | 8.5 | 20800 | 18600 | 89.42% | 1.98 | 0 | 11 |  |  |  |  | R-454B | 1.95 | Residential & Commercial | USHP | Ducted CEE Tier 1
215940936 | Central HP <5.4 tons | HEIL | HRCU-A-CB (Split System: Heat Pump with Remote Outdoor Unit-Air-Source) | H5H3V48*K*AAA* |  |  | EA*5X48M21A*+WALLCON | *96CTN0802120B* | 43500 | 20.5 | 9.5 | 48000 | 36600 | 76.25% | 2 | 0 | 10.5 |  |  |  |  | R-454B | 3.625 | Residential & Commercial | USHP | Ducted CEE Tier 1
214238979 | Central HP <5.4 tons | DAY & NIGHT | HRCU-A-CB (Split System: Heat Pump with Remote Outdoor Unit-Air-Source) | CVH837GKA2* |  |  | END4X42L17**+WALLCON | *80CTL0701716B* | 32000 | 16.5 | 8.1 | 33000 | 24800 | 75.15% | 1.9 | 0 | 11 |  |  |  |  | R-410A | 2.6667 | Residential & Commercial | USHP | Ducted CEE Tier 1
214239279 | Central HP <5.4 tons | DAY & NIGHT | HRCU-A-CB (Split System: Heat Pump with Remote Outdoor Unit-Air-Source) | CVH837GKA2* |  |  | EN(A,D,W)4X48L21**+WALLCON | *96CTN1002122B* | 32400 | 17 | 8.1 | 32600 | 24600 | 75.46% | 1.96 | 0 | 11.7 |  |  |  |  | R-410A | 2.7 | Residential & Commercial | USHP | Ducted CEE Tier 1
216737975 | Central HP <5.4 tons | DAY & NIGHT | HRCU-A-CB (Split System: Heat Pump with Remote Outdoor Unit-Air-Source) | D5CUHAH24AAK |  |  | ESH5X36M12A* | *80CSU0601716A* | 23400 | 16.5 | 8.5 | 21200 | 18800 | 88.68% | 1.94 | 0 | 10.5 |  |  |  |  | R-454B | 1.95 | Residential & Commercial | USHP | Ducted CEE Tier 1
216738257 | Central HP <5.4 tons | DAY & NIGHT | HRCU-A-CB (Split System: Heat Pump with Remote Outdoor Unit-Air-Source) | D5CUHAH24AAK |  |  | ESH5X36M12A* | *80CTL0701412B* | 22600 | 16 | 8.1 | 20600 | 18400 | 89.32% | 1.85 | 0 | 10.5 |  |  |  |  | R-454B | 1.8833 | Residential & Commercial | USHP | Ducted CEE Tier 1
213163960 | Central HP <5.4 tons | RUUD | HRCU-A-CB (Split System: Heat Pump with Remote Outdoor Unit-Air-Source) | UP18AZ24AJVC |  |  | RCFZ2421HEAAM | R962V0705A21M4S | 22800 | 20 | 8.5 | 22800 | 26000 | 114% | 2.1 | 0 | 12.5 |  |  |  |  | R-410A | 1.9 | Residential & Commercial | USHP | Ducted CEE Tier 1
214239378 | Central HP <5.4 tons | COMFORTMAKER | HRCU-A-CB (Split System: Heat Pump with Remote Outdoor Unit-Air-Source) | CVH837GKA2* |  |  | EN(A,D,W)4X60L24**+WALLCON | *80CTL1352422B* | 32800 | 17.5 | 8.1 | 32200 | 24600 | 76.4% | 1.96 | 0 | 12 |  |  |  |  | R-410A | 2.7333 | Residential & Commercial | USHP | Ducted CEE Tier 1
213080070 | Central HP <5.4 tons | HEIL | HRCU-A-CB (Split System: Heat Pump with Remote Outdoor Unit-Air-Source) | DLCURAH36ABK |  |  | EA*4X48L21A* | *96MSN0801716A* | 35800 | 15.5 | 8.5 | 38000 | 34800 | 91.58% | 2.02 | 0 | 10 |  |  |  |  | R-410A | 2.9833 | Residential & Commercial | USHP | Ducted CEE Tier 1
213080154 | Central HP <5.4 tons | HEIL | HRCU-A-CB (Split System: Heat Pump with Remote Outdoor Unit-Air-Source) | DLCURAH36ABK |  |  | EA*4X37L21A* | *96MSN0802120A* | 36400 | 16 | 8.5 | 38000 | 34800 | 91.58% | 2.06 | 0 | 10 |  |  |  |  | R-410A | 3.0333 | Residential & Commercial | USHP | Ducted CEE Tier 1
213080487 | Central HP <5.4 tons | HEIL | HRCU-A-CB (Split System: Heat Pump with Remote Outdoor Unit-Air-Source) | DLCURAH36ABK |  |  | EA*4X42L24A* | *96MSN1402422A* | 35200 | 16 | 8.1 | 38500 | 35000 | 90.91% | 1.88 | 0 | 9.5 |  |  |  |  | R-410A | 2.9333 | Residential & Commercial | USHP
213080555 | Central HP <5.4 tons | HEIL | HRCU-A-CB (Split System: Heat Pump with Remote Outdoor Unit-Air-Source) | DLCURAH36ABK |  |  | EA*4X42L21A* | *95MSU0401712A* | 35200 | 15.2 | 8.1 | 39000 | 35200 | 90.26% | 1.88 | 0 | 9.5 |  |  |  |  | R-410A | 2.9333 | Residential & Commercial | USHP
213080639 | Central HP <5.4 tons | HEIL | HRCU-A-CB (Split System: Heat Pump with Remote Outdoor Unit-Air-Source) | DLCURAH36ABK |  |  | EN(A,D,W)4X48L21** | *95MSU0401712A* | 35800 | 15.2 | 8.1 | 38500 | 35200 | 91.43% | 2 | 0 | 10 |  |  |  |  | R-410A | 2.9833 | Residential & Commercial | USHP | Ducted CEE Tier 1
213774496 | Central HP <5.4 tons | BRYANT HEATING AND COOLING SYSTEMS | HRCU-A-CB (Split System: Heat Pump with Remote Outdoor Unit-Air-Source) | 288BNV025*0**C* |  |  | CSPH*4212AL*+UI | 987MC66120C24*** | 24200 | 16 | 8.1 | 21400 | 16600 | 77.57% | 2 | 0 | 10.5 |  |  |  |  | R-410A | 2.0167 | Residential & Commercial | USHP | Ducted CEE Tier 1
213774596 | Central HP <5.4 tons | BRYANT HEATING AND COOLING SYSTEMS | HRCU-A-CB (Split System: Heat Pump with Remote Outdoor Unit-Air-Source) | 288BNV025*0**C* |  |  | CSPH*4812AL*+UI | 88*TB60090C21*** | 24200 | 16 | 8.1 | 21200 | 16600 | 78.3% | 2.02 | 0 | 10.5 |  |  |  |  | R-410A | 2.0167 | Residential & Commercial | USHP | Ducted CEE Tier 1
215222791 | Central HP <5.4 tons | RUUD | HRCU-A-CB (Split System: Heat Pump with Remote Outdoor Unit-Air-Source) | RD17AZ60AJ3N |  |  | RCFZ6021STAAM | R951T1005A21M4 | 54500 | 17 | 8.1 | 46500 | 34000 | 73.12% | 2.1 | 0 | 10 |  |  |  |  | R-410A | 4.5417 | Residential & Commercial | USHP | Ducted CEE Tier 1
214075197 | Central HP <5.4 tons | RUUD | HRCU-A-CB (Split System: Heat Pump with Remote Outdoor Unit-Air-Source) | RD17AZ60AJ3N |  |  | RCFZ6024STANM | R801V1255A24DZ | 55500 | 18 | 8.1 | 53500 | 49000 | 91.59% | 1.75 | 0 | 10 |  |  |  |  | R-410A | 4.625 | Residential & Commercial | USHP | Ducted CEE Tier 1
213778826 | Central HP <5.4 tons | BRYANT HEATING AND COOLING SYSTEMS | HRCU-A-CB (Split System: Heat Pump with Remote Outdoor Unit-Air-Source) | 288BNV037*0**A* |  |  | CAP**3621AL*+UI | 88*TB48070C17*** | 31400 | 16.5 | 8.1 | 33000 | 24400 | 73.94% | 1.84 | 0 | 10.5 |  |  |  |  | R-410A | 2.6167 | Residential & Commercial | USHP | Ducted CEE Tier 1
213778926 | Central HP <5.4 tons | BRYANT HEATING AND COOLING SYSTEMS | HRCU-A-CB (Split System: Heat Pump with Remote Outdoor Unit-Air-Source) | 288BNV037*0**A* |  |  | CAP**3621AL*+UI | 986TD66100C21*** | 31600 | 17 | 8.1 | 32800 | 24200 | 73.78% | 1.86 | 0 | 11 |  |  |  |  | R-410A | 2.6333 | Residential & Commercial | USHP | Ducted CEE Tier 1
213778976 | Central HP <5.4 tons | BRYANT HEATING AND COOLING SYSTEMS | HRCU-A-CB (Split System: Heat Pump with Remote Outdoor Unit-Air-Source) | 288BNV037*0**A* |  |  | CAP**3721AL*+UI | 88*TB60110C21*** | 33000 | 17 | 8.5 | 32800 | 25000 | 76.22% | 1.98 | 0 | 11.5 |  |  |  |  | R-410A | 2.75 | Residential & Commercial | USHP | Ducted CEE Tier 1
213774526 | Central HP <5.4 tons | BRYANT HEATING AND COOLING SYSTEMS | HRCU-A-CB (Split System: Heat Pump with Remote Outdoor Unit-Air-Source) | 288BNV025*0**C* |  |  | CSPH*4212AL*+UI | 986TD42080C17*** | 24000 | 16 | 8.1 | 21400 | 16600 | 77.57% | 2 | 0 | 10.5 |  |  |  |  | R-410A | 2 | Residential & Commercial | USHP | Ducted CEE Tier 1
213778756 | Central HP <5.4 tons | BRYANT HEATING AND COOLING SYSTEMS | HRCU-A-CB (Split System: Heat Pump with Remote Outdoor Unit-Air-Source) | 288BNV037*0**A* |  |  | CAP**3617AL*+UI | 88*TB48090C17*** | 31200 | 16.5 | 8.1 | 33200 | 24200 | 72.89% | 1.84 | 0 | 10.5 |  |  |  |  | R-410A | 2.6 | Residential & Commercial | USHP | Ducted CEE Tier 1
213080370 | Central HP <5.4 tons | HEIL | HRCU-A-CB (Split System: Heat Pump with Remote Outdoor Unit-Air-Source) | DLCURAH36ABK |  |  | EN(A,D)4X48L24** | *96MSN1002120A* | 36000 | 16.5 | 8.1 | 38500 | 34800 | 90.39% | 2.02 | 0 | 10 |  |  |  |  | R-410A | 3 | Residential & Commercial | USHP | Ducted CEE Tier 1
216737369 | Central HP <5.4 tons | DAY & NIGHT | HRCU-A-CB (Split System: Heat Pump with Remote Outdoor Unit-Air-Source) | D5CUHAH24AAK |  |  | ESH5X30M12A* | *80VTL1102122B* | 22400 | 15.2 | 8.1 | 21000 | 18900 | 90% | 1.85 | 0 | 10.5 |  |  |  |  | R-454B | 1.8667 | Residential & Commercial | USHP | Ducted CEE Tier 1
216737633 | Central HP <5.4 tons | DAY & NIGHT | HRCU-A-CB (Split System: Heat Pump with Remote Outdoor Unit-Air-Source) | D5CUHAH24AAK |  |  | ESH5X30M12A* | *96VSN0401712B* | 22400 | 15.2 | 8.1 | 21200 | 19000 | 89.62% | 1.85 | 0 | 10 |  |  |  |  | R-454B | 1.8667 | Residential & Commercial | USHP | Ducted CEE Tier 1
216737642 | Central HP <5.4 tons | DAY & NIGHT | HRCU-A-CB (Split System: Heat Pump with Remote Outdoor Unit-Air-Source) | D5CUHAH24AAK |  |  | ESH5X30M12A* | *96VSN0601412B* | 22200 | 15.2 | 8.1 | 21000 | 18800 | 89.52% | 1.9 | 0 | 10.5 |  |  |  |  | R-454B | 1.85 | Residential & Commercial | USHP | Ducted CEE Tier 1
216738085 | Central HP <5.4 tons | DAY & NIGHT | HRCU-A-CB (Split System: Heat Pump with Remote Outdoor Unit-Air-Source) | D5CUHAH24AAK |  |  | ESH5X36M12A* | *80MS(N,L)0902120A* | 22600 | 15.5 | 8.1 | 20800 | 18400 | 88.46% | 1.9 | 0 | 10.5 |  |  |  |  | R-454B | 1.8833 | Residential & Commercial | USHP | Ducted CEE Tier 1
216738094 | Central HP <5.4 tons | DAY & NIGHT | HRCU-A-CB (Split System: Heat Pump with Remote Outdoor Unit-Air-Source) | D5CUHAH24AAK |  |  | ESH5X36M12A* | *80MS(N,L)0902420A* | 22600 | 16 | 8.1 | 20800 | 18500 | 88.94% | 1.85 | 0 | 11 |  |  |  |  | R-454B | 1.8833 | Residential & Commercial | USHP | Ducted CEE Tier 1
216738596 | Central HP <5.4 tons | DAY & NIGHT | HRCU-A-CB (Split System: Heat Pump with Remote Outdoor Unit-Air-Source) | D5CUHAH24AAK |  |  | ESH5X36M12A* | *96MSN1002122A* | 22400 | 15.5 | 8.1 | 20800 | 18400 | 88.46% | 1.85 | 0 | 10.5 |  |  |  |  | R-454B | 1.8667 | Residential & Commercial | USHP | Ducted CEE Tier 1
216736273 | Central HP <5.4 tons | DAY & NIGHT | HRCU-A-CB (Split System: Heat Pump with Remote Outdoor Unit-Air-Source) | D5CUHAH24AAK |  |  | ESH5X24M12A* | *80VSL0451412B* | 22200 | 15.2 | 8.1 | 21000 | 19000 | 90.48% | 1.85 | 0 | 10.5 |  |  |  |  | R-454B | 1.85 | Residential & Commercial | USHP | Ducted CEE Tier 1
216736282 | Central HP <5.4 tons | DAY & NIGHT | HRCU-A-CB (Split System: Heat Pump with Remote Outdoor Unit-Air-Source) | D5CUHAH24AAK |  |  | ESH5X24M12A* | *80VSL0701412B* | 22200 | 16 | 8.1 | 21000 | 18900 | 90% | 1.85 | 0 | 10.5 |  |  |  |  | R-454B | 1.85 | Residential & Commercial | USHP | Ducted CEE Tier 1
216736691 | Central HP <5.4 tons | DAY & NIGHT | HRCU-A-CB (Split System: Heat Pump with Remote Outdoor Unit-Air-Source) | D5CUHAH24AAK |  |  | ESH5X24M12A* | *96VSN0601716B* | 22400 | 15.2 | 8.1 | 21200 | 19100 | 90.09% | 1.85 | 0 | 10.5 |  |  |  |  | R-454B | 1.8667 | Residential & Commercial | USHP | Ducted CEE Tier 1
216736709 | Central HP <5.4 tons | DAY & NIGHT | HRCU-A-CB (Split System: Heat Pump with Remote Outdoor Unit-Air-Source) | D5CUHAH24AAK |  |  | ESH5X24M12A* | *96VSN0802120B* | 22200 | 15.2 | 8.1 | 21000 | 19000 | 90.48% | 1.9 | 0 | 10.5 |  |  |  |  | R-454B | 1.85 | Residential & Commercial | USHP | Ducted CEE Tier 1
213779026 | Central HP <5.4 tons | BRYANT HEATING AND COOLING SYSTEMS | HRCU-A-CB (Split System: Heat Pump with Remote Outdoor Unit-Air-Source) | 288BNV037*0**A* |  |  | CAP**3721AL*+UI | 986TD42060C17*** | 32600 | 17 | 8.1 | 33000 | 25400 | 76.97% | 1.94 | 0 | 11 |  |  |  |  | R-410A | 2.7167 | Residential & Commercial | USHP | Ducted CEE Tier 1
213779176 | Central HP <5.4 tons | BRYANT HEATING AND COOLING SYSTEMS | HRCU-A-CB (Split System: Heat Pump with Remote Outdoor Unit-Air-Source) | 288BNV037*0**A* |  |  | CAP**4224AL*+UI | 88*TB60090C21*** | 31800 | 17 | 8.1 | 32800 | 24200 | 73.78% | 1.88 | 0 | 11 |  |  |  |  | R-410A | 2.65 | Residential & Commercial | USHP | Ducted CEE Tier 1
213779346 | Central HP <5.4 tons | BRYANT HEATING AND COOLING SYSTEMS | HRCU-A-CB (Split System: Heat Pump with Remote Outdoor Unit-Air-Source) | 288BNV037*0**A* |  |  | CAP**4321AL*+UI | 986TD42080C17*** | 32800 | 17 | 8.5 | 32800 | 25200 | 76.83% | 1.96 | 0 | 11 |  |  |  |  | R-410A | 2.7333 | Residential & Commercial | USHP | Ducted CEE Tier 1
213779426 | Central HP <5.4 tons | BRYANT HEATING AND COOLING SYSTEMS | HRCU-A-CB (Split System: Heat Pump with Remote Outdoor Unit-Air-Source) | 288BNV037*0**A* |  |  | CAP**4821AL*+UI | 987MC42060C17*** | 32000 | 16.5 | 8.1 | 32800 | 25200 | 76.83% | 1.94 | 0 | 10.5 |  |  |  |  | R-410A | 2.6667 | Residential & Commercial | USHP | Ducted CEE Tier 1
213779446 | Central HP <5.4 tons | BRYANT HEATING AND COOLING SYSTEMS | HRCU-A-CB (Split System: Heat Pump with Remote Outdoor Unit-Air-Source) | 288BNV037*0**A* |  |  | CAP**4821AL*+UI | 987MC66100C21*** | 32400 | 17 | 8.1 | 32600 | 24800 | 76.07% | 1.98 | 0 | 11 |  |  |  |  | R-410A | 2.7 | Residential & Commercial | USHP | Ducted CEE Tier 1
213779646 | Central HP <5.4 tons | BRYANT HEATING AND COOLING SYSTEMS | HRCU-A-CB (Split System: Heat Pump with Remote Outdoor Unit-Air-Source) | 288BNV037*0**A* |  |  | CAP**6121AL*+UI | 88*TB48090C17*** | 33200 | 17.5 | 8.1 | 32000 | 24800 | 77.5% | 1.98 | 0 | 11.5 |  |  |  |  | R-410A | 2.7667 | Residential & Commercial | USHP | Ducted CEE Tier 1
213078129 | Central HP <5.4 tons | CARRIER | HRCU-A-CB (Split System: Heat Pump with Remote Outdoor Unit-Air-Source) | 38MURAQ36AB3* |  |  | CNPV*4217AL* | 58S(B,C)*B070M17**16 | 35800 | 15.5 | 8.1 | 38500 | 35200 | 91.43% | 1.96 | 0 | 10 |  |  |  |  | R-410A | 2.9833 | Residential & Commercial | USHP | Ducted CEE Tier 1
213078165 | Central HP <5.4 tons | CARRIER | HRCU-A-CB (Split System: Heat Pump with Remote Outdoor Unit-Air-Source) | 38MURAQ36AB3* |  |  | CAP**3621AL* | 58S(B,C)*B070M21**16 | 34800 | 16 | 8.1 | 38500 | 35200 | 91.43% | 1.82 | 0 | 9.5 |  |  |  |  | R-410A | 2.9 | Residential & Commercial | USHP
213078765 | Central HP <5.4 tons | CARRIER | HRCU-A-CB (Split System: Heat Pump with Remote Outdoor Unit-Air-Source) | 38MURAQ36AB3* |  |  | CAP**4224AL* | 58S(B,C)*B135M24**20 | 35400 | 16.5 | 8.1 | 38500 | 35000 | 90.91% | 1.88 | 0 | 10 |  |  |  |  | R-410A | 2.95 | Residential & Commercial | USHP | Ducted CEE Tier 1
213078817 | Central HP <5.4 tons | CARRIER | HRCU-A-CB (Split System: Heat Pump with Remote Outdoor Unit-Air-Source) | 38MURAQ36AB3* |  |  | CAP**3617AL* | 58SU*B040M17**12 | 34800 | 15.5 | 8.5 | 39000 | 35200 | 90.26% | 1.8 | 0 | 9.5 |  |  |  |  | R-410A | 2.9 | Residential & Commercial | USHP
213078865 | Central HP <5.4 tons | CARRIER | HRCU-A-CB (Split System: Heat Pump with Remote Outdoor Unit-Air-Source) | 38MURAQ36AB3* |  |  | CAP**4221AL* | 58SU*B040M17**12 | 35200 | 16 | 8.1 | 38500 | 35000 | 90.91% | 1.88 | 0 | 9.5 |  |  |  |  | R-410A | 2.9333 | Residential & Commercial | USHP
214075531 | Central HP <5.4 tons | RUUD | HRCU-A-CB (Split System: Heat Pump with Remote Outdoor Unit-Air-Source) | RD17AZ24AJ3N |  |  | RCFZ2417MTANM | U802VA075317Z | 22600 | 18 | 9.5 | 22600 | 16800 | 74.34% | 2.1 | 0 | 11.2 |  |  |  |  | R-410A | 1.8833 | Residential & Commercial | USHP | Ducted CEE Tier 1
214075504 | Central HP <5.4 tons | RUUD | HRCU-A-CB (Split System: Heat Pump with Remote Outdoor Unit-Air-Source) | RD17AZ24AJ3N |  |  | RCFZ2417MTANM | R962V0703A17M4S | 22600 | 17 | 9.5 | 22600 | 16900 | 74.78% | 2 | 0 | 11.2 |  |  |  |  | R-410A | 1.8833 | Residential & Commercial | USHP | Ducted CEE Tier 1
214229277 | Central HP <5.4 tons | BRYANT HEATING AND COOLING SYSTEMS | HRCU-A-CB (Split System: Heat Pump with Remote Outdoor Unit-Air-Source) | 38MURAQ36AB3* |  |  | CAP**3617AL* | 83*SB48060M17*** | 34800 | 16 | 8.1 | 38500 | 35200 | 91.43% | 1.82 | 0 | 9.5 |  |  |  |  | R-410A | 2.9 | Residential & Commercial | USHP
213078973 | Central HP <5.4 tons | CARRIER | HRCU-A-CB (Split System: Heat Pump with Remote Outdoor Unit-Air-Source) | 38MURAQ36AB3* |  |  | CAP**3717AL* | 58SU*B060M17**16 | 36000 | 16 | 8.5 | 38500 | 34800 | 90.39% | 2.02 | 0 | 10 |  |  |  |  | R-410A | 3 | Residential & Commercial | USHP | Ducted CEE Tier 1
213779006 | Central HP <5.4 tons | BRYANT HEATING AND COOLING SYSTEMS | HRCU-A-CB (Split System: Heat Pump with Remote Outdoor Unit-Air-Source) | 288BNV037*0**A* |  |  | CAP**3721AL*+UI | 987MC42080C17*** | 32800 | 17 | 8.1 | 33000 | 25200 | 76.36% | 1.96 | 0 | 11 |  |  |  |  | R-410A | 2.7333 | Residential & Commercial | USHP | Ducted CEE Tier 1
213779106 | Central HP <5.4 tons | BRYANT HEATING AND COOLING SYSTEMS | HRCU-A-CB (Split System: Heat Pump with Remote Outdoor Unit-Air-Source) | 288BNV037*0**A* |  |  | CAP**4221AL*+UI | 935CB48060C17*** | 31600 | 16.5 | 8.1 | 33000 | 24600 | 74.55% | 1.86 | 0 | 10.5 |  |  |  |  | R-410A | 2.6333 | Residential & Commercial | USHP | Ducted CEE Tier 1
213779206 | Central HP <5.4 tons | BRYANT HEATING AND COOLING SYSTEMS | HRCU-A-CB (Split System: Heat Pump with Remote Outdoor Unit-Air-Source) | 288BNV037*0**A* |  |  | CAP**4224AL*+UI | 987MC66100C21*** | 31800 | 17 | 8.1 | 33000 | 24200 | 73.33% | 1.88 | 0 | 11 |  |  |  |  | R-410A | 2.65 | Residential & Commercial | USHP | Ducted CEE Tier 1
213779256 | Central HP <5.4 tons | BRYANT HEATING AND COOLING SYSTEMS | HRCU-A-CB (Split System: Heat Pump with Remote Outdoor Unit-Air-Source) | 288BNV037*0**A* |  |  | CAP**4321AL*+UI | 88*TB48070C17*** | 32800 | 17 | 8.5 | 33000 | 25200 | 76.36% | 1.96 | 0 | 11 |  |  |  |  | R-410A | 2.7333 | Residential & Commercial | USHP | Ducted CEE Tier 1
213078235 | Central HP <5.4 tons | CARRIER | HRCU-A-CB (Split System: Heat Pump with Remote Outdoor Unit-Air-Source) | 38MURAQ36AB3* |  |  | CNPV*4821AL* | 58S(B,C)*B070M21**16 | 35800 | 16.5 | 8.1 | 38500 | 34800 | 90.39% | 1.98 | 0 | 10 |  |  |  |  | R-410A | 2.9833 | Residential & Commercial | USHP | Ducted CEE Tier 1
213078351 | Central HP <5.4 tons | CARRIER | HRCU-A-CB (Split System: Heat Pump with Remote Outdoor Unit-Air-Source) | 38MURAQ36AB3* |  |  | CNPV*4217AL* | 58S(B,C)*B090M17**14 | 35600 | 16 | 8.1 | 38500 | 35000 | 90.91% | 1.94 | 0 | 10 |  |  |  |  | R-410A | 2.9667 | Residential & Commercial | USHP | Ducted CEE Tier 1
216737697 | Central HP <5.4 tons | DAY & NIGHT | HRCU-A-CB (Split System: Heat Pump with Remote Outdoor Unit-Air-Source) | D5CUHAH24AAK |  |  | ESH5X30M12A* | *95MSU0401712A* | 22400 | 15.5 | 8.1 | 21000 | 18900 | 90% | 1.85 | 0 | 10.5 |  |  |  |  | R-454B | 1.8667 | Residential & Commercial | USHP | Ducted CEE Tier 1
213607737 | Central HP <5.4 tons | BRYANT HEATING AND COOLING SYSTEMS | HRCU-A-CB (Split System: Heat Pump with Remote Outdoor Unit-Air-Source) | 38MURAQ36AB3* |  |  | FG4ANXC48L* | 0 | 36400 | 17 | 9 | 37200 | 34600 | 93.01% | 2.08 | 0 | 10 |  |  |  |  | R-410A | 3.0333 | Residential & Commercial | USHP | Ducted CEE Tier 1
213296952 | Central HP <5.4 tons | JOHNSON CONTROLS | HRCU-A-CB (Split System: Heat Pump with Remote Outdoor Unit-Air-Source) | HMH72B341 |  |  | XAFC36DBCN1 | Z8ES080C20LMPS1 | 34000 | 18 | 8.5 | 33400 | 24400 | 73.05% | 2.12 | 0 | 10 |  |  |  |  | R-410A | 2.8333 | Residential & Commercial | USHP | Ducted CEE Tier 1
216737075 | Central HP <5.4 tons | DAY & NIGHT | HRCU-A-CB (Split System: Heat Pump with Remote Outdoor Unit-Air-Source) | D5CUHAH24AAK |  |  | ESH5X30M12A* | *80MS(N,L)0901714A* | 22400 | 15.5 | 8.1 | 21000 | 18800 | 89.52% | 1.9 | 0 | 10.5 |  |  |  |  | R-454B | 1.8667 | Residential & Commercial | USHP | Ducted CEE Tier 1
212982085 | Central HP <5.4 tons | BRYANT HEATING AND COOLING SYSTEMS | HRCU-A-CB (Split System: Heat Pump with Remote Outdoor Unit-Air-Source) | 38MURAQ36AB3* |  |  | CAP**4821AL* | 83*SB36040M17*** | 35600 | 16 | 8.5 | 37800 | 34600 | 91.53% | 2.04 | 0 | 10 |  |  |  |  | R-410A | 2.9667 | Residential & Commercial | USHP | Ducted CEE Tier 1
213297247 | Central HP <5.4 tons | JOHNSON CONTROLS | HRCU-A-CB (Split System: Heat Pump with Remote Outdoor Unit-Air-Source) | HMH72B341 |  |  | XAFB36DXXN1+TXV | Z9ET040A10SMPS1 | 34000 | 18 | 8.1 | 33400 | 23800 | 71.26% | 2.04 | 0 | 9.5 |  |  |  |  | R-410A | 2.8333 | Residential & Commercial | USHP
213296822 | Central HP <5.4 tons | JOHNSON CONTROLS | HRCU-A-CB (Split System: Heat Pump with Remote Outdoor Unit-Air-Source) | HMH72B341 |  |  | XAFC36DXXN1+TXV | Z9ES060B12SMPS1 | 34000 | 17.5 | 8.1 | 33400 | 24000 | 71.86% | 2.06 | 0 | 9.5 |  |  |  |  | R-410A | 2.8333 | Residential & Commercial | USHP
213296897 | Central HP <5.4 tons | JOHNSON CONTROLS | HRCU-A-CB (Split System: Heat Pump with Remote Outdoor Unit-Air-Source) | HMH72B341 |  |  | XAFC36DXXN1+TXV | Z8ES100C16SMPS1 | 34000 | 18 | 8.5 | 33400 | 24400 | 73.05% | 2.12 | 0 | 9.5 |  |  |  |  | R-410A | 2.8333 | Residential & Commercial | USHP
213297467 | Central HP <5.4 tons | JOHNSON CONTROLS | HRCU-A-CB (Split System: Heat Pump with Remote Outdoor Unit-Air-Source) | HMH72B341 |  |  | XAFC30CXXN1+TXV | Z9ES080B12SMPS1 | 32600 | 17 | 8.1 | 33000 | 23200 | 70.3% | 2.02 | 0 | 9.5 |  |  |  |  | R-410A | 2.7167 | Residential & Commercial | USHP
213075898 | Central HP <5.4 tons | CARRIER | HRCU-A-CB (Split System: Heat Pump with Remote Outdoor Unit-Air-Source) | 38MURAQ36AB3* |  |  | CAP**4221AL* | 59SU5B100M21**20 | 35600 | 16 | 8.1 | 38500 | 35200 | 91.43% | 1.9 | 0 | 10 |  |  |  |  | R-410A | 2.9667 | Residential & Commercial | USHP | Ducted CEE Tier 1
216733451 | Central HP <5.4 tons | COMFORTMAKER | HRCU-A-CB (Split System: Heat Pump with Remote Outdoor Unit-Air-Source) | D5CUHAH24AAK |  |  | EA*5X25M17A* | *96MSN0601716A* | 23200 | 15.5 | 8.5 | 20800 | 18500 | 88.94% | 1.98 | 0 | 11 |  |  |  |  | R-454B | 1.9333 | Residential & Commercial | USHP | Ducted CEE Tier 1
216733985 | Central HP <5.4 tons | COMFORTMAKER | HRCU-A-CB (Split System: Heat Pump with Remote Outdoor Unit-Air-Source) | D5CUHAH24AAK |  |  | EA*5X30M17A* | *80VTL0451412B* | 22200 | 16.5 | 8.1 | 20800 | 18700 | 89.9% | 1.85 | 0 | 10.5 |  |  |  |  | R-454B | 1.85 | Residential & Commercial | USHP | Ducted CEE Tier 1
216734305 | Central HP <5.4 tons | COMFORTMAKER | HRCU-A-CB (Split System: Heat Pump with Remote Outdoor Unit-Air-Source) | D5CUHAH24AAK |  |  | EA*5X30M17A* | *97VTN0801716A* | 22000 | 16 | 8.1 | 20800 | 18800 | 90.38% | 1.85 | 0 | 10.5 |  |  |  |  | R-454B | 1.8333 | Residential & Commercial | USHP | Ducted CEE Tier 1
211227458 | Central HP <5.4 tons | BRYANT HEATING AND COOLING SYSTEMS | HRCU-A-CB (Split System: Heat Pump with Remote Outdoor Unit-Air-Source) | 38MURAQ36AB3* |  |  | CAP**4221AL* | 82*TA48070V17*** | 35400 | 16 | 8.1 | 38500 | 35000 | 90.91% | 1.88 | 0 | 10 |  |  |  |  | R-410A | 2.95 | Residential & Commercial | USHP | Ducted CEE Tier 1
215669121 | Central HP <5.4 tons | TEMPSTAR | HRCU-A-CB (Split System: Heat Pump with Remote Outdoor Unit-Air-Source) | T5H0V36*K*AAA* |  |  | EA*5X48M21A*+WALLCON | *80CSU1002120A* | 33800 | 17.5 | 9 | 35000 | 25200 | 72% | 1.88 | 0 | 9.5 |  |  |  |  | R-454B | 2.8167 | Residential & Commercial | USHP
215668571 | Central HP <5.4 tons | TEMPSTAR | HRCU-A-CB (Split System: Heat Pump with Remote Outdoor Unit-Air-Source) | T5H0V36*K*AAA* |  |  | EA*5X37M17A*+WALLCON | *80CTL0701716B* | 33800 | 17.5 | 9 | 35800 | 25600 | 71.51% | 1.88 | 0 | 9.5 |  |  |  |  | R-454B | 2.8167 | Residential & Commercial | USHP
215668939 | Central HP <5.4 tons | TEMPSTAR | HRCU-A-CB (Split System: Heat Pump with Remote Outdoor Unit-Air-Source) | T5H0V36*K*AAA* |  |  | EA*5X42M21A*+WALLCON | *96CTN0801714B* | 33000 | 17.5 | 9 | 36000 | 25800 | 71.67% | 1.84 | 0 | 9.5 |  |  |  |  | R-454B | 2.75 | Residential & Commercial | USHP
215679292 | Central HP <5.4 tons | TEMPSTAR | HRCU-A-CB (Split System: Heat Pump with Remote Outdoor Unit-Air-Source) | T5H0V36*K*AAA* |  |  | EA*5X37M21A*+WALLCON | *80CSU0401712B* | 34600 | 17.5 | 9 | 35200 | 25000 | 71.02% | 1.9 | 0 | 10 |  |  |  |  | R-454B | 2.8833 | Residential & Commercial | USHP | Ducted CEE Tier 1
215679842 | Central HP <5.4 tons | TEMPSTAR | HRCU-A-CB (Split System: Heat Pump with Remote Outdoor Unit-Air-Source) | T5H0V36*K*AAA* |  |  | ESH5X42M12A*+WALLCON | *97CTN0802120A* | 34000 | 16 | 8.5 | 35600 | 25200 | 70.79% | 1.76 | 0 | 9.5 |  |  |  |  | R-454B | 2.8333 | Residential & Commercial | USHP
215680012 | Central HP <5.4 tons | TEMPSTAR | HRCU-A-CB (Split System: Heat Pump with Remote Outdoor Unit-Air-Source) | T5H0V36*K*AAA* |  |  | ESH5X60M12A*+WALLCON | *97CTN1202422A* | 34600 | 16.5 | 8.5 | 34600 | 24800 | 71.68% | 1.92 | 0 | 10 |  |  |  |  | R-454B | 2.8833 | Residential & Commercial | USHP | Ducted CEE Tier 1
216733689 | Central HP <5.4 tons | COMFORTMAKER | HRCU-A-CB (Split System: Heat Pump with Remote Outdoor Unit-Air-Source) | D5CUHAH24AAK |  |  | EA*5X30M14A* | *80VSL0701412B* | 22400 | 16.5 | 8.5 | 20800 | 18800 | 90.38% | 1.96 | 0 | 11 |  |  |  |  | R-454B | 1.8667 | Residential & Commercial | USHP | Ducted CEE Tier 1
216733139 | Central HP <5.4 tons | COMFORTMAKER | HRCU-A-CB (Split System: Heat Pump with Remote Outdoor Unit-Air-Source) | D5CUHAH24AAK |  |  | EA*5X25M17A* | *80CSU0401712A* | 23600 | 17.5 | 8.5 | 21200 | 18700 | 88.21% | 1.96 | 0 | 11 |  |  |  |  | R-454B | 1.9667 | Residential & Commercial | USHP | Ducted CEE Tier 1
211242448 | Central HP <5.4 tons | AIRQUEST | HRCU-A-CB (Split System: Heat Pump with Remote Outdoor Unit-Air-Source) | DLCURAH24ABK |  |  | EA*4X36L21A* | *80VTL0902120A* | 24200 | 17 | 8.5 | 26000 | 22800 | 87.69% | 1.88 | 0 | 10 |  |  |  |  | R-410A | 2.0167 | Residential & Commercial | USHP | Ducted CEE Tier 1
211242666 | Central HP <5.4 tons | AIRQUEST | HRCU-A-CB (Split System: Heat Pump with Remote Outdoor Unit-Air-Source) | DLCURAH24ABK |  |  | EA*4X36L21A* | *95ESN0601714A* | 24800 | 16 | 8.5 | 26600 | 22000 | 82.71% | 1.82 | 0 | 10 |  |  |  |  | R-410A | 2.0667 | Residential & Commercial | USHP | Ducted CEE Tier 1
216819274 | Central HP <5.4 tons | RUUD | HRCU-A-CB (Split System: Heat Pump with Remote Outdoor Unit-Air-Source) | RD18AY24AJVC |  |  | RCFY2421MTANM | R962V0603A17M4 | 21000 | 17 | 8.1 | 21000 | 17100 | 81.43% | 1.9 | 0 | 10 |  |  |  |  | R-454B | 1.75 | Residential & Commercial | USHP | Ducted CEE Tier 1
211226117 | Central HP <5.4 tons | CARRIER | HRCU-A-CB (Split System: Heat Pump with Remote Outdoor Unit-Air-Source) | 38MURAQ36AB3* |  |  | CNPV*4824AL* | 59TP6B100V21**22 | 36000 | 16.5 | 8.1 | 38500 | 34800 | 90.39% | 2.02 | 0 | 10.5 |  |  |  |  | R-410A | 3 | Residential & Commercial | USHP | Ducted CEE Tier 1
211226135 | Central HP <5.4 tons | CARRIER | HRCU-A-CB (Split System: Heat Pump with Remote Outdoor Unit-Air-Source) | 38MURAQ36AB3* |  |  | CAP**3721AL* | 59SC5B100E21**22 | 37400 | 15.5 | 8.5 | 39000 | 35000 | 89.74% | 2.16 | 0 | 10 |  |  |  |  | R-410A | 3.1167 | Residential & Commercial | USHP | Ducted CEE Tier 1
215667731 | Central HP <5.4 tons | TEMPSTAR | HRCU-A-CB (Split System: Heat Pump with Remote Outdoor Unit-Air-Source) | T5H0V24*K*AAA* |  |  | EA*5X37M17A*+WALLCON | *80CSU0401712A* | 23800 | 17 | 9 | 23400 | 16500 | 70.51% | 2 | 0 | 10.5 |  |  |  |  | R-454B | 1.9833 | Residential & Commercial | USHP | Ducted CEE Tier 1
214075206 | Central HP <5.4 tons | RUUD | HRCU-A-CB (Split System: Heat Pump with Remote Outdoor Unit-Air-Source) | RD17AZ60AJ3N |  |  | RCFZ6024STANM | R802V1505A24UHN | 55500 | 18 | 8.1 | 53500 | 49000 | 91.59% | 1.75 | 0 | 10 |  |  |  |  | R-410A | 4.625 | Residential & Commercial | USHP | Ducted CEE Tier 1
211260090 | Central HP <5.4 tons | HEIL | HRCU-A-CB (Split System: Heat Pump with Remote Outdoor Unit-Air-Source) | DLCURAH18ABK |  |  | EA*4X24L14A* | *96VSN0401410A* | 17300 | 16 | 8.5 | 18300 | 19200 | 104.9% | 2.3 | 0 | 10.5 |  |  |  |  | R-410A | 1.4417 | Residential & Commercial | USHP | Ducted CEE Tier 1
211260290 | Central HP <5.4 tons | HEIL | HRCU-A-CB (Split System: Heat Pump with Remote Outdoor Unit-Air-Source) | DLCURAH18ABK |  |  | EA*4X24L17A* | *96VSN0401712A* | 17700 | 15.5 | 8.5 | 18700 | 19100 | 102.1% | 2.28 | 0 | 10.5 |  |  |  |  | R-410A | 1.475 | Residential & Commercial | USHP | Ducted CEE Tier 1
215679512 | Central HP <5.4 tons | TEMPSTAR | HRCU-A-CB (Split System: Heat Pump with Remote Outdoor Unit-Air-Source) | T5H0V36*K*AAA* |  |  | EA*5X48M21A*+WALLCON | *80CSU0601716B* | 33800 | 18 | 9 | 35000 | 25000 | 71.43% | 1.9 | 0 | 9.5 |  |  |  |  | R-454B | 2.8167 | Residential & Commercial | USHP
212984751 | Central HP <5.4 tons | DAY & NIGHT | HRCU-A-CB (Split System: Heat Pump with Remote Outdoor Unit-Air-Source) | DLCURAH18ABK |  |  | EN(A,D)4X24L17** | *92MSN0801716A* | 17700 | 16.5 | 8.5 | 18700 | 19100 | 102.1% | 2.3 | 0 | 11 |  |  |  |  | R-410A | 1.475 | Residential & Commercial | USHP | Ducted CEE Tier 1
212986289 | Central HP <5.4 tons | DAY & NIGHT | HRCU-A-CB (Split System: Heat Pump with Remote Outdoor Unit-Air-Source) | DLCURAH18ABK |  |  | EA*4X24L14A* | *96MSN0401410A* | 17400 | 16 | 8.5 | 18500 | 19500 | 105.4% | 2.34 | 0 | 10.5 |  |  |  |  | R-410A | 1.45 | Residential & Commercial | USHP | Ducted CEE Tier 1
215679632 | Central HP <5.4 tons | TEMPSTAR | HRCU-A-CB (Split System: Heat Pump with Remote Outdoor Unit-Air-Source) | T5H0V36*K*AAA* |  |  | EA*5X61M21A*+WALLCON | *97CTN0601716A* | 34400 | 17.5 | 9 | 34600 | 25200 | 72.83% | 1.9 | 0 | 9.5 |  |  |  |  | R-454B | 2.8667 | Residential & Commercial | USHP
211260358 | Central HP <5.4 tons | HEIL | HRCU-A-CB (Split System: Heat Pump with Remote Outdoor Unit-Air-Source) | DLCURAH18ABK |  |  | EA*4X24L17A* | *80VSL0451716A* | 17600 | 16 | 8.5 | 18500 | 19100 | 103.2% | 2.3 | 0 | 10.5 |  |  |  |  | R-410A | 1.4667 | Residential & Commercial | USHP | Ducted CEE Tier 1
211260835 | Central HP <5.4 tons | HEIL | HRCU-A-CB (Split System: Heat Pump with Remote Outdoor Unit-Air-Source) | DLCURAH18ABK |  |  | EA*4X25L17A* | *80VTL0451412A* | 18200 | 16.5 | 8.5 | 18000 | 17500 | 97.22% | 2.12 | 0 | 11 |  |  |  |  | R-410A | 1.5167 | Residential & Commercial | USHP | Ducted CEE Tier 1
215940400 | Central HP <5.4 tons | DAY & NIGHT | HRCU-A-CB (Split System: Heat Pump with Remote Outdoor Unit-Air-Source) | C5H3V36*K*AAA* |  |  | EVM5X60M21A*+WALLCON | *96CTN0802120B* | 35600 | 21.5 | 8.5 | 38000 | 28600 | 75.26% | 2.04 | 0 | 12 |  |  |  |  | R-454B | 2.9667 | Residential & Commercial | USHP | Ducted CEE Tier 1
215940450 | Central HP <5.4 tons | DAY & NIGHT | HRCU-A-CB (Split System: Heat Pump with Remote Outdoor Unit-Air-Source) | C5H3V36*K*AAA* |  |  | EVM5X60M21A*+WALLCON | *97CTN0802120A* | 35600 | 21.5 | 8.5 | 38000 | 28600 | 75.26% | 2.04 | 0 | 12 |  |  |  |  | R-454B | 2.9667 | Residential & Commercial | USHP | Ducted CEE Tier 1
212984583 | Central HP <5.4 tons | DAY & NIGHT | HRCU-A-CB (Split System: Heat Pump with Remote Outdoor Unit-Air-Source) | DLCURAH24ABK |  |  | EA*4X25L17A* | *92MSN0801716A* | 24000 | 17.5 | 8.5 | 25000 | 21800 | 87.2% | 1.84 | 0 | 10 |  |  |  |  | R-410A | 2 | Residential & Commercial | USHP | Ducted CEE Tier 1
212985769 | Central HP <5.4 tons | DAY & NIGHT | HRCU-A-CB (Split System: Heat Pump with Remote Outdoor Unit-Air-Source) | DLCURAH24ABK |  |  | EA*4X24L17A* | *96MSN0261410A* | 23400 | 16.5 | 8.5 | 27000 | 26200 | 97.04% | 2.2 | 0 | 10 |  |  |  |  | R-410A | 1.95 | Residential & Commercial | USHP | Ducted CEE Tier 1
212986253 | Central HP <5.4 tons | DAY & NIGHT | HRCU-A-CB (Split System: Heat Pump with Remote Outdoor Unit-Air-Source) | DLCURAH24ABK |  |  | EN(A,D)4X30L17** | *96MSN0401410A* | 23400 | 16 | 8.1 | 26400 | 24400 | 92.42% | 2.02 | 0 | 10 |  |  |  |  | R-410A | 1.95 | Residential & Commercial | USHP | Ducted CEE Tier 1
212988727 | Central HP <5.4 tons | DAY & NIGHT | HRCU-A-CB (Split System: Heat Pump with Remote Outdoor Unit-Air-Source) | DLCURAH24ABK |  |  | EN(A,D)4X24L17** | *95MSU0401712A* | 23200 | 16 | 8.5 | 27000 | 25200 | 93.33% | 2.1 | 0 | 10 |  |  |  |  | R-410A | 1.9333 | Residential & Commercial | USHP | Ducted CEE Tier 1
211222603 | Central HP <5.4 tons | AIRQUEST | HRCU-A-CB (Split System: Heat Pump with Remote Outdoor Unit-Air-Source) | DLCURAH30ABK |  |  | EA*4X37L21A* | *92ESN0802120A* | 31200 | 15.2 | 8.5 | 33400 | 26000 | 77.84% | 1.88 | 0 | 9 |  |  |  |  | R-410A | 2.6 | Residential & Commercial | USHP
211222755 | Central HP <5.4 tons | AIRQUEST | HRCU-A-CB (Split System: Heat Pump with Remote Outdoor Unit-Air-Source) | DLCURAH30ABK |  |  | FMA4X30**AL* | 0 | 31200 | 15.5 | 8.5 | 35400 | 26800 | 75.71% | 1.86 | 0 | 9 |  |  |  |  | R-410A | 2.6 | Residential & Commercial | USHP
215935436 | Central HP <5.4 tons | HEIL | HRCU-A-CB (Split System: Heat Pump with Remote Outdoor Unit-Air-Source) | H5H3V36*K*AAA* |  |  | EVM5X60M24A*+WALLCON | *96CTN1002122B* | 35600 | 22 | 8.5 | 38000 | 28400 | 74.74% | 2.04 | 0 | 12.5 |  |  |  |  | R-454B | 2.9667 | Residential & Commercial | USHP | Ducted CEE Tier 1
212983566 | Central HP <5.4 tons | CARRIER | HRCU-A-CB (Split System: Heat Pump with Remote Outdoor Unit-Air-Source) | 38MURAQ24AB3* |  |  | CAP**3717AL* | 59SC2E060M14**12 | 24200 | 17 | 8.5 | 25800 | 22200 | 86.05% | 1.84 | 0 | 10 |  |  |  |  | R-410A | 2.0167 | Residential & Commercial | USHP | Ducted CEE Tier 1
212984602 | Central HP <5.4 tons | BRYANT HEATING AND COOLING SYSTEMS | HRCU-A-CB (Split System: Heat Pump with Remote Outdoor Unit-Air-Source) | 38MURAQ24AB3* |  |  | CAP**3617AL* | 912SE48080M17*** | 23600 | 17.5 | 8.5 | 26200 | 24000 | 91.6% | 2 | 0 | 10 |  |  |  |  | R-410A | 1.9667 | Residential & Commercial | USHP | Ducted CEE Tier 1
212986601 | Central HP <5.4 tons | DAY & NIGHT | HRCU-A-CB (Split System: Heat Pump with Remote Outdoor Unit-Air-Source) | DLCURAH24ABK |  |  | EA*4X37L21A* | *96MSN0401712A* | 24000 | 16 | 8.1 | 25200 | 22000 | 87.3% | 1.82 | 0 | 10 |  |  |  |  | R-410A | 2 | Residential & Commercial | USHP | Ducted CEE Tier 1
211240333 | Central HP <5.4 tons | AIRQUEST | HRCU-A-CB (Split System: Heat Pump with Remote Outdoor Unit-Air-Source) | DLCURAH24ABK |  |  | EA*4X24L14A* | *92ESN0601412A* | 24200 | 16 | 8.5 | 27200 | 23400 | 86.03% | 1.9 | 0 | 10 |  |  |  |  | R-410A | 2.0167 | Residential & Commercial | USHP | Ducted CEE Tier 1
214239195 | Central HP <5.4 tons | HEIL | HRCU-A-CB (Split System: Heat Pump with Remote Outdoor Unit-Air-Source) | HVH837GKA2* |  |  | EN(A,D,W)4X48L21**+WALLCON | *80CTL0902120B* | 32400 | 17 | 8.1 | 32600 | 24600 | 75.46% | 1.96 | 0 | 11.7 |  |  |  |  | R-410A | 2.7 | Residential & Commercial | USHP | Ducted CEE Tier 1
214242037 | Central HP <5.4 tons | HEIL | HRCU-A-CB (Split System: Heat Pump with Remote Outdoor Unit-Air-Source) | HVH825GKA3* |  |  | END4X42L17**+WALLCON | *97CMN0601714B* | 23800 | 16 | 8.1 | 21400 | 16700 | 78.04% | 1.96 | 0 | 11 |  |  |  |  | R-410A | 1.9833 | Residential & Commercial | USHP | Ducted CEE Tier 1
213297927 | Central HP <5.4 tons | JOHNSON CONTROLS | HRCU-A-CB (Split System: Heat Pump with Remote Outdoor Unit-Air-Source) | HMH72B341 |  |  | XAFB36DXXN1+TXV | Z8ET080B12LMPS1 | 34000 | 18.5 | 8.1 | 33400 | 24000 | 71.86% | 2.08 | 0 | 9.5 |  |  |  |  | R-410A | 2.8333 | Residential & Commercial | USHP
215935974 | Central HP <5.4 tons | CARRIER | HRCU-A-CB (Split System: Heat Pump with Remote Outdoor Unit-Air-Source) | 27VNA336A*030* |  |  | CVAVA4221XMA*+UI | 58TN*B045C17**12 | 34000 | 20 | 8.5 | 39500 | 29000 | 73.42% | 2.02 | 0 | 11 |  |  |  |  | R-454B | 2.8333 | Residential & Commercial | USHP | Ducted CEE Tier 1
214239628 | Central HP <5.4 tons | COMFORTMAKER | HRCU-A-CB (Split System: Heat Pump with Remote Outdoor Unit-Air-Source) | CVH837GKA** |  |  | EN(A,D)4X36L21**+WALLCON | *96CTN1002122B* | 31400 | 16.5 | 8.1 | 33000 | 24000 | 72.73% | 1.82 | 0 | 11 |  |  |  |  | R-410A | 2.6167 | Residential & Commercial | USHP | Ducted CEE Tier 1
214239658 | Central HP <5.4 tons | COMFORTMAKER | HRCU-A-CB (Split System: Heat Pump with Remote Outdoor Unit-Air-Source) | CVH837GKA** |  |  | END4X42L17**+WALLCON | *80CTL0701716B* | 32000 | 16.5 | 8.1 | 33000 | 24800 | 75.15% | 1.9 | 0 | 11 |  |  |  |  | R-410A | 2.6667 | Residential & Commercial | USHP | Ducted CEE Tier 1
216571199 | Central HP <5.4 tons | AMERICAN STANDARD | HRCU-A-CB (Split System: Heat Pump with Remote Outdoor Unit-Air-Source) | 5A6V8X24A1 |  |  | 5PX*B006AS3 | S8V2A040M3PDB | 22000 | 18.1 | 8.5 | 22800 | 18500 | 81.14% | 2.2 | 0 | 11.5 |  |  |  |  | R-454B | 1.8333 | Residential & Commercial | USHP | Ducted CEE Tier 1
216571201 | Central HP <5.4 tons | AMERICAN STANDARD | HRCU-A-CB (Split System: Heat Pump with Remote Outdoor Unit-Air-Source) | 5A6V8X24A1 |  |  | 5PX*B006AS3 | S8V2B080M4PDB | 22000 | 18.1 | 8.5 | 23000 | 18600 | 80.87% | 2.2 | 0 | 11.5 |  |  |  |  | R-454B | 1.8333 | Residential & Commercial | USHP | Ducted CEE Tier 1
216570983 | Central HP <5.4 tons | AMERICAN STANDARD | HRCU-A-CB (Split System: Heat Pump with Remote Outdoor Unit-Air-Source) | 5A6V0X36A1 |  |  | 5PX*C007AS3 | S8V2C080M5PCB | 35000 | 20 | 9.7 | 31800 | 25000 | 78.62% | 2.2 | 0 | 12.7 |  |  |  |  | R-454B | 2.9167 | Residential & Commercial | USHP | Ducted CEE Tier 1
216571015 | Central HP <5.4 tons | AMERICAN STANDARD | HRCU-A-CB (Split System: Heat Pump with Remote Outdoor Unit-Air-Source) | 5A6V0X36A1 |  |  | 5PX*CD09AS3 | S8V2C100M5PCB | 35800 | 20 | 9.4 | 32200 | 24600 | 76.4% | 2.1 | 0 | 12.7 |  |  |  |  | R-454B | 2.9833 | Residential & Commercial | USHP | Ducted CEE Tier 1
212985288 | Central HP <5.4 tons | BRYANT HEATING AND COOLING SYSTEMS | HRCU-A-CB (Split System: Heat Pump with Remote Outdoor Unit-Air-Source) | 38MURAQ30AB3* |  |  | CAP**4224AL* | 912SE60100M21*** | 30200 | 15.2 | 8.1 | 34200 | 27400 | 80.12% | 1.8 | 0 | 9 |  |  |  |  | R-410A | 2.5167 | Residential & Commercial | USHP
212988065 | Central HP <5.4 tons | DAY & NIGHT | HRCU-A-CB (Split System: Heat Pump with Remote Outdoor Unit-Air-Source) | DLCURAH30ABK |  |  | EA*4X42L24A* | *96MSN1002120A* | 30000 | 15.2 | 8.5 | 34000 | 27200 | 80% | 1.8 | 0 | 9 |  |  |  |  | R-410A | 2.5 | Residential & Commercial | USHP
212986325 | Central HP <5.4 tons | DAY & NIGHT | HRCU-A-CB (Split System: Heat Pump with Remote Outdoor Unit-Air-Source) | DLCURAH18ABK |  |  | EA*4X30L17A* | *96MSN0401410A* | 17600 | 16 | 8.5 | 18300 | 18800 | 102.7% | 2.26 | 0 | 10.5 |  |  |  |  | R-410A | 1.4667 | Residential & Commercial | USHP | Ducted CEE Tier 1
211242677 | Central HP <5.4 tons | AIRQUEST | HRCU-A-CB (Split System: Heat Pump with Remote Outdoor Unit-Air-Source) | DLCURAH24ABK |  |  | EA*4X36L21A* | *95ESN0801716A* | 24800 | 15.5 | 8.5 | 26800 | 22000 | 82.09% | 1.8 | 0 | 10 |  |  |  |  | R-410A | 2.0667 | Residential & Commercial | USHP | Ducted CEE Tier 1
211242859 | Central HP <5.4 tons | AIRQUEST | HRCU-A-CB (Split System: Heat Pump with Remote Outdoor Unit-Air-Source) | DLCURAH24ABK |  |  | EA*4X37L17A* | *80VSL0451716A* | 24600 | 16.5 | 8.5 | 25600 | 21400 | 83.59% | 1.8 | 0 | 10 |  |  |  |  | R-410A | 2.05 | Residential & Commercial | USHP | Ducted CEE Tier 1
211242934 | Central HP <5.4 tons | AIRQUEST | HRCU-A-CB (Split System: Heat Pump with Remote Outdoor Unit-Air-Source) | DLCURAH24ABK |  |  | EA*4X37L17A* | *80VTL0701716A* | 24600 | 17 | 8.5 | 25600 | 21600 | 84.38% | 1.8 | 0 | 10.5 |  |  |  |  | R-410A | 2.05 | Residential & Commercial | USHP | Ducted CEE Tier 1
211243143 | Central HP <5.4 tons | AIRQUEST | HRCU-A-CB (Split System: Heat Pump with Remote Outdoor Unit-Air-Source) | DLCURAH24ABK |  |  | EA*4X37L17A* | *80ES(N,L)0701412A* | 24800 | 17 | 8.5 | 25800 | 21400 | 82.95% | 1.8 | 0 | 10.5 |  |  |  |  | R-410A | 2.0667 | Residential & Commercial | USHP | Ducted CEE Tier 1
211240480 | Central HP <5.4 tons | COMFORTMAKER | HRCU-A-CB (Split System: Heat Pump with Remote Outdoor Unit-Air-Source) | DLCURAH24ABK |  |  | EA*4X24L17A* | *80VSL0701716A* | 23600 | 16.5 | 8.5 | 26600 | 24600 | 92.48% | 2.04 | 0 | 10 |  |  |  |  | R-410A | 1.9667 | Residential & Commercial | USHP | Ducted CEE Tier 1
211240546 | Central HP <5.4 tons | COMFORTMAKER | HRCU-A-CB (Split System: Heat Pump with Remote Outdoor Unit-Air-Source) | DLCURAH24ABK |  |  | EA*4X24L17A* | *80VTL0701716A* | 23800 | 16.5 | 8.5 | 26800 | 24000 | 89.55% | 2 | 0 | 10 |  |  |  |  | R-410A | 1.9833 | Residential & Commercial | USHP | Ducted CEE Tier 1
213779196 | Central HP <5.4 tons | BRYANT HEATING AND COOLING SYSTEMS | HRCU-A-CB (Split System: Heat Pump with Remote Outdoor Unit-Air-Source) | 288BNV037*0**A* |  |  | CAP**4224AL*+UI | 88*TB66135C24*** | 31800 | 17 | 8.1 | 33000 | 24200 | 73.33% | 1.88 | 0 | 11 |  |  |  |  | R-410A | 2.65 | Residential & Commercial | USHP | Ducted CEE Tier 1
213297362 | Central HP <5.4 tons | JOHNSON CONTROLS | HRCU-A-CB (Split System: Heat Pump with Remote Outdoor Unit-Air-Source) | HMH72B341 |  |  | XAHC30CXXN1+TXV | Z8ES100B12LMPS1 | 32000 | 17.5 | 8.1 | 32200 | 22600 | 70.19% | 2 | 0 | 9.5 |  |  |  |  | R-410A | 2.6667 | Residential & Commercial | USHP
213297412 | Central HP <5.4 tons | JOHNSON CONTROLS | HRCU-A-CB (Split System: Heat Pump with Remote Outdoor Unit-Air-Source) | HMH72B341 |  |  | XAHB30CXXN1+TXV | Z8ES040A12LMPS1 | 31800 | 17 | 8.1 | 32200 | 22600 | 70.19% | 2 | 0 | 10 |  |  |  |  | R-410A | 2.65 | Residential & Commercial | USHP | Ducted CEE Tier 1
213297612 | Central HP <5.4 tons | JOHNSON CONTROLS | HRCU-A-CB (Split System: Heat Pump with Remote Outdoor Unit-Air-Source) | HMH72B341 |  |  | XAHC36DXXN1+TXV | Z8ES080C16SMPS1 | 34000 | 17.5 | 8.5 | 33400 | 23600 | 70.66% | 2.08 | 0 | 10 |  |  |  |  | R-410A | 2.8333 | Residential & Commercial | USHP | Ducted CEE Tier 1
213297777 | Central HP <5.4 tons | JOHNSON CONTROLS | HRCU-A-CB (Split System: Heat Pump with Remote Outdoor Unit-Air-Source) | HMH72B341 |  |  | XAFC30CXXN1+TXV | Z8ES120C16LMPS1 | 33600 | 18 | 8.5 | 33000 | 23400 | 70.91% | 2.06 | 0 | 9.5 |  |  |  |  | R-410A | 2.8 | Residential & Commercial | USHP
213297877 | Central HP <5.4 tons | JOHNSON CONTROLS | HRCU-A-CB (Split System: Heat Pump with Remote Outdoor Unit-Air-Source) | HMH72B341 |  |  | XAFC36DXXN1+TXV | Z9ES080C16SMPS1 | 34000 | 17.5 | 8.1 | 33400 | 23800 | 71.26% | 2.06 | 0 | 9.5 |  |  |  |  | R-410A | 2.8333 | Residential & Commercial | USHP
213298097 | Central HP <5.4 tons | JOHNSON CONTROLS | HRCU-A-CB (Split System: Heat Pump with Remote Outdoor Unit-Air-Source) | HMH72B341 |  |  | XAUB30CXXN1+JMVT12BC2N1+TXV | 0 | 33400 | 18.5 | 8.5 | 33400 | 23400 | 70.06% | 2.06 | 0 | 10 |  |  |  |  | R-410A | 2.7833 | Residential & Commercial | USHP | Ducted CEE Tier 1
213607647 | Central HP <5.4 tons | BRYANT HEATING AND COOLING SYSTEMS | HRCU-A-CB (Split System: Heat Pump with Remote Outdoor Unit-Air-Source) | 38MURAQ24AB3* |  |  | FG4ANXB24L* | 0 | 24600 | 17 | 9.5 | 26000 | 22200 | 85.38% | 1.84 | 0 | 10 |  |  |  |  | R-410A | 2.05 | Residential & Commercial | USHP | Ducted CEE Tier 1
212979502 | Central HP <5.4 tons | BRYANT HEATING AND COOLING SYSTEMS | HRCU-A-CB (Split System: Heat Pump with Remote Outdoor Unit-Air-Source) | 38MURAQ24AB3* |  |  | CAP**3721AL* | 8(0,1)*SB48070M21*** | 24400 | 17 | 8.5 | 25200 | 21200 | 84.13% | 1.8 | 0 | 10.5 |  |  |  |  | R-410A | 2.0333 | Residential & Commercial | USHP | Ducted CEE Tier 1
215864955 | Central HP <5.4 tons | TRANE | HRCU-A-CB (Split System: Heat Pump with Remote Outdoor Unit-Air-Source) | 5TWV8X48A1 |  |  | 5TXCD008AS3 | *UHMD120CCV5+LRP | 45000 | 18.1 | 8.5 | 45500 | 34800 | 76.48% | 2.1 | 0 | 10 |  |  |  |  | R-454B | 3.75 | Residential & Commercial | USHP | Ducted CEE Tier 1
212987435 | Central HP <5.4 tons | CARRIER | HRCU-A-CB (Split System: Heat Pump with Remote Outdoor Unit-Air-Source) | 38MURAQ24AB3* |  |  | CAP**3721AL* | 59SC6A080M17**16 | 24400 | 18 | 9 | 29200 | 25200 | 86.3% | 2.1 | 0 | 10.5 |  |  |  |  | R-410A | 2.0333 | Residential & Commercial | USHP | Ducted CEE Tier 1
212987825 | Central HP <5.4 tons | DAY & NIGHT | HRCU-A-CB (Split System: Heat Pump with Remote Outdoor Unit-Air-Source) | DLCURAH24ABK |  |  | EN(A,D)4X36L21** | *96MSN0802120A* | 23600 | 17 | 8.5 | 26400 | 24200 | 91.67% | 2.02 | 0 | 10.5 |  |  |  |  | R-410A | 1.9667 | Residential & Commercial | USHP | Ducted CEE Tier 1
212984115 | Central HP <5.4 tons | DAY & NIGHT | HRCU-A-CB (Split System: Heat Pump with Remote Outdoor Unit-Air-Source) | DLCURAH24ABK |  |  | EN(A,D)4X24L17** | *92MSN0601714A* | 23200 | 16.5 | 8.5 | 26800 | 25400 | 94.78% | 2.14 | 0 | 10 |  |  |  |  | R-410A | 1.9333 | Residential & Commercial | USHP | Ducted CEE Tier 1
214229145 | Central HP <5.4 tons | BRYANT HEATING AND COOLING SYSTEMS | HRCU-A-CB (Split System: Heat Pump with Remote Outdoor Unit-Air-Source) | 38MURAQ24AB3* |  |  | CAP**3017AL* | 83*SB48060M17*** | 23600 | 17 | 8.5 | 25800 | 24200 | 93.8% | 2.02 | 0 | 10 |  |  |  |  | R-410A | 1.9667 | Residential & Commercial | USHP | Ducted CEE Tier 1
212979918 | Central HP <5.4 tons | BRYANT HEATING AND COOLING SYSTEMS | HRCU-A-CB (Split System: Heat Pump with Remote Outdoor Unit-Air-Source) | 38MURAQ24AB3* |  |  | CNPV*3617AL* | 8(0,1)*SB42090M17*** | 23600 | 17 | 8.5 | 26400 | 24400 | 92.42% | 2.02 | 0 | 10.5 |  |  |  |  | R-410A | 1.9667 | Residential & Commercial | USHP | Ducted CEE Tier 1
212980983 | Central HP <5.4 tons | BRYANT HEATING AND COOLING SYSTEMS | HRCU-A-CB (Split System: Heat Pump with Remote Outdoor Unit-Air-Source) | 38MURAQ24AB3* |  |  | CAP**3621AL* | 8(0,1)*SB60110M21*** | 23600 | 17.5 | 8.5 | 26200 | 23800 | 90.84% | 2 | 0 | 10 |  |  |  |  | R-410A | 1.9667 | Residential & Commercial | USHP | Ducted CEE Tier 1
212980531 | Central HP <5.4 tons | BRYANT HEATING AND COOLING SYSTEMS | HRCU-A-CB (Split System: Heat Pump with Remote Outdoor Unit-Air-Source) | 38MURAQ30AB3* |  |  | CAP**4224AL* | 8(0,1)*SB60090M21*** | 29600 | 15.2 | 8.1 | 33800 | 27600 | 81.66% | 1.78 | 0 | 9 |  |  |  |  | R-410A | 2.4667 | Residential & Commercial | USHP
212985000 | Central HP <5.4 tons | BRYANT HEATING AND COOLING SYSTEMS | HRCU-A-CB (Split System: Heat Pump with Remote Outdoor Unit-Air-Source) | 38MURAQ30AB3* |  |  | CAP**4321AL* | 912SE60080M21*** | 30600 | 15.5 | 8.5 | 33400 | 26400 | 79.04% | 1.86 | 0 | 9 |  |  |  |  | R-410A | 2.55 | Residential & Commercial | USHP
212983587 | Central HP <5.4 tons | BRYANT HEATING AND COOLING SYSTEMS | HRCU-A-CB (Split System: Heat Pump with Remote Outdoor Unit-Air-Source) | 38MURAQ24AB3* |  |  | CNPV*2417AL* | 912SE36060M14*** | 23400 | 16.5 | 8.5 | 27000 | 24600 | 91.11% | 2.04 | 0 | 10 |  |  |  |  | R-410A | 1.95 | Residential & Commercial | USHP | Ducted CEE Tier 1
215936916 | Central HP <5.4 tons | HEIL | HRCU-A-CB (Split System: Heat Pump with Remote Outdoor Unit-Air-Source) | H5H3V36*K*AAA* |  |  | EVD5X61M21A*+WALLCON | *96CTN0601714B* | 35600 | 21.5 | 8.5 | 37600 | 28200 | 75% | 2 | 0 | 12 |  |  |  |  | R-454B | 2.9667 | Residential & Commercial | USHP | Ducted CEE Tier 1
211712813 | Central HP <5.4 tons | TEMPSTAR | HRCU-A-CB (Split System: Heat Pump with Remote Outdoor Unit-Air-Source) | DLCURAH30ABK |  |  | EA*4X42L24A* | *80ES(N,L)0702116A* | 29600 | 15.2 | 8.1 | 33800 | 27400 | 81.07% | 1.78 | 0 | 9 |  |  |  |  | R-410A | 2.4667 | Residential & Commercial | USHP
213774560 | Central HP <5.4 tons | COMFORTMAKER | HRCU-A-CB (Split System: Heat Pump with Remote Outdoor Unit-Air-Source) | CVH825GKA3* |  |  | EHD4X48AAL+WALLCON | *80CTL0451712B* | 24200 | 16 | 8.1 | 21400 | 16700 | 78.04% | 2 | 0 | 10.5 |  |  |  |  | R-410A | 2.0167 | Residential & Commercial | USHP | Ducted CEE Tier 1
212989147 | Central HP <5.4 tons | DAY & NIGHT | HRCU-A-CB (Split System: Heat Pump with Remote Outdoor Unit-Air-Source) | DLCURAH24ABK |  |  | EA*4X25L17A* | *95MSU0601716A* | 24200 | 17 | 8.5 | 25200 | 21800 | 86.51% | 1.82 | 0 | 10 |  |  |  |  | R-410A | 2.0167 | Residential & Commercial | USHP | Ducted CEE Tier 1
211240587 | Central HP <5.4 tons | AIRQUEST | HRCU-A-CB (Split System: Heat Pump with Remote Outdoor Unit-Air-Source) | DLCURAH24ABK |  |  | EA*4X24L17A* | *96VTN0401410A* | 23400 | 15.5 | 8.5 | 26800 | 24800 | 92.54% | 2.04 | 0 | 10 |  |  |  |  | R-410A | 1.95 | Residential & Commercial | USHP | Ducted CEE Tier 1
211240753 | Central HP <5.4 tons | AIRQUEST | HRCU-A-CB (Split System: Heat Pump with Remote Outdoor Unit-Air-Source) | DLCURAH24ABK |  |  | EA*4X24L17A* | *80ES(N,L)0701412A* | 24000 | 16.5 | 8.5 | 26800 | 23800 | 88.81% | 1.96 | 0 | 10 |  |  |  |  | R-410A | 2 | Residential & Commercial | USHP | Ducted CEE Tier 1
211241012 | Central HP <5.4 tons | AIRQUEST | HRCU-A-CB (Split System: Heat Pump with Remote Outdoor Unit-Air-Source) | DLCURAH24ABK |  |  | EA*4X25L17A* | *95ESN0601412A* | 25000 | 16 | 8.5 | 26000 | 21000 | 80.77% | 1.76 | 0 | 10 |  |  |  |  | R-410A | 2.0833 | Residential & Commercial | USHP | Ducted CEE Tier 1
211222771 | Central HP <5.4 tons | AIRQUEST | HRCU-A-CB (Split System: Heat Pump with Remote Outdoor Unit-Air-Source) | DLCURAH30ABK |  |  | FVM4X36***L | 0 | 30400 | 15.2 | 8.1 | 34000 | 27400 | 80.59% | 1.78 | 0 | 9 |  |  |  |  | R-410A | 2.5333 | Residential & Commercial | USHP
211222787 | Central HP <5.4 tons | AIRQUEST | HRCU-A-CB (Split System: Heat Pump with Remote Outdoor Unit-Air-Source) | DLCURAH30ABK |  |  | FXM4X36**AL | 0 | 31000 | 15.2 | 8.1 | 33600 | 26400 | 78.57% | 1.82 | 0 | 9 |  |  |  |  | R-410A | 2.5833 | Residential & Commercial | USHP
211378477 | Central HP <5.4 tons | YORK | HRCU-A-CB (Split System: Heat Pump with Remote Outdoor Unit-Air-Source) | HMH72B341 |  |  | XAFC36DXXN1+TXV | TMLE120C16MP11 | 34000 | 18 | 8.5 | 33600 | 23800 | 70.83% | 2.08 | 0 | 10 |  |  |  |  | R-410A | 2.8333 | Residential & Commercial | USHP | Ducted CEE Tier 1
211378543 | Central HP <5.4 tons | YORK | HRCU-A-CB (Split System: Heat Pump with Remote Outdoor Unit-Air-Source) | HMH72B341 |  |  | XAHC30CXXN1+TXV | TMLE100B12MP11 | 32000 | 17.5 | 8.1 | 32600 | 23000 | 70.55% | 1.98 | 0 | 9.5 |  |  |  |  | R-410A | 2.6667 | Residential & Commercial | USHP
211378611 | Central HP <5.4 tons | YORK | HRCU-A-CB (Split System: Heat Pump with Remote Outdoor Unit-Air-Source) | HMH72B341 |  |  | XAHC36DXXN1+TXV | TM8E080C16MP11 | 33600 | 17.5 | 8.1 | 32800 | 23200 | 70.73% | 2.04 | 0 | 10 |  |  |  |  | R-410A | 2.8 | Residential & Commercial | USHP | Ducted CEE Tier 1
211378794 | Central HP <5.4 tons | YORK | HRCU-A-CB (Split System: Heat Pump with Remote Outdoor Unit-Air-Source) | HMH72B341 |  |  | XAUB36DXXN1+TXV | TM8E040A12MP11 | 34000 | 18 | 8.1 | 33600 | 23800 | 70.83% | 2.06 | 0 | 10 |  |  |  |  | R-410A | 2.8333 | Residential & Commercial | USHP | Ducted CEE Tier 1
211378844 | Central HP <5.4 tons | YORK | HRCU-A-CB (Split System: Heat Pump with Remote Outdoor Unit-Air-Source) | HMH72B341 |  |  | XAFC30CXXN1+TXV | TL9E080C16UH11 | 33000 | 17 | 8.5 | 33000 | 23200 | 70.3% | 2.04 | 0 | 10 |  |  |  |  | R-410A | 2.75 | Residential & Commercial | USHP | Ducted CEE Tier 1
211378893 | Central HP <5.4 tons | YORK | HRCU-A-CB (Split System: Heat Pump with Remote Outdoor Unit-Air-Source) | HMH72B341 |  |  | XAFC30CXXN1+TXV | TL8E100C20UH11 | 33400 | 17.5 | 8.5 | 33000 | 23200 | 70.3% | 2.06 | 0 | 10 |  |  |  |  | R-410A | 2.7833 | Residential & Commercial | USHP | Ducted CEE Tier 1
211378963 | Central HP <5.4 tons | YORK | HRCU-A-CB (Split System: Heat Pump with Remote Outdoor Unit-Air-Source) | HMH72B341 |  |  | XAFA30DXXN1+TXV | TMLE060A12MP11 | 33800 | 17.5 | 8.1 | 33800 | 23800 | 70.41% | 2.04 | 0 | 9.5 |  |  |  |  | R-410A | 2.8167 | Residential & Commercial | USHP
211379212 | Central HP <5.4 tons | YORK | HRCU-A-CB (Split System: Heat Pump with Remote Outdoor Unit-Air-Source) | HMH72B341 |  |  | XAFD48FXXN1+TXV | TP9C100C16MP13 | 33800 | 16.5 | 8.5 | 32400 | 23600 | 72.84% | 2.08 | 0 | 9.5 |  |  |  |  | R-410A | 2.8167 | Residential & Commercial | USHP
212984098 | Central HP <5.4 tons | BRYANT HEATING AND COOLING SYSTEMS | HRCU-A-CB (Split System: Heat Pump with Remote Outdoor Unit-Air-Source) | 38MURAQ24AB3* |  |  | CAP**3721AL* | 912SE42060M17*** | 24200 | 17.5 | 8.5 | 25200 | 21600 | 85.71% | 1.82 | 0 | 10 |  |  |  |  | R-410A | 2.0167 | Residential & Commercial | USHP | Ducted CEE Tier 1
213771390 | Central HP <5.4 tons | COMFORTMAKER | HRCU-A-CB (Split System: Heat Pump with Remote Outdoor Unit-Air-Source) | CVH825GKA2* |  |  | EA*4X42L24A*+WALLCON | *80CTL1352422B* | 23800 | 16.5 | 8.1 | 21400 | 16600 | 77.57% | 1.96 | 0 | 11 |  |  |  |  | R-410A | 1.9833 | Residential & Commercial | USHP | Ducted CEE Tier 1
212982163 | Central HP <5.4 tons | HEIL | HRCU-A-CB (Split System: Heat Pump with Remote Outdoor Unit-Air-Source) | DLCURAH30ABK |  |  | EA*4X42L21A* | *80MSU0401712A* | 30000 | 15.2 | 8.5 | 33800 | 27400 | 81.07% | 1.78 | 0 | 9 |  |  |  |  | R-410A | 2.5 | Residential & Commercial | USHP
216453276 | Central HP <5.4 tons | AMERICAN STANDARD | HRCU-A-CB (Split System: Heat Pump with Remote Outdoor Unit-Air-Source) | 5A6V0X60A1 |  |  | 5TXCD010AS3 | S8V2D120M5PCB | 53000 | 18.8 | 9.4 | 54000 | 38000 | 70.37% | 2 | 0 | 10.5 |  |  |  |  | R-454B | 4.4167 | Residential & Commercial | USHP | Ducted CEE Tier 1
211244256 | Central HP <5.4 tons | AIRQUEST | HRCU-A-CB (Split System: Heat Pump with Remote Outdoor Unit-Air-Source) | DLCURAH24ABK |  |  | EN(A,D)4X24L17** | OLV098A12* | 23000 | 16 | 8.5 | 26400 | 24600 | 93.18% | 2.04 | 0 | 10 |  |  |  |  | R-410A | 1.9167 | Residential & Commercial | USHP | Ducted CEE Tier 1
211244379 | Central HP <5.4 tons | AIRQUEST | HRCU-A-CB (Split System: Heat Pump with Remote Outdoor Unit-Air-Source) | DLCURAH24ABK |  |  | EN(A,D)4X30L14** | *92ESN0601412A* | 23400 | 16.5 | 8.1 | 25800 | 24200 | 93.8% | 2.02 | 0 | 10 |  |  |  |  | R-410A | 1.95 | Residential & Commercial | USHP | Ducted CEE Tier 1
215936014 | Central HP <5.4 tons | CARRIER | HRCU-A-CB (Split System: Heat Pump with Remote Outdoor Unit-Air-Source) | 27VNA336A*030* |  |  | CVAVA4221XMA*+UI | 58TN*B090C21**20 | 34400 | 21 | 8.5 | 38500 | 28000 | 72.73% | 2.04 | 0 | 12 |  |  |  |  | R-454B | 2.8667 | Residential & Commercial | USHP | Ducted CEE Tier 1
215935486 | Central HP <5.4 tons | HEIL | HRCU-A-CB (Split System: Heat Pump with Remote Outdoor Unit-Air-Source) | H5H3V36*K*AAA* |  |  | EVM5X61M24A*+WALLCON | *95CSU1002122B* | 36000 | 22.5 | 8.5 | 37600 | 28200 | 75% | 2.06 | 0 | 12.5 |  |  |  |  | R-454B | 3 | Residential & Commercial | USHP | Ducted CEE Tier 1
215936136 | Central HP <5.4 tons | HEIL | HRCU-A-CB (Split System: Heat Pump with Remote Outdoor Unit-Air-Source) | H5H3V36*K*AAA* |  |  | EVD5X42M21A*+WALLCON | *96CTN1002122B* | 34400 | 21 | 8.5 | 38500 | 28000 | 72.73% | 2.06 | 0 | 12 |  |  |  |  | R-454B | 2.8667 | Residential & Commercial | USHP | Ducted CEE Tier 1
215936156 | Central HP <5.4 tons | HEIL | HRCU-A-CB (Split System: Heat Pump with Remote Outdoor Unit-Air-Source) | H5H3V36*K*AAA* |  |  | EVD5X42M24A*+WALLCON | *80CTL0702120B* | 35400 | 21.5 | 8.5 | 38000 | 28600 | 75.26% | 2.04 | 0 | 12 |  |  |  |  | R-454B | 2.95 | Residential & Commercial | USHP | Ducted CEE Tier 1
215935686 | Central HP <5.4 tons | HEIL | HRCU-A-CB (Split System: Heat Pump with Remote Outdoor Unit-Air-Source) | H5H3V36*K*AAA* |  |  | EVD5X36M21A*+WALLCON | *95CSU0802120B* | 34400 | 20.5 | 8.5 | 38500 | 28200 | 73.25% | 2.04 | 0 | 11.7 |  |  |  |  | R-454B | 2.8667 | Residential & Commercial | USHP | Ducted CEE Tier 1
215935736 | Central HP <5.4 tons | HEIL | HRCU-A-CB (Split System: Heat Pump with Remote Outdoor Unit-Air-Source) | H5H3V36*K*AAA* |  |  | EVD5X36M21A*+WALLCON | *97CMN0802120B* | 34400 | 20.5 | 8.5 | 38500 | 28200 | 73.25% | 2.04 | 0 | 11.7 |  |  |  |  | R-454B | 2.8667 | Residential & Commercial | USHP | Ducted CEE Tier 1
215936056 | Central HP <5.4 tons | HEIL | HRCU-A-CB (Split System: Heat Pump with Remote Outdoor Unit-Air-Source) | H5H3V36*K*AAA* |  |  | EVD5X42M21A*+WALLCON | *95CSU1002122B* | 34600 | 21 | 8.5 | 38500 | 28000 | 72.73% | 2.04 | 0 | 12 |  |  |  |  | R-454B | 2.8833 | Residential & Commercial | USHP | Ducted CEE Tier 1
215936806 | Central HP <5.4 tons | HEIL | HRCU-A-CB (Split System: Heat Pump with Remote Outdoor Unit-Air-Source) | H5H3V36*K*AAA* |  |  | EVD5X60M24A*+WALLCON | *97CMN0602120B* | 35200 | 21 | 8.5 | 38500 | 28800 | 74.81% | 2.02 | 0 | 12 |  |  |  |  | R-454B | 2.9333 | Residential & Commercial | USHP | Ducted CEE Tier 1
213298112 | Central HP <5.4 tons | JOHNSON CONTROLS | HRCU-A-CB (Split System: Heat Pump with Remote Outdoor Unit-Air-Source) | HMH72B341 |  |  | XAUB36DXXN1+JMET12BS2N1+TXV | 0 | 34000 | 18.5 | 8.5 | 33800 | 23800 | 70.41% | 2.12 | 0 | 10.5 |  |  |  |  | R-410A | 2.8333 | Residential & Commercial | USHP | Ducted CEE Tier 1
213297977 | Central HP <5.4 tons | JOHNSON CONTROLS | HRCU-A-CB (Split System: Heat Pump with Remote Outdoor Unit-Air-Source) | HMH72B341 |  |  | XAHC36DBCN1 | Z8ES100C16LMPS1 | 34000 | 17.5 | 8.1 | 33400 | 24000 | 71.86% | 2.08 | 0 | 9.5 |  |  |  |  | R-410A | 2.8333 | Residential & Commercial | USHP
211240744 | Central HP <5.4 tons | COMFORTMAKER | HRCU-A-CB (Split System: Heat Pump with Remote Outdoor Unit-Air-Source) | DLCURAH24ABK |  |  | EA*4X24L17A* | *92ESN0401712A* | 23400 | 15.5 | 8.5 | 26800 | 24800 | 92.54% | 2.04 | 0 | 9.5 |  |  |  |  | R-410A | 1.95 | Residential & Commercial | USHP
211240937 | Central HP <5.4 tons | COMFORTMAKER | HRCU-A-CB (Split System: Heat Pump with Remote Outdoor Unit-Air-Source) | DLCURAH24ABK |  |  | EA*4X25L17A* | *80ESU0401712A* | 24600 | 17.5 | 8.5 | 25400 | 21200 | 83.46% | 1.8 | 0 | 10.5 |  |  |  |  | R-410A | 2.05 | Residential & Commercial | USHP | Ducted CEE Tier 1
212391562 | Central HP <5.4 tons | TRANE | HRCU-A-CB (Split System: Heat Pump with Remote Outdoor Unit-Air-Source) | 4TWV7X60A1 |  |  | 4TXCD010DS3 | S8V2D120M5PCA | 54000 | 17.1 | 8.2 | 52000 | 39500 | 75.96% | 1.8 | 0 | 11.7 |  |  |  |  | R-410A | 4.5 | Residential & Commercial | USHP | Ducted CEE Tier 1
213296827 | Central HP <5.4 tons | JOHNSON CONTROLS | HRCU-A-CB (Split System: Heat Pump with Remote Outdoor Unit-Air-Source) | HMH72B341 |  |  | XAFC36DBCN1 | Z9ES060B12SMPS1 | 33000 | 16.5 | 8.5 | 32000 | 22400 | 70% | 1.8 | 0 | 10 |  |  |  |  | R-410A | 2.75 | Residential & Commercial | USHP | Ducted CEE Tier 1
215935866 | Central HP <5.4 tons | HEIL | HRCU-A-CB (Split System: Heat Pump with Remote Outdoor Unit-Air-Source) | H5H3V36*K*AAA* |  |  | EVD5X38M17A*+WALLCON | *95CSU0601716B* | 35200 | 21 | 8.5 | 38500 | 29200 | 75.84% | 2.02 | 0 | 11.7 |  |  |  |  | R-454B | 2.9333 | Residential & Commercial | USHP | Ducted CEE Tier 1
216571031 | Central HP <5.4 tons | AMERICAN STANDARD | HRCU-A-CB (Split System: Heat Pump with Remote Outdoor Unit-Air-Source) | 5A6V0X36A1 |  |  | 5TXCB004AS3 | *UHMB080CCV3+LRP | 34000 | 19.4 | 9.7 | 31600 | 24800 | 78.48% | 2.1 | 0 | 12 |  |  |  |  | R-454B | 2.8333 | Residential & Commercial | USHP | Ducted CEE Tier 1
216571047 | Central HP <5.4 tons | AMERICAN STANDARD | HRCU-A-CB (Split System: Heat Pump with Remote Outdoor Unit-Air-Source) | 5A6V0X36A1 |  |  | 5TXCC005AS3 | *UHMC100CCV4+LRP | 34000 | 19.4 | 9.7 | 31800 | 24600 | 77.36% | 2.1 | 0 | 12 |  |  |  |  | R-454B | 2.8333 | Residential & Commercial | USHP | Ducted CEE Tier 1
216571165 | Central HP <5.4 tons | AMERICAN STANDARD | HRCU-A-CB (Split System: Heat Pump with Remote Outdoor Unit-Air-Source) | 5A6V0X60A1 |  |  | 5TXCD008AS3 | S8V2C080M5PCB | 52000 | 18.6 | 9 | 54000 | 38500 | 71.3% | 2 | 0 | 10 |  |  |  |  | R-454B | 4.3333 | Residential & Commercial | USHP | Ducted CEE Tier 1
212983267 | Central HP <5.4 tons | DAY & NIGHT | HRCU-A-CB (Split System: Heat Pump with Remote Outdoor Unit-Air-Source) | DLCURAH18ABK |  |  | EA*4X24L17A* | *92MSN0401712A* | 17200 | 15.5 | 8.5 | 18300 | 19400 | 106% | 2.32 | 0 | 10 |  |  |  |  | R-410A | 1.4333 | Residential & Commercial | USHP | Ducted CEE Tier 1
212984187 | Central HP <5.4 tons | DAY & NIGHT | HRCU-A-CB (Split System: Heat Pump with Remote Outdoor Unit-Air-Source) | DLCURAH18ABK |  |  | EA*4X25L17A* | *92MSN0601714A* | 18100 | 16.5 | 8.5 | 17900 | 17700 | 98.88% | 2.14 | 0 | 11 |  |  |  |  | R-410A | 1.5083 | Residential & Commercial | USHP | Ducted CEE Tier 1
211379330 | Central HP <5.4 tons | YORK | HRCU-A-CB (Split System: Heat Pump with Remote Outdoor Unit-Air-Source) | HMH72B341 |  |  | XAHC48FXXN1+TXV | TM9V080B12MP12 | 32800 | 16 | 8.1 | 32200 | 23600 | 73.29% | 2.02 | 0 | 9 |  |  |  |  | R-410A | 2.7333 | Residential & Commercial | USHP
211379381 | Central HP <5.4 tons | YORK | HRCU-A-CB (Split System: Heat Pump with Remote Outdoor Unit-Air-Source) | HMH72B341 |  |  | XAHC48FXXN1+TXV | YP9C060B12MP13 | 32400 | 16 | 8.1 | 32000 | 23400 | 73.12% | 2 | 0 | 9 |  |  |  |  | R-410A | 2.7 | Residential & Commercial | USHP
211379531 | Central HP <5.4 tons | YORK | HRCU-A-CB (Split System: Heat Pump with Remote Outdoor Unit-Air-Source) | HMH72B341 |  |  | XAFD48FBCN1 | TM8Y100C20MP11 | 34000 | 16.5 | 8.5 | 34000 | 24200 | 71.18% | 2.1 | 0 | 9.5 |  |  |  |  | R-410A | 2.8333 | Residential & Commercial | USHP
211379548 | Central HP <5.4 tons | YORK | HRCU-A-CB (Split System: Heat Pump with Remote Outdoor Unit-Air-Source) | HMH72B341 |  |  | XAUC48FXXN1+TXV | TM8Y100C20MP11 | 34000 | 16.5 | 8.5 | 33000 | 24200 | 73.33% | 2.1 | 0 | 9.5 |  |  |  |  | R-410A | 2.8333 | Residential & Commercial | USHP
216571351 | Central HP <5.4 tons | AMERICAN STANDARD | HRCU-A-CB (Split System: Heat Pump with Remote Outdoor Unit-Air-Source) | 5A6V8X24A1 |  |  | 5TXCB003AS3 | S8V2B060M4PDB | 21400 | 18.1 | 8.5 | 24400 | 18900 | 77.46% | 2.2 | 0 | 11.5 |  |  |  |  | R-454B | 1.7833 | Residential & Commercial | USHP | Ducted CEE Tier 1
214228996 | Central HP <5.4 tons | COMFORTMAKER | HRCU-A-CB (Split System: Heat Pump with Remote Outdoor Unit-Air-Source) | DLCURAH18ABK |  |  | EA*4X25L17A* | *80MSU0601716A* | 18200 | 16.5 | 8.5 | 18000 | 17500 | 97.22% | 2.12 | 0 | 11 |  |  |  |  | R-410A | 1.5167 | Residential & Commercial | USHP | Ducted CEE Tier 1
213774430 | Central HP <5.4 tons | COMFORTMAKER | HRCU-A-CB (Split System: Heat Pump with Remote Outdoor Unit-Air-Source) | CVH825GKA3* |  |  | EHD4X42AAL+WALLCON | *80CTL0902120B* | 24200 | 16 | 8.1 | 21400 | 16600 | 77.57% | 2 | 0 | 10.5 |  |  |  |  | R-410A | 2.0167 | Residential & Commercial | USHP | Ducted CEE Tier 1
213774530 | Central HP <5.4 tons | COMFORTMAKER | HRCU-A-CB (Split System: Heat Pump with Remote Outdoor Unit-Air-Source) | CVH825GKA3* |  |  | EHD4X42AAL+WALLCON | *96CTN0801714B* | 24000 | 16 | 8.1 | 21400 | 16600 | 77.57% | 2 | 0 | 10.5 |  |  |  |  | R-410A | 2 | Residential & Commercial | USHP | Ducted CEE Tier 1
214229178 | Central HP <5.4 tons | BRYANT HEATING AND COOLING SYSTEMS | HRCU-A-CB (Split System: Heat Pump with Remote Outdoor Unit-Air-Source) | 38MURAQ24AB3* |  |  | CNPV*2417AL* | 83*SB48060M17*** | 23200 | 16.5 | 8.5 | 26800 | 23600 | 88.06% | 1.96 | 0 | 10 |  |  |  |  | R-410A | 1.9333 | Residential & Commercial | USHP | Ducted CEE Tier 1
213297692 | Central HP <5.4 tons | JOHNSON CONTROLS | HRCU-A-CB (Split System: Heat Pump with Remote Outdoor Unit-Air-Source) | HMH72B341 |  |  | XAFC36DXXN1+TXV | Z9ET060B12SMPS1 | 34000 | 18.5 | 8.1 | 33400 | 24000 | 71.86% | 2.06 | 0 | 9.5 |  |  |  |  | R-410A | 2.8333 | Residential & Commercial | USHP
213297767 | Central HP <5.4 tons | JOHNSON CONTROLS | HRCU-A-CB (Split System: Heat Pump with Remote Outdoor Unit-Air-Source) | HMH72B341 |  |  | XAFC30CXXN1+TXV | Z8ES120C20LMPS1 | 33000 | 17.5 | 8.5 | 33000 | 23400 | 70.91% | 2.04 | 0 | 9.5 |  |  |  |  | R-410A | 2.75 | Residential & Commercial | USHP
213297967 | Central HP <5.4 tons | JOHNSON CONTROLS | HRCU-A-CB (Split System: Heat Pump with Remote Outdoor Unit-Air-Source) | HMH72B341 |  |  | XAHC36DXXN1+TXV | Z8ES100C16LMPS1 | 34000 | 17.5 | 8.1 | 33400 | 24000 | 71.86% | 2.08 | 0 | 9.5 |  |  |  |  | R-410A | 2.8333 | Residential & Commercial | USHP
214242070 | Central HP <5.4 tons | COMFORTMAKER | HRCU-A-CB (Split System: Heat Pump with Remote Outdoor Unit-Air-Source) | CVH825GKA3* |  |  | END4X42L17**+WALLCON | *96CTN0601714B* | 23800 | 16.5 | 8.1 | 21400 | 16700 | 78.04% | 1.96 | 0 | 11 |  |  |  |  | R-410A | 1.9833 | Residential & Commercial | USHP | Ducted CEE Tier 1
213296887 | Central HP <5.4 tons | JOHNSON CONTROLS | HRCU-A-CB (Split System: Heat Pump with Remote Outdoor Unit-Air-Source) | HMH72B341 |  |  | XAFC36DBCN1 | Z8ES120C16SMPS1 | 34000 | 18 | 8.5 | 33400 | 24400 | 73.05% | 2.12 | 0 | 9.5 |  |  |  |  | R-410A | 2.8333 | Residential & Commercial | USHP
211712940 | Central HP <5.4 tons | TEMPSTAR | HRCU-A-CB (Split System: Heat Pump with Remote Outdoor Unit-Air-Source) | DLCURAH30ABK |  |  | EA*4X42L24A* | *80ES(N,L)1552420A* | 29800 | 15.2 | 8.1 | 33800 | 27200 | 80.47% | 1.78 | 0 | 9 |  |  |  |  | R-410A | 2.4833 | Residential & Commercial | USHP
211240499 | Central HP <5.4 tons | AIRQUEST | HRCU-A-CB (Split System: Heat Pump with Remote Outdoor Unit-Air-Source) | DLCURAH24ABK |  |  | EA*4X24L17A* | *80ESU0401712A* | 23600 | 17 | 8.5 | 26600 | 24600 | 92.48% | 2.04 | 0 | 10 |  |  |  |  | R-410A | 1.9667 | Residential & Commercial | USHP | Ducted CEE Tier 1
211241266 | Central HP <5.4 tons | AIRQUEST | HRCU-A-CB (Split System: Heat Pump with Remote Outdoor Unit-Air-Source) | DLCURAH24ABK |  |  | EA*4X30L14A* | *80VTL0451412A* | 24000 | 16.5 | 8.5 | 26200 | 23000 | 87.79% | 1.9 | 0 | 10 |  |  |  |  | R-410A | 2 | Residential & Commercial | USHP | Ducted CEE Tier 1
213296847 | Central HP <5.4 tons | JOHNSON CONTROLS | HRCU-A-CB (Split System: Heat Pump with Remote Outdoor Unit-Air-Source) | HMH72B341 |  |  | XAHC30CXXN1+TXV | Z8ET080C16LMPS1 | 32800 | 18.5 | 8.5 | 32000 | 22800 | 71.25% | 2.04 | 0 | 9.5 |  |  |  |  | R-410A | 2.7333 | Residential & Commercial | USHP
213297372 | Central HP <5.4 tons | JOHNSON CONTROLS | HRCU-A-CB (Split System: Heat Pump with Remote Outdoor Unit-Air-Source) | HMH72B341 |  |  | XAFB30CXXN1+TXV | Z8ES100B12LMPS1 | 32800 | 18 | 8.5 | 33000 | 23200 | 70.3% | 2.04 | 0 | 9.5 |  |  |  |  | R-410A | 2.7333 | Residential & Commercial | USHP
213297672 | Central HP <5.4 tons | JOHNSON CONTROLS | HRCU-A-CB (Split System: Heat Pump with Remote Outdoor Unit-Air-Source) | HMH72B341 |  |  | XAHB30CXXN1+JMVT12BC2N1+TXV | 0 | 32600 | 17.5 | 8.1 | 32400 | 22800 | 70.37% | 2.02 | 0 | 9.5 |  |  |  |  | R-410A | 2.7167 | Residential & Commercial | USHP
212391559 | Central HP <5.4 tons | TRANE | HRCU-A-CB (Split System: Heat Pump with Remote Outdoor Unit-Air-Source) | 4TWV7X60A1 |  |  | 4PX*DU60BS3 | S8V2D120M5PDA | 54000 | 17.1 | 8.2 | 52000 | 39500 | 75.96% | 1.8 | 0 | 11.7 |  |  |  |  | R-410A | 4.5 | Residential & Commercial | USHP | Ducted CEE Tier 1
213079936 | Central HP <5.4 tons | HEIL | HRCU-A-CB (Split System: Heat Pump with Remote Outdoor Unit-Air-Source) | DLCURAH36ABK |  |  | EA*4X48L24A* | *92MSN1202420A* | 36200 | 16 | 8.5 | 38000 | 34800 | 91.58% | 2.04 | 0 | 10 |  |  |  |  | R-410A | 3.0167 | Residential & Commercial | USHP | Ducted CEE Tier 1
212383337 | Central HP <5.4 tons | TEMPSTAR | HRCU-A-CB (Split System: Heat Pump with Remote Outdoor Unit-Air-Source) | DLCURAH36ABK |  |  | EA*4X36L21A* | *92ESN0801716A* | 35200 | 16 | 8.1 | 39000 | 35200 | 90.26% | 1.82 | 0 | 9.5 |  |  |  |  | R-410A | 2.9333 | Residential & Commercial | USHP
213296560 | Central HP <5.4 tons | YORK | HRCU-A-CB (Split System: Heat Pump with Remote Outdoor Unit-Air-Source) | HMH72B341 |  |  | XAUB36DXXN1+TXV | Y81E080B12LMPS1 | 34000 | 18 | 8.1 | 33400 | 24000 | 71.86% | 2.08 | 0 | 10 |  |  |  |  | R-410A | 2.8333 | Residential & Commercial | USHP | Ducted CEE Tier 1
213296591 | Central HP <5.4 tons | YORK | HRCU-A-CB (Split System: Heat Pump with Remote Outdoor Unit-Air-Source) | HMH72B341 |  |  | XAHB30CXXN1+TXV | Y81E100B12LMPS1 | 32000 | 17 | 8.1 | 32200 | 22600 | 70.19% | 2 | 0 | 9.5 |  |  |  |  | R-410A | 2.6667 | Residential & Commercial | USHP
213296625 | Central HP <5.4 tons | YORK | HRCU-A-CB (Split System: Heat Pump with Remote Outdoor Unit-Air-Source) | HMH72B341 |  |  | XAHC30CXXN1+TXV | Y81E120C16SMPS1 | 32600 | 17 | 8.5 | 32000 | 22600 | 70.62% | 2.04 | 0 | 9.5 |  |  |  |  | R-410A | 2.7167 | Residential & Commercial | USHP
213296657 | Central HP <5.4 tons | YORK | HRCU-A-CB (Split System: Heat Pump with Remote Outdoor Unit-Air-Source) | HMH72B341 |  |  | XAFC30CXXN1+TXV | Y82E120C20LMPS1 | 33600 | 18.5 | 8.5 | 33000 | 23400 | 70.91% | 2.06 | 0 | 9.5 |  |  |  |  | R-410A | 2.8 | Residential & Commercial | USHP
213296694 | Central HP <5.4 tons | YORK | HRCU-A-CB (Split System: Heat Pump with Remote Outdoor Unit-Air-Source) | HMH72B341 |  |  | XAHB30CXXN1+JMVT12BC2N1+TXV | 0 | 32600 | 17.5 | 8.1 | 32400 | 22800 | 70.37% | 2.02 | 0 | 9.5 |  |  |  |  | R-410A | 2.7167 | Residential & Commercial | USHP
212986625 | Central HP <5.4 tons | DAY & NIGHT | HRCU-A-CB (Split System: Heat Pump with Remote Outdoor Unit-Air-Source) | DLCURAH24ABK |  |  | EN(A,D)4X30L17** | *96MSN0401712A* | 23200 | 15.5 | 8.1 | 26000 | 24400 | 93.85% | 2.02 | 0 | 10 |  |  |  |  | R-410A | 1.9333 | Residential & Commercial | USHP | Ducted CEE Tier 1
214229183 | Central HP <5.4 tons | COMFORTMAKER | HRCU-A-CB (Split System: Heat Pump with Remote Outdoor Unit-Air-Source) | DLCURAH24ABK |  |  | EN(A,D)4X24L17** | *80MSU0601716A* | 23200 | 16.5 | 8.5 | 26800 | 23600 | 88.06% | 1.96 | 0 | 10 |  |  |  |  | R-410A | 1.9333 | Residential & Commercial | USHP | Ducted CEE Tier 1
214242431 | Central HP <5.4 tons | DAY & NIGHT | HRCU-A-CB (Split System: Heat Pump with Remote Outdoor Unit-Air-Source) | CVH825GKA2* |  |  | EN(A,D)4X24L17**+WALLCON | *80CTL0701412B* | 23200 | 16 | 8.1 | 22000 | 16800 | 76.36% | 1.94 | 0 | 10.5 |  |  |  |  | R-410A | 1.9333 | Residential & Commercial | USHP | Ducted CEE Tier 1
214242981 | Central HP <5.4 tons | DAY & NIGHT | HRCU-A-CB (Split System: Heat Pump with Remote Outdoor Unit-Air-Source) | CVH825GKA2* |  |  | EN(A,D,W)4X42L21**+WALLCON | *80CTL0901716B* | 23800 | 16.5 | 8.1 | 21400 | 16700 | 78.04% | 1.96 | 0 | 11 |  |  |  |  | R-410A | 1.9833 | Residential & Commercial | USHP | Ducted CEE Tier 1
213297447 | Central HP <5.4 tons | JOHNSON CONTROLS | HRCU-A-CB (Split System: Heat Pump with Remote Outdoor Unit-Air-Source) | HMH72B341 |  |  | XAFB36DBCN1 | Z9ET060B12SMPS1 | 33800 | 17.5 | 8.5 | 33400 | 23400 | 70.06% | 2 | 0 | 9.5 |  |  |  |  | R-410A | 2.8167 | Residential & Commercial | USHP
213297517 | Central HP <5.4 tons | JOHNSON CONTROLS | HRCU-A-CB (Split System: Heat Pump with Remote Outdoor Unit-Air-Source) | HMH72B341 |  |  | XAFC36DBCN1 | Z8ET080B12LMPS1 | 34000 | 18.5 | 8.1 | 33400 | 24000 | 71.86% | 2.08 | 0 | 9.5 |  |  |  |  | R-410A | 2.8333 | Residential & Commercial | USHP
213297572 | Central HP <5.4 tons | JOHNSON CONTROLS | HRCU-A-CB (Split System: Heat Pump with Remote Outdoor Unit-Air-Source) | HMH72B341 |  |  | XAHC36DBCN1 | Z8ES100B12SMPS1 | 33400 | 17.5 | 8.1 | 32800 | 23200 | 70.73% | 2.02 | 0 | 9.5 |  |  |  |  | R-410A | 2.7833 | Residential & Commercial | USHP
213297642 | Central HP <5.4 tons | JOHNSON CONTROLS | HRCU-A-CB (Split System: Heat Pump with Remote Outdoor Unit-Air-Source) | HMH72B341 |  |  | XAHB36DBCN1 | Z8ES080B12SMPS1 | 33200 | 17.5 | 8.1 | 32800 | 23000 | 70.12% | 2 | 0 | 10 |  |  |  |  | R-410A | 2.7667 | Residential & Commercial | USHP | Ducted CEE Tier 1
212989314 | Central HP <5.4 tons | COMFORTMAKER | HRCU-A-CB (Split System: Heat Pump with Remote Outdoor Unit-Air-Source) | DLCURAH18ABK |  |  | EN(A,D)4X24L17** | *95MSU0601716A* | 17300 | 16 | 8.1 | 18300 | 19200 | 104.9% | 2.32 | 0 | 10.5 |  |  |  |  | R-410A | 1.4417 | Residential & Commercial | USHP | Ducted CEE Tier 1
212983532 | Central HP <5.4 tons | DAY & NIGHT | HRCU-A-CB (Split System: Heat Pump with Remote Outdoor Unit-Air-Source) | DLCURAH24ABK |  |  | EA*4X25L17A* | *92MSN0601412A* | 24400 | 17 | 8.5 | 25400 | 21600 | 85.04% | 1.8 | 0 | 10 |  |  |  |  | R-410A | 2.0333 | Residential & Commercial | USHP | Ducted CEE Tier 1
212984151 | Central HP <5.4 tons | DAY & NIGHT | HRCU-A-CB (Split System: Heat Pump with Remote Outdoor Unit-Air-Source) | DLCURAH24ABK |  |  | EN(A,D)4X36L21** | *92MSN0601714A* | 23600 | 17 | 8.5 | 26400 | 24200 | 91.67% | 2.02 | 0 | 10.5 |  |  |  |  | R-410A | 1.9667 | Residential & Commercial | USHP | Ducted CEE Tier 1
213770807 | Central HP <5.4 tons | HEIL | HRCU-A-CB (Split System: Heat Pump with Remote Outdoor Unit-Air-Source) | HVH825GKA2* |  |  | EA*4X36L17A*+WALLCON | *80CTL0451712B* | 23400 | 16 | 8.1 | 21600 | 16800 | 77.78% | 1.92 | 0 | 10.5 |  |  |  |  | R-410A | 1.95 | Residential & Commercial | USHP | Ducted CEE Tier 1
213770977 | Central HP <5.4 tons | HEIL | HRCU-A-CB (Split System: Heat Pump with Remote Outdoor Unit-Air-Source) | HVH825GKA2* |  |  | EA*4X36L21A*+WALLCON | *97CMN0801714B* | 23600 | 16.5 | 8.1 | 21600 | 16700 | 77.31% | 1.94 | 0 | 10.5 |  |  |  |  | R-410A | 1.9667 | Residential & Commercial | USHP | Ducted CEE Tier 1
213771007 | Central HP <5.4 tons | HEIL | HRCU-A-CB (Split System: Heat Pump with Remote Outdoor Unit-Air-Source) | HVH825GKA2* |  |  | EA*4X36L21A*+WALLCON | *96CTN0801714B* | 23600 | 16.5 | 8.1 | 21400 | 16700 | 78.04% | 1.94 | 0 | 10.5 |  |  |  |  | R-410A | 1.9667 | Residential & Commercial | USHP | Ducted CEE Tier 1
213771127 | Central HP <5.4 tons | HEIL | HRCU-A-CB (Split System: Heat Pump with Remote Outdoor Unit-Air-Source) | HVH825GKA2* |  |  | EA*4X37L21A*+WALLCON | *80CTL0451712B* | 24200 | 16.5 | 8.1 | 21200 | 16700 | 78.77% | 2.02 | 0 | 10.5 |  |  |  |  | R-410A | 2.0167 | Residential & Commercial | USHP | Ducted CEE Tier 1
211379565 | Central HP <5.4 tons | YORK | HRCU-A-CB (Split System: Heat Pump with Remote Outdoor Unit-Air-Source) | HMH72B341 |  |  | XAHC48FXXN1+TXV | TM8Y080C16MP11 | 33600 | 17 | 8.1 | 32600 | 24000 | 73.62% | 2.04 | 0 | 9 |  |  |  |  | R-410A | 2.8 | Residential & Commercial | USHP
211379579 | Central HP <5.4 tons | YORK | HRCU-A-CB (Split System: Heat Pump with Remote Outdoor Unit-Air-Source) | HMH72B341 |  |  | XAFD48FBCN1 | TM8Y100C16MP11 | 34000 | 17.5 | 8.5 | 33200 | 24400 | 73.49% | 2.08 | 0 | 9 |  |  |  |  | R-410A | 2.8333 | Residential & Commercial | USHP
211379596 | Central HP <5.4 tons | YORK | HRCU-A-CB (Split System: Heat Pump with Remote Outdoor Unit-Air-Source) | HMH72B341 |  |  | XAFC48FBCN1 | TM8Y080C16MP11 | 34000 | 17.5 | 8.5 | 33200 | 24400 | 73.49% | 2.08 | 0 | 9 |  |  |  |  | R-410A | 2.8333 | Residential & Commercial | USHP
211379630 | Central HP <5.4 tons | YORK | HRCU-A-CB (Split System: Heat Pump with Remote Outdoor Unit-Air-Source) | HMH72B341 |  |  | XAHC48FXXN1+TXV | TPLC120C20MP13 | 33800 | 16.5 | 8.5 | 32400 | 23800 | 73.46% | 2.06 | 0 | 9 |  |  |  |  | R-410A | 2.8167 | Residential & Commercial | USHP
211379664 | Central HP <5.4 tons | YORK | HRCU-A-CB (Split System: Heat Pump with Remote Outdoor Unit-Air-Source) | HMH72B341 |  |  | XAHD48FXXN1+TXV | TMLV100C16MP12 | 33600 | 16 | 8.5 | 32400 | 23800 | 73.46% | 2.06 | 0 | 9 |  |  |  |  | R-410A | 2.8 | Residential & Commercial | USHP
211379797 | Central HP <5.4 tons | YORK | HRCU-A-CB (Split System: Heat Pump with Remote Outdoor Unit-Air-Source) | HMH72B341 |  |  | XAFC48FXXN1+TXV | YPLC100C16MP13 | 34000 | 16.5 | 8.5 | 33200 | 24400 | 73.49% | 2.1 | 0 | 9 |  |  |  |  | R-410A | 2.8333 | Residential & Commercial | USHP
211379863 | Central HP <5.4 tons | YORK | HRCU-A-CB (Split System: Heat Pump with Remote Outdoor Unit-Air-Source) | HMH72B341 |  |  | XAUC48FXXN1+TXV | TM8V080B12MP12 | 33000 | 16 | 8.1 | 32600 | 24000 | 73.62% | 2.02 | 0 | 9 |  |  |  |  | R-410A | 2.75 | Residential & Commercial | USHP
211379866 | Central HP <5.4 tons | YORK | HRCU-A-CB (Split System: Heat Pump with Remote Outdoor Unit-Air-Source) | HMH72B341 |  |  | XAFC48FBCN1 | TPLC080B12MP13 | 33000 | 16 | 8.1 | 32600 | 24000 | 73.62% | 2.02 | 0 | 9 |  |  |  |  | R-410A | 2.75 | Residential & Commercial | USHP
211379881 | Central HP <5.4 tons | YORK | HRCU-A-CB (Split System: Heat Pump with Remote Outdoor Unit-Air-Source) | HMH72B341 |  |  | XAHD48FXXN1+TXV | TMLE120C16MP11 | 33000 | 16.5 | 8.5 | 31800 | 23200 | 72.96% | 2.04 | 0 | 9.5 |  |  |  |  | R-410A | 2.75 | Residential & Commercial | USHP
211379946 | Central HP <5.4 tons | YORK | HRCU-A-CB (Split System: Heat Pump with Remote Outdoor Unit-Air-Source) | HMH72B341 |  |  | XAHC48FBCN1 | TM8E100C16MP11 | 33000 | 17 | 8.5 | 31800 | 23200 | 72.96% | 2.04 | 0 | 9.5 |  |  |  |  | R-410A | 2.75 | Residential & Commercial | USHP
211379949 | Central HP <5.4 tons | YORK | HRCU-A-CB (Split System: Heat Pump with Remote Outdoor Unit-Air-Source) | HMH72B341 |  |  | XAHC48FBCN1 | TMLE100C16MP11 | 33000 | 17 | 8.5 | 31800 | 23200 | 72.96% | 2.04 | 0 | 9.5 |  |  |  |  | R-410A | 2.75 | Residential & Commercial | USHP
211379980 | Central HP <5.4 tons | YORK | HRCU-A-CB (Split System: Heat Pump with Remote Outdoor Unit-Air-Source) | HMH72B341 |  |  | XAHC48FXXN1+TXV | TM8E100B12MP11 | 32600 | 17 | 8.1 | 31800 | 23200 | 72.96% | 2.02 | 0 | 9 |  |  |  |  | R-410A | 2.7167 | Residential & Commercial | USHP
211379983 | Central HP <5.4 tons | YORK | HRCU-A-CB (Split System: Heat Pump with Remote Outdoor Unit-Air-Source) | HMH72B341 |  |  | XAHC48FXXN1+TXV | TMLE100B12MP11 | 32600 | 17 | 8.1 | 31800 | 23200 | 72.96% | 2.02 | 0 | 9 |  |  |  |  | R-410A | 2.7167 | Residential & Commercial | USHP
211377372 | Central HP <5.4 tons | YORK | HRCU-A-CB (Split System: Heat Pump with Remote Outdoor Unit-Air-Source) | HMH72B341 |  |  | XAHC36DXXN1+TXV | TM9Y080B12MP11 | 33400 | 17.5 | 8.1 | 33600 | 24000 | 71.43% | 2.02 | 0 | 9.5 |  |  |  |  | R-410A | 2.7833 | Residential & Commercial | USHP
211377625 | Central HP <5.4 tons | YORK | HRCU-A-CB (Split System: Heat Pump with Remote Outdoor Unit-Air-Source) | HMH72B341 |  |  | XAHB30CXXN1+TXV | YP9C080B12MP13 | 32000 | 16.5 | 8.1 | 33400 | 23400 | 70.06% | 1.98 | 0 | 9 |  |  |  |  | R-410A | 2.6667 | Residential & Commercial | USHP
211377760 | Central HP <5.4 tons | YORK | HRCU-A-CB (Split System: Heat Pump with Remote Outdoor Unit-Air-Source) | HMH72B341 |  |  | XAFC30CXXN1+TXV | TM9V060B12MP12 | 32600 | 17 | 8.1 | 33600 | 23600 | 70.24% | 2.02 | 0 | 9.5 |  |  |  |  | R-410A | 2.7167 | Residential & Commercial | USHP
215935554 | Central HP <5.4 tons | CARRIER | HRCU-A-CB (Split System: Heat Pump with Remote Outdoor Unit-Air-Source) | 27VNA336A*030* |  |  | CVAVA3117XMA*+UI | 59TN6C060C17**14 | 34800 | 21 | 8.5 | 38000 | 27800 | 73.16% | 2.06 | 0 | 11 |  |  |  |  | R-454B | 2.9 | Residential & Commercial | USHP | Ducted CEE Tier 1
212974938 | Central HP <5.4 tons | CARRIER | HRCU-A-CB (Split System: Heat Pump with Remote Outdoor Unit-Air-Source) | 38MURAQ24AB3* |  |  | CAP**2517AL* | GG96VTAB30040A** | 24000 | 16 | 8.1 | 25200 | 22000 | 87.3% | 1.82 | 0 | 10 |  |  |  |  | R-410A | 2 | Residential & Commercial | USHP | Ducted CEE Tier 1
212974963 | Central HP <5.4 tons | CARRIER | HRCU-A-CB (Split System: Heat Pump with Remote Outdoor Unit-Air-Source) | 38MURAQ24AB3* |  |  | CAP**3017AL* | 59TP6C040V14**10 | 23400 | 16 | 8.5 | 26400 | 24800 | 93.94% | 2.06 | 0 | 10 |  |  |  |  | R-410A | 1.95 | Residential & Commercial | USHP | Ducted CEE Tier 1
214239345 | Central HP <5.4 tons | HEIL | HRCU-A-CB (Split System: Heat Pump with Remote Outdoor Unit-Air-Source) | HVH837GKA2* |  |  | EN(A,D)4X48L24**+WALLCON | *96CTN1202422B* | 32400 | 17 | 8.1 | 32600 | 24600 | 75.46% | 1.96 | 0 | 11.7 |  |  |  |  | R-410A | 2.7 | Residential & Commercial | USHP | Ducted CEE Tier 1
213297867 | Central HP <5.4 tons | JOHNSON CONTROLS | HRCU-A-CB (Split System: Heat Pump with Remote Outdoor Unit-Air-Source) | HMH72B341 |  |  | XAHC36DXXN1+TXV | Z9ES100C20SMPS1 | 34000 | 17 | 8.1 | 33400 | 23600 | 70.66% | 2.06 | 0 | 9.5 |  |  |  |  | R-410A | 2.8333 | Residential & Commercial | USHP
211240384 | Central HP <5.4 tons | AIRQUEST | HRCU-A-CB (Split System: Heat Pump with Remote Outdoor Unit-Air-Source) | DLCURAH24ABK |  |  | EA*4X24L17A* | *96VSN0601714A* | 23800 | 16 | 8.5 | 26800 | 24000 | 89.55% | 1.98 | 0 | 10 |  |  |  |  | R-410A | 1.9833 | Residential & Commercial | USHP | Ducted CEE Tier 1
211240420 | Central HP <5.4 tons | AIRQUEST | HRCU-A-CB (Split System: Heat Pump with Remote Outdoor Unit-Air-Source) | DLCURAH24ABK |  |  | EA*4X24L17A* | *96VSN0801716A* | 23800 | 16.5 | 8.5 | 26800 | 24000 | 89.55% | 1.98 | 0 | 10 |  |  |  |  | R-410A | 1.9833 | Residential & Commercial | USHP | Ducted CEE Tier 1
211240618 | Central HP <5.4 tons | AIRQUEST | HRCU-A-CB (Split System: Heat Pump with Remote Outdoor Unit-Air-Source) | DLCURAH24ABK |  |  | EA*4X24L17A* | *96VTN0601714A* | 23600 | 16 | 8.5 | 26800 | 24400 | 91.04% | 2.02 | 0 | 10 |  |  |  |  | R-410A | 1.9667 | Residential & Commercial | USHP | Ducted CEE Tier 1
211240652 | Central HP <5.4 tons | AIRQUEST | HRCU-A-CB (Split System: Heat Pump with Remote Outdoor Unit-Air-Source) | DLCURAH24ABK |  |  | EA*4X24L17A* | *80ES(N,L)0701712A* | 24000 | 16 | 8.5 | 27000 | 23600 | 87.41% | 1.94 | 0 | 10 |  |  |  |  | R-410A | 2 | Residential & Commercial | USHP | Ducted CEE Tier 1
211240838 | Central HP <5.4 tons | AIRQUEST | HRCU-A-CB (Split System: Heat Pump with Remote Outdoor Unit-Air-Source) | DLCURAH24ABK |  |  | EA*4X25L17A* | *96VSN0401712A* | 23800 | 16 | 8.1 | 25200 | 21800 | 86.51% | 1.82 | 0 | 10 |  |  |  |  | R-410A | 1.9833 | Residential & Commercial | USHP | Ducted CEE Tier 1
211240970 | Central HP <5.4 tons | AIRQUEST | HRCU-A-CB (Split System: Heat Pump with Remote Outdoor Unit-Air-Source) | DLCURAH24ABK |  |  | EA*4X25L17A* | *96VTN0801716A* | 24800 | 17 | 8.5 | 25600 | 21200 | 82.81% | 1.78 | 0 | 10.5 |  |  |  |  | R-410A | 2.0667 | Residential & Commercial | USHP | Ducted CEE Tier 1
214239842 | Central HP <5.4 tons | TEMPSTAR | HRCU-A-CB (Split System: Heat Pump with Remote Outdoor Unit-Air-Source) | TVH837GKA** |  |  | EN(A,D,W)4X42L21**+WALLCON | *96CTN1002122B* | 31800 | 16.5 | 8.1 | 33000 | 24400 | 73.94% | 1.88 | 0 | 11 |  |  |  |  | R-410A | 2.65 | Residential & Commercial | USHP | Ducted CEE Tier 1
214239862 | Central HP <5.4 tons | TEMPSTAR | HRCU-A-CB (Split System: Heat Pump with Remote Outdoor Unit-Air-Source) | TVH837GKA** |  |  | EN(A,D,W)4X48L21**+WALLCON | *80CTL0701716B* | 32200 | 17 | 8.1 | 32800 | 24800 | 75.61% | 1.94 | 0 | 11.5 |  |  |  |  | R-410A | 2.6833 | Residential & Commercial | USHP | Ducted CEE Tier 1
214240012 | Central HP <5.4 tons | TEMPSTAR | HRCU-A-CB (Split System: Heat Pump with Remote Outdoor Unit-Air-Source) | TVH837GKA** |  |  | EN(A,D)4X48L24**+WALLCON | *97CMN1202422B* | 32400 | 17 | 8.1 | 32800 | 24600 | 75% | 1.94 | 0 | 11.5 |  |  |  |  | R-410A | 2.7 | Residential & Commercial | USHP | Ducted CEE Tier 1
211395165 | Central HP <5.4 tons | LUXAIRE | HRCU-A-CB (Split System: Heat Pump with Remote Outdoor Unit-Air-Source) | HMH72B341 |  |  | XAHC48FBCN1 | LP9C080C16MP13 | 32800 | 16.5 | 8.5 | 31800 | 23200 | 72.96% | 2.02 | 0 | 9 |  |  |  |  | R-410A | 2.7333 | Residential & Commercial | USHP
216733019 | Central HP <5.4 tons | COMFORTMAKER | HRCU-A-CB (Split System: Heat Pump with Remote Outdoor Unit-Air-Source) | D5CUHAH24AAK |  |  | EA*5X24M17A* | *96CTN0401410B* | 21800 | 15.2 | 8.5 | 21200 | 19300 | 91.04% | 1.96 | 0 | 10 |  |  |  |  | R-454B | 1.8167 | Residential & Commercial | USHP | Ducted CEE Tier 1
216733287 | Central HP <5.4 tons | COMFORTMAKER | HRCU-A-CB (Split System: Heat Pump with Remote Outdoor Unit-Air-Source) | D5CUHAH24AAK |  |  | EA*5X25M17A* | *80CTL0701412B* | 22800 | 16.5 | 8.5 | 20600 | 18300 | 88.83% | 1.96 | 0 | 11 |  |  |  |  | R-454B | 1.9 | Residential & Commercial | USHP | Ducted CEE Tier 1
211240784 | Central HP <5.4 tons | AIRQUEST | HRCU-A-CB (Split System: Heat Pump with Remote Outdoor Unit-Air-Source) | DLCURAH24ABK |  |  | EA*4X24L17A* | OLV098A12* | 23000 | 16 | 8.5 | 26400 | 26000 | 98.48% | 2.18 | 0 | 9.5 |  |  |  |  | R-410A | 1.9167 | Residential & Commercial | USHP
215935519 | Central HP <5.4 tons | COMFORTMAKER | HRCU-A-CB (Split System: Heat Pump with Remote Outdoor Unit-Air-Source) | C5H3V36*K*AAA* |  |  | EVD5X25M17A*+WALLCON | *96CTN0601714B* | 34000 | 20 | 8.1 | 38000 | 27200 | 71.58% | 2 | 0 | 11 |  |  |  |  | R-454B | 2.8333 | Residential & Commercial | USHP | Ducted CEE Tier 1
215935719 | Central HP <5.4 tons | COMFORTMAKER | HRCU-A-CB (Split System: Heat Pump with Remote Outdoor Unit-Air-Source) | C5H3V36*K*AAA* |  |  | EVD5X36M21A*+WALLCON | *97CMN0602120B* | 34200 | 20.5 | 8.5 | 39000 | 28600 | 73.33% | 2.04 | 0 | 11.5 |  |  |  |  | R-454B | 2.85 | Residential & Commercial | USHP | Ducted CEE Tier 1
215935789 | Central HP <5.4 tons | COMFORTMAKER | HRCU-A-CB (Split System: Heat Pump with Remote Outdoor Unit-Air-Source) | C5H3V36*K*AAA* |  |  | EVD5X37M21A*+WALLCON | *97CMN0601714B* | 34400 | 20.5 | 8.5 | 38000 | 27600 | 72.63% | 2.08 | 0 | 11 |  |  |  |  | R-454B | 2.8667 | Residential & Commercial | USHP | Ducted CEE Tier 1
215935839 | Central HP <5.4 tons | COMFORTMAKER | HRCU-A-CB (Split System: Heat Pump with Remote Outdoor Unit-Air-Source) | C5H3V36*K*AAA* |  |  | EVD5X38M17A*+WALLCON | *80CTL0701412B* | 35200 | 21.5 | 8.5 | 38500 | 29000 | 75.32% | 2.02 | 0 | 11.7 |  |  |  |  | R-454B | 2.9333 | Residential & Commercial | USHP | Ducted CEE Tier 1
212972728 | Central HP <5.4 tons | HEIL | HRCU-A-CB (Split System: Heat Pump with Remote Outdoor Unit-Air-Source) | DLCURAH18ABK |  |  | EN(A,D)4X18L14** | *96VSN0401410B* | 17200 | 15.5 | 8.5 | 18500 | 19800 | 107% | 2.38 | 0 | 10.5 |  |  |  |  | R-410A | 1.4333 | Residential & Commercial | USHP | Ducted CEE Tier 1
212975085 | Central HP <5.4 tons | HEIL | HRCU-A-CB (Split System: Heat Pump with Remote Outdoor Unit-Air-Source) | DLCURAH18ABK |  |  | EA*4X24L17A* | *96VTN0401712B* | 17200 | 16 | 8.5 | 18200 | 19400 | 106.6% | 2.34 | 0 | 10.5 |  |  |  |  | R-410A | 1.4333 | Residential & Commercial | USHP | Ducted CEE Tier 1
212975404 | Central HP <5.4 tons | HEIL | HRCU-A-CB (Split System: Heat Pump with Remote Outdoor Unit-Air-Source) | DLCURAH18ABK |  |  | EA*4X24L17A* | *96VTN0601412B* | 17300 | 16 | 8.5 | 18200 | 19400 | 106.6% | 2.34 | 0 | 10.5 |  |  |  |  | R-410A | 1.4417 | Residential & Commercial | USHP | Ducted CEE Tier 1
211377810 | Central HP <5.4 tons | YORK | HRCU-A-CB (Split System: Heat Pump with Remote Outdoor Unit-Air-Source) | HMH72B341 |  |  | XAUB30CXXN1+TXV | YP9C060B12MP13 | 32600 | 17 | 8.1 | 33600 | 23600 | 70.24% | 2.02 | 0 | 9.5 |  |  |  |  | R-410A | 2.7167 | Residential & Commercial | USHP
211377858 | Central HP <5.4 tons | YORK | HRCU-A-CB (Split System: Heat Pump with Remote Outdoor Unit-Air-Source) | HMH72B341 |  |  | XAHC36DXXN1+TXV | TM9E080C16MP12 | 34000 | 17.5 | 8.1 | 34000 | 24400 | 71.76% | 2.06 | 0 | 9.5 |  |  |  |  | R-410A | 2.8333 | Residential & Commercial | USHP
211377890 | Central HP <5.4 tons | YORK | HRCU-A-CB (Split System: Heat Pump with Remote Outdoor Unit-Air-Source) | HMH72B341 |  |  | XAFC30CXXN1+TXV | TM9E080B12MP12 | 32800 | 17.5 | 8.1 | 33400 | 23400 | 70.06% | 2.02 | 0 | 9.5 |  |  |  |  | R-410A | 2.7333 | Residential & Commercial | USHP
211377993 | Central HP <5.4 tons | YORK | HRCU-A-CB (Split System: Heat Pump with Remote Outdoor Unit-Air-Source) | HMH72B341 |  |  | XAHC30CXXN1+TXV | TM8Y100C20MP11 | 32800 | 17 | 8.1 | 32800 | 23000 | 70.12% | 2.02 | 0 | 9.5 |  |  |  |  | R-410A | 2.7333 | Residential & Commercial | USHP
211378091 | Central HP <5.4 tons | YORK | HRCU-A-CB (Split System: Heat Pump with Remote Outdoor Unit-Air-Source) | HMH72B341 |  |  | XAHB36DXXN1+TXV | TM8Y060A12MP11 | 32800 | 17.5 | 8.1 | 32600 | 23000 | 70.55% | 1.98 | 0 | 9.5 |  |  |  |  | R-410A | 2.7333 | Residential & Commercial | USHP
211378124 | Central HP <5.4 tons | YORK | HRCU-A-CB (Split System: Heat Pump with Remote Outdoor Unit-Air-Source) | HMH72B341 |  |  | XAHC36DXXN1+TXV | TPLC100C16MP13 | 34000 | 17 | 8.1 | 34000 | 24600 | 72.35% | 2.08 | 0 | 9.5 |  |  |  |  | R-410A | 2.8333 | Residential & Commercial | USHP
211379998 | Central HP <5.4 tons | YORK | HRCU-A-CB (Split System: Heat Pump with Remote Outdoor Unit-Air-Source) | HMH72B341 |  |  | XAFC48FBCN1 | TM8E100B12MP11 | 33400 | 17 | 8.5 | 32400 | 23800 | 73.46% | 2.06 | 0 | 9.5 |  |  |  |  | R-410A | 2.7833 | Residential & Commercial | USHP
211380016 | Central HP <5.4 tons | YORK | HRCU-A-CB (Split System: Heat Pump with Remote Outdoor Unit-Air-Source) | HMH72B341 |  |  | XAHD48FBCN1 | TM8E080C16MP11 | 32800 | 16.5 | 8.5 | 31600 | 23000 | 72.78% | 2.02 | 0 | 9.5 |  |  |  |  | R-410A | 2.7333 | Residential & Commercial | USHP
215935919 | Central HP <5.4 tons | COMFORTMAKER | HRCU-A-CB (Split System: Heat Pump with Remote Outdoor Unit-Air-Source) | C5H3V36*K*AAA* |  |  | EVD5X42M17A*+WALLCON | *97CMN0601714B* | 34200 | 20 | 8.5 | 38000 | 27400 | 72.11% | 2.08 | 0 | 11 |  |  |  |  | R-454B | 2.85 | Residential & Commercial | USHP | Ducted CEE Tier 1
215936019 | Central HP <5.4 tons | COMFORTMAKER | HRCU-A-CB (Split System: Heat Pump with Remote Outdoor Unit-Air-Source) | C5H3V36*K*AAA* |  |  | EVD5X42M21A*+WALLCON | *80CTL0902120B* | 34400 | 21 | 8.5 | 38500 | 28000 | 72.73% | 2.04 | 0 | 12 |  |  |  |  | R-454B | 2.8667 | Residential & Commercial | USHP | Ducted CEE Tier 1
215936239 | Central HP <5.4 tons | COMFORTMAKER | HRCU-A-CB (Split System: Heat Pump with Remote Outdoor Unit-Air-Source) | C5H3V36*K*AAA* |  |  | EVD5X42M24A*+WALLCON | *97CMN1002122B* | 35600 | 22 | 8.5 | 38000 | 28400 | 74.74% | 2.04 | 0 | 12.5 |  |  |  |  | R-454B | 2.9667 | Residential & Commercial | USHP | Ducted CEE Tier 1
215936439 | Central HP <5.4 tons | COMFORTMAKER | HRCU-A-CB (Split System: Heat Pump with Remote Outdoor Unit-Air-Source) | C5H3V36*K*AAA* |  |  | EVD5X49M24A*+WALLCON | *80CTL0702120B* | 35400 | 21.5 | 8.5 | 38000 | 28600 | 75.26% | 2.04 | 0 | 12 |  |  |  |  | R-454B | 2.95 | Residential & Commercial | USHP | Ducted CEE Tier 1
211712529 | Central HP <5.4 tons | DAY & NIGHT | HRCU-A-CB (Split System: Heat Pump with Remote Outdoor Unit-Air-Source) | DLCURAH30ABK |  |  | EA*4X42L21A* | *92ESN0801716A* | 29600 | 15.2 | 8.1 | 33800 | 27400 | 81.07% | 1.78 | 0 | 9 |  |  |  |  | R-410A | 2.4667 | Residential & Commercial | USHP
214243211 | Central HP <5.4 tons | DAY & NIGHT | HRCU-A-CB (Split System: Heat Pump with Remote Outdoor Unit-Air-Source) | CVH825GKA2* |  |  | EN(A,D)4X48L24**+WALLCON | *80CTL1102120B* | 24200 | 17 | 8.1 | 21200 | 16600 | 78.3% | 2.02 | 0 | 11.5 |  |  |  |  | R-410A | 2.0167 | Residential & Commercial | USHP | Ducted CEE Tier 1
214243261 | Central HP <5.4 tons | DAY & NIGHT | HRCU-A-CB (Split System: Heat Pump with Remote Outdoor Unit-Air-Source) | CVH825GKA2* |  |  | EN(A,D)4X48L24**+WALLCON | *96CTN1202422B* | 24200 | 17 | 8.1 | 21200 | 16600 | 78.3% | 2.02 | 0 | 11.5 |  |  |  |  | R-410A | 2.0167 | Residential & Commercial | USHP | Ducted CEE Tier 1
215588350 | Central HP <5.4 tons | BRYANT HEATING AND COOLING SYSTEMS | HRCU-A-CB (Split System: Heat Pump with Remote Outdoor Unit-Air-Source) | 291VAN054**AA* |  |  | CVAVA6024XMA*+UI | 83*CA60080C21*** | 52000 | 19.5 | 8.1 | 52500 | 46000 | 87.62% | 1.9 | 0 | 12 |  |  |  |  | R-454B | 4.3333 | Residential & Commercial | USHP | Ducted CEE Tier 1
214229376 | Central HP <5.4 tons | BRYANT HEATING AND COOLING SYSTEMS | HRCU-A-CB (Split System: Heat Pump with Remote Outdoor Unit-Air-Source) | 38MURAQ24AB3* |  |  | CAP**3721AL* | 83*SB60080M21*** | 24200 | 17.5 | 8.5 | 25000 | 21400 | 85.6% | 1.8 | 0 | 10 |  |  |  |  | R-410A | 2.0167 | Residential & Commercial | USHP | Ducted CEE Tier 1
214229387 | Central HP <5.4 tons | BRYANT HEATING AND COOLING SYSTEMS | HRCU-A-CB (Split System: Heat Pump with Remote Outdoor Unit-Air-Source) | 38MURAQ24AB3* |  |  | CNPV*3621AL* | 83*SB60080M21*** | 23400 | 17 | 8.5 | 25800 | 23800 | 92.25% | 2 | 0 | 10.5 |  |  |  |  | R-410A | 1.95 | Residential & Commercial | USHP | Ducted CEE Tier 1
212980256 | Central HP <5.4 tons | BRYANT HEATING AND COOLING SYSTEMS | HRCU-A-CB (Split System: Heat Pump with Remote Outdoor Unit-Air-Source) | 38MURAQ24AB3* |  |  | CAP**3621AL* | 8(0,1)*SB48090M21*** | 23400 | 17.5 | 8.5 | 26000 | 24400 | 93.85% | 2.04 | 0 | 10 |  |  |  |  | R-410A | 1.95 | Residential & Commercial | USHP | Ducted CEE Tier 1
212981785 | Central HP <5.4 tons | BRYANT HEATING AND COOLING SYSTEMS | HRCU-A-CB (Split System: Heat Pump with Remote Outdoor Unit-Air-Source) | 38MURAQ24AB3* |  |  | CNPV*3017AL* | 83*SB60100M21*** | 23800 | 16.5 | 8.5 | 26400 | 24000 | 90.91% | 1.98 | 0 | 10.5 |  |  |  |  | R-410A | 1.9833 | Residential & Commercial | USHP | Ducted CEE Tier 1
215936956 | Central HP <5.4 tons | HEIL | HRCU-A-CB (Split System: Heat Pump with Remote Outdoor Unit-Air-Source) | H5H3V36*K*AAA* |  |  | EVD5X61M24A*+WALLCON | *96CTN1202422B* | 36000 | 22 | 8.5 | 37600 | 28400 | 75.53% | 2.04 | 0 | 12.5 |  |  |  |  | R-454B | 3 | Residential & Commercial | USHP | Ducted CEE Tier 1
212973922 | Central HP <5.4 tons | CARRIER | HRCU-A-CB (Split System: Heat Pump with Remote Outdoor Unit-Air-Source) | 38MURAQ24AB3* |  |  | CNPV*3621AL* | 59SP6B080V17**16 | 23400 | 16.5 | 8.1 | 25800 | 24200 | 93.8% | 2 | 0 | 10 |  |  |  |  | R-410A | 1.95 | Residential & Commercial | USHP | Ducted CEE Tier 1
213298002 | Central HP <5.4 tons | JOHNSON CONTROLS | HRCU-A-CB (Split System: Heat Pump with Remote Outdoor Unit-Air-Source) | HMH72B341 |  |  | XAHC36DXXN1+TXV | Z8ES080C20SMPS1 | 34000 | 17.5 | 8.1 | 33400 | 23600 | 70.66% | 2.08 | 0 | 9.5 |  |  |  |  | R-410A | 2.8333 | Residential & Commercial | USHP
211246012 | Central HP <5.4 tons | CARRIER | HRCU-A-CB (Split System: Heat Pump with Remote Outdoor Unit-Air-Source) | 38MURAQ24AB3* |  |  | CAP**3721AL* | GG96VTAA42060B | 24600 | 16.5 | 8.5 | 25400 | 21000 | 82.68% | 1.78 | 0 | 10 |  |  |  |  | R-410A | 2.05 | Residential & Commercial | USHP | Ducted CEE Tier 1
211246014 | Central HP <5.4 tons | CARRIER | HRCU-A-CB (Split System: Heat Pump with Remote Outdoor Unit-Air-Source) | 38MURAQ24AB3* |  |  | CNPV*2417AL* | GG96VTAA48080B | 23800 | 16 | 8.5 | 26800 | 23400 | 87.31% | 1.92 | 0 | 10 |  |  |  |  | R-410A | 1.9833 | Residential & Commercial | USHP | Ducted CEE Tier 1
215935774 | Central HP <5.4 tons | CARRIER | HRCU-A-CB (Split System: Heat Pump with Remote Outdoor Unit-Air-Source) | 27VNA336A*030* |  |  | CVAVA3621XMA*+UI | 59TN6C100C21**22 | 34400 | 21 | 8.5 | 38500 | 28000 | 72.73% | 2.06 | 0 | 12 |  |  |  |  | R-454B | 2.8667 | Residential & Commercial | USHP | Ducted CEE Tier 1
211713134 | Central HP <5.4 tons | TEMPSTAR | HRCU-A-CB (Split System: Heat Pump with Remote Outdoor Unit-Air-Source) | DLCURAH30ABK |  |  | EA*4X43L21A* | *80ESU0401712A* | 31200 | 15.2 | 8.1 | 33400 | 26000 | 77.84% | 1.86 | 0 | 9 |  |  |  |  | R-410A | 2.6 | Residential & Commercial | USHP
215939686 | Central HP <5.4 tons | HEIL | HRCU-A-CB (Split System: Heat Pump with Remote Outdoor Unit-Air-Source) | H5H3V36*K*AAA* |  |  | EA*5X42M21A*+WALLCON | *97CTN0801716A* | 32400 | 19.5 | 9.5 | 35200 | 27200 | 77.27% | 2 | 0 | 11 |  |  |  |  | R-454B | 2.7 | Residential & Commercial | USHP | Ducted CEE Tier 1
215940086 | Central HP <5.4 tons | HEIL | HRCU-A-CB (Split System: Heat Pump with Remote Outdoor Unit-Air-Source) | H5H3V36*K*AAA* |  |  | ESH5X42M12A*+WALLCON | *97CTN1202422A* | 33600 | 19 | 9 | 34600 | 26600 | 76.88% | 1.94 | 0 | 11.5 |  |  |  |  | R-454B | 2.8 | Residential & Commercial | USHP | Ducted CEE Tier 1
215940236 | Central HP <5.4 tons | HEIL | HRCU-A-CB (Split System: Heat Pump with Remote Outdoor Unit-Air-Source) | H5H3V36*K*AAA* |  |  | ESH5X60M12A*+WALLCON | *97CTN1002122A* | 34200 | 19.5 | 9 | 34200 | 26000 | 76.02% | 1.94 | 0 | 11.7 |  |  |  |  | R-454B | 2.85 | Residential & Commercial | USHP | Ducted CEE Tier 1
215940286 | Central HP <5.4 tons | HEIL | HRCU-A-CB (Split System: Heat Pump with Remote Outdoor Unit-Air-Source) | H5H3V36*K*AAA* |  |  | EVM5X44M21A*+WALLCON | *97CTN0601716A* | 35200 | 21 | 8.5 | 38500 | 29400 | 76.36% | 2 | 0 | 11.7 |  |  |  |  | R-454B | 2.9333 | Residential & Commercial | USHP | Ducted CEE Tier 1
215940686 | Central HP <5.4 tons | HEIL | HRCU-A-CB (Split System: Heat Pump with Remote Outdoor Unit-Air-Source) | H5H3V36*K*AAA* |  |  | EVD5X42M24A*+WALLCON | *96CTN0802120B* | 35400 | 21.5 | 8.5 | 38000 | 28600 | 75.26% | 2.04 | 0 | 12 |  |  |  |  | R-454B | 2.95 | Residential & Commercial | USHP | Ducted CEE Tier 1
214229381 | Central HP <5.4 tons | COMFORTMAKER | HRCU-A-CB (Split System: Heat Pump with Remote Outdoor Unit-Air-Source) | DLCURAH24ABK |  |  | EA*4X37L21A* | *80MSU0802120A* | 24200 | 17.5 | 8.5 | 25000 | 21400 | 85.6% | 1.8 | 0 | 10 |  |  |  |  | R-410A | 2.0167 | Residential & Commercial | USHP | Ducted CEE Tier 1
212986943 | Central HP <5.4 tons | DAY & NIGHT | HRCU-A-CB (Split System: Heat Pump with Remote Outdoor Unit-Air-Source) | DLCURAH24ABK |  |  | EN(A,D)4X24L17** | *96MSN0601412A* | 23200 | 16.5 | 8.5 | 27000 | 25200 | 93.33% | 2.1 | 0 | 10 |  |  |  |  | R-410A | 1.9333 | Residential & Commercial | USHP | Ducted CEE Tier 1
212987393 | Central HP <5.4 tons | DAY & NIGHT | HRCU-A-CB (Split System: Heat Pump with Remote Outdoor Unit-Air-Source) | DLCURAH24ABK |  |  | EA*4X30L17A* | *96MSN0801716A* | 23600 | 17 | 8.5 | 26400 | 24200 | 91.67% | 2.02 | 0 | 10 |  |  |  |  | R-410A | 1.9667 | Residential & Commercial | USHP | Ducted CEE Tier 1
212987477 | Central HP <5.4 tons | DAY & NIGHT | HRCU-A-CB (Split System: Heat Pump with Remote Outdoor Unit-Air-Source) | DLCURAH24ABK |  |  | EN(A,D,W)4X36L17** | *96MSN0801716A* | 23800 | 17 | 8.5 | 26400 | 24000 | 90.91% | 2 | 0 | 10.5 |  |  |  |  | R-410A | 1.9833 | Residential & Commercial | USHP | Ducted CEE Tier 1
212989183 | Central HP <5.4 tons | DAY & NIGHT | HRCU-A-CB (Split System: Heat Pump with Remote Outdoor Unit-Air-Source) | DLCURAH24ABK |  |  | EA*4X36L21A* | *95MSU0601716A* | 23800 | 17.5 | 8.5 | 26200 | 23800 | 90.84% | 1.98 | 0 | 10 |  |  |  |  | R-410A | 1.9833 | Residential & Commercial | USHP | Ducted CEE Tier 1
211380063 | Central HP <5.4 tons | YORK | HRCU-A-CB (Split System: Heat Pump with Remote Outdoor Unit-Air-Source) | HMH72B341 |  |  | XAHC48FXXN1+TXV | TM8E080B12MP11 | 32800 | 16.5 | 8.1 | 32400 | 23800 | 73.46% | 2 | 0 | 9 |  |  |  |  | R-410A | 2.7333 | Residential & Commercial | USHP
211380097 | Central HP <5.4 tons | YORK | HRCU-A-CB (Split System: Heat Pump with Remote Outdoor Unit-Air-Source) | HMH72B341 |  |  | XAHC48FXXN1+TXV | TL9E100C20UH11 | 33400 | 15.5 | 8.5 | 32000 | 23400 | 73.12% | 2.04 | 0 | 9 |  |  |  |  | R-410A | 2.7833 | Residential & Commercial | USHP
211380113 | Central HP <5.4 tons | YORK | HRCU-A-CB (Split System: Heat Pump with Remote Outdoor Unit-Air-Source) | HMH72B341 |  |  | XAUC48FXXN1+TXV | TL9E100C20UH11 | 34000 | 15.5 | 8.5 | 32400 | 23800 | 73.46% | 2.08 | 0 | 9.5 |  |  |  |  | R-410A | 2.8333 | Residential & Commercial | USHP
211380164 | Central HP <5.4 tons | YORK | HRCU-A-CB (Split System: Heat Pump with Remote Outdoor Unit-Air-Source) | HMH72B341 |  |  | XAHC48FXXN1+TXV | TL8E100C20UH11 | 33400 | 16 | 8.5 | 32000 | 23200 | 72.5% | 2.06 | 0 | 9.5 |  |  |  |  | R-410A | 2.7833 | Residential & Commercial | USHP
211380181 | Central HP <5.4 tons | YORK | HRCU-A-CB (Split System: Heat Pump with Remote Outdoor Unit-Air-Source) | HMH72B341 |  |  | XAUC48FXXN1+TXV | TL8E100C20UH11 | 34000 | 16.5 | 8.5 | 32400 | 23800 | 73.46% | 2.1 | 0 | 9.5 |  |  |  |  | R-410A | 2.8333 | Residential & Commercial | USHP
211380214 | Central HP <5.4 tons | YORK | HRCU-A-CB (Split System: Heat Pump with Remote Outdoor Unit-Air-Source) | HMH72B341 |  |  | XAFC48FXXN1+JMET12CS2N1+TXV | 0 | 34000 | 17.5 | 8.5 | 32600 | 23800 | 73.01% | 2.12 | 0 | 9.5 |  |  |  |  | R-410A | 2.8333 | Residential & Commercial | USHP
213353739 | Central HP <5.4 tons | AIRQUEST | HRCU-A-CB (Split System: Heat Pump with Remote Outdoor Unit-Air-Source) | DLCURAH18ABK |  |  | F5MA4*24L*B* | 0 | 18100 | 16 | 8.5 | 18600 | 18600 | 100% | 2.24 | 0 | 10.5 |  |  |  |  | R-410A | 1.5083 | Residential & Commercial | USHP | Ducted CEE Tier 1
212989141 | Central HP <5.4 tons | CARRIER | HRCU-A-CB (Split System: Heat Pump with Remote Outdoor Unit-Air-Source) | 38MURAQ24AB3* |  |  | CAP**2517AL* | 59SU5B060M17**16 | 24200 | 17 | 8.5 | 25200 | 21800 | 86.51% | 1.82 | 0 | 10 |  |  |  |  | R-410A | 2.0167 | Residential & Commercial | USHP | Ducted CEE Tier 1
212989225 | Central HP <5.4 tons | CARRIER | HRCU-A-CB (Split System: Heat Pump with Remote Outdoor Unit-Air-Source) | 38MURAQ24AB3* |  |  | CNPV*3017AL* | 59SU5B060M17**16 | 23600 | 17 | 8.5 | 26400 | 24400 | 92.42% | 2.02 | 0 | 10.5 |  |  |  |  | R-410A | 1.9667 | Residential & Commercial | USHP | Ducted CEE Tier 1
213779160 | Central HP <5.4 tons | COMFORTMAKER | HRCU-A-CB (Split System: Heat Pump with Remote Outdoor Unit-Air-Source) | CVH837GKA** |  |  | EA*4X42L21A*+WALLCON | *96CTN0801714B* | 31600 | 17 | 8.1 | 33000 | 24600 | 74.55% | 1.86 | 0 | 10.5 |  |  |  |  | R-410A | 2.6333 | Residential & Commercial | USHP | Ducted CEE Tier 1
213779610 | Central HP <5.4 tons | COMFORTMAKER | HRCU-A-CB (Split System: Heat Pump with Remote Outdoor Unit-Air-Source) | CVH837GKA** |  |  | EA*4X60L24A*+WALLCON | *96CTN1002122B* | 32800 | 17.5 | 8.1 | 31800 | 24600 | 77.36% | 1.98 | 0 | 11.5 |  |  |  |  | R-410A | 2.7333 | Residential & Commercial | USHP | Ducted CEE Tier 1
213780230 | Central HP <5.4 tons | COMFORTMAKER | HRCU-A-CB (Split System: Heat Pump with Remote Outdoor Unit-Air-Source) | CVH837GKA** |  |  | EHD4X48AAL+WALLCON | *97CMN0801714B* | 32400 | 16.5 | 8.1 | 33000 | 25000 | 75.76% | 1.94 | 0 | 11 |  |  |  |  | R-410A | 2.7 | Residential & Commercial | USHP | Ducted CEE Tier 1
213780330 | Central HP <5.4 tons | COMFORTMAKER | HRCU-A-CB (Split System: Heat Pump with Remote Outdoor Unit-Air-Source) | CVH837GKA** |  |  | EHD4X60AAL+WALLCON | *80CTL0901716B* | 33000 | 16.5 | 8.1 | 32200 | 24800 | 77.02% | 1.98 | 0 | 11 |  |  |  |  | R-410A | 2.75 | Residential & Commercial | USHP | Ducted CEE Tier 1
213780380 | Central HP <5.4 tons | COMFORTMAKER | HRCU-A-CB (Split System: Heat Pump with Remote Outdoor Unit-Air-Source) | CVH837GKA** |  |  | EHD4X60AAL+WALLCON | *97CMN0601714B* | 32800 | 16 | 8.1 | 32400 | 25200 | 77.78% | 1.96 | 0 | 11 |  |  |  |  | R-410A | 2.7333 | Residential & Commercial | USHP | Ducted CEE Tier 1
212985252 | Central HP <5.4 tons | BRYANT HEATING AND COOLING SYSTEMS | HRCU-A-CB (Split System: Heat Pump with Remote Outdoor Unit-Air-Source) | 38MURAQ30AB3* |  |  | CAP**3621AL* | 912SE60100M21*** | 30000 | 15.2 | 8.1 | 34400 | 28000 | 81.4% | 1.78 | 0 | 9 |  |  |  |  | R-410A | 2.5 | Residential & Commercial | USHP
211712946 | Central HP <5.4 tons | COMFORTMAKER | HRCU-A-CB (Split System: Heat Pump with Remote Outdoor Unit-Air-Source) | DLCURAH30ABK |  |  | EA*4X42L24A* | *80ESU0802120A | 29800 | 15.2 | 8.1 | 33800 | 27200 | 80.47% | 1.78 | 0 | 9 |  |  |  |  | R-410A | 2.4833 | Residential & Commercial | USHP
212985869 | Central HP <5.4 tons | DAY & NIGHT | HRCU-A-CB (Split System: Heat Pump with Remote Outdoor Unit-Air-Source) | DLCURAH24ABK |  |  | EN(A,D,W)4X36L17** | *96MSN0261410A* | 23400 | 16.5 | 8.1 | 26000 | 24400 | 93.85% | 2.02 | 0 | 10 |  |  |  |  | R-410A | 1.95 | Residential & Commercial | USHP | Ducted CEE Tier 1
214239998 | Central HP <5.4 tons | COMFORTMAKER | HRCU-A-CB (Split System: Heat Pump with Remote Outdoor Unit-Air-Source) | CVH837GKA** |  |  | EN(A,D)4X48L24**+WALLCON | *97CMN1002122B* | 32400 | 17 | 8.1 | 32600 | 24600 | 75.46% | 1.96 | 0 | 11.7 |  |  |  |  | R-410A | 2.7 | Residential & Commercial | USHP | Ducted CEE Tier 1
214240098 | Central HP <5.4 tons | COMFORTMAKER | HRCU-A-CB (Split System: Heat Pump with Remote Outdoor Unit-Air-Source) | CVH837GKA** |  |  | EN(A,D,W)4X60L24**+WALLCON | *96CTN1202422B* | 32800 | 17.5 | 8.1 | 32200 | 24600 | 76.4% | 1.96 | 0 | 11.7 |  |  |  |  | R-410A | 2.7333 | Residential & Commercial | USHP | Ducted CEE Tier 1
212391558 | Central HP <5.4 tons | TRANE | HRCU-A-CB (Split System: Heat Pump with Remote Outdoor Unit-Air-Source) | 4TWV7X60A1 |  |  | 4PX*DU60BS3 | S8V2D120M5PCA | 54000 | 17.1 | 8.2 | 52000 | 39500 | 75.96% | 1.8 | 0 | 11.7 |  |  |  |  | R-410A | 4.5 | Residential & Commercial | USHP | Ducted CEE Tier 1
212974168 | Central HP <5.4 tons | HEIL | HRCU-A-CB (Split System: Heat Pump with Remote Outdoor Unit-Air-Source) | DLCURAH30ABK |  |  | EA*4X43L21A* | *96VSN0802120B* | 30600 | 15.2 | 8.1 | 33400 | 26400 | 79.04% | 1.86 | 0 | 9 |  |  |  |  | R-410A | 2.55 | Residential & Commercial | USHP
211713279 | Central HP <5.4 tons | TEMPSTAR | HRCU-A-CB (Split System: Heat Pump with Remote Outdoor Unit-Air-Source) | DLCURAH30ABK |  |  | EA*4X43L21A* | *80ES(N,L)0901714A* | 30600 | 15.2 | 8.1 | 33200 | 26000 | 78.31% | 1.84 | 0 | 9 |  |  |  |  | R-410A | 2.55 | Residential & Commercial | USHP
212972948 | Central HP <5.4 tons | HEIL | HRCU-A-CB (Split System: Heat Pump with Remote Outdoor Unit-Air-Source) | DLCURAH24ABK |  |  | EA*4X36L17A* | *96VSN0401410B* | 23600 | 16 | 8.5 | 26200 | 24000 | 91.6% | 1.98 | 0 | 10 |  |  |  |  | R-410A | 1.9667 | Residential & Commercial | USHP | Ducted CEE Tier 1
212973598 | Central HP <5.4 tons | HEIL | HRCU-A-CB (Split System: Heat Pump with Remote Outdoor Unit-Air-Source) | DLCURAH24ABK |  |  | EN(A,D)4X24L14** | *96VSN0601412B* | 23200 | 16.5 | 8.5 | 26800 | 25400 | 94.78% | 2.12 | 0 | 10 |  |  |  |  | R-410A | 1.9333 | Residential & Commercial | USHP | Ducted CEE Tier 1
212973918 | Central HP <5.4 tons | HEIL | HRCU-A-CB (Split System: Heat Pump with Remote Outdoor Unit-Air-Source) | DLCURAH24ABK |  |  | EN(A,D,W)4X36L17** | *96VSN0801716B* | 23400 | 16.5 | 8.1 | 25800 | 24200 | 93.8% | 2 | 0 | 10 |  |  |  |  | R-410A | 1.95 | Residential & Commercial | USHP | Ducted CEE Tier 1
212974118 | Central HP <5.4 tons | HEIL | HRCU-A-CB (Split System: Heat Pump with Remote Outdoor Unit-Air-Source) | DLCURAH24ABK |  |  | EN(A,D)4X36L21** | *96VSN0802120B* | 23800 | 17 | 8.5 | 26400 | 24000 | 90.91% | 1.98 | 0 | 10.5 |  |  |  |  | R-410A | 1.9833 | Residential & Commercial | USHP | Ducted CEE Tier 1
211244626 | Central HP <5.4 tons | HEIL | HRCU-A-CB (Split System: Heat Pump with Remote Outdoor Unit-Air-Source) | DLCURAH24ABK |  |  | EN(A,D)4X30L17** | *95ESN0601412A* | 24400 | 15.5 | 8.1 | 26600 | 22600 | 84.96% | 1.86 | 0 | 10 |  |  |  |  | R-410A | 2.0333 | Residential & Commercial | USHP | Ducted CEE Tier 1
211244678 | Central HP <5.4 tons | HEIL | HRCU-A-CB (Split System: Heat Pump with Remote Outdoor Unit-Air-Source) | DLCURAH24ABK |  |  | EN(A,D)4X30L17** | *80ES(N,L)0451412A* | 24600 | 16 | 8.1 | 26600 | 22400 | 84.21% | 1.84 | 0 | 10.5 |  |  |  |  | R-410A | 2.05 | Residential & Commercial | USHP | Ducted CEE Tier 1
211244843 | Central HP <5.4 tons | HEIL | HRCU-A-CB (Split System: Heat Pump with Remote Outdoor Unit-Air-Source) | DLCURAH24ABK |  |  | EN(A,D)4X30L17** | OMV112K14A | 24000 | 16 | 8.1 | 26400 | 23000 | 87.12% | 1.88 | 0 | 10 |  |  |  |  | R-410A | 2 | Residential & Commercial | USHP | Ducted CEE Tier 1
211245093 | Central HP <5.4 tons | HEIL | HRCU-A-CB (Split System: Heat Pump with Remote Outdoor Unit-Air-Source) | DLCURAH24ABK |  |  | EN(A,D,W)4X36L17** | *95ESN0261410A* | 23400 | 16 | 8.1 | 25800 | 24200 | 93.8% | 2 | 0 | 10 |  |  |  |  | R-410A | 1.95 | Residential & Commercial | USHP | Ducted CEE Tier 1
215678142 | Central HP <5.4 tons | TEMPSTAR | HRCU-A-CB (Split System: Heat Pump with Remote Outdoor Unit-Air-Source) | T5H0V60*K*AAA* |  |  | ESH5X60M12A*+WALLCON | *97CMN0802120B* | 55500 | 17 | 8.5 | 60000 | 42000 | 70% | 1.9 | 0 | 8.5 |  |  |  |  | R-454B | 4.625 | Residential & Commercial | USHP
215683072 | Central HP <5.4 tons | TEMPSTAR | HRCU-A-CB (Split System: Heat Pump with Remote Outdoor Unit-Air-Source) | T5H0V60*K*AAA* |  |  | EVD5X60M24A*+WALLCON | *80CSU0802120B* | 57000 | 18 | 9 | 62500 | 44000 | 70.4% | 2.1 | 0 | 9.5 |  |  |  |  | R-454B | 4.75 | Residential & Commercial | USHP
212989057 | Central HP <5.4 tons | CARRIER | HRCU-A-CB (Split System: Heat Pump with Remote Outdoor Unit-Air-Source) | 38MURAQ30AB3* |  |  | CAP**4321AL* | 59SU5B060M17**16 | 30600 | 15.2 | 8.5 | 33600 | 26400 | 78.57% | 1.86 | 0 | 9 |  |  |  |  | R-410A | 2.55 | Residential & Commercial | USHP
213353809 | Central HP <5.4 tons | AIRQUEST | HRCU-A-CB (Split System: Heat Pump with Remote Outdoor Unit-Air-Source) | DLCURAH30ABK |  |  | F5MA4*30L*B* | 0 | 30000 | 15.2 | 8.5 | 33600 | 27200 | 80.95% | 1.8 | 0 | 9 |  |  |  |  | R-410A | 2.5 | Residential & Commercial | USHP
215940856 | Central HP <5.4 tons | HEIL | HRCU-A-CB (Split System: Heat Pump with Remote Outdoor Unit-Air-Source) | H5H3V36*K*AAA* |  |  | EVD5X60M21A*+WALLCON | *97CTN0802120A* | 35600 | 21.5 | 8.5 | 38000 | 28600 | 75.26% | 2.02 | 0 | 12 |  |  |  |  | R-454B | 2.9667 | Residential & Commercial | USHP | Ducted CEE Tier 1
213770470 | Central HP <5.4 tons | COMFORTMAKER | HRCU-A-CB (Split System: Heat Pump with Remote Outdoor Unit-Air-Source) | CVH825GKA2* |  |  | EA*4X24L14A*+WALLCON | *80CTL0701412B* | 23400 | 16.5 | 8.1 | 22000 | 16800 | 76.36% | 1.9 | 0 | 10.5 |  |  |  |  | R-410A | 1.95 | Residential & Commercial | USHP | Ducted CEE Tier 1
212986922 | Central HP <5.4 tons | COMFORTMAKER | HRCU-A-CB (Split System: Heat Pump with Remote Outdoor Unit-Air-Source) | DLCURAH24ABK |  |  | EA*4X37L17A* | *96MSN0601412A* | 24000 | 16.5 | 8.5 | 25200 | 22200 | 88.1% | 1.84 | 0 | 10 |  |  |  |  | R-410A | 2 | Residential & Commercial | USHP | Ducted CEE Tier 1
212989146 | Central HP <5.4 tons | COMFORTMAKER | HRCU-A-CB (Split System: Heat Pump with Remote Outdoor Unit-Air-Source) | DLCURAH24ABK |  |  | EA*4X25L17A* | *95MSU0601716A* | 24200 | 17 | 8.5 | 25200 | 21800 | 86.51% | 1.82 | 0 | 10 |  |  |  |  | R-410A | 2.0167 | Residential & Commercial | USHP | Ducted CEE Tier 1
213770520 | Central HP <5.4 tons | COMFORTMAKER | HRCU-A-CB (Split System: Heat Pump with Remote Outdoor Unit-Air-Source) | CVH825GKA2* |  |  | EA*4X24L17A*+WALLCON | *80CTL0901716B* | 23400 | 16.5 | 8.1 | 21800 | 16800 | 77.06% | 1.9 | 0 | 10.5 |  |  |  |  | R-410A | 1.95 | Residential & Commercial | USHP | Ducted CEE Tier 1
213770820 | Central HP <5.4 tons | COMFORTMAKER | HRCU-A-CB (Split System: Heat Pump with Remote Outdoor Unit-Air-Source) | CVH825GKA2* |  |  | EA*4X36L17A*+WALLCON | *80CTL0701412B* | 23600 | 16.5 | 8.1 | 21400 | 16700 | 78.04% | 1.94 | 0 | 10.5 |  |  |  |  | R-410A | 1.9667 | Residential & Commercial | USHP | Ducted CEE Tier 1
212982301 | Central HP <5.4 tons | BRYANT HEATING AND COOLING SYSTEMS | HRCU-A-CB (Split System: Heat Pump with Remote Outdoor Unit-Air-Source) | 38MURAQ24AB3* |  |  | CAP**3717AL* | 83*SB36040M17*** | 24200 | 16.5 | 8.5 | 25200 | 22000 | 87.3% | 1.84 | 0 | 10 |  |  |  |  | R-410A | 2.0167 | Residential & Commercial | USHP | Ducted CEE Tier 1
212983607 | Central HP <5.4 tons | BRYANT HEATING AND COOLING SYSTEMS | HRCU-A-CB (Split System: Heat Pump with Remote Outdoor Unit-Air-Source) | 38MURAQ24AB3* |  |  | CNPV*3017AL* | 912SE36060M14*** | 23800 | 17 | 8.5 | 26400 | 23800 | 90.15% | 1.98 | 0 | 10.5 |  |  |  |  | R-410A | 1.9833 | Residential & Commercial | USHP | Ducted CEE Tier 1
215683142 | Central HP <5.4 tons | TEMPSTAR | HRCU-A-CB (Split System: Heat Pump with Remote Outdoor Unit-Air-Source) | T5H0V60*K*AAA* |  |  | EVD5X61M21A*+WALLCON | *80CSU0601716B* | 56500 | 18 | 9 | 61000 | 43500 | 71.31% | 2.1 | 0 | 9.5 |  |  |  |  | R-454B | 4.7083 | Residential & Commercial | USHP
215683192 | Central HP <5.4 tons | TEMPSTAR | HRCU-A-CB (Split System: Heat Pump with Remote Outdoor Unit-Air-Source) | T5H0V60*K*AAA* |  |  | EVD5X61M24A*+WALLCON | *96CTN0802120B* | 57500 | 18.5 | 9 | 64000 | 45000 | 70.31% | 2.08 | 0 | 9 |  |  |  |  | R-454B | 4.7917 | Residential & Commercial | USHP
215942666 | Central HP <5.4 tons | DAY & NIGHT | HRCU-A-CB (Split System: Heat Pump with Remote Outdoor Unit-Air-Source) | C5H3V36*K*AAA* |  |  | EVD5X61M24A*+WALLCON | *97CTN0802120A* | 36000 | 22 | 8.5 | 37400 | 28200 | 75.4% | 2.04 | 0 | 12.5 |  |  |  |  | R-454B | 3 | Residential & Commercial | USHP | Ducted CEE Tier 1
215935419 | Central HP <5.4 tons | COMFORTMAKER | HRCU-A-CB (Split System: Heat Pump with Remote Outdoor Unit-Air-Source) | C5H3V36*K*AAA* |  |  | EVM5X60M24A*+WALLCON | *97CMN1002122B* | 35600 | 22 | 8.5 | 38000 | 28400 | 74.74% | 2.04 | 0 | 12.5 |  |  |  |  | R-454B | 2.9667 | Residential & Commercial | USHP | Ducted CEE Tier 1
213297270 | Central HP <5.4 tons | FRASER-JOHNSTON | HRCU-A-CB (Split System: Heat Pump with Remote Outdoor Unit-Air-Source) | HMH72B341 |  |  | XAFB36DBCN1 | Z9ES080B12SMPS1 | 33200 | 17 | 8.5 | 32200 | 22600 | 70.19% | 1.8 | 0 | 10 |  |  |  |  | R-410A | 2.7667 | Residential & Commercial | USHP | Ducted CEE Tier 1
213297420 | Central HP <5.4 tons | FRASER-JOHNSTON | HRCU-A-CB (Split System: Heat Pump with Remote Outdoor Unit-Air-Source) | HMH72B341 |  |  | XAFB36DBCN1+JMVT12BC2N1 | 0 | 34000 | 18.5 | 8.5 | 33600 | 23600 | 70.24% | 2.1 | 0 | 10 |  |  |  |  | R-410A | 2.8333 | Residential & Commercial | USHP | Ducted CEE Tier 1
213297570 | Central HP <5.4 tons | FRASER-JOHNSTON | HRCU-A-CB (Split System: Heat Pump with Remote Outdoor Unit-Air-Source) | HMH72B341 |  |  | XAHC36DBCN1 | Z8ES100B12SMPS1 | 33400 | 17.5 | 8.1 | 32800 | 23200 | 70.73% | 2.02 | 0 | 9.5 |  |  |  |  | R-410A | 2.7833 | Residential & Commercial | USHP
213297170 | Central HP <5.4 tons | FRASER-JOHNSTON | HRCU-A-CB (Split System: Heat Pump with Remote Outdoor Unit-Air-Source) | HMH72B341 |  |  | XAFC30CXXN1+TXV | Z8ES080C16SMPS1 | 33600 | 18 | 8.5 | 33000 | 23200 | 70.3% | 2.08 | 0 | 10 |  |  |  |  | R-410A | 2.8 | Residential & Commercial | USHP | Ducted CEE Tier 1
213297185 | Central HP <5.4 tons | FRASER-JOHNSTON | HRCU-A-CB (Split System: Heat Pump with Remote Outdoor Unit-Air-Source) | HMH72B341 |  |  | XAFC30CXXN1+TXV | Z8ES080B12LMPS1 | 33200 | 18 | 8.5 | 33000 | 23400 | 70.91% | 2.04 | 0 | 10 |  |  |  |  | R-410A | 2.7667 | Residential & Commercial | USHP | Ducted CEE Tier 1
213297320 | Central HP <5.4 tons | FRASER-JOHNSTON | HRCU-A-CB (Split System: Heat Pump with Remote Outdoor Unit-Air-Source) | HMH72B341 |  |  | XAFC30CXXN1+TXV | Z8ET080B12LMPS1 | 33200 | 18.5 | 8.5 | 33000 | 23400 | 70.91% | 2.04 | 0 | 9.5 |  |  |  |  | R-410A | 2.7667 | Residential & Commercial | USHP
213297370 | Central HP <5.4 tons | FRASER-JOHNSTON | HRCU-A-CB (Split System: Heat Pump with Remote Outdoor Unit-Air-Source) | HMH72B341 |  |  | XAFB30CXXN1+TXV | Z8ES100B12LMPS1 | 32800 | 18 | 8.5 | 33000 | 23200 | 70.3% | 2.04 | 0 | 9.5 |  |  |  |  | R-410A | 2.7333 | Residential & Commercial | USHP
211241256 | Central HP <5.4 tons | AIRQUEST | HRCU-A-CB (Split System: Heat Pump with Remote Outdoor Unit-Air-Source) | DLCURAH24ABK |  |  | EA*4X30L14A* | *96VSN0601412A* | 23400 | 16.5 | 8.5 | 25800 | 24200 | 93.8% | 2 | 0 | 10 |  |  |  |  | R-410A | 1.95 | Residential & Commercial | USHP | Ducted CEE Tier 1
211241365 | Central HP <5.4 tons | AIRQUEST | HRCU-A-CB (Split System: Heat Pump with Remote Outdoor Unit-Air-Source) | DLCURAH24ABK |  |  | EA*4X30L14A* | *80ES(N,L)0701412A* | 24200 | 16.5 | 8.5 | 26400 | 23000 | 87.12% | 1.9 | 0 | 10 |  |  |  |  | R-410A | 2.0167 | Residential & Commercial | USHP | Ducted CEE Tier 1
213297072 | Central HP <5.4 tons | JOHNSON CONTROLS | HRCU-A-CB (Split System: Heat Pump with Remote Outdoor Unit-Air-Source) | HMH72B341 |  |  | XAFC36DXXN1+TXV | Z8ET100C20LMPS1 | 34000 | 18.5 | 8.5 | 33400 | 24200 | 72.46% | 2.14 | 0 | 9.5 |  |  |  |  | R-410A | 2.8333 | Residential & Commercial | USHP
211241638 | Central HP <5.4 tons | AIRQUEST | HRCU-A-CB (Split System: Heat Pump with Remote Outdoor Unit-Air-Source) | DLCURAH24ABK |  |  | EA*4X30L17A* | *80ES(N,L)0451412A* | 24600 | 16 | 8.5 | 26600 | 22600 | 84.96% | 1.84 | 0 | 10 |  |  |  |  | R-410A | 2.05 | Residential & Commercial | USHP | Ducted CEE Tier 1
211241064 | Central HP <5.4 tons | AIRQUEST | HRCU-A-CB (Split System: Heat Pump with Remote Outdoor Unit-Air-Source) | DLCURAH24ABK |  |  | EA*4X25L17A* | *80ES(N,L)0451412A* | 25400 | 16.5 | 8.5 | 26000 | 20800 | 80% | 1.76 | 0 | 10.5 |  |  |  |  | R-410A | 2.1167 | Residential & Commercial | USHP | Ducted CEE Tier 1
211713197 | Central HP <5.4 tons | CARRIER | HRCU-A-CB (Split System: Heat Pump with Remote Outdoor Unit-Air-Source) | 38MURAQ30AB3* |  |  | CAP**4321AL* | 59TP6B080V21**20 | 30400 | 15.2 | 8.1 | 33000 | 26200 | 79.39% | 1.84 | 0 | 9 |  |  |  |  | R-410A | 2.5333 | Residential & Commercial | USHP
212989327 | Central HP <5.4 tons | DAY & NIGHT | HRCU-A-CB (Split System: Heat Pump with Remote Outdoor Unit-Air-Source) | DLCURAH18ABK |  |  | EN(A,D)4X30L17** | *95MSU0601716A* | 17600 | 16.5 | 8.1 | 18100 | 18700 | 103.3% | 2.24 | 0 | 11 |  |  |  |  | R-410A | 1.4667 | Residential & Commercial | USHP | Ducted CEE Tier 1
216733698 | Central HP <5.4 tons | COMFORTMAKER | HRCU-A-CB (Split System: Heat Pump with Remote Outdoor Unit-Air-Source) | D5CUHAH24AAK |  |  | EA*5X30M14A* | *80CTL0701412B* | 22000 | 16.5 | 8.1 | 20800 | 18700 | 89.9% | 1.85 | 0 | 10.5 |  |  |  |  | R-454B | 1.8333 | Residential & Commercial | USHP | Ducted CEE Tier 1
216733848 | Central HP <5.4 tons | COMFORTMAKER | HRCU-A-CB (Split System: Heat Pump with Remote Outdoor Unit-Air-Source) | D5CUHAH24AAK |  |  | EA*5X30M17A* | *80MS(N,L)0701412A* | 22200 | 16.5 | 8.1 | 20800 | 18800 | 90.38% | 1.85 | 0 | 10.5 |  |  |  |  | R-454B | 1.85 | Residential & Commercial | USHP | Ducted CEE Tier 1
211241915 | Central HP <5.4 tons | AIRQUEST | HRCU-A-CB (Split System: Heat Pump with Remote Outdoor Unit-Air-Source) | DLCURAH24ABK |  |  | EA*4X36L17A* | *80VSL0451716A* | 24200 | 16.5 | 8.5 | 26200 | 22600 | 86.26% | 1.86 | 0 | 10 |  |  |  |  | R-410A | 2.0167 | Residential & Commercial | USHP | Ducted CEE Tier 1
211241956 | Central HP <5.4 tons | AIRQUEST | HRCU-A-CB (Split System: Heat Pump with Remote Outdoor Unit-Air-Source) | DLCURAH24ABK |  |  | EA*4X36L17A* | *80VTL0451412A* | 24200 | 16.5 | 8.5 | 26200 | 22400 | 85.5% | 1.86 | 0 | 10 |  |  |  |  | R-410A | 2.0167 | Residential & Commercial | USHP | Ducted CEE Tier 1
211242458 | Central HP <5.4 tons | AIRQUEST | HRCU-A-CB (Split System: Heat Pump with Remote Outdoor Unit-Air-Source) | DLCURAH24ABK |  |  | EA*4X36L21A* | *96VTN0401712A* | 23400 | 16 | 8.5 | 25800 | 23600 | 91.47% | 1.94 | 0 | 10 |  |  |  |  | R-410A | 1.95 | Residential & Commercial | USHP | Ducted CEE Tier 1
211242499 | Central HP <5.4 tons | AIRQUEST | HRCU-A-CB (Split System: Heat Pump with Remote Outdoor Unit-Air-Source) | DLCURAH24ABK |  |  | EA*4X36L21A* | *95ESN0401712A* | 24200 | 15.2 | 8.5 | 26400 | 22600 | 85.61% | 1.84 | 0 | 9.5 |  |  |  |  | R-410A | 2.0167 | Residential & Commercial | USHP
211242644 | Central HP <5.4 tons | AIRQUEST | HRCU-A-CB (Split System: Heat Pump with Remote Outdoor Unit-Air-Source) | DLCURAH24ABK |  |  | EA*4X36L21A* | *92ESN0802120A* | 25000 | 17 | 8.5 | 26600 | 21800 | 81.95% | 1.82 | 0 | 10.5 |  |  |  |  | R-410A | 2.0833 | Residential & Commercial | USHP | Ducted CEE Tier 1
211242783 | Central HP <5.4 tons | AIRQUEST | HRCU-A-CB (Split System: Heat Pump with Remote Outdoor Unit-Air-Source) | DLCURAH24ABK |  |  | EA*4X37L17A* | *96VSN0401410A* | 24200 | 16 | 8.5 | 25600 | 21800 | 85.16% | 1.8 | 0 | 10 |  |  |  |  | R-410A | 2.0167 | Residential & Commercial | USHP | Ducted CEE Tier 1
215934463 | Central HP <5.4 tons | TEMPSTAR | HRCU-A-CB (Split System: Heat Pump with Remote Outdoor Unit-Air-Source) | T5H3V48*K*AAA* |  |  | ESH5X48M12A*+WALLCON | *80CTL0902120B* | 44500 | 20.5 | 9 | 48500 | 36400 | 75.05% | 1.82 | 0 | 11 |  |  |  |  | R-454B | 3.7083 | Residential & Commercial | USHP | Ducted CEE Tier 1
215934513 | Central HP <5.4 tons | TEMPSTAR | HRCU-A-CB (Split System: Heat Pump with Remote Outdoor Unit-Air-Source) | T5H3V48*K*AAA* |  |  | ESH5X48M12A*+WALLCON | *97CMN1202422B* | 44000 | 20 | 9 | 48500 | 36600 | 75.46% | 1.82 | 0 | 10.5 |  |  |  |  | R-454B | 3.6667 | Residential & Commercial | USHP | Ducted CEE Tier 1
210473061 | Central HP <5.4 tons | CARRIER | HRCU-A-CB (Split System: Heat Pump with Remote Outdoor Unit-Air-Source) | 25VNA825A*032* |  |  | CAP**4224AL*+UI | 59TN6B100C21**22 | 23800 | 16.5 | 8.1 | 21400 | 16600 | 77.57% | 1.96 | 0 | 11 |  |  |  |  | R-410A | 1.9833 | Residential & Commercial | USHP | Ducted CEE Tier 1
213297917 | Central HP <5.4 tons | JOHNSON CONTROLS | HRCU-A-CB (Split System: Heat Pump with Remote Outdoor Unit-Air-Source) | HMH72B341 |  |  | XAFC30CXXN1+TXV | Z8ET100C16LMPS1 | 33400 | 18 | 8.5 | 33000 | 23400 | 70.91% | 2.06 | 0 | 9.5 |  |  |  |  | R-410A | 2.7833 | Residential & Commercial | USHP
213296972 | Central HP <5.4 tons | JOHNSON CONTROLS | HRCU-A-CB (Split System: Heat Pump with Remote Outdoor Unit-Air-Source) | HMH72B341 |  |  | XAHC36DBCN1 | Z8ES080B12LMPS1 | 33400 | 17.5 | 8.1 | 32800 | 23000 | 70.12% | 2.02 | 0 | 10 |  |  |  |  | R-410A | 2.7833 | Residential & Commercial | USHP | Ducted CEE Tier 1
213770870 | Central HP <5.4 tons | COMFORTMAKER | HRCU-A-CB (Split System: Heat Pump with Remote Outdoor Unit-Air-Source) | CVH825GKA2* |  |  | EA*4X36L17A*+WALLCON | *97CMN0801714B* | 23400 | 16.5 | 8.1 | 21600 | 16700 | 77.31% | 1.94 | 0 | 10.5 |  |  |  |  | R-410A | 1.95 | Residential & Commercial | USHP | Ducted CEE Tier 1
211241432 | Central HP <5.4 tons | COMFORTMAKER | HRCU-A-CB (Split System: Heat Pump with Remote Outdoor Unit-Air-Source) | DLCURAH24ABK |  |  | EA*4X30L17A* | *96VSN0801716A* | 24200 | 16.5 | 8.5 | 26400 | 23000 | 87.12% | 1.9 | 0 | 10 |  |  |  |  | R-410A | 2.0167 | Residential & Commercial | USHP | Ducted CEE Tier 1
211241805 | Central HP <5.4 tons | COMFORTMAKER | HRCU-A-CB (Split System: Heat Pump with Remote Outdoor Unit-Air-Source) | DLCURAH24ABK |  |  | EA*4X30L17A* | OMV112K14A | 24000 | 16 | 8.5 | 26400 | 23000 | 87.12% | 1.9 | 0 | 10 |  |  |  |  | R-410A | 2 | Residential & Commercial | USHP | Ducted CEE Tier 1
211241841 | Central HP <5.4 tons | COMFORTMAKER | HRCU-A-CB (Split System: Heat Pump with Remote Outdoor Unit-Air-Source) | DLCURAH24ABK |  |  | EA*4X36L17A* | *96VSN0401410A* | 23400 | 16 | 8.5 | 25600 | 23800 | 92.97% | 1.96 | 0 | 10 |  |  |  |  | R-410A | 1.95 | Residential & Commercial | USHP | Ducted CEE Tier 1
211241982 | Central HP <5.4 tons | COMFORTMAKER | HRCU-A-CB (Split System: Heat Pump with Remote Outdoor Unit-Air-Source) | DLCURAH24ABK |  |  | EA*4X36L17A* | *96VTN0801716A* | 24200 | 16.5 | 8.5 | 26200 | 22600 | 86.26% | 1.86 | 0 | 10 |  |  |  |  | R-410A | 2.0167 | Residential & Commercial | USHP | Ducted CEE Tier 1
211242157 | Central HP <5.4 tons | COMFORTMAKER | HRCU-A-CB (Split System: Heat Pump with Remote Outdoor Unit-Air-Source) | DLCURAH24ABK |  |  | EA*4X36L17A* | *95ESN0601714A* | 24600 | 16 | 8.5 | 26600 | 22200 | 83.46% | 1.82 | 0 | 10 |  |  |  |  | R-410A | 2.05 | Residential & Commercial | USHP | Ducted CEE Tier 1
211242232 | Central HP <5.4 tons | COMFORTMAKER | HRCU-A-CB (Split System: Heat Pump with Remote Outdoor Unit-Air-Source) | DLCURAH24ABK |  |  | EA*4X36L17A* | OLV098A12* | 23400 | 16.5 | 8.5 | 25600 | 23800 | 92.97% | 1.98 | 0 | 10 |  |  |  |  | R-410A | 1.95 | Residential & Commercial | USHP | Ducted CEE Tier 1
211242241 | Central HP <5.4 tons | COMFORTMAKER | HRCU-A-CB (Split System: Heat Pump with Remote Outdoor Unit-Air-Source) | DLCURAH24ABK |  |  | EA*4X36L17A* | OMV112K14A | 24200 | 16 | 8.5 | 26200 | 22600 | 86.26% | 1.86 | 0 | 10 |  |  |  |  | R-410A | 2.0167 | Residential & Commercial | USHP | Ducted CEE Tier 1
211242323 | Central HP <5.4 tons | COMFORTMAKER | HRCU-A-CB (Split System: Heat Pump with Remote Outdoor Unit-Air-Source) | DLCURAH24ABK |  |  | EA*4X36L21A* | *95ESU0401712A* | 23800 | 17 | 8.5 | 25800 | 23200 | 89.92% | 1.92 | 0 | 10 |  |  |  |  | R-410A | 1.9833 | Residential & Commercial | USHP | Ducted CEE Tier 1
211242398 | Central HP <5.4 tons | COMFORTMAKER | HRCU-A-CB (Split System: Heat Pump with Remote Outdoor Unit-Air-Source) | DLCURAH24ABK |  |  | EA*4X36L21A* | *80VSL0701716A* | 24000 | 17 | 8.5 | 26000 | 22800 | 87.69% | 1.9 | 0 | 10 |  |  |  |  | R-410A | 2 | Residential & Commercial | USHP | Ducted CEE Tier 1
211242532 | Central HP <5.4 tons | COMFORTMAKER | HRCU-A-CB (Split System: Heat Pump with Remote Outdoor Unit-Air-Source) | DLCURAH24ABK |  |  | EA*4X36L21A* | *96VTN1002120A* | 24000 | 17 | 8.5 | 26000 | 22800 | 87.69% | 1.9 | 0 | 10 |  |  |  |  | R-410A | 2 | Residential & Commercial | USHP | Ducted CEE Tier 1
211242600 | Central HP <5.4 tons | COMFORTMAKER | HRCU-A-CB (Split System: Heat Pump with Remote Outdoor Unit-Air-Source) | DLCURAH24ABK |  |  | EA*4X36L21A* | *80ES(N,L)0902120A* | 24800 | 17 | 8.5 | 26600 | 22000 | 82.71% | 1.82 | 0 | 10 |  |  |  |  | R-410A | 2.0667 | Residential & Commercial | USHP | Ducted CEE Tier 1
211242902 | Central HP <5.4 tons | COMFORTMAKER | HRCU-A-CB (Split System: Heat Pump with Remote Outdoor Unit-Air-Source) | DLCURAH24ABK |  |  | EA*4X37L17A* | *80VTL0451412A* | 24800 | 16.5 | 8.5 | 25600 | 21400 | 83.59% | 1.8 | 0 | 10 |  |  |  |  | R-410A | 2.0667 | Residential & Commercial | USHP | Ducted CEE Tier 1
211243404 | Central HP <5.4 tons | COMFORTMAKER | HRCU-A-CB (Split System: Heat Pump with Remote Outdoor Unit-Air-Source) | DLCURAH24ABK |  |  | EA*4X37L21A* | *96VTN0401712A* | 24000 | 16 | 8.1 | 25000 | 21600 | 86.4% | 1.8 | 0 | 10 |  |  |  |  | R-410A | 2 | Residential & Commercial | USHP | Ducted CEE Tier 1
211243486 | Central HP <5.4 tons | COMFORTMAKER | HRCU-A-CB (Split System: Heat Pump with Remote Outdoor Unit-Air-Source) | DLCURAH24ABK |  |  | EA*4X37L21A* | *80VTL1102122A* | 24400 | 17 | 8.5 | 25200 | 21200 | 84.13% | 1.8 | 0 | 10.5 |  |  |  |  | R-410A | 2.0333 | Residential & Commercial | USHP | Ducted CEE Tier 1
215677152 | Central HP <5.4 tons | TEMPSTAR | HRCU-A-CB (Split System: Heat Pump with Remote Outdoor Unit-Air-Source) | T5H0V60*K*AAA* |  |  | EVM5X60M24A*+WALLCON | *95CSU0802120B* | 56500 | 18 | 9 | 63500 | 44500 | 70.08% | 2.08 | 0 | 9 |  |  |  |  | R-454B | 4.7083 | Residential & Commercial | USHP
215677202 | Central HP <5.4 tons | TEMPSTAR | HRCU-A-CB (Split System: Heat Pump with Remote Outdoor Unit-Air-Source) | T5H0V60*K*AAA* |  |  | EVM5X60M24A*+WALLCON | *96CTN1002122B* | 56500 | 18.5 | 9 | 63000 | 44500 | 70.63% | 2.08 | 0 | 9 |  |  |  |  | R-454B | 4.7083 | Residential & Commercial | USHP
211230422 | Central HP <5.4 tons | HEIL | HRCU-A-CB (Split System: Heat Pump with Remote Outdoor Unit-Air-Source) | DLCURAH36ABK |  |  | EN(A,D)4X48L24** | *80ES(N,L)0902116A* | 36400 | 16 | 8.1 | 38500 | 34800 | 90.39% | 2.04 | 0 | 10.5 |  |  |  |  | R-410A | 3.0333 | Residential & Commercial | USHP | Ducted CEE Tier 1
216891853 | Central HP <5.4 tons | RHEEM | HRCU-A-CB (Split System: Heat Pump with Remote Outdoor Unit-Air-Source) | RD18AY36AJVC |  |  | RCFY3617STANM | R801V0504A17UHN | 31200 | 18 | 8.5 | 31200 | 27800 | 89.1% | 1.9 | 0 | 12 |  |  |  |  | R-454B | 2.6 | Residential & Commercial | USHP | Ducted CEE Tier 1
216891401 | Central HP <5.4 tons | RHEEM | HRCU-A-CB (Split System: Heat Pump with Remote Outdoor Unit-Air-Source) | RD18AY24AJVC |  |  | RCFY2421MTANM | R801V1004A17UH | 21200 | 17 | 8.1 | 20800 | 16900 | 81.25% | 1.9 | 0 | 11.7 |  |  |  |  | R-454B | 1.7667 | Residential & Commercial | USHP | Ducted CEE Tier 1
211241178 | Central HP <5.4 tons | AIRQUEST | HRCU-A-CB (Split System: Heat Pump with Remote Outdoor Unit-Air-Source) | DLCURAH24ABK |  |  | EA*4X25L17A* | *92ESN0401712A* | 24200 | 16 | 8.1 | 25400 | 21600 | 85.04% | 1.78 | 0 | 10 |  |  |  |  | R-410A | 2.0167 | Residential & Commercial | USHP | Ducted CEE Tier 1
211241775 | Central HP <5.4 tons | AIRQUEST | HRCU-A-CB (Split System: Heat Pump with Remote Outdoor Unit-Air-Source) | DLCURAH24ABK |  |  | EA*4X30L17A* | *80ESU0601716A | 24800 | 16.5 | 8.5 | 26800 | 22200 | 82.84% | 1.84 | 0 | 10 |  |  |  |  | R-410A | 2.0667 | Residential & Commercial | USHP | Ducted CEE Tier 1
211241830 | Central HP <5.4 tons | AIRQUEST | HRCU-A-CB (Split System: Heat Pump with Remote Outdoor Unit-Air-Source) | DLCURAH24ABK |  |  | EA*4X36L17A* | *96VSN0601714A* | 23400 | 16.5 | 8.5 | 25600 | 23600 | 92.19% | 1.96 | 0 | 10 |  |  |  |  | R-410A | 1.95 | Residential & Commercial | USHP | Ducted CEE Tier 1
211241866 | Central HP <5.4 tons | AIRQUEST | HRCU-A-CB (Split System: Heat Pump with Remote Outdoor Unit-Air-Source) | DLCURAH24ABK |  |  | EA*4X36L17A* | *96VSN0801716A* | 24200 | 16.5 | 8.5 | 26200 | 22600 | 86.26% | 1.86 | 0 | 10 |  |  |  |  | R-410A | 2.0167 | Residential & Commercial | USHP | Ducted CEE Tier 1
212989231 | Central HP <5.4 tons | DAY & NIGHT | HRCU-A-CB (Split System: Heat Pump with Remote Outdoor Unit-Air-Source) | DLCURAH24ABK |  |  | EN(A,D)4X30L17** | *95MSU0601716A* | 23600 | 17 | 8.5 | 26400 | 24400 | 92.42% | 2.02 | 0 | 10.5 |  |  |  |  | R-410A | 1.9667 | Residential & Commercial | USHP | Ducted CEE Tier 1
211240676 | Central HP <5.4 tons | AIRQUEST | HRCU-A-CB (Split System: Heat Pump with Remote Outdoor Unit-Air-Source) | DLCURAH24ABK |  |  | EA*4X24L17A* | *92ESN0601412A* | 23200 | 16.5 | 8.5 | 26400 | 25800 | 97.73% | 2.18 | 0 | 10 |  |  |  |  | R-410A | 1.9333 | Residential & Commercial | USHP | Ducted CEE Tier 1
216733210 | Central HP <5.4 tons | COMFORTMAKER | HRCU-A-CB (Split System: Heat Pump with Remote Outdoor Unit-Air-Source) | D5CUHAH24AAK |  |  | EA*5X25M17A* | *80MS(N,L)0901714A* | 23000 | 16 | 8.5 | 20600 | 18400 | 89.32% | 1.98 | 0 | 11 |  |  |  |  | R-454B | 1.9167 | Residential & Commercial | USHP | Ducted CEE Tier 1
216733578 | Central HP <5.4 tons | COMFORTMAKER | HRCU-A-CB (Split System: Heat Pump with Remote Outdoor Unit-Air-Source) | D5CUHAH24AAK |  |  | EA*5X25M17A* | *96VTN0601412B* | 22800 | 16.5 | 8.5 | 20600 | 18400 | 89.32% | 1.96 | 0 | 11 |  |  |  |  | R-454B | 1.9 | Residential & Commercial | USHP | Ducted CEE Tier 1
213077005 | Central HP <5.4 tons | CARRIER | HRCU-A-CB (Split System: Heat Pump with Remote Outdoor Unit-Air-Source) | 38MURAQ36AB3* |  |  | CNPV*4217AL* | 59SP6B080V17**16 | 35800 | 15.5 | 8.1 | 39000 | 35200 | 90.26% | 1.96 | 0 | 10 |  |  |  |  | R-410A | 2.9833 | Residential & Commercial | USHP | Ducted CEE Tier 1
213077025 | Central HP <5.4 tons | CARRIER | HRCU-A-CB (Split System: Heat Pump with Remote Outdoor Unit-Air-Source) | 38MURAQ36AB3* |  |  | CNPV*4821AL* | 59SP6B080V17**16 | 35600 | 16 | 8.1 | 38500 | 35000 | 90.91% | 1.98 | 0 | 10 |  |  |  |  | R-410A | 2.9667 | Residential & Commercial | USHP | Ducted CEE Tier 1
211398108 | Central HP <5.4 tons | LUXAIRE | HRCU-A-CB (Split System: Heat Pump with Remote Outdoor Unit-Air-Source) | HMH72B341 |  |  | XAHD48FXXN1+TXV | TMLE120C16MP11 | 33000 | 16.5 | 8.5 | 31800 | 23200 | 72.96% | 2.04 | 0 | 9.5 |  |  |  |  | R-410A | 2.75 | Residential & Commercial | USHP
211398403 | Central HP <5.4 tons | LUXAIRE | HRCU-A-CB (Split System: Heat Pump with Remote Outdoor Unit-Air-Source) | HMH72B341 |  |  | XAHC48FXXN1+TXV | TM8E100C16MP11 | 33000 | 17 | 8.5 | 31800 | 23200 | 72.96% | 2.04 | 0 | 9.5 |  |  |  |  | R-410A | 2.75 | Residential & Commercial | USHP
211398728 | Central HP <5.4 tons | LUXAIRE | HRCU-A-CB (Split System: Heat Pump with Remote Outdoor Unit-Air-Source) | HMH72B341 |  |  | XAUC48FXXN1+TXV | TMLE100B12MP11 | 33400 | 17 | 8.5 | 32400 | 23800 | 73.46% | 2.06 | 0 | 9.5 |  |  |  |  | R-410A | 2.7833 | Residential & Commercial | USHP
211398796 | Central HP <5.4 tons | LUXAIRE | HRCU-A-CB (Split System: Heat Pump with Remote Outdoor Unit-Air-Source) | HMH72B341 |  |  | XAHC48FXXN1+TXV | TM8E080C16MP11 | 32800 | 16.5 | 8.5 | 31600 | 23000 | 72.78% | 2.04 | 0 | 9.5 |  |  |  |  | R-410A | 2.7333 | Residential & Commercial | USHP
211397624 | Central HP <5.4 tons | LUXAIRE | HRCU-A-CB (Split System: Heat Pump with Remote Outdoor Unit-Air-Source) | HMH72B341 |  |  | XAFD48FBCN1 | TM8V080C16MP12 | 34000 | 16.5 | 8.5 | 33000 | 24400 | 73.94% | 2.1 | 0 | 9 |  |  |  |  | R-410A | 2.8333 | Residential & Commercial | USHP
212982169 | Central HP <5.4 tons | BRYANT HEATING AND COOLING SYSTEMS | HRCU-A-CB (Split System: Heat Pump with Remote Outdoor Unit-Air-Source) | 38MURAQ30AB3* |  |  | CAP**4321AL* | 83*SB36040M17*** | 30600 | 15.2 | 8.1 | 33200 | 26200 | 78.92% | 1.86 | 0 | 9 |  |  |  |  | R-410A | 2.55 | Residential & Commercial | USHP
215935536 | Central HP <5.4 tons | HEIL | HRCU-A-CB (Split System: Heat Pump with Remote Outdoor Unit-Air-Source) | H5H3V36*K*AAA* |  |  | EVD5X30M17A*+WALLCON | *96CTN0601714B* | 34000 | 20 | 8.1 | 38000 | 27200 | 71.58% | 2 | 0 | 11 |  |  |  |  | R-454B | 2.8333 | Residential & Commercial | USHP | Ducted CEE Tier 1
213771070 | Central HP <5.4 tons | COMFORTMAKER | HRCU-A-CB (Split System: Heat Pump with Remote Outdoor Unit-Air-Source) | CVH825GKA2* |  |  | EA*4X37L17A*+WALLCON | *95CSU0601716B* | 24200 | 16.5 | 8.1 | 21400 | 16700 | 78.04% | 2 | 0 | 10.5 |  |  |  |  | R-410A | 2.0167 | Residential & Commercial | USHP | Ducted CEE Tier 1
212984482 | Central HP <5.4 tons | BRYANT HEATING AND COOLING SYSTEMS | HRCU-A-CB (Split System: Heat Pump with Remote Outdoor Unit-Air-Source) | 38MURAQ30AB3* |  |  | CAP**4221AL* | 912SE48080M17*** | 29800 | 15.2 | 8.1 | 34000 | 27600 | 81.18% | 1.8 | 0 | 9 |  |  |  |  | R-410A | 2.4833 | Residential & Commercial | USHP
215936224 | Central HP <5.4 tons | CARRIER | HRCU-A-CB (Split System: Heat Pump with Remote Outdoor Unit-Air-Source) | 27VNA336A*030* |  |  | CVAVA4224XMA*+UI | 59MN7C080C21**20 | 35400 | 21.5 | 8.5 | 38000 | 28400 | 74.74% | 2.04 | 0 | 12 |  |  |  |  | R-454B | 2.95 | Residential & Commercial | USHP | Ducted CEE Tier 1
215936324 | Central HP <5.4 tons | CARRIER | HRCU-A-CB (Split System: Heat Pump with Remote Outdoor Unit-Air-Source) | 27VNA336A*030* |  |  | CVAVA4824XMA*+UI | 58TN*B110C21**20 | 35200 | 21.5 | 8.5 | 38000 | 28200 | 74.21% | 2.04 | 0 | 12 |  |  |  |  | R-454B | 2.9333 | Residential & Commercial | USHP | Ducted CEE Tier 1
214239758 | Central HP <5.4 tons | COMFORTMAKER | HRCU-A-CB (Split System: Heat Pump with Remote Outdoor Unit-Air-Source) | CVH837GKA** |  |  | EN(A,D,W)4X42L21**+WALLCON | *80CTL0902120B* | 31800 | 17 | 8.1 | 33000 | 24400 | 73.94% | 1.88 | 0 | 11 |  |  |  |  | R-410A | 2.65 | Residential & Commercial | USHP | Ducted CEE Tier 1
214239928 | Central HP <5.4 tons | COMFORTMAKER | HRCU-A-CB (Split System: Heat Pump with Remote Outdoor Unit-Air-Source) | CVH837GKA** |  |  | EN(A,D,W)4X48L21**+WALLCON | *97CMN1002122B* | 32400 | 17 | 8.1 | 32600 | 24600 | 75.46% | 1.96 | 0 | 11.7 |  |  |  |  | R-410A | 2.7 | Residential & Commercial | USHP | Ducted CEE Tier 1
211713269 | Central HP <5.4 tons | CARRIER | HRCU-A-CB (Split System: Heat Pump with Remote Outdoor Unit-Air-Source) | 38MURAQ30AB3* |  |  | CAP**4321AL* | 58S(B,C)*A090E17**14 | 30600 | 15.2 | 8.1 | 33200 | 26000 | 78.31% | 1.84 | 0 | 9 |  |  |  |  | R-410A | 2.55 | Residential & Commercial | USHP
215936089 | Central HP <5.4 tons | COMFORTMAKER | HRCU-A-CB (Split System: Heat Pump with Remote Outdoor Unit-Air-Source) | C5H3V36*K*AAA* |  |  | EVD5X42M21A*+WALLCON | *97CMN0801714B* | 34200 | 20.5 | 8.5 | 39000 | 28600 | 73.33% | 2.02 | 0 | 11.5 |  |  |  |  | R-454B | 2.85 | Residential & Commercial | USHP | Ducted CEE Tier 1
215936139 | Central HP <5.4 tons | COMFORTMAKER | HRCU-A-CB (Split System: Heat Pump with Remote Outdoor Unit-Air-Source) | C5H3V36*K*AAA* |  |  | EVD5X42M21A*+WALLCON | *96CTN1002122B* | 34400 | 21 | 8.5 | 38500 | 28000 | 72.73% | 2.06 | 0 | 12 |  |  |  |  | R-454B | 2.8667 | Residential & Commercial | USHP | Ducted CEE Tier 1
215936339 | Central HP <5.4 tons | COMFORTMAKER | HRCU-A-CB (Split System: Heat Pump with Remote Outdoor Unit-Air-Source) | C5H3V36*K*AAA* |  |  | EVD5X48M24A*+WALLCON | *80CTL1352422B* | 35200 | 21.5 | 8.5 | 38000 | 28200 | 74.21% | 2.04 | 0 | 12 |  |  |  |  | R-454B | 2.9333 | Residential & Commercial | USHP | Ducted CEE Tier 1
215936389 | Central HP <5.4 tons | COMFORTMAKER | HRCU-A-CB (Split System: Heat Pump with Remote Outdoor Unit-Air-Source) | C5H3V36*K*AAA* |  |  | EVD5X48M24A*+WALLCON | *97CMN1002122B* | 35000 | 21.5 | 8.5 | 38000 | 28200 | 74.21% | 2.02 | 0 | 12 |  |  |  |  | R-454B | 2.9167 | Residential & Commercial | USHP | Ducted CEE Tier 1
215937559 | Central HP <5.4 tons | COMFORTMAKER | HRCU-A-CB (Split System: Heat Pump with Remote Outdoor Unit-Air-Source) | C5H3V48*K*AAA* |  |  | EVM5X60M24A*+WALLCON | *96CTN1002122B* | 45500 | 20.5 | 8.1 | 52500 | 38000 | 72.38% | 1.9 | 0 | 11.5 |  |  |  |  | R-454B | 3.7917 | Residential & Commercial | USHP | Ducted CEE Tier 1
215937909 | Central HP <5.4 tons | COMFORTMAKER | HRCU-A-CB (Split System: Heat Pump with Remote Outdoor Unit-Air-Source) | C5H3V48*K*AAA* |  |  | EVD5X48M24A*+WALLCON | *80CTL1352422B* | 45000 | 20.5 | 8.1 | 52000 | 38000 | 73.08% | 1.95 | 0 | 11.5 |  |  |  |  | R-454B | 3.75 | Residential & Commercial | USHP | Ducted CEE Tier 1
214242887 | Central HP <5.4 tons | HEIL | HRCU-A-CB (Split System: Heat Pump with Remote Outdoor Unit-Air-Source) | HVH825GKA2* |  |  | END4X42L17**+WALLCON | *80CTL0901716B* | 24000 | 17 | 8.1 | 21400 | 16600 | 77.57% | 1.98 | 0 | 11.5 |  |  |  |  | R-410A | 2 | Residential & Commercial | USHP | Ducted CEE Tier 1
214243017 | Central HP <5.4 tons | HEIL | HRCU-A-CB (Split System: Heat Pump with Remote Outdoor Unit-Air-Source) | HVH825GKA2* |  |  | EN(A,D,W)4X42L21**+WALLCON | *97CMN0601714B* | 23600 | 16 | 8.1 | 21600 | 16700 | 77.31% | 1.94 | 0 | 11 |  |  |  |  | R-410A | 1.9667 | Residential & Commercial | USHP | Ducted CEE Tier 1
214243037 | Central HP <5.4 tons | HEIL | HRCU-A-CB (Split System: Heat Pump with Remote Outdoor Unit-Air-Source) | HVH825GKA2* |  |  | EN(A,D,W)4X42L21**+WALLCON | *97CMN1002122B* | 23800 | 16.5 | 8.1 | 21400 | 16600 | 77.57% | 1.96 | 0 | 11 |  |  |  |  | R-410A | 1.9833 | Residential & Commercial | USHP | Ducted CEE Tier 1
211242810 | Central HP <5.4 tons | AIRQUEST | HRCU-A-CB (Split System: Heat Pump with Remote Outdoor Unit-Air-Source) | DLCURAH24ABK |  |  | EA*4X37L17A* | *96VSN0801716A* | 24600 | 16.5 | 8.5 | 25600 | 21400 | 83.59% | 1.8 | 0 | 10 |  |  |  |  | R-410A | 2.05 | Residential & Commercial | USHP | Ducted CEE Tier 1
213297197 | Central HP <5.4 tons | JOHNSON CONTROLS | HRCU-A-CB (Split System: Heat Pump with Remote Outdoor Unit-Air-Source) | HMH72B341 |  |  | XAFB30CXXN1+TXV | Z8ES040A12LMPS1 | 33200 | 18 | 8.5 | 33000 | 23400 | 70.91% | 2.06 | 0 | 10 |  |  |  |  | R-410A | 2.7667 | Residential & Commercial | USHP | Ducted CEE Tier 1
213297322 | Central HP <5.4 tons | JOHNSON CONTROLS | HRCU-A-CB (Split System: Heat Pump with Remote Outdoor Unit-Air-Source) | HMH72B341 |  |  | XAFC30CXXN1+TXV | Z8ET080B12LMPS1 | 33200 | 18.5 | 8.5 | 33000 | 23400 | 70.91% | 2.04 | 0 | 9.5 |  |  |  |  | R-410A | 2.7667 | Residential & Commercial | USHP
213076252 | Central HP <5.4 tons | CARRIER | HRCU-A-CB (Split System: Heat Pump with Remote Outdoor Unit-Air-Source) | 38MURAQ36AB3* |  |  | CAP**3721AL* | 59SU5B100M21**22 | 36400 | 16.5 | 8.5 | 38000 | 34800 | 91.58% | 2.06 | 0 | 10 |  |  |  |  | R-410A | 3.0333 | Residential & Commercial | USHP | Ducted CEE Tier 1
213076461 | Central HP <5.4 tons | CARRIER | HRCU-A-CB (Split System: Heat Pump with Remote Outdoor Unit-Air-Source) | 38MURAQ36AB3* |  |  | CNPV*4217AL* | 58TP*B070V14**12 | 35400 | 16 | 8.1 | 38500 | 35000 | 90.91% | 1.94 | 0 | 10 |  |  |  |  | R-410A | 2.95 | Residential & Commercial | USHP | Ducted CEE Tier 1
211243579 | Central HP <5.4 tons | COMFORTMAKER | HRCU-A-CB (Split System: Heat Pump with Remote Outdoor Unit-Air-Source) | DLCURAH24ABK |  |  | EA*4X37L21A* | *92ESN0801716A* | 25000 | 17.5 | 8.5 | 25600 | 20800 | 81.25% | 1.76 | 0 | 10.5 |  |  |  |  | R-410A | 2.0833 | Residential & Commercial | USHP | Ducted CEE Tier 1
211243702 | Central HP <5.4 tons | COMFORTMAKER | HRCU-A-CB (Split System: Heat Pump with Remote Outdoor Unit-Air-Source) | DLCURAH24ABK |  |  | EN(A,D)4X24L14** | *80VSL0451412A* | 23800 | 16 | 8.5 | 26800 | 23200 | 86.57% | 1.9 | 0 | 10 |  |  |  |  | R-410A | 1.9833 | Residential & Commercial | USHP | Ducted CEE Tier 1
215677352 | Central HP <5.4 tons | TEMPSTAR | HRCU-A-CB (Split System: Heat Pump with Remote Outdoor Unit-Air-Source) | T5H0V60*K*AAA* |  |  | EVD5X60M21A*+WALLCON | *80CTL0702120B* | 56500 | 18 | 9 | 64000 | 45000 | 70.31% | 2.06 | 0 | 9 |  |  |  |  | R-454B | 4.7083 | Residential & Commercial | USHP
215677522 | Central HP <5.4 tons | TEMPSTAR | HRCU-A-CB (Split System: Heat Pump with Remote Outdoor Unit-Air-Source) | T5H0V60*K*AAA* |  |  | EVD5X60M24A*+WALLCON | *97CMN0802120B* | 56500 | 18 | 9 | 63500 | 44500 | 70.08% | 2.08 | 0 | 9 |  |  |  |  | R-454B | 4.7083 | Residential & Commercial | USHP
211206966 | Central HP <5.4 tons | LUXAIRE | HRCU-A-CB (Split System: Heat Pump with Remote Outdoor Unit-Air-Source) | HL20B4821 |  |  | XAMC48HE3N1+CC | TPLC100C20MP13 | 43500 | 19 | 9 | 44500 | 36200 | 81.35% | 2.14 | 0 | 12 |  |  |  |  | R-410A | 3.625 | Residential & Commercial | USHP | Ducted CEE Tier 1
211206999 | Central HP <5.4 tons | LUXAIRE | HRCU-A-CB (Split System: Heat Pump with Remote Outdoor Unit-Air-Source) | HL20B4821 |  |  | XAMC48HE3N1+CC | TPLC100C16MP13 | 43500 | 19 | 9 | 44500 | 36200 | 81.35% | 2.14 | 0 | 12 |  |  |  |  | R-410A | 3.625 | Residential & Commercial | USHP | Ducted CEE Tier 1
210473072 | Central HP <5.4 tons | CARRIER | HRCU-A-CB (Split System: Heat Pump with Remote Outdoor Unit-Air-Source) | 25VNA825A*032* |  |  | CAP**4224AL*+UI | 59MN7B060C21**20 | 23600 | 16.5 | 8.1 | 21400 | 16700 | 78.04% | 1.96 | 0 | 11 |  |  |  |  | R-410A | 1.9667 | Residential & Commercial | USHP | Ducted CEE Tier 1
210473105 | Central HP <5.4 tons | CARRIER | HRCU-A-CB (Split System: Heat Pump with Remote Outdoor Unit-Air-Source) | 25VNA825A*032* |  |  | CAP**4321AL*+UI | 59CU5A100C21**22 | 24400 | 17 | 8.5 | 21200 | 16600 | 78.3% | 2.04 | 0 | 11 |  |  |  |  | R-410A | 2.0333 | Residential & Commercial | USHP | Ducted CEE Tier 1
210473204 | Central HP <5.4 tons | CARRIER | HRCU-A-CB (Split System: Heat Pump with Remote Outdoor Unit-Air-Source) | 25VNA825A*032* |  |  | CAP**4321AL*+UI | 59MN7B080C17**14 | 24400 | 16.5 | 8.1 | 21200 | 16700 | 78.77% | 2.02 | 0 | 11 |  |  |  |  | R-410A | 2.0333 | Residential & Commercial | USHP | Ducted CEE Tier 1
210473237 | Central HP <5.4 tons | CARRIER | HRCU-A-CB (Split System: Heat Pump with Remote Outdoor Unit-Air-Source) | 25VNA825A*032* |  |  | CAP**4321AL*+UI | 58TN*A090C17**16 | 24600 | 17.5 | 8.5 | 21000 | 16500 | 78.57% | 2.04 | 0 | 11.7 |  |  |  |  | R-410A | 2.05 | Residential & Commercial | USHP | Ducted CEE Tier 1
215935959 | Central HP <5.4 tons | COMFORTMAKER | HRCU-A-CB (Split System: Heat Pump with Remote Outdoor Unit-Air-Source) | C5H3V36*K*AAA* |  |  | EVD5X42M21A*+WALLCON | *80CSU0601716A* | 34400 | 21 | 8.5 | 38500 | 28200 | 73.25% | 2.04 | 0 | 11.7 |  |  |  |  | R-454B | 2.8667 | Residential & Commercial | USHP | Ducted CEE Tier 1
210471298 | Central HP <5.4 tons | CARRIER | HRCU-A-CB (Split System: Heat Pump with Remote Outdoor Unit-Air-Source) | 25VNA837A*031* |  |  | CSPH*6012AL*+UI | 58TN*A090C17**16 | 33000 | 17.5 | 8.1 | 32200 | 24800 | 77.02% | 2.02 | 0 | 11.5 |  |  |  |  | R-410A | 2.75 | Residential & Commercial | USHP | Ducted CEE Tier 1
210473039 | Central HP <5.4 tons | CARRIER | HRCU-A-CB (Split System: Heat Pump with Remote Outdoor Unit-Air-Source) | 25VNA825A*032* |  |  | CAP**4224AL*+UI | 59MN7B100C21**22 | 23800 | 16.5 | 8.1 | 21400 | 16600 | 77.57% | 1.96 | 0 | 11 |  |  |  |  | R-410A | 1.9833 | Residential & Commercial | USHP | Ducted CEE Tier 1
211397231 | Central HP <5.4 tons | LUXAIRE | HRCU-A-CB (Split System: Heat Pump with Remote Outdoor Unit-Air-Source) | HMH72B341 |  |  | XAHD48FXXN1+TXV | TMLV100C16MP12 | 33600 | 16 | 8.5 | 32400 | 23800 | 73.46% | 2.06 | 0 | 9 |  |  |  |  | R-410A | 2.8 | Residential & Commercial | USHP
211397406 | Central HP <5.4 tons | LUXAIRE | HRCU-A-CB (Split System: Heat Pump with Remote Outdoor Unit-Air-Source) | HMH72B341 |  |  | XAHC48FXXN1+TXV | TPLC080C16MP13 | 33600 | 16.5 | 8.5 | 32400 | 23800 | 73.46% | 2.06 | 0 | 9 |  |  |  |  | R-410A | 2.8 | Residential & Commercial | USHP
211397510 | Central HP <5.4 tons | LUXAIRE | HRCU-A-CB (Split System: Heat Pump with Remote Outdoor Unit-Air-Source) | HMH72B341 |  |  | XAHC48FBCN1 | LPLC080C16MP13 | 33600 | 16.5 | 8.5 | 32400 | 23800 | 73.46% | 2.06 | 0 | 9 |  |  |  |  | R-410A | 2.8 | Residential & Commercial | USHP
211397567 | Central HP <5.4 tons | LUXAIRE | HRCU-A-CB (Split System: Heat Pump with Remote Outdoor Unit-Air-Source) | HMH72B341 |  |  | XAFD48FXXN1+TXV | TPLC080C16MP13 | 34000 | 16.5 | 8.5 | 33000 | 24400 | 73.94% | 2.1 | 0 | 9 |  |  |  |  | R-410A | 2.8333 | Residential & Commercial | USHP
211397735 | Central HP <5.4 tons | LUXAIRE | HRCU-A-CB (Split System: Heat Pump with Remote Outdoor Unit-Air-Source) | HMH72B341 |  |  | XAFC48FXXN1+TXV | TPLC080C16MP13 | 34000 | 16.5 | 8.5 | 33200 | 24400 | 73.49% | 2.1 | 0 | 9 |  |  |  |  | R-410A | 2.8333 | Residential & Commercial | USHP
211395954 | Central HP <5.4 tons | LUXAIRE | HRCU-A-CB (Split System: Heat Pump with Remote Outdoor Unit-Air-Source) | HMH72B341 |  |  | XAHC48FXXN1+TXV | TM9E100C16MP12 | 32800 | 16.5 | 8.5 | 31800 | 23200 | 72.96% | 2.02 | 0 | 9 |  |  |  |  | R-410A | 2.7333 | Residential & Commercial | USHP
210470550 | Central HP <5.4 tons | CARRIER | HRCU-A-CB (Split System: Heat Pump with Remote Outdoor Unit-Air-Source) | 25VNA837A*031* |  |  | CAP**6124AL*+UI | 58TN*A090C21**20 | 33200 | 18 | 8.5 | 32000 | 24800 | 77.5% | 2 | 0 | 12 |  |  |  |  | R-410A | 2.7667 | Residential & Commercial | USHP | Ducted CEE Tier 1
210470627 | Central HP <5.4 tons | CARRIER | HRCU-A-CB (Split System: Heat Pump with Remote Outdoor Unit-Air-Source) | 25VNA837A*031* |  |  | CAP**6124AL*+UI | 59TN6B100C21**22 | 33200 | 18 | 8.5 | 32000 | 24800 | 77.5% | 2 | 0 | 12 |  |  |  |  | R-410A | 2.7667 | Residential & Commercial | USHP | Ducted CEE Tier 1
210470843 | Central HP <5.4 tons | CARRIER | HRCU-A-CB (Split System: Heat Pump with Remote Outdoor Unit-Air-Source) | 25VNA837A*031* |  |  | CNPV*4824AL*+UI | 59CU5A100C21**22 | 32400 | 17.5 | 8.1 | 32800 | 24600 | 75% | 1.98 | 0 | 11.7 |  |  |  |  | R-410A | 2.7 | Residential & Commercial | USHP | Ducted CEE Tier 1
216819020 | Central HP <5.4 tons | RHEEM | HRCU-A-CB (Split System: Heat Pump with Remote Outdoor Unit-Air-Source) | RD18AY24AJVC |  |  | RCFY2417MTANM | R801V0503A14DZ | 21000 | 18 | 8.1 | 20800 | 17000 | 81.73% | 1.9 | 0 | 10 |  |  |  |  | R-454B | 1.75 | Residential & Commercial | USHP | Ducted CEE Tier 1
216891269 | Central HP <5.4 tons | RHEEM | HRCU-A-CB (Split System: Heat Pump with Remote Outdoor Unit-Air-Source) | RD18AY36AJVC |  |  | RCFY3621MTANM | R97MV1005A21DH | 32600 | 19 | 10 | 32600 | 27800 | 85.28% | 2.1 | 0 | 12 |  |  |  |  | R-454B | 2.7167 | Residential & Commercial | USHP | Ducted CEE Tier 1
216891302 | Central HP <5.4 tons | RHEEM | HRCU-A-CB (Split System: Heat Pump with Remote Outdoor Unit-Air-Source) | RD18AY36AJVC |  |  | RCFY3621MTANM | R921V0603A17M4 | 32200 | 18 | 10 | 32200 | 28000 | 86.96% | 2.1 | 0 | 12 |  |  |  |  | R-454B | 2.6833 | Residential & Commercial | USHP | Ducted CEE Tier 1
215936036 | Central HP <5.4 tons | HEIL | HRCU-A-CB (Split System: Heat Pump with Remote Outdoor Unit-Air-Source) | H5H3V36*K*AAA* |  |  | EVD5X42M21A*+WALLCON | *95CSU0601716B* | 34200 | 20.5 | 8.5 | 39000 | 28600 | 73.33% | 2.04 | 0 | 11.5 |  |  |  |  | R-454B | 2.85 | Residential & Commercial | USHP | Ducted CEE Tier 1
215936256 | Central HP <5.4 tons | HEIL | HRCU-A-CB (Split System: Heat Pump with Remote Outdoor Unit-Air-Source) | H5H3V36*K*AAA* |  |  | EVD5X42M24A*+WALLCON | *96CTN1002122B* | 35600 | 22 | 8.5 | 38000 | 28400 | 74.74% | 2.04 | 0 | 12.5 |  |  |  |  | R-454B | 2.9667 | Residential & Commercial | USHP | Ducted CEE Tier 1
215936606 | Central HP <5.4 tons | HEIL | HRCU-A-CB (Split System: Heat Pump with Remote Outdoor Unit-Air-Source) | H5H3V36*K*AAA* |  |  | EVD5X60M21A*+WALLCON | *80CTL0702120B* | 35600 | 21.5 | 8.5 | 38000 | 28600 | 75.26% | 2.04 | 0 | 12 |  |  |  |  | R-454B | 2.9667 | Residential & Commercial | USHP | Ducted CEE Tier 1
215936656 | Central HP <5.4 tons | HEIL | HRCU-A-CB (Split System: Heat Pump with Remote Outdoor Unit-Air-Source) | H5H3V36*K*AAA* |  |  | EVD5X60M21A*+WALLCON | *95CSU0802120B* | 35600 | 21.5 | 8.5 | 38000 | 28600 | 75.26% | 2.04 | 0 | 12 |  |  |  |  | R-454B | 2.9667 | Residential & Commercial | USHP | Ducted CEE Tier 1
215935986 | Central HP <5.4 tons | HEIL | HRCU-A-CB (Split System: Heat Pump with Remote Outdoor Unit-Air-Source) | H5H3V36*K*AAA* |  |  | EVD5X42M21A*+WALLCON | *80CTL0701716B* | 34200 | 20.5 | 8.5 | 39000 | 28400 | 72.82% | 2.02 | 0 | 11.5 |  |  |  |  | R-454B | 2.85 | Residential & Commercial | USHP | Ducted CEE Tier 1
215936906 | Central HP <5.4 tons | HEIL | HRCU-A-CB (Split System: Heat Pump with Remote Outdoor Unit-Air-Source) | H5H3V36*K*AAA* |  |  | EVD5X61M21A*+WALLCON | *97CMN0801714B* | 35600 | 21.5 | 8.5 | 38000 | 28800 | 75.79% | 2.04 | 0 | 12 |  |  |  |  | R-454B | 2.9667 | Residential & Commercial | USHP | Ducted CEE Tier 1
215935586 | Central HP <5.4 tons | HEIL | HRCU-A-CB (Split System: Heat Pump with Remote Outdoor Unit-Air-Source) | H5H3V36*K*AAA* |  |  | EVD5X36M21A*+WALLCON | *80CSU0401712A* | 34400 | 21 | 8.5 | 38500 | 28400 | 73.77% | 2.04 | 0 | 11.7 |  |  |  |  | R-454B | 2.8667 | Residential & Commercial | USHP | Ducted CEE Tier 1
214242507 | Central HP <5.4 tons | HEIL | HRCU-A-CB (Split System: Heat Pump with Remote Outdoor Unit-Air-Source) | HVH825GKA2* |  |  | EN(A,D)4X24L17**+WALLCON | *96CTN0801714B* | 23200 | 16 | 8.1 | 22000 | 16900 | 76.82% | 1.92 | 0 | 10.5 |  |  |  |  | R-410A | 1.9333 | Residential & Commercial | USHP | Ducted CEE Tier 1
214238945 | Central HP <5.4 tons | HEIL | HRCU-A-CB (Split System: Heat Pump with Remote Outdoor Unit-Air-Source) | HVH837GKA2* |  |  | EN(A,D)4X36L21**+WALLCON | *96CTN1002122B* | 31400 | 16.5 | 8.1 | 33000 | 24000 | 72.73% | 1.82 | 0 | 11 |  |  |  |  | R-410A | 2.6167 | Residential & Commercial | USHP | Ducted CEE Tier 1
214239295 | Central HP <5.4 tons | HEIL | HRCU-A-CB (Split System: Heat Pump with Remote Outdoor Unit-Air-Source) | HVH837GKA2* |  |  | EN(A,D)4X48L24**+WALLCON | *80CTL1102120B* | 32400 | 17 | 8.1 | 32600 | 24600 | 75.46% | 1.96 | 0 | 11.5 |  |  |  |  | R-410A | 2.7 | Residential & Commercial | USHP | Ducted CEE Tier 1
214239395 | Central HP <5.4 tons | HEIL | HRCU-A-CB (Split System: Heat Pump with Remote Outdoor Unit-Air-Source) | HVH837GKA2* |  |  | EN(A,D,W)4X60L24**+WALLCON | *97CMN1202422B* | 32800 | 17.5 | 8.1 | 32200 | 24600 | 76.4% | 1.96 | 0 | 11.7 |  |  |  |  | R-410A | 2.7333 | Residential & Commercial | USHP | Ducted CEE Tier 1
214239415 | Central HP <5.4 tons | HEIL | HRCU-A-CB (Split System: Heat Pump with Remote Outdoor Unit-Air-Source) | HVH837GKA2* |  |  | EN(A,D,W)4X60L24**+WALLCON | *96CTN1202422B* | 32800 | 17.5 | 8.1 | 32200 | 24600 | 76.4% | 1.96 | 0 | 11.7 |  |  |  |  | R-410A | 2.7333 | Residential & Commercial | USHP | Ducted CEE Tier 1
214243207 | Central HP <5.4 tons | HEIL | HRCU-A-CB (Split System: Heat Pump with Remote Outdoor Unit-Air-Source) | HVH825GKA2* |  |  | EN(A,D)4X48L24**+WALLCON | *80CTL1102120B* | 24200 | 17 | 8.1 | 21200 | 16600 | 78.3% | 2.02 | 0 | 11.5 |  |  |  |  | R-410A | 2.0167 | Residential & Commercial | USHP | Ducted CEE Tier 1
214398024 | Central HP <5.4 tons | FRASER-JOHNSTON | HRCU-A-CB (Split System: Heat Pump with Remote Outdoor Unit-Air-Source) | HH860E2S11 |  |  | CTM60C5CHS1 | TM8E080C20MP11 | 53500 | 19 | 8.5 | 54000 | 39000 | 72.22% | 2 | 0 | 11 |  |  |  |  | R-454B | 4.4583 | Residential & Commercial | USHP | Ducted CEE Tier 1
214398258 | Central HP <5.4 tons | FRASER-JOHNSTON | HRCU-A-CB (Split System: Heat Pump with Remote Outdoor Unit-Air-Source) | HH860E2S11 |  |  | CTF60C5CGS1 | TM8V120C20MP12 | 44500 | 18 | 9 | 45000 | 33800 | 75.11% | 2 | 0 | 11 |  |  |  |  | R-454B | 3.7083 | Residential & Commercial | USHP | Ducted CEE Tier 1
214398317 | Central HP <5.4 tons | FRASER-JOHNSTON | HRCU-A-CB (Split System: Heat Pump with Remote Outdoor Unit-Air-Source) | HH860E2S11 |  |  | CTM60C5CGS1 | TP9C100C16MP13 | 43500 | 18 | 9 | 44000 | 33200 | 75.45% | 2 | 0 | 11.7 |  |  |  |  | R-454B | 3.625 | Residential & Commercial | USHP | Ducted CEE Tier 1
214398406 | Central HP <5.4 tons | FRASER-JOHNSTON | HRCU-A-CB (Split System: Heat Pump with Remote Outdoor Unit-Air-Source) | HH860E2S11 |  |  | CTM60C5CHS1 | TL9E100C20UH11 | 53000 | 19 | 8.5 | 53500 | 38500 | 71.96% | 2 | 0 | 11.7 |  |  |  |  | R-454B | 4.4167 | Residential & Commercial | USHP | Ducted CEE Tier 1
214397481 | Central HP <5.4 tons | FRASER-JOHNSTON | HRCU-A-CB (Split System: Heat Pump with Remote Outdoor Unit-Air-Source) | HH860E2S11 |  |  | CTM60C5CGS1 | TP9C100C20MP13 | 44000 | 18 | 9 | 44500 | 33600 | 75.51% | 2 | 0 | 11.7 |  |  |  |  | R-454B | 3.6667 | Residential & Commercial | USHP | Ducted CEE Tier 1
210472808 | Central HP <5.4 tons | CARRIER | HRCU-A-CB (Split System: Heat Pump with Remote Outdoor Unit-Air-Source) | 25VNA825A*032* |  |  | CAP**4221AL*+UI | 59CU5A060C17**16 | 23600 | 16.5 | 8.1 | 21400 | 16700 | 78.04% | 1.94 | 0 | 10.5 |  |  |  |  | R-410A | 1.9667 | Residential & Commercial | USHP | Ducted CEE Tier 1
210472874 | Central HP <5.4 tons | CARRIER | HRCU-A-CB (Split System: Heat Pump with Remote Outdoor Unit-Air-Source) | 25VNA825A*032* |  |  | CAP**4221AL*+UI | 58TN*A045C17**12 | 23600 | 16.5 | 8.1 | 21600 | 16800 | 77.78% | 1.94 | 0 | 10.5 |  |  |  |  | R-410A | 1.9667 | Residential & Commercial | USHP | Ducted CEE Tier 1
211206861 | Central HP <5.4 tons | LUXAIRE | HRCU-A-CB (Split System: Heat Pump with Remote Outdoor Unit-Air-Source) | HL20B3621 |  |  | XAMC36DE2N1+CC | TP9C100C16MP13 | 33000 | 18 | 8.5 | 34000 | 29200 | 85.88% | 1.96 | 0 | 12 |  |  |  |  | R-410A | 2.75 | Residential & Commercial | USHP | Ducted CEE Tier 1
211206868 | Central HP <5.4 tons | LUXAIRE | HRCU-A-CB (Split System: Heat Pump with Remote Outdoor Unit-Air-Source) | HL20B3621 |  |  | XAMC36DE2N1+CC | TM9V080C16MP12 | 33000 | 18 | 8.5 | 34200 | 29200 | 85.38% | 1.96 | 0 | 12 |  |  |  |  | R-410A | 2.75 | Residential & Commercial | USHP | Ducted CEE Tier 1
210473358 | Central HP <5.4 tons | CARRIER | HRCU-A-CB (Split System: Heat Pump with Remote Outdoor Unit-Air-Source) | 25VNA825A*032* |  |  | CAP**4821AL*+UI | 59TN6B080C17**14 | 24000 | 16.5 | 8.1 | 21000 | 16600 | 79.05% | 2 | 0 | 11 |  |  |  |  | R-410A | 2 | Residential & Commercial | USHP | Ducted CEE Tier 1
210473424 | Central HP <5.4 tons | CARRIER | HRCU-A-CB (Split System: Heat Pump with Remote Outdoor Unit-Air-Source) | 25VNA825A*032* |  |  | CAP**4821AL*+UI | 59MN7B060C21**20 | 24000 | 16.5 | 8.1 | 21000 | 16600 | 79.05% | 2 | 0 | 11 |  |  |  |  | R-410A | 2 | Residential & Commercial | USHP | Ducted CEE Tier 1
210471111 | Central HP <5.4 tons | CARRIER | HRCU-A-CB (Split System: Heat Pump with Remote Outdoor Unit-Air-Source) | 25VNA837A*031* |  |  | CSPH*6012AL*+UI | 59CU5A080C21**20 | 33000 | 17 | 8.1 | 32200 | 24800 | 77.02% | 2.02 | 0 | 11.5 |  |  |  |  | R-410A | 2.75 | Residential & Commercial | USHP | Ducted CEE Tier 1
216737216 | Central HP <5.4 tons | DAY & NIGHT | HRCU-A-CB (Split System: Heat Pump with Remote Outdoor Unit-Air-Source) | D5CUHAH24AAK |  |  | ESH5X30M12A* | *80MSU0401712A* | 22400 | 16 | 8.1 | 21000 | 18800 | 89.52% | 1.85 | 0 | 10.5 |  |  |  |  | R-454B | 1.8667 | Residential & Commercial | USHP | Ducted CEE Tier 1
216732813 | Central HP <5.4 tons | HEIL | HRCU-A-CB (Split System: Heat Pump with Remote Outdoor Unit-Air-Source) | D5CUHAH24AAK |  |  | EA*5X24M17A* | *80VTL0451412B* | 22000 | 16 | 8.5 | 21000 | 19100 | 90.95% | 1.96 | 0 | 10.5 |  |  |  |  | R-454B | 1.8333 | Residential & Commercial | USHP | Ducted CEE Tier 1
212985838 | Central HP <5.4 tons | COMFORTMAKER | HRCU-A-CB (Split System: Heat Pump with Remote Outdoor Unit-Air-Source) | DLCURAH24ABK |  |  | EN(A,D)4X24L17** | *96MSN0261410A* | 23200 | 16 | 8.5 | 27000 | 25200 | 93.33% | 2.08 | 0 | 10 |  |  |  |  | R-410A | 1.9333 | Residential & Commercial | USHP | Ducted CEE Tier 1
214398292 | Central HP <5.4 tons | FRASER-JOHNSTON | HRCU-A-CB (Split System: Heat Pump with Remote Outdoor Unit-Air-Source) | HH860E2S11 |  |  | CTF60C5CGS1+JME16C2SN1 | 0 | 45000 | 19 | 9 | 45000 | 33000 | 73.33% | 2 | 0 | 12 |  |  |  |  | R-454B | 3.75 | Residential & Commercial | USHP | Ducted CEE Tier 1
212974322 | Central HP <5.4 tons | CARRIER | HRCU-A-CB (Split System: Heat Pump with Remote Outdoor Unit-Air-Source) | 38MURAQ24AB3* |  |  | CAP**3721AL* | 59SP6B100V21**20 | 24800 | 17.5 | 8.5 | 25600 | 21200 | 82.81% | 1.8 | 0 | 10.5 |  |  |  |  | R-410A | 2.0667 | Residential & Commercial | USHP | Ducted CEE Tier 1
214242187 | Central HP <5.4 tons | HEIL | HRCU-A-CB (Split System: Heat Pump with Remote Outdoor Unit-Air-Source) | HVH825GKA3* |  |  | EN(A,D,W)4X42L21**+WALLCON | *96CTN0801714B* | 23800 | 16.5 | 8.1 | 21400 | 16700 | 78.04% | 1.94 | 0 | 11 |  |  |  |  | R-410A | 1.9833 | Residential & Commercial | USHP | Ducted CEE Tier 1
214398324 | Central HP <5.4 tons | FRASER-JOHNSTON | HRCU-A-CB (Split System: Heat Pump with Remote Outdoor Unit-Air-Source) | HH860E2S11 |  |  | CTM60D5CGS1+JMVT20DC2N1 | 0 | 45000 | 18 | 9 | 44500 | 33400 | 75.06% | 2 | 0 | 12 |  |  |  |  | R-454B | 3.75 | Residential & Commercial | USHP | Ducted CEE Tier 1
214397488 | Central HP <5.4 tons | FRASER-JOHNSTON | HRCU-A-CB (Split System: Heat Pump with Remote Outdoor Unit-Air-Source) | HH860E2S11 |  |  | CTF60C5CGS1 | TL8E080C16UH11 | 44000 | 18 | 9 | 44500 | 33600 | 75.51% | 2 | 0 | 11.7 |  |  |  |  | R-454B | 3.6667 | Residential & Commercial | USHP | Ducted CEE Tier 1
214397856 | Central HP <5.4 tons | FRASER-JOHNSTON | HRCU-A-CB (Split System: Heat Pump with Remote Outdoor Unit-Air-Source) | HH860E2S11 |  |  | CTF60D5CGS1+JMC20D2SN1 | 0 | 46000 | 19 | 9.5 | 46000 | 34000 | 73.91% | 2 | 0 | 12 |  |  |  |  | R-454B | 3.8333 | Residential & Commercial | USHP | Ducted CEE Tier 1
214397915 | Central HP <5.4 tons | FRASER-JOHNSTON | HRCU-A-CB (Split System: Heat Pump with Remote Outdoor Unit-Air-Source) | HH860E2S11 |  |  | CTM60D5CGS1 | TM9Y120D20MP11 | 43500 | 18 | 9 | 44000 | 33400 | 75.91% | 2 | 0 | 11.7 |  |  |  |  | R-454B | 3.625 | Residential & Commercial | USHP | Ducted CEE Tier 1
214243087 | Central HP <5.4 tons | HEIL | HRCU-A-CB (Split System: Heat Pump with Remote Outdoor Unit-Air-Source) | HVH825GKA2* |  |  | EN(A,D,W)4X48L21**+WALLCON | *80CTL0701716B* | 24000 | 17 | 8.1 | 21400 | 16600 | 77.57% | 2 | 0 | 11 |  |  |  |  | R-410A | 2 | Residential & Commercial | USHP | Ducted CEE Tier 1
214242417 | Central HP <5.4 tons | HEIL | HRCU-A-CB (Split System: Heat Pump with Remote Outdoor Unit-Air-Source) | HVH825GKA2* |  |  | EN(A,D)4X24L17**+WALLCON | *80CTL0451712B* | 23200 | 15.5 | 8.1 | 22200 | 17000 | 76.58% | 1.92 | 0 | 10.5 |  |  |  |  | R-410A | 1.9333 | Residential & Commercial | USHP | Ducted CEE Tier 1
214243137 | Central HP <5.4 tons | HEIL | HRCU-A-CB (Split System: Heat Pump with Remote Outdoor Unit-Air-Source) | HVH825GKA2* |  |  | EN(A,D,W)4X48L21**+WALLCON | *97CMN0601714B* | 24000 | 16.5 | 8.1 | 21400 | 16700 | 78.04% | 2 | 0 | 11 |  |  |  |  | R-410A | 2 | Residential & Commercial | USHP | Ducted CEE Tier 1
213607811 | Central HP <5.4 tons | BRYANT HEATING AND COOLING SYSTEMS | HRCU-A-CB (Split System: Heat Pump with Remote Outdoor Unit-Air-Source) | 38MURAQ60AB3* |  |  | FT4BNBD60L* | 0 | 55000 | 15.2 | 8.1 | 52500 | 48000 | 91.43% | 1.84 | 0 | 8.5 |  |  |  |  | R-410A | 4.5833 | Residential & Commercial | USHP
213607813 | Central HP <5.4 tons | BRYANT HEATING AND COOLING SYSTEMS | HRCU-A-CB (Split System: Heat Pump with Remote Outdoor Unit-Air-Source) | 38MURAQ60AB3* |  |  | PF4TNBD60L* | 0 | 55000 | 15.2 | 8.1 | 52500 | 48000 | 91.43% | 1.84 | 0 | 8.5 |  |  |  |  | R-410A | 4.5833 | Residential & Commercial | USHP
214239125 | Central HP <5.4 tons | HEIL | HRCU-A-CB (Split System: Heat Pump with Remote Outdoor Unit-Air-Source) | HVH837GKA2* |  |  | EN(A,D,W)4X42L21**+WALLCON | *97CMN1002122B* | 31800 | 16.5 | 8.1 | 33000 | 24400 | 73.94% | 1.88 | 0 | 11 |  |  |  |  | R-410A | 2.65 | Residential & Commercial | USHP | Ducted CEE Tier 1
214239175 | Central HP <5.4 tons | HEIL | HRCU-A-CB (Split System: Heat Pump with Remote Outdoor Unit-Air-Source) | HVH837GKA2* |  |  | EN(A,D,W)4X48L21**+WALLCON | *80CTL0701716B* | 32200 | 17 | 8.1 | 32800 | 24800 | 75.61% | 1.94 | 0 | 11.5 |  |  |  |  | R-410A | 2.6833 | Residential & Commercial | USHP | Ducted CEE Tier 1
210470594 | Central HP <5.4 tons | CARRIER | HRCU-A-CB (Split System: Heat Pump with Remote Outdoor Unit-Air-Source) | 25VNA837A*031* |  |  | CAP**6124AL*+UI | 59MN7B100C21**22 | 33200 | 18 | 8.5 | 32000 | 24800 | 77.5% | 2 | 0 | 12 |  |  |  |  | R-410A | 2.7667 | Residential & Commercial | USHP | Ducted CEE Tier 1
210471210 | Central HP <5.4 tons | CARRIER | HRCU-A-CB (Split System: Heat Pump with Remote Outdoor Unit-Air-Source) | 25VNA837A*031* |  |  | CSPH*6012AL*+UI | 59TN6B120C24**22 | 33000 | 17 | 8.1 | 32200 | 24800 | 77.02% | 2.02 | 0 | 11.5 |  |  |  |  | R-410A | 2.75 | Residential & Commercial | USHP | Ducted CEE Tier 1
210471177 | Central HP <5.4 tons | CARRIER | HRCU-A-CB (Split System: Heat Pump with Remote Outdoor Unit-Air-Source) | 25VNA837A*031* |  |  | CSPH*6012AL*+UI | 58TN*A090C21**20 | 33000 | 17 | 8.1 | 32200 | 25000 | 77.64% | 2 | 0 | 11.5 |  |  |  |  | R-410A | 2.75 | Residential & Commercial | USHP | Ducted CEE Tier 1
210474069 | Central HP <5.4 tons | CARRIER | HRCU-A-CB (Split System: Heat Pump with Remote Outdoor Unit-Air-Source) | 25VNA825A*032* |  |  | CNPV*4824AL*+UI | 59CU5A100C21**22 | 24200 | 17 | 8.1 | 21200 | 16600 | 78.3% | 2.02 | 0 | 11.5 |  |  |  |  | R-410A | 2.0167 | Residential & Commercial | USHP | Ducted CEE Tier 1
210474135 | Central HP <5.4 tons | CARRIER | HRCU-A-CB (Split System: Heat Pump with Remote Outdoor Unit-Air-Source) | 25VNA825A*032* |  |  | CNPV*4824AL*+UI | 59TN6B100C21**22 | 24200 | 17 | 8.1 | 21400 | 16600 | 77.57% | 2.02 | 0 | 11.5 |  |  |  |  | R-410A | 2.0167 | Residential & Commercial | USHP | Ducted CEE Tier 1
213080831 | Central HP <5.4 tons | HEIL | HRCU-A-CB (Split System: Heat Pump with Remote Outdoor Unit-Air-Source) | DLCURAH36ABK |  |  | EA*4X43L21A* | *95MSU0802120A* | 36600 | 16 | 8.5 | 38500 | 35000 | 90.91% | 2.08 | 0 | 10 |  |  |  |  | R-410A | 3.05 | Residential & Commercial | USHP | Ducted CEE Tier 1
211206913 | Central HP <5.4 tons | LUXAIRE | HRCU-A-CB (Split System: Heat Pump with Remote Outdoor Unit-Air-Source) | HL20B6021 |  |  | XAMC60HE4N1+CC | LP9C100C20MP13 | 52000 | 18 | 8.5 | 55000 | 42000 | 76.36% | 2.16 | 0 | 11 |  |  |  |  | R-410A | 4.3333 | Residential & Commercial | USHP | Ducted CEE Tier 1
214398732 | Central HP <5.4 tons | JOHNSON CONTROLS | HRCU-A-CB (Split System: Heat Pump with Remote Outdoor Unit-Air-Source) | HH860E2S11 |  |  | CTM60D5CGS1 | TP9C120D20MP13 | 44000 | 18 | 9 | 44000 | 33400 | 75.91% | 2 | 0 | 11.7 |  |  |  |  | R-454B | 3.6667 | Residential & Commercial | USHP | Ducted CEE Tier 1
214397471 | Central HP <5.4 tons | FRASER-JOHNSTON | HRCU-A-CB (Split System: Heat Pump with Remote Outdoor Unit-Air-Source) | HH860E2S11 |  |  | CTF60C5CGS1 | TMLE120C20MP11 | 44500 | 17 | 9 | 45000 | 33600 | 74.67% | 2 | 0 | 11.7 |  |  |  |  | R-454B | 3.7083 | Residential & Commercial | USHP | Ducted CEE Tier 1
211242868 | Central HP <5.4 tons | AIRQUEST | HRCU-A-CB (Split System: Heat Pump with Remote Outdoor Unit-Air-Source) | DLCURAH24ABK |  |  | EA*4X37L17A* | *80VSL0701716A* | 24200 | 16.5 | 8.5 | 25400 | 21800 | 85.83% | 1.82 | 0 | 10 |  |  |  |  | R-410A | 2.0167 | Residential & Commercial | USHP | Ducted CEE Tier 1
211243368 | Central HP <5.4 tons | AIRQUEST | HRCU-A-CB (Split System: Heat Pump with Remote Outdoor Unit-Air-Source) | DLCURAH24ABK |  |  | EA*4X37L21A* | *95ESU0601716A* | 25000 | 17 | 8.5 | 25600 | 20800 | 81.25% | 1.76 | 0 | 10.5 |  |  |  |  | R-410A | 2.0833 | Residential & Commercial | USHP | Ducted CEE Tier 1
211243902 | Central HP <5.4 tons | AIRQUEST | HRCU-A-CB (Split System: Heat Pump with Remote Outdoor Unit-Air-Source) | DLCURAH24ABK |  |  | EN(A,D)4X24L17** | *95ESU0401712A* | 23200 | 16.5 | 8.5 | 26400 | 24400 | 92.42% | 2.04 | 0 | 10 |  |  |  |  | R-410A | 1.9333 | Residential & Commercial | USHP | Ducted CEE Tier 1
211244247 | Central HP <5.4 tons | AIRQUEST | HRCU-A-CB (Split System: Heat Pump with Remote Outdoor Unit-Air-Source) | DLCURAH24ABK |  |  | EN(A,D)4X24L17** | OMV098J12* | 23400 | 16 | 8.5 | 26600 | 24000 | 90.23% | 1.98 | 0 | 10 |  |  |  |  | R-410A | 1.95 | Residential & Commercial | USHP | Ducted CEE Tier 1
213778960 | Central HP <5.4 tons | COMFORTMAKER | HRCU-A-CB (Split System: Heat Pump with Remote Outdoor Unit-Air-Source) | CVH837GKA** |  |  | EA*4X37L21A*+WALLCON | *80CTL0901716B* | 32600 | 17 | 8.5 | 32800 | 25000 | 76.22% | 1.98 | 0 | 11 |  |  |  |  | R-410A | 2.7167 | Residential & Commercial | USHP | Ducted CEE Tier 1
213779210 | Central HP <5.4 tons | COMFORTMAKER | HRCU-A-CB (Split System: Heat Pump with Remote Outdoor Unit-Air-Source) | CVH837GKA** |  |  | EA*4X42L24A*+WALLCON | *97CMN1002122B* | 31800 | 17 | 8.1 | 33000 | 24200 | 73.33% | 1.88 | 0 | 11 |  |  |  |  | R-410A | 2.65 | Residential & Commercial | USHP | Ducted CEE Tier 1
213779360 | Central HP <5.4 tons | COMFORTMAKER | HRCU-A-CB (Split System: Heat Pump with Remote Outdoor Unit-Air-Source) | CVH837GKA** |  |  | EA*4X43L21A*+WALLCON | *96CTN1002122B* | 33000 | 17 | 8.5 | 32600 | 25000 | 76.69% | 1.98 | 0 | 11.5 |  |  |  |  | R-410A | 2.75 | Residential & Commercial | USHP | Ducted CEE Tier 1
215935956 | Central HP <5.4 tons | HEIL | HRCU-A-CB (Split System: Heat Pump with Remote Outdoor Unit-Air-Source) | H5H3V36*K*AAA* |  |  | EVD5X42M21A*+WALLCON | *80CSU0601716A* | 34400 | 21 | 8.5 | 38500 | 28200 | 73.25% | 2.04 | 0 | 11.7 |  |  |  |  | R-454B | 2.8667 | Residential & Commercial | USHP | Ducted CEE Tier 1
216732547 | Central HP <5.4 tons | HEIL | HRCU-A-CB (Split System: Heat Pump with Remote Outdoor Unit-Air-Source) | D5CUHAH24AAK |  |  | EA*5X24M14A* | *80VTL0451412B* | 21800 | 16 | 8.5 | 21000 | 19100 | 90.95% | 1.98 | 0 | 10.5 |  |  |  |  | R-454B | 1.8167 | Residential & Commercial | USHP | Ducted CEE Tier 1
215934177 | Central HP <5.4 tons | AIRQUEST | HRCU-A-CB (Split System: Heat Pump with Remote Outdoor Unit-Air-Source) | H5H3V48*K*AAA* |  |  | EA*5X61M21A*+WALLCON | *80CTL0901716B* | 44500 | 21 | 9.5 | 48500 | 36000 | 74.23% | 2 | 0 | 11.5 |  |  |  |  | R-454B | 3.7083 | Residential & Commercial | USHP | Ducted CEE Tier 1
211207008 | Central HP <5.4 tons | YORK | HRCU-A-CB (Split System: Heat Pump with Remote Outdoor Unit-Air-Source) | YZV24B21 |  |  | XAMB24DE1N1+CC | TP9C060B12MP13 | 22600 | 17 | 8.5 | 23800 | 18500 | 77.73% | 1.92 | 0 | 12 |  |  |  |  | R-410A | 1.8833 | Residential & Commercial | USHP | Ducted CEE Tier 1
215933727 | Central HP <5.4 tons | AIRQUEST | HRCU-A-CB (Split System: Heat Pump with Remote Outdoor Unit-Air-Source) | H5H3V36*K*AAA* |  |  | ESH5X60M12A*+WALLCON | *80CSU0601716A* | 34000 | 19.5 | 9 | 34400 | 26000 | 75.58% | 1.94 | 0 | 11.7 |  |  |  |  | R-454B | 2.8333 | Residential & Commercial | USHP | Ducted CEE Tier 1
213772504 | Central HP <5.4 tons | TEMPSTAR | HRCU-A-CB (Split System: Heat Pump with Remote Outdoor Unit-Air-Source) | TVH825GKA2* |  |  | EHD4X48AAL+WALLCON | *95CSU0601716B* | 24200 | 16 | 8.1 | 21400 | 16600 | 77.57% | 2.02 | 0 | 10.5 |  |  |  |  | R-410A | 2.0167 | Residential & Commercial | USHP | Ducted CEE Tier 1
216051164 | Central HP <5.4 tons | RHEEM | HRCU-A-CB (Split System: Heat Pump with Remote Outdoor Unit-Air-Source) | RP19AY60AJVC |  |  | RCFY6021SEAAM | R98MV1005A21UP | 53500 | 17 | 10 | 53500 | 49000 | 91.59% | 2 | 0 | 10 |  |  |  |  | R-454B | 4.4583 | Residential & Commercial | USHP | Ducted CEE Tier 1
210474381 | Central HP <5.4 tons | TEMPSTAR | HRCU-A-CB (Split System: Heat Pump with Remote Outdoor Unit-Air-Source) | TVH825GKA3* |  |  | EHD4X42AAL+WALLCON | *97CMN1002122A* | 24200 | 16 | 8.1 | 21400 | 16600 | 77.57% | 2 | 0 | 10.5 |  |  |  |  | R-410A | 2.0167 | Residential & Commercial | USHP | Ducted CEE Tier 1
213892617 | Central HP <5.4 tons | BRYANT HEATING AND COOLING SYSTEMS | HRCU-A-CB (Split System: Heat Pump with Remote Outdoor Unit-Air-Source) | 284ANV024*0**B* |  |  | CSPH*3012AL*+UI | 986TD30040C14*** | 23000 | 17 | 9.5 | 27200 | 20600 | 75.74% | 2.34 | 0 | 11.5 |  |  |  |  | R-410A | 1.9167 | Residential & Commercial | USHP | Ducted CEE Tier 1
214397515 | Central HP <5.4 tons | FRASER-JOHNSTON | HRCU-A-CB (Split System: Heat Pump with Remote Outdoor Unit-Air-Source) | HH860E2S11 |  |  | CTM60C5CGS1 | TL9E100C20UH11 | 44000 | 18 | 9 | 44500 | 33400 | 75.06% | 2 | 0 | 11.7 |  |  |  |  | R-454B | 3.6667 | Residential & Commercial | USHP | Ducted CEE Tier 1
210472918 | Central HP <5.4 tons | CARRIER | HRCU-A-CB (Split System: Heat Pump with Remote Outdoor Unit-Air-Source) | 25VNA825A*032* |  |  | CAP**4221AL*+UI | 59MN7B060C17**14 | 23600 | 16 | 8.1 | 21600 | 16800 | 77.78% | 1.94 | 0 | 10.5 |  |  |  |  | R-410A | 1.9667 | Residential & Commercial | USHP | Ducted CEE Tier 1
210473116 | Central HP <5.4 tons | CARRIER | HRCU-A-CB (Split System: Heat Pump with Remote Outdoor Unit-Air-Source) | 25VNA825A*032* |  |  | CAP**4321AL*+UI | 58CU*A040C17**12 | 24400 | 17 | 8.5 | 21200 | 16600 | 78.3% | 2.02 | 0 | 11 |  |  |  |  | R-410A | 2.0333 | Residential & Commercial | USHP | Ducted CEE Tier 1
210473182 | Central HP <5.4 tons | CARRIER | HRCU-A-CB (Split System: Heat Pump with Remote Outdoor Unit-Air-Source) | 25VNA825A*032* |  |  | CAP**4321AL*+UI | 59TN6B080C17**14 | 24400 | 16.5 | 8.1 | 21200 | 16700 | 78.77% | 2.02 | 0 | 11 |  |  |  |  | R-410A | 2.0333 | Residential & Commercial | USHP | Ducted CEE Tier 1
210473391 | Central HP <5.4 tons | CARRIER | HRCU-A-CB (Split System: Heat Pump with Remote Outdoor Unit-Air-Source) | 25VNA825A*032* |  |  | CAP**4821AL*+UI | 59MN7B100C21**22 | 24000 | 16.5 | 8.1 | 21000 | 16500 | 78.57% | 2.02 | 0 | 11 |  |  |  |  | R-410A | 2 | Residential & Commercial | USHP | Ducted CEE Tier 1
213297417 | Central HP <5.4 tons | JOHNSON CONTROLS | HRCU-A-CB (Split System: Heat Pump with Remote Outdoor Unit-Air-Source) | HMH72B341 |  |  | XAFB36DXXN1+JMVT12BC2N1+TXV | 0 | 34000 | 18.5 | 8.5 | 33600 | 23600 | 70.24% | 2.1 | 0 | 10 |  |  |  |  | R-410A | 2.8333 | Residential & Commercial | USHP | Ducted CEE Tier 1
214238875 | Central HP <5.4 tons | HEIL | HRCU-A-CB (Split System: Heat Pump with Remote Outdoor Unit-Air-Source) | HVH837GKA2* |  |  | EN(A,D)4X36L21**+WALLCON | *80CTL1102120B* | 31400 | 16.5 | 8.1 | 33000 | 24000 | 72.73% | 1.82 | 0 | 11 |  |  |  |  | R-410A | 2.6167 | Residential & Commercial | USHP | Ducted CEE Tier 1
214239075 | Central HP <5.4 tons | HEIL | HRCU-A-CB (Split System: Heat Pump with Remote Outdoor Unit-Air-Source) | HVH837GKA2* |  |  | EN(A,D,W)4X42L21**+WALLCON | *80CTL0902120B* | 31800 | 17 | 8.1 | 33000 | 24400 | 73.94% | 1.88 | 0 | 11 |  |  |  |  | R-410A | 2.65 | Residential & Commercial | USHP | Ducted CEE Tier 1
212984956 | Central HP <5.4 tons | HEIL | HRCU-A-CB (Split System: Heat Pump with Remote Outdoor Unit-Air-Source) | DLCURAH36ABK |  |  | EA*4X48L24A* | *92MSN0802120A* | 35800 | 16.5 | 8.5 | 37800 | 34600 | 91.53% | 2.02 | 0 | 10 |  |  |  |  | R-410A | 2.9833 | Residential & Commercial | USHP | Ducted CEE Tier 1
212985521 | Central HP <5.4 tons | HEIL | HRCU-A-CB (Split System: Heat Pump with Remote Outdoor Unit-Air-Source) | DLCURAH36ABK |  |  | EA*4X48L24A* | *92MSN1002122A* | 36000 | 16.5 | 8.5 | 37800 | 34600 | 91.53% | 2.04 | 0 | 10 |  |  |  |  | R-410A | 3 | Residential & Commercial | USHP | Ducted CEE Tier 1
215677622 | Central HP <5.4 tons | TEMPSTAR | HRCU-A-CB (Split System: Heat Pump with Remote Outdoor Unit-Air-Source) | T5H0V60*K*AAA* |  |  | EVD5X61M21A*+WALLCON | *97CMN0602120B* | 56000 | 17.5 | 9 | 65000 | 46000 | 70.77% | 2.06 | 0 | 8.5 |  |  |  |  | R-454B | 4.6667 | Residential & Commercial | USHP
215677922 | Central HP <5.4 tons | TEMPSTAR | HRCU-A-CB (Split System: Heat Pump with Remote Outdoor Unit-Air-Source) | T5H0V60*K*AAA* |  |  | EA*5X61M24A*+WALLCON | *80CTL0702120B* | 55500 | 18.5 | 9 | 60000 | 42000 | 70% | 2 | 0 | 8.5 |  |  |  |  | R-454B | 4.625 | Residential & Commercial | USHP
215678022 | Central HP <5.4 tons | TEMPSTAR | HRCU-A-CB (Split System: Heat Pump with Remote Outdoor Unit-Air-Source) | T5H0V60*K*AAA* |  |  | EA*5X61M24A*+WALLCON | *96CTN1002122B* | 56000 | 18.5 | 9 | 60000 | 42000 | 70% | 2.02 | 0 | 9 |  |  |  |  | R-454B | 4.6667 | Residential & Commercial | USHP
215682602 | Central HP <5.4 tons | TEMPSTAR | HRCU-A-CB (Split System: Heat Pump with Remote Outdoor Unit-Air-Source) | T5H0V60*K*AAA* |  |  | EA*5X60M24A*+WALLCON | *80CSU1002120B* | 55000 | 18 | 8.5 | 59000 | 41500 | 70.34% | 2.02 | 0 | 9 |  |  |  |  | R-454B | 4.5833 | Residential & Commercial | USHP
211714139 | Central HP <5.4 tons | CARRIER | HRCU-A-CB (Split System: Heat Pump with Remote Outdoor Unit-Air-Source) | 38MURAQ30AB3* |  |  | CNPV*4217AL* | 58TP*A090V17**16 | 29800 | 15.2 | 8.1 | 33600 | 27000 | 80.36% | 1.8 | 0 | 9 |  |  |  |  | R-410A | 2.4833 | Residential & Commercial | USHP
212988047 | Central HP <5.4 tons | CARRIER | HRCU-A-CB (Split System: Heat Pump with Remote Outdoor Unit-Air-Source) | 38MURAQ30AB3* |  |  | CAP**4221AL* | 59SC6A100M21**20 | 30200 | 15.2 | 8.5 | 34000 | 27400 | 80.59% | 1.8 | 0 | 9 |  |  |  |  | R-410A | 2.5167 | Residential & Commercial | USHP
216819070 | Central HP <5.4 tons | RHEEM | HRCU-A-CB (Split System: Heat Pump with Remote Outdoor Unit-Air-Source) | RD18AY24AJVC |  |  | RCFY2417MTANM | R951V0403A17M4 | 21000 | 17 | 8.1 | 21000 | 17000 | 80.95% | 1.9 | 0 | 10 |  |  |  |  | R-454B | 1.75 | Residential & Commercial | USHP | Ducted CEE Tier 1
216819086 | Central HP <5.4 tons | RHEEM | HRCU-A-CB (Split System: Heat Pump with Remote Outdoor Unit-Air-Source) | RD18AY24AJVC |  |  | RCFY2417MTANM | R801V0503A14UH | 21000 | 18 | 8.1 | 20800 | 17000 | 81.73% | 1.9 | 0 | 10 |  |  |  |  | R-454B | 1.75 | Residential & Commercial | USHP | Ducted CEE Tier 1
215934247 | Central HP <5.4 tons | AIRQUEST | HRCU-A-CB (Split System: Heat Pump with Remote Outdoor Unit-Air-Source) | H5H3V48*K*AAA* |  |  | EA*5X61M21A*+WALLCON | *97CMN0801714B* | 44500 | 20.5 | 9.5 | 49000 | 36600 | 74.69% | 2 | 0 | 11 |  |  |  |  | R-454B | 3.7083 | Residential & Commercial | USHP | Ducted CEE Tier 1
216891501 | Central HP <5.4 tons | RHEEM | HRCU-A-CB (Split System: Heat Pump with Remote Outdoor Unit-Air-Source) | RD18AY36AJVC |  |  | RCFY3617STANM | R801V0504A17UHU | 31200 | 18 | 8.5 | 31200 | 28000 | 89.74% | 1.9 | 0 | 11.7 |  |  |  |  | R-454B | 2.6 | Residential & Commercial | USHP | Ducted CEE Tier 1
216891534 | Central HP <5.4 tons | RHEEM | HRCU-A-CB (Split System: Heat Pump with Remote Outdoor Unit-Air-Source) | RD18AY36AJVC |  |  | RCFY3617STANM | R921V0703A17M4 | 31400 | 18 | 8.5 | 31400 | 27800 | 88.54% | 1.9 | 0 | 12 |  |  |  |  | R-454B | 2.6167 | Residential & Commercial | USHP | Ducted CEE Tier 1
215933927 | Central HP <5.4 tons | AIRQUEST | HRCU-A-CB (Split System: Heat Pump with Remote Outdoor Unit-Air-Source) | H5H3V36*K*AAA* |  |  | ESH5X60M12A*+WALLCON | *96CTN0801714B* | 34000 | 19.5 | 9 | 34600 | 26400 | 76.3% | 1.94 | 0 | 11.5 |  |  |  |  | R-454B | 2.8333 | Residential & Commercial | USHP | Ducted CEE Tier 1
211395916 | Central HP <5.4 tons | LUXAIRE | HRCU-A-CB (Split System: Heat Pump with Remote Outdoor Unit-Air-Source) | HMH72B341 |  |  | XAFC48FBCN1 | LP9C060B12MP13 | 33000 | 16.5 | 8.1 | 32400 | 24000 | 74.07% | 2.04 | 0 | 9 |  |  |  |  | R-410A | 2.75 | Residential & Commercial | USHP
211394912 | Central HP <5.4 tons | LUXAIRE | HRCU-A-CB (Split System: Heat Pump with Remote Outdoor Unit-Air-Source) | HMH72B341 |  |  | XAFC48FXXN1+TXV | TP9C100C16MP13 | 33800 | 16.5 | 8.5 | 32400 | 23800 | 73.46% | 2.08 | 0 | 9.5 |  |  |  |  | R-410A | 2.8167 | Residential & Commercial | USHP
211393210 | Central HP <5.4 tons | LUXAIRE | HRCU-A-CB (Split System: Heat Pump with Remote Outdoor Unit-Air-Source) | HMH72B341 |  |  | XAFC36DBCN1 | TL9E060B12UH11 | 33800 | 18 | 8.1 | 34000 | 24200 | 71.18% | 2.04 | 0 | 9.5 |  |  |  |  | R-410A | 2.8167 | Residential & Commercial | USHP
211394246 | Central HP <5.4 tons | LUXAIRE | HRCU-A-CB (Split System: Heat Pump with Remote Outdoor Unit-Air-Source) | HMH72B341 |  |  | XAUC48FXXN1+TXV | TM9Y060B12MP11 | 33200 | 16.5 | 8.1 | 32600 | 24000 | 73.62% | 2.02 | 0 | 9 |  |  |  |  | R-410A | 2.7667 | Residential & Commercial | USHP
211392725 | Central HP <5.4 tons | LUXAIRE | HRCU-A-CB (Split System: Heat Pump with Remote Outdoor Unit-Air-Source) | HMH72B341 |  |  | XAUB30CXXN1+TXV | TMLE060A12MP11 | 32800 | 17.5 | 8.1 | 33400 | 23400 | 70.06% | 2.02 | 0 | 9.5 |  |  |  |  | R-410A | 2.7333 | Residential & Commercial | USHP
211392740 | Central HP <5.4 tons | LUXAIRE | HRCU-A-CB (Split System: Heat Pump with Remote Outdoor Unit-Air-Source) | HMH72B341 |  |  | XAHB36DXXN1+TXV | TM8E040A12MP11 | 33200 | 17.5 | 8.1 | 33000 | 23200 | 70.3% | 2.02 | 0 | 9.5 |  |  |  |  | R-410A | 2.7667 | Residential & Commercial | USHP
211393443 | Central HP <5.4 tons | LUXAIRE | HRCU-A-CB (Split System: Heat Pump with Remote Outdoor Unit-Air-Source) | HMH72B341 |  |  | XAFC36DXXN1+TXV | TL8E080C16UH11 | 34000 | 17.5 | 8.1 | 34000 | 24200 | 71.18% | 2.1 | 0 | 10 |  |  |  |  | R-410A | 2.8333 | Residential & Commercial | USHP | Ducted CEE Tier 1
211392507 | Central HP <5.4 tons | LUXAIRE | HRCU-A-CB (Split System: Heat Pump with Remote Outdoor Unit-Air-Source) | HMH72B341 |  |  | XAUB30CXXN1+TXV | TMLE080B12MP11 | 32800 | 17.5 | 8.1 | 34000 | 23800 | 70% | 2.02 | 0 | 9.5 |  |  |  |  | R-410A | 2.7333 | Residential & Commercial | USHP
211396181 | Central HP <5.4 tons | LUXAIRE | HRCU-A-CB (Split System: Heat Pump with Remote Outdoor Unit-Air-Source) | HMH72B341 |  |  | XAUC48FXXN1+TXV | TM9E080C16MP12 | 34000 | 17 | 8.1 | 33400 | 24600 | 73.65% | 2.08 | 0 | 9 |  |  |  |  | R-410A | 2.8333 | Residential & Commercial | USHP
211396647 | Central HP <5.4 tons | LUXAIRE | HRCU-A-CB (Split System: Heat Pump with Remote Outdoor Unit-Air-Source) | HMH72B341 |  |  | XAFC48FXXN1+TXV | TM8Y100C20MP11 | 34000 | 16.5 | 8.5 | 33000 | 24200 | 73.33% | 2.1 | 0 | 9.5 |  |  |  |  | R-410A | 2.8333 | Residential & Commercial | USHP
211396733 | Central HP <5.4 tons | LUXAIRE | HRCU-A-CB (Split System: Heat Pump with Remote Outdoor Unit-Air-Source) | HMH72B341 |  |  | XAHD48FXXN1+TXV | TM8Y080C16MP11 | 33600 | 17 | 8.1 | 32600 | 24000 | 73.62% | 2.04 | 0 | 9 |  |  |  |  | R-410A | 2.8 | Residential & Commercial | USHP
211395861 | Central HP <5.4 tons | LUXAIRE | HRCU-A-CB (Split System: Heat Pump with Remote Outdoor Unit-Air-Source) | HMH72B341 |  |  | XAFC48FBCN1 | TM9V060B12MP12 | 33000 | 16.5 | 8.1 | 32400 | 24000 | 74.07% | 2.04 | 0 | 9 |  |  |  |  | R-410A | 2.75 | Residential & Commercial | USHP
211394150 | Central HP <5.4 tons | LUXAIRE | HRCU-A-CB (Split System: Heat Pump with Remote Outdoor Unit-Air-Source) | HMH72B341 |  |  | XAFC48FXXN1+TXV | TM9Y080B12MP11 | 33400 | 17 | 8.1 | 32800 | 24200 | 73.78% | 2.04 | 0 | 9 |  |  |  |  | R-410A | 2.7833 | Residential & Commercial | USHP
211395118 | Central HP <5.4 tons | LUXAIRE | HRCU-A-CB (Split System: Heat Pump with Remote Outdoor Unit-Air-Source) | HMH72B341 |  |  | XAHC48FBCN1 | TM9V080C16MP12 | 32800 | 16.5 | 8.5 | 31800 | 23200 | 72.96% | 2.02 | 0 | 9 |  |  |  |  | R-410A | 2.7333 | Residential & Commercial | USHP
211395143 | Central HP <5.4 tons | LUXAIRE | HRCU-A-CB (Split System: Heat Pump with Remote Outdoor Unit-Air-Source) | HMH72B341 |  |  | XAHC48FBCN1 | TP9C080C16MP13 | 32800 | 16.5 | 8.5 | 31800 | 23200 | 72.96% | 2.02 | 0 | 9 |  |  |  |  | R-410A | 2.7333 | Residential & Commercial | USHP
211394191 | Central HP <5.4 tons | LUXAIRE | HRCU-A-CB (Split System: Heat Pump with Remote Outdoor Unit-Air-Source) | HMH72B341 |  |  | XAHC48FXXN1+TXV | TM9Y060B12MP11 | 32400 | 16.5 | 8.1 | 32200 | 23600 | 73.29% | 1.98 | 0 | 9 |  |  |  |  | R-410A | 2.7 | Residential & Commercial | USHP
214398690 | Central HP <5.4 tons | JOHNSON CONTROLS | HRCU-A-CB (Split System: Heat Pump with Remote Outdoor Unit-Air-Source) | HH860E2S11 |  |  | CTF60C5CGS1 | TMLE100C20MP11 | 44500 | 17 | 9 | 45000 | 33800 | 75.11% | 2 | 0 | 11.7 |  |  |  |  | R-454B | 3.7083 | Residential & Commercial | USHP | Ducted CEE Tier 1
214398683 | Central HP <5.4 tons | FRASER-JOHNSTON | HRCU-A-CB (Split System: Heat Pump with Remote Outdoor Unit-Air-Source) | HH860E2S11 |  |  | CTF60C5CGS1 | TM8E100C20MP11 | 44500 | 17 | 9 | 45000 | 33800 | 75.11% | 2 | 0 | 11.7 |  |  |  |  | R-454B | 3.7083 | Residential & Commercial | USHP | Ducted CEE Tier 1
213297097 | Central HP <5.4 tons | JOHNSON CONTROLS | HRCU-A-CB (Split System: Heat Pump with Remote Outdoor Unit-Air-Source) | HMH72B341 |  |  | XAHC36DBCN1 | Z8ET080B12LMPS1 | 33000 | 18 | 8.1 | 32000 | 22400 | 70% | 2 | 0 | 9.5 |  |  |  |  | R-410A | 2.75 | Residential & Commercial | USHP
210473248 | Central HP <5.4 tons | CARRIER | HRCU-A-CB (Split System: Heat Pump with Remote Outdoor Unit-Air-Source) | 25VNA825A*032* |  |  | CAP**4321AL*+UI | 59MN7B060C21**20 | 24400 | 16.5 | 8.1 | 21200 | 16700 | 78.77% | 2.02 | 0 | 11 |  |  |  |  | R-410A | 2.0333 | Residential & Commercial | USHP | Ducted CEE Tier 1
210473314 | Central HP <5.4 tons | CARRIER | HRCU-A-CB (Split System: Heat Pump with Remote Outdoor Unit-Air-Source) | 25VNA825A*032* |  |  | CAP**4821AL*+UI | 58CU*A100C21**20 | 24000 | 16.5 | 8.1 | 21000 | 16600 | 79.05% | 2 | 0 | 10.5 |  |  |  |  | R-410A | 2 | Residential & Commercial | USHP | Ducted CEE Tier 1
210473882 | Central HP <5.4 tons | CARRIER | HRCU-A-CB (Split System: Heat Pump with Remote Outdoor Unit-Air-Source) | 25VNA825A*032* |  |  | CNPV*4821AL*+UI | 59CU5A060C17**16 | 24000 | 16.5 | 8.1 | 21400 | 16700 | 78.04% | 2 | 0 | 11 |  |  |  |  | R-410A | 2 | Residential & Commercial | USHP | Ducted CEE Tier 1
210473948 | Central HP <5.4 tons | CARRIER | HRCU-A-CB (Split System: Heat Pump with Remote Outdoor Unit-Air-Source) | 25VNA825A*032* |  |  | CNPV*4821AL*+UI | 58TN*A045C17**12 | 24000 | 16.5 | 8.1 | 21400 | 16700 | 78.04% | 2 | 0 | 11 |  |  |  |  | R-410A | 2 | Residential & Commercial | USHP | Ducted CEE Tier 1
210474014 | Central HP <5.4 tons | CARRIER | HRCU-A-CB (Split System: Heat Pump with Remote Outdoor Unit-Air-Source) | 25VNA825A*032* |  |  | CNPV*4821AL*+UI | 59MN7B100C21**22 | 24200 | 17 | 8.1 | 21400 | 16600 | 77.57% | 2.02 | 0 | 11.5 |  |  |  |  | R-410A | 2.0167 | Residential & Commercial | USHP | Ducted CEE Tier 1
210474250 | Central HP <5.4 tons | CARRIER | HRCU-A-CB (Split System: Heat Pump with Remote Outdoor Unit-Air-Source) | 25VNA825A*032* |  |  | CSPH*4212AL*+UI | 58CU*A040C17**12 | 24200 | 16.5 | 8.1 | 21400 | 16600 | 77.57% | 2 | 0 | 10.5 |  |  |  |  | R-410A | 2.0167 | Residential & Commercial | USHP | Ducted CEE Tier 1
214807793 | Central HP <5.4 tons | FRASER-JOHNSTON | HRCU-A-CB (Split System: Heat Pump with Remote Outdoor Unit-Air-Source) | HH836E2S11 |  |  | CTU48C5XFS1+JMVT16CC2N1+TXV | 0 | 34400 | 19 | 9 | 32000 | 25200 | 78.75% | 2 | 0 | 11.7 |  |  |  |  | R-454B | 2.8667 | Residential & Commercial | USHP | Ducted CEE Tier 1
210473523 | Central HP <5.4 tons | CARRIER | HRCU-A-CB (Split System: Heat Pump with Remote Outdoor Unit-Air-Source) | 25VNA825A*032* |  |  | CAP**4824AL*+UI | 59MN7B060C21**20 | 24000 | 16.5 | 8.1 | 21000 | 16600 | 79.05% | 2 | 0 | 11 |  |  |  |  | R-410A | 2 | Residential & Commercial | USHP | Ducted CEE Tier 1
210474124 | Central HP <5.4 tons | CARRIER | HRCU-A-CB (Split System: Heat Pump with Remote Outdoor Unit-Air-Source) | 25VNA825A*032* |  |  | CNPV*4824AL*+UI | 59MN7B120C24**22 | 24200 | 16.5 | 8.1 | 21400 | 16600 | 77.57% | 2 | 0 | 11 |  |  |  |  | R-410A | 2.0167 | Residential & Commercial | USHP | Ducted CEE Tier 1
210474239 | Central HP <5.4 tons | CARRIER | HRCU-A-CB (Split System: Heat Pump with Remote Outdoor Unit-Air-Source) | 25VNA825A*032* |  |  | CSPH*4212AL*+UI | 59CU5A100C21**22 | 24200 | 16 | 8.1 | 21400 | 16600 | 77.57% | 2 | 0 | 11 |  |  |  |  | R-410A | 2.0167 | Residential & Commercial | USHP | Ducted CEE Tier 1
210474459 | Central HP <5.4 tons | CARRIER | HRCU-A-CB (Split System: Heat Pump with Remote Outdoor Unit-Air-Source) | 25VNA825A*032* |  |  | CSPH*4812AL*+UI | 59CU5A100C21**22 | 24200 | 16.5 | 8.1 | 21200 | 16600 | 78.3% | 2.02 | 0 | 11 |  |  |  |  | R-410A | 2.0167 | Residential & Commercial | USHP | Ducted CEE Tier 1
213296724 | Central HP <5.4 tons | YORK | HRCU-A-CB (Split System: Heat Pump with Remote Outdoor Unit-Air-Source) | HMH72B341 |  |  | XAFB30CXXN1+TXV | Y81E080B12SMPS1 | 33000 | 18 | 8.5 | 33000 | 23400 | 70.91% | 2.04 | 0 | 9.5 |  |  |  |  | R-410A | 2.75 | Residential & Commercial | USHP
211244892 | Central HP <5.4 tons | BRYANT HEATING AND COOLING SYSTEMS | HRCU-A-CB (Split System: Heat Pump with Remote Outdoor Unit-Air-Source) | 38MURAQ24AB3* |  |  | CNPV*3617AL* | 926SA36060V14*** | 23600 | 16.5 | 8.1 | 25800 | 23800 | 92.25% | 1.98 | 0 | 10 |  |  |  |  | R-410A | 1.9667 | Residential & Commercial | USHP | Ducted CEE Tier 1
212384294 | Central HP <5.4 tons | HEIL | HRCU-A-CB (Split System: Heat Pump with Remote Outdoor Unit-Air-Source) | DLCURAH36ABK |  |  | END4X42L17** | *80ES(N,L)0901714A* | 36200 | 15.5 | 8.1 | 39500 | 35000 | 88.61% | 1.98 | 0 | 10 |  |  |  |  | R-410A | 3.0167 | Residential & Commercial | USHP | Ducted CEE Tier 1
213297520 | Central HP <5.4 tons | FRASER-JOHNSTON | HRCU-A-CB (Split System: Heat Pump with Remote Outdoor Unit-Air-Source) | HMH72B341 |  |  | XAHC36DXXN1+TXV | Z8ES120C16SMPS1 | 34000 | 17.5 | 8.1 | 33400 | 24000 | 71.86% | 2.08 | 0 | 9.5 |  |  |  |  | R-410A | 2.8333 | Residential & Commercial | USHP
214397584 | Central HP <5.4 tons | FRASER-JOHNSTON | HRCU-A-CB (Split System: Heat Pump with Remote Outdoor Unit-Air-Source) | HH860E2S11 |  |  | CTF60C5CHS1 | TMLE120C20MP11 | 54000 | 19 | 8.5 | 54500 | 39500 | 72.48% | 2 | 0 | 11 |  |  |  |  | R-454B | 4.5 | Residential & Commercial | USHP | Ducted CEE Tier 1
214397619 | Central HP <5.4 tons | FRASER-JOHNSTON | HRCU-A-CB (Split System: Heat Pump with Remote Outdoor Unit-Air-Source) | HH860E2S11 |  |  | CTF60C5CHS1 | TM8Y100C20MP11 | 54000 | 19 | 9 | 55000 | 39500 | 71.82% | 2 | 0 | 11 |  |  |  |  | R-454B | 4.5 | Residential & Commercial | USHP | Ducted CEE Tier 1
214397901 | Central HP <5.4 tons | FRASER-JOHNSTON | HRCU-A-CB (Split System: Heat Pump with Remote Outdoor Unit-Air-Source) | HH860E2S11 |  |  | CTM60C5CGS1 | TPLC120C20MP13 | 44000 | 18 | 9 | 44500 | 33600 | 75.51% | 2 | 0 | 11.7 |  |  |  |  | R-454B | 3.6667 | Residential & Commercial | USHP | Ducted CEE Tier 1
216682079 | Central HP <5.4 tons | TEMPSTAR | HRCU-A-CB (Split System: Heat Pump with Remote Outdoor Unit-Air-Source) | DLCURAH30ABK |  |  | EA*4X37L21A* | *97VTN1002120A* | 30600 | 15.2 | 9 | 33200 | 26000 | 78.31% | 1.8 | 0 | 9 |  |  |  |  | R-410A | 2.55 | Residential & Commercial | USHP
213297222 | Central HP <5.4 tons | JOHNSON CONTROLS | HRCU-A-CB (Split System: Heat Pump with Remote Outdoor Unit-Air-Source) | HMH72B341 |  |  | XAHC36DBCN1+JMET12CS2N1 | 0 | 33800 | 18 | 8.1 | 32800 | 23000 | 70.12% | 2.06 | 0 | 10 |  |  |  |  | R-410A | 2.8167 | Residential & Commercial | USHP | Ducted CEE Tier 1
213297742 | Central HP <5.4 tons | JOHNSON CONTROLS | HRCU-A-CB (Split System: Heat Pump with Remote Outdoor Unit-Air-Source) | HMH72B341 |  |  | XAHC36DBCN1 | Z8ET100C16LMPS1 | 34000 | 18 | 8.5 | 32800 | 23000 | 70.12% | 2.06 | 0 | 10.5 |  |  |  |  | R-410A | 2.8333 | Residential & Commercial | USHP | Ducted CEE Tier 1
213353812 | Central HP <5.4 tons | DAY & NIGHT | HRCU-A-CB (Split System: Heat Pump with Remote Outdoor Unit-Air-Source) | DLCURAH30ABK |  |  | F5MA4*30L*B* | 0 | 30000 | 15.2 | 8.5 | 33600 | 27200 | 80.95% | 1.8 | 0 | 9 |  |  |  |  | R-410A | 2.5 | Residential & Commercial | USHP
214397629 | Central HP <5.4 tons | FRASER-JOHNSTON | HRCU-A-CB (Split System: Heat Pump with Remote Outdoor Unit-Air-Source) | HH860E2S11 |  |  | CTM60C5CHS1 | TMLE120C20MP11 | 53500 | 19 | 8.5 | 54000 | 39000 | 72.22% | 2 | 0 | 11 |  |  |  |  | R-454B | 4.4583 | Residential & Commercial | USHP | Ducted CEE Tier 1
214397829 | Central HP <5.4 tons | FRASER-JOHNSTON | HRCU-A-CB (Split System: Heat Pump with Remote Outdoor Unit-Air-Source) | HH860E2S11 |  |  | CTM60C5CGS1 | TP9C080C16MP13 | 43500 | 18 | 9 | 44000 | 34000 | 77.27% | 2 | 0 | 11 |  |  |  |  | R-454B | 3.625 | Residential & Commercial | USHP | Ducted CEE Tier 1
214397520 | Central HP <5.4 tons | FRASER-JOHNSTON | HRCU-A-CB (Split System: Heat Pump with Remote Outdoor Unit-Air-Source) | HH824E2S11 |  |  | CTF30A5ADS1 | TM9E040A10MP12 | 23000 | 17 | 9 | 23000 | 18000 | 78.26% | 2 | 0 | 12 |  |  |  |  | R-454B | 1.9167 | Residential & Commercial | USHP | Ducted CEE Tier 1
214397572 | Central HP <5.4 tons | FRASER-JOHNSTON | HRCU-A-CB (Split System: Heat Pump with Remote Outdoor Unit-Air-Source) | HH824E2S11 |  |  | CTF30B5ACS1 | TP9C060B12MP13 | 23000 | 17 | 9.5 | 23000 | 18300 | 79.57% | 2 | 0 | 12 |  |  |  |  | R-454B | 1.9167 | Residential & Commercial | USHP | Ducted CEE Tier 1
210470534 | Central HP <5.4 tons | COMFORTMAKER | HRCU-A-CB (Split System: Heat Pump with Remote Outdoor Unit-Air-Source) | CVH837GKA2* |  |  | EA*4X61L24A*+WALLCON | *95CSU1002122A* | 33200 | 18 | 8.5 | 32000 | 24800 | 77.5% | 2.02 | 0 | 11.5 |  |  |  |  | R-410A | 2.7667 | Residential & Commercial | USHP | Ducted CEE Tier 1
211227508 | Central HP <5.4 tons | BRYANT HEATING AND COOLING SYSTEMS | HRCU-A-CB (Split System: Heat Pump with Remote Outdoor Unit-Air-Source) | 38MURAQ36AB3* |  |  | CAP**4221AL* | 912SD42060E17*** | 35400 | 16 | 8.1 | 38500 | 35000 | 90.91% | 1.88 | 0 | 10 |  |  |  |  | R-410A | 2.95 | Residential & Commercial | USHP | Ducted CEE Tier 1
211245156 | Central HP <5.4 tons | BRYANT HEATING AND COOLING SYSTEMS | HRCU-A-CB (Split System: Heat Pump with Remote Outdoor Unit-Air-Source) | 38MURAQ24AB3* |  |  | CNPV*3617AL* | 912SD36060E14*** | 23400 | 17 | 8.1 | 25800 | 24000 | 93.02% | 2 | 0 | 10 |  |  |  |  | R-410A | 1.95 | Residential & Commercial | USHP | Ducted CEE Tier 1
211245167 | Central HP <5.4 tons | BRYANT HEATING AND COOLING SYSTEMS | HRCU-A-CB (Split System: Heat Pump with Remote Outdoor Unit-Air-Source) | 38MURAQ24AB3* |  |  | CNPV*3617AL* | 912SD42060E17*** | 24400 | 16.5 | 8.1 | 26400 | 22800 | 86.36% | 1.88 | 0 | 10.5 |  |  |  |  | R-410A | 2.0333 | Residential & Commercial | USHP | Ducted CEE Tier 1
211245265 | Central HP <5.4 tons | BRYANT HEATING AND COOLING SYSTEMS | HRCU-A-CB (Split System: Heat Pump with Remote Outdoor Unit-Air-Source) | 38MURAQ24AB3* |  |  | CNPV*3617AL* | OVLAAB036098 | 23400 | 16.5 | 8.1 | 25800 | 24200 | 93.8% | 2 | 0 | 10 |  |  |  |  | R-410A | 1.95 | Residential & Commercial | USHP | Ducted CEE Tier 1
211245440 | Central HP <5.4 tons | BRYANT HEATING AND COOLING SYSTEMS | HRCU-A-CB (Split System: Heat Pump with Remote Outdoor Unit-Air-Source) | 38MURAQ24AB3* |  |  | CNPV*3621AL* | 82*SA60070V21*** | 24600 | 16 | 8.1 | 26600 | 22400 | 84.21% | 1.84 | 0 | 10.5 |  |  |  |  | R-410A | 2.05 | Residential & Commercial | USHP | Ducted CEE Tier 1
211394475 | Central HP <5.4 tons | LUXAIRE | HRCU-A-CB (Split System: Heat Pump with Remote Outdoor Unit-Air-Source) | HMH72B341 |  |  | XAHC48FXXN1+TXV | TP9C100C20MP13 | 33200 | 17 | 8.5 | 32000 | 23400 | 73.12% | 2.04 | 0 | 9 |  |  |  |  | R-410A | 2.7667 | Residential & Commercial | USHP
211394859 | Central HP <5.4 tons | LUXAIRE | HRCU-A-CB (Split System: Heat Pump with Remote Outdoor Unit-Air-Source) | HMH72B341 |  |  | XAFD48FXXN1+TXV | LP9C100C16MP13 | 33800 | 16.5 | 8.5 | 32400 | 23600 | 72.84% | 2.08 | 0 | 9.5 |  |  |  |  | R-410A | 2.8167 | Residential & Commercial | USHP
211395070 | Central HP <5.4 tons | LUXAIRE | HRCU-A-CB (Split System: Heat Pump with Remote Outdoor Unit-Air-Source) | HMH72B341 |  |  | XAHC48FXXN1+TXV | TM9V080C16MP12 | 32800 | 16.5 | 8.5 | 31800 | 23200 | 72.96% | 2.02 | 0 | 9 |  |  |  |  | R-410A | 2.7333 | Residential & Commercial | USHP
211393989 | Central HP <5.4 tons | LUXAIRE | HRCU-A-CB (Split System: Heat Pump with Remote Outdoor Unit-Air-Source) | HMH72B341 |  |  | XAHD48FXXN1+TXV | TM9Y080C16MP11 | 32800 | 17 | 8.1 | 31800 | 23200 | 72.96% | 2.02 | 0 | 9 |  |  |  |  | R-410A | 2.7333 | Residential & Commercial | USHP
211398135 | Central HP <5.4 tons | COLEMAN | HRCU-A-CB (Split System: Heat Pump with Remote Outdoor Unit-Air-Source) | HMH72B341 |  |  | XAHD48FBCN1 | TMLE120C16MP11 | 33000 | 16.5 | 8.5 | 31800 | 23200 | 72.96% | 2.04 | 0 | 9.5 |  |  |  |  | R-410A | 2.75 | Residential & Commercial | USHP
211398219 | Central HP <5.4 tons | COLEMAN | HRCU-A-CB (Split System: Heat Pump with Remote Outdoor Unit-Air-Source) | HMH72B341 |  |  | XAFD48FXXN1+TXV | TMLE120C16MP11 | 33600 | 17 | 8.5 | 32400 | 23600 | 72.84% | 2.08 | 0 | 9.5 |  |  |  |  | R-410A | 2.8 | Residential & Commercial | USHP
211394107 | Central HP <5.4 tons | LUXAIRE | HRCU-A-CB (Split System: Heat Pump with Remote Outdoor Unit-Air-Source) | HMH72B341 |  |  | XAUC48FXXN1+TXV | TM9Y080C16MP11 | 33800 | 17.5 | 8.5 | 32800 | 24200 | 73.78% | 2.06 | 0 | 9 |  |  |  |  | R-410A | 2.8167 | Residential & Commercial | USHP
211393839 | Central HP <5.4 tons | LUXAIRE | HRCU-A-CB (Split System: Heat Pump with Remote Outdoor Unit-Air-Source) | HMH72B341 |  |  | XAFD48FBCN1 | TM9Y120D20MP11 | 34000 | 16.5 | 8.5 | 32400 | 23800 | 73.46% | 2.08 | 0 | 9.5 |  |  |  |  | R-410A | 2.8333 | Residential & Commercial | USHP
214398063 | Central HP <5.4 tons | FRASER-JOHNSTON | HRCU-A-CB (Split System: Heat Pump with Remote Outdoor Unit-Air-Source) | HH860E2S11 |  |  | CTM60C5CHS1 | TM9E080C20MP12 | 54000 | 19 | 8.5 | 55000 | 39500 | 71.82% | 2 | 0 | 11 |  |  |  |  | R-454B | 4.5 | Residential & Commercial | USHP | Ducted CEE Tier 1
214398238 | Central HP <5.4 tons | FRASER-JOHNSTON | HRCU-A-CB (Split System: Heat Pump with Remote Outdoor Unit-Air-Source) | HH860E2S11 |  |  | CTF60C5CGS1 | TM9Y100C20MP11 | 44500 | 17 | 9 | 46000 | 34000 | 73.91% | 2 | 0 | 11 |  |  |  |  | R-454B | 3.7083 | Residential & Commercial | USHP | Ducted CEE Tier 1
214397604 | Central HP <5.4 tons | FRASER-JOHNSTON | HRCU-A-CB (Split System: Heat Pump with Remote Outdoor Unit-Air-Source) | HH860E2S11 |  |  | CTM60D5CHS1 | TM8E130D20MP11 | 54500 | 19 | 8.5 | 55000 | 40000 | 72.73% | 2 | 0 | 11.7 |  |  |  |  | R-454B | 4.5417 | Residential & Commercial | USHP | Ducted CEE Tier 1
214398049 | Central HP <5.4 tons | FRASER-JOHNSTON | HRCU-A-CB (Split System: Heat Pump with Remote Outdoor Unit-Air-Source) | HH860E2S11 |  |  | CTM60C5CHS1 | TPLC100C20MP13 | 53500 | 19 | 9 | 54000 | 39000 | 72.22% | 2 | 0 | 11 |  |  |  |  | R-454B | 4.4583 | Residential & Commercial | USHP | Ducted CEE Tier 1
214242337 | Central HP <5.4 tons | HEIL | HRCU-A-CB (Split System: Heat Pump with Remote Outdoor Unit-Air-Source) | HVH825GKA3* |  |  | EN(A,D)4X48L24**+WALLCON | *80CTL1102120B* | 24200 | 17 | 8.1 | 21200 | 16500 | 77.83% | 2 | 0 | 11 |  |  |  |  | R-410A | 2.0167 | Residential & Commercial | USHP | Ducted CEE Tier 1
212982378 | Central HP <5.4 tons | DAY & NIGHT | HRCU-A-CB (Split System: Heat Pump with Remote Outdoor Unit-Air-Source) | DLCURAH18ABK |  |  | EA*4X19L17A* | *80MSU0401712A* | 17800 | 16 | 8.1 | 17900 | 17700 | 98.88% | 2.14 | 0 | 10.5 |  |  |  |  | R-410A | 1.4833 | Residential & Commercial | USHP | Ducted CEE Tier 1
213297087 | Central HP <5.4 tons | JOHNSON CONTROLS | HRCU-A-CB (Split System: Heat Pump with Remote Outdoor Unit-Air-Source) | HMH72B341 |  |  | XAHC36DBCN1 | Z8ET080C16LMPS1 | 34000 | 18.5 | 8.5 | 33400 | 24000 | 71.86% | 2.1 | 0 | 9.5 |  |  |  |  | R-410A | 2.8333 | Residential & Commercial | USHP
211387725 | Central HP <5.4 tons | CHAMPION HEATING AND COOLING | HRCU-A-CB (Split System: Heat Pump with Remote Outdoor Unit-Air-Source) | HMH72B341 |  |  | XAHC30CXXN1+TXV | TM9V080B12MP12 | 32000 | 16.5 | 8.1 | 33000 | 23200 | 70.3% | 1.98 | 0 | 9 |  |  |  |  | R-410A | 2.6667 | Residential & Commercial | USHP
213296905 | Central HP <5.4 tons | FRASER-JOHNSTON | HRCU-A-CB (Split System: Heat Pump with Remote Outdoor Unit-Air-Source) | HMH72B341 |  |  | XAFC36DBCN1 | Z8ES100C16SMPS1 | 34000 | 18 | 8.5 | 33400 | 24400 | 73.05% | 2.12 | 0 | 9.5 |  |  |  |  | R-410A | 2.8333 | Residential & Commercial | USHP
213297055 | Central HP <5.4 tons | FRASER-JOHNSTON | HRCU-A-CB (Split System: Heat Pump with Remote Outdoor Unit-Air-Source) | HMH72B341 |  |  | XAHC36DBCN1 | Z9ES060B12SMPS1 | 33000 | 16.5 | 8.5 | 32000 | 22400 | 70% | 1.8 | 0 | 10 |  |  |  |  | R-410A | 2.75 | Residential & Commercial | USHP | Ducted CEE Tier 1
213297350 | Central HP <5.4 tons | FRASER-JOHNSTON | HRCU-A-CB (Split System: Heat Pump with Remote Outdoor Unit-Air-Source) | HMH72B341 |  |  | XAFC36DBCN1 | Z8ES100C20LMPS1 | 34000 | 17.5 | 8.5 | 33400 | 24200 | 72.46% | 2.14 | 0 | 9.5 |  |  |  |  | R-410A | 2.8333 | Residential & Commercial | USHP
213297475 | Central HP <5.4 tons | FRASER-JOHNSTON | HRCU-A-CB (Split System: Heat Pump with Remote Outdoor Unit-Air-Source) | HMH72B341 |  |  | XAFB36DBCN1 | Z9ES060B12SMPS1 | 33000 | 16.5 | 8.5 | 32000 | 22400 | 70% | 1.8 | 0 | 10 |  |  |  |  | R-410A | 2.75 | Residential & Commercial | USHP | Ducted CEE Tier 1
213297700 | Central HP <5.4 tons | FRASER-JOHNSTON | HRCU-A-CB (Split System: Heat Pump with Remote Outdoor Unit-Air-Source) | HMH72B341 |  |  | XAHC36DXXN1+TXV | Z9ES080C20SMPS1 | 34000 | 17 | 8.1 | 33400 | 23600 | 70.66% | 2.06 | 0 | 9.5 |  |  |  |  | R-410A | 2.8333 | Residential & Commercial | USHP
213297725 | Central HP <5.4 tons | FRASER-JOHNSTON | HRCU-A-CB (Split System: Heat Pump with Remote Outdoor Unit-Air-Source) | HMH72B341 |  |  | XAFC36DXXN1+TXV | Z8ET120C20LMPS1 | 34000 | 18.5 | 8.5 | 33400 | 24200 | 72.46% | 2.12 | 0 | 9.5 |  |  |  |  | R-410A | 2.8333 | Residential & Commercial | USHP
216734210 | Central HP <5.4 tons | HEIL | HRCU-A-CB (Split System: Heat Pump with Remote Outdoor Unit-Air-Source) | D5CUHAH24AAK |  |  | EA*5X30M17A* | *96CTN0401410B* | 22000 | 15.2 | 8.1 | 21000 | 18900 | 90% | 1.85 | 0 | 10.5 |  |  |  |  | R-454B | 1.8333 | Residential & Commercial | USHP | Ducted CEE Tier 1
213893306 | Central HP <5.4 tons | HEIL | HRCU-A-CB (Split System: Heat Pump with Remote Outdoor Unit-Air-Source) | HVH825GKA3* |  |  | EA*4X25L17A*+WALLCON | *96CTN0401410B* | 24000 | 15.5 | 8.1 | 21600 | 17000 | 78.7% | 1.96 | 0 | 10 |  |  |  |  | R-410A | 2 | Residential & Commercial | USHP | Ducted CEE Tier 1
213297347 | Central HP <5.4 tons | JOHNSON CONTROLS | HRCU-A-CB (Split System: Heat Pump with Remote Outdoor Unit-Air-Source) | HMH72B341 |  |  | XAFC36DBCN1 | Z8ES100C20SMPS1 | 34000 | 17.5 | 8.5 | 33400 | 24200 | 72.46% | 2.14 | 0 | 9.5 |  |  |  |  | R-410A | 2.8333 | Residential & Commercial | USHP
210473695 | Central HP <5.4 tons | CARRIER | HRCU-A-CB (Split System: Heat Pump with Remote Outdoor Unit-Air-Source) | 25VNA825A*032* |  |  | CNPV*4217AL*+UI | 58TN*A090C17**16 | 24000 | 17 | 8.1 | 21400 | 16600 | 77.57% | 2 | 0 | 11.5 |  |  |  |  | R-410A | 2 | Residential & Commercial | USHP | Ducted CEE Tier 1
210473904 | Central HP <5.4 tons | CARRIER | HRCU-A-CB (Split System: Heat Pump with Remote Outdoor Unit-Air-Source) | 25VNA825A*032* |  |  | CNPV*4821AL*+UI | 59CU5A100C21**22 | 24200 | 17 | 8.1 | 21200 | 16600 | 78.3% | 2.02 | 0 | 11.5 |  |  |  |  | R-410A | 2.0167 | Residential & Commercial | USHP | Ducted CEE Tier 1
213297442 | Central HP <5.4 tons | JOHNSON CONTROLS | HRCU-A-CB (Split System: Heat Pump with Remote Outdoor Unit-Air-Source) | HMH72B341 |  |  | XAFB36DXXN1+TXV | Z9ET060B12SMPS1 | 34000 | 18.5 | 8.1 | 33400 | 24000 | 71.86% | 2.06 | 0 | 9.5 |  |  |  |  | R-410A | 2.8333 | Residential & Commercial | USHP
213297910 | Central HP <5.4 tons | FRASER-JOHNSTON | HRCU-A-CB (Split System: Heat Pump with Remote Outdoor Unit-Air-Source) | HMH72B341 |  |  | XAHC30CXXN1+TXV | Z8ET100C20LMPS1 | 32800 | 18.5 | 8.5 | 32000 | 22800 | 71.25% | 2.04 | 0 | 9.5 |  |  |  |  | R-410A | 2.7333 | Residential & Commercial | USHP
213297985 | Central HP <5.4 tons | FRASER-JOHNSTON | HRCU-A-CB (Split System: Heat Pump with Remote Outdoor Unit-Air-Source) | HMH72B341 |  |  | XAHB36DXXN1+TXV | Z8ES100B12LMPS1 | 33400 | 17.5 | 8.1 | 32800 | 23200 | 70.73% | 2.02 | 0 | 9.5 |  |  |  |  | R-410A | 2.7833 | Residential & Commercial | USHP
212974318 | Central HP <5.4 tons | HEIL | HRCU-A-CB (Split System: Heat Pump with Remote Outdoor Unit-Air-Source) | DLCURAH24ABK |  |  | EA*4X36L21A* | *96VSN1002120B* | 23600 | 17 | 8.5 | 26200 | 24000 | 91.6% | 2 | 0 | 10 |  |  |  |  | R-410A | 1.9667 | Residential & Commercial | USHP | Ducted CEE Tier 1
212973198 | Central HP <5.4 tons | HEIL | HRCU-A-CB (Split System: Heat Pump with Remote Outdoor Unit-Air-Source) | DLCURAH24ABK |  |  | EA*4X25L17A* | *96VSN0401712B* | 24200 | 16 | 8.5 | 25400 | 21800 | 85.83% | 1.8 | 0 | 10 |  |  |  |  | R-410A | 2.0167 | Residential & Commercial | USHP | Ducted CEE Tier 1
211387698 | Central HP <5.4 tons | LUXAIRE | HRCU-A-CB (Split System: Heat Pump with Remote Outdoor Unit-Air-Source) | HMH72B341 |  |  | XAHC36DXXN1+TXV | LP9C080B12MP13 | 33200 | 17 | 8.1 | 33200 | 23400 | 70.48% | 2.02 | 0 | 9.5 |  |  |  |  | R-410A | 2.7667 | Residential & Commercial | USHP
211388516 | Central HP <5.4 tons | LUXAIRE | HRCU-A-CB (Split System: Heat Pump with Remote Outdoor Unit-Air-Source) | HMH72B341 |  |  | XAUB36DXXN1+TXV | TM9V040A10MP12 | 33200 | 17 | 8.1 | 33200 | 23400 | 70.48% | 2 | 0 | 9.5 |  |  |  |  | R-410A | 2.7667 | Residential & Commercial | USHP
211389100 | Central HP <5.4 tons | LUXAIRE | HRCU-A-CB (Split System: Heat Pump with Remote Outdoor Unit-Air-Source) | HMH72B341 |  |  | XAUB36DXXN1+TXV | TM9E060B12MP12 | 34000 | 17.5 | 8.1 | 34000 | 24200 | 71.18% | 2.04 | 0 | 9.5 |  |  |  |  | R-410A | 2.8333 | Residential & Commercial | USHP
211389304 | Central HP <5.4 tons | LUXAIRE | HRCU-A-CB (Split System: Heat Pump with Remote Outdoor Unit-Air-Source) | HMH72B341 |  |  | XAHC36DBCN1 | TM8Y120C20MP11 | 34000 | 17 | 8.1 | 33800 | 24200 | 71.6% | 2.08 | 0 | 9.5 |  |  |  |  | R-410A | 2.8333 | Residential & Commercial | USHP
211389663 | Central HP <5.4 tons | LUXAIRE | HRCU-A-CB (Split System: Heat Pump with Remote Outdoor Unit-Air-Source) | HMH72B341 |  |  | XAHB36DBCN1 | TM8Y080B12MP11 | 33000 | 17.5 | 8.1 | 32800 | 23000 | 70.12% | 2 | 0 | 9.5 |  |  |  |  | R-410A | 2.75 | Residential & Commercial | USHP
211386828 | Central HP <5.4 tons | CHAMPION HEATING AND COOLING | HRCU-A-CB (Split System: Heat Pump with Remote Outdoor Unit-Air-Source) | HMH72B341 |  |  | XAHC30CXXN1+TXV | TM9Y080C16MP11 | 32400 | 17.5 | 8.1 | 33000 | 23200 | 70.3% | 2 | 0 | 9.5 |  |  |  |  | R-410A | 2.7 | Residential & Commercial | USHP
211387646 | Central HP <5.4 tons | CHAMPION HEATING AND COOLING | HRCU-A-CB (Split System: Heat Pump with Remote Outdoor Unit-Air-Source) | HMH72B341 |  |  | XAFC36DBCN1 | TM9V080C16MP12 | 34000 | 17.5 | 8.1 | 33800 | 23800 | 70.41% | 2.08 | 0 | 10 |  |  |  |  | R-410A | 2.8333 | Residential & Commercial | USHP | Ducted CEE Tier 1
211386869 | Central HP <5.4 tons | CHAMPION HEATING AND COOLING | HRCU-A-CB (Split System: Heat Pump with Remote Outdoor Unit-Air-Source) | HMH72B341 |  |  | XAFC30CXXN1+TXV | TM9Y080C16MP11 | 33200 | 18 | 8.1 | 33600 | 23600 | 70.24% | 2.04 | 0 | 9.5 |  |  |  |  | R-410A | 2.7667 | Residential & Commercial | USHP
211386996 | Central HP <5.4 tons | CHAMPION HEATING AND COOLING | HRCU-A-CB (Split System: Heat Pump with Remote Outdoor Unit-Air-Source) | HMH72B341 |  |  | XAFC30CXXN1+TXV | TM9Y080B12MP11 | 32800 | 17.5 | 8.1 | 34000 | 23800 | 70% | 2.02 | 0 | 9.5 |  |  |  |  | R-410A | 2.7333 | Residential & Commercial | USHP
211387078 | Central HP <5.4 tons | CHAMPION HEATING AND COOLING | HRCU-A-CB (Split System: Heat Pump with Remote Outdoor Unit-Air-Source) | HMH72B341 |  |  | XAHC36DXXN1+TXV | TM9Y060B12MP11 | 33200 | 17.5 | 8.1 | 33400 | 23600 | 70.66% | 2 | 0 | 9.5 |  |  |  |  | R-410A | 2.7667 | Residential & Commercial | USHP
211387548 | Central HP <5.4 tons | CHAMPION HEATING AND COOLING | HRCU-A-CB (Split System: Heat Pump with Remote Outdoor Unit-Air-Source) | HMH72B341 |  |  | XAFC30CXXN1+TXV | TM9V100C16MP12 | 33200 | 17.5 | 8.5 | 33000 | 23200 | 70.3% | 2.06 | 0 | 10 |  |  |  |  | R-410A | 2.7667 | Residential & Commercial | USHP | Ducted CEE Tier 1
211386128 | Central HP <5.4 tons | CHAMPION HEATING AND COOLING | HRCU-A-CB (Split System: Heat Pump with Remote Outdoor Unit-Air-Source) | HMH72B341 |  |  | XAFD48FBCN1 | TL9E100C20UH11 | 34000 | 16 | 8.5 | 32400 | 23800 | 73.46% | 2.08 | 0 | 9.5 |  |  |  |  | R-410A | 2.8333 | Residential & Commercial | USHP
213297850 | Central HP <5.4 tons | FRASER-JOHNSTON | HRCU-A-CB (Split System: Heat Pump with Remote Outdoor Unit-Air-Source) | HMH72B341 |  |  | XAFC36DXXN1+JMET12CS2N1+TXV | 0 | 34000 | 18.5 | 8.5 | 34000 | 24200 | 71.18% | 2.14 | 0 | 10 |  |  |  |  | R-410A | 2.8333 | Residential & Commercial | USHP | Ducted CEE Tier 1
213298025 | Central HP <5.4 tons | FRASER-JOHNSTON | HRCU-A-CB (Split System: Heat Pump with Remote Outdoor Unit-Air-Source) | HMH72B341 |  |  | XAFC36DXXN1+TXV | Z8ES080C16LMPS1 | 34000 | 18 | 8.5 | 33400 | 24200 | 72.46% | 2.14 | 0 | 10 |  |  |  |  | R-410A | 2.8333 | Residential & Commercial | USHP | Ducted CEE Tier 1
214397614 | Central HP <5.4 tons | FRASER-JOHNSTON | HRCU-A-CB (Split System: Heat Pump with Remote Outdoor Unit-Air-Source) | HH860E2S11 |  |  | CTF60C5CHS1 | TM8Y120C20MP11 | 54000 | 19 | 9 | 55000 | 39500 | 71.82% | 2 | 0 | 11 |  |  |  |  | R-454B | 4.5 | Residential & Commercial | USHP | Ducted CEE Tier 1
214398339 | Central HP <5.4 tons | FRASER-JOHNSTON | HRCU-A-CB (Split System: Heat Pump with Remote Outdoor Unit-Air-Source) | HH860E2S11 |  |  | CTF60C5CGS1 | TM8Y100C16MP11 | 44000 | 18 | 9 | 44000 | 33400 | 75.91% | 2 | 0 | 11.7 |  |  |  |  | R-454B | 3.6667 | Residential & Commercial | USHP | Ducted CEE Tier 1
213298100 | Central HP <5.4 tons | FRASER-JOHNSTON | HRCU-A-CB (Split System: Heat Pump with Remote Outdoor Unit-Air-Source) | HMH72B341 |  |  | XAFB36DXXN1+JMET12BS2N1+TXV | 0 | 34000 | 18.5 | 8.5 | 33800 | 23800 | 70.41% | 2.12 | 0 | 10.5 |  |  |  |  | R-410A | 2.8333 | Residential & Commercial | USHP | Ducted CEE Tier 1
213296805 | Central HP <5.4 tons | FRASER-JOHNSTON | HRCU-A-CB (Split System: Heat Pump with Remote Outdoor Unit-Air-Source) | HMH72B341 |  |  | XAFC36DXXN1+TXV | Z9ES100C16SMPS1 | 34000 | 16.5 | 8.1 | 33400 | 24000 | 71.86% | 2.08 | 0 | 9.5 |  |  |  |  | R-410A | 2.8333 | Residential & Commercial | USHP
213296955 | Central HP <5.4 tons | FRASER-JOHNSTON | HRCU-A-CB (Split System: Heat Pump with Remote Outdoor Unit-Air-Source) | HMH72B341 |  |  | XAHC36DXXN1+TXV | Z8ES080B12SMPS1 | 33400 | 17.5 | 8.1 | 32800 | 23000 | 70.12% | 2.02 | 0 | 10 |  |  |  |  | R-410A | 2.7833 | Residential & Commercial | USHP | Ducted CEE Tier 1
213297105 | Central HP <5.4 tons | FRASER-JOHNSTON | HRCU-A-CB (Split System: Heat Pump with Remote Outdoor Unit-Air-Source) | HMH72B341 |  |  | XAUB30CXXN1+TXV | Z8ET080B12LMPS1 | 33000 | 18.5 | 8.1 | 33000 | 23400 | 70.91% | 2.04 | 0 | 9.5 |  |  |  |  | R-410A | 2.75 | Residential & Commercial | USHP
212982931 | Central HP <5.4 tons | HEIL | HRCU-A-CB (Split System: Heat Pump with Remote Outdoor Unit-Air-Source) | DLCURAH30ABK |  |  | EA*4X36L21A* | *80MSU0802120A* | 29400 | 15.2 | 8.5 | 33800 | 28000 | 82.84% | 1.76 | 0 | 9 |  |  |  |  | R-410A | 2.45 | Residential & Commercial | USHP
212982967 | Central HP <5.4 tons | HEIL | HRCU-A-CB (Split System: Heat Pump with Remote Outdoor Unit-Air-Source) | DLCURAH30ABK |  |  | EA*4X42L24A* | *80MSU0802120A* | 29600 | 15.5 | 8.5 | 33600 | 27400 | 81.55% | 1.78 | 0 | 9 |  |  |  |  | R-410A | 2.4667 | Residential & Commercial | USHP
212984488 | Central HP <5.4 tons | HEIL | HRCU-A-CB (Split System: Heat Pump with Remote Outdoor Unit-Air-Source) | DLCURAH30ABK |  |  | EA*4X42L21A* | *92MSN0801716A* | 29800 | 15.2 | 8.1 | 34000 | 27600 | 81.18% | 1.8 | 0 | 9 |  |  |  |  | R-410A | 2.4833 | Residential & Commercial | USHP
214239845 | Central HP <5.4 tons | HEIL | HRCU-A-CB (Split System: Heat Pump with Remote Outdoor Unit-Air-Source) | HVH837GKA** |  |  | EN(A,D,W)4X48L21**+WALLCON | *80CTL0451712B* | 32200 | 16.5 | 8.1 | 33200 | 25000 | 75.3% | 1.9 | 0 | 11 |  |  |  |  | R-410A | 2.6833 | Residential & Commercial | USHP | Ducted CEE Tier 1
213297135 | Central HP <5.4 tons | FRASER-JOHNSTON | HRCU-A-CB (Split System: Heat Pump with Remote Outdoor Unit-Air-Source) | HMH72B341 |  |  | XAUC48FXXN1+TXV | Z8ES120C16LMPS1 | 34000 | 16.5 | 8.5 | 32800 | 23400 | 71.34% | 2.1 | 0 | 9.5 |  |  |  |  | R-410A | 2.8333 | Residential & Commercial | USHP
210720639 | Central HP <5.4 tons | CARRIER | HRCU-A-CB (Split System: Heat Pump with Remote Outdoor Unit-Air-Source) | 25VNA436A*031* |  |  | CAP**4321AL*+UI | 58TN*A045C17**12 | 34000 | 19 | 9.5 | 35600 | 26000 | 73.03% | 2.02 | 0 | 11 |  |  |  |  | R-410A | 2.8333 | Residential & Commercial | USHP | Ducted CEE Tier 1
210720659 | Central HP <5.4 tons | CARRIER | HRCU-A-CB (Split System: Heat Pump with Remote Outdoor Unit-Air-Source) | 25VNA436A*031* |  |  | CAP**6124AL*+UI | 58CU*A100C21**20 | 34400 | 19.5 | 9 | 34600 | 25200 | 72.83% | 2 | 0 | 12 |  |  |  |  | R-410A | 2.8667 | Residential & Commercial | USHP | Ducted CEE Tier 1
210720675 | Central HP <5.4 tons | CARRIER | HRCU-A-CB (Split System: Heat Pump with Remote Outdoor Unit-Air-Source) | 25VNA436A*031* |  |  | CNPV*4821AL*+UI | 59CU5A060C17**16 | 33600 | 19 | 9 | 35400 | 26200 | 74.01% | 2.02 | 0 | 12 |  |  |  |  | R-410A | 2.8 | Residential & Commercial | USHP | Ducted CEE Tier 1
210472830 | Central HP <5.4 tons | CARRIER | HRCU-A-CB (Split System: Heat Pump with Remote Outdoor Unit-Air-Source) | 25VNA825A*032* |  |  | CAP**4221AL*+UI | 59CU5A100C21**22 | 23800 | 16.5 | 8.1 | 21400 | 16600 | 77.57% | 1.96 | 0 | 11 |  |  |  |  | R-410A | 1.9833 | Residential & Commercial | USHP | Ducted CEE Tier 1
210720691 | Central HP <5.4 tons | CARRIER | HRCU-A-CB (Split System: Heat Pump with Remote Outdoor Unit-Air-Source) | 25VNA436A*031* |  |  | CSPH*6012AL*+UI | 58CU*A060C17**16 | 34400 | 19 | 9 | 34800 | 25400 | 72.99% | 2.02 | 0 | 12 |  |  |  |  | R-410A | 2.8667 | Residential & Commercial | USHP | Ducted CEE Tier 1
211714358 | Central HP <5.4 tons | HEIL | HRCU-A-CB (Split System: Heat Pump with Remote Outdoor Unit-Air-Source) | DLCURAH30ABK |  |  | EN(A,D,W)4X42L21** | *96VTN1002122A* | 30000 | 15.2 | 8.1 | 34000 | 27200 | 80% | 1.8 | 0 | 9 |  |  |  |  | R-410A | 2.5 | Residential & Commercial | USHP
215932527 | Central HP <5.4 tons | AIRQUEST | HRCU-A-CB (Split System: Heat Pump with Remote Outdoor Unit-Air-Source) | H5H3V36*K*AAA* |  |  | EA*5X60M24A*+WALLCON | *80CSU1002120A* | 34000 | 20 | 9 | 34200 | 26000 | 76.02% | 1.94 | 0 | 11.7 |  |  |  |  | R-454B | 2.8333 | Residential & Commercial | USHP | Ducted CEE Tier 1
211245574 | Central HP <5.4 tons | BRYANT HEATING AND COOLING SYSTEMS | HRCU-A-CB (Split System: Heat Pump with Remote Outdoor Unit-Air-Source) | 38MURAQ24AB3* |  |  | CNPV*3621AL* | 82*TA66110V21*** | 23800 | 17 | 8.1 | 26000 | 23600 | 90.77% | 1.96 | 0 | 10.5 |  |  |  |  | R-410A | 1.9833 | Residential & Commercial | USHP | Ducted CEE Tier 1
211245644 | Central HP <5.4 tons | BRYANT HEATING AND COOLING SYSTEMS | HRCU-A-CB (Split System: Heat Pump with Remote Outdoor Unit-Air-Source) | 38MURAQ24AB3* |  |  | CNPV*3621AL* | 8(0,1)*SA60110E21*** | 24800 | 16 | 8.5 | 26800 | 22200 | 82.84% | 1.82 | 0 | 10.5 |  |  |  |  | R-410A | 2.0667 | Residential & Commercial | USHP | Ducted CEE Tier 1
211245667 | Central HP <5.4 tons | BRYANT HEATING AND COOLING SYSTEMS | HRCU-A-CB (Split System: Heat Pump with Remote Outdoor Unit-Air-Source) | 38MURAQ24AB3* |  |  | CNPV*3621AL* | 912SD48080E17*** | 24200 | 17 | 8.1 | 26200 | 22800 | 87.02% | 1.88 | 0 | 10.5 |  |  |  |  | R-410A | 2.0167 | Residential & Commercial | USHP | Ducted CEE Tier 1
214397542 | Central HP <5.4 tons | JOHNSON CONTROLS | HRCU-A-CB (Split System: Heat Pump with Remote Outdoor Unit-Air-Source) | HH824E2S11 |  |  | CTF36B5ADS1 | TMLE080B12MP11 | 23000 | 18 | 9.5 | 23000 | 18700 | 81.3% | 2 | 0 | 12 |  |  |  |  | R-454B | 1.9167 | Residential & Commercial | USHP | Ducted CEE Tier 1
214397574 | Central HP <5.4 tons | JOHNSON CONTROLS | HRCU-A-CB (Split System: Heat Pump with Remote Outdoor Unit-Air-Source) | HH824E2S11 |  |  | CTF30B5ACS1 | TP9C060B12MP13 | 23000 | 17 | 9.5 | 23000 | 18300 | 79.57% | 2 | 0 | 12 |  |  |  |  | R-454B | 1.9167 | Residential & Commercial | USHP | Ducted CEE Tier 1
212984614 | Central HP <5.4 tons | BRYANT HEATING AND COOLING SYSTEMS | HRCU-A-CB (Split System: Heat Pump with Remote Outdoor Unit-Air-Source) | 38MURAQ24AB3* |  |  | CAP**3621AL* | 912SE48080M17*** | 23800 | 17.5 | 8.5 | 26200 | 23800 | 90.84% | 2 | 0 | 10 |  |  |  |  | R-410A | 1.9833 | Residential & Commercial | USHP | Ducted CEE Tier 1
216675398 | Central HP <5.4 tons | TEMPSTAR | HRCU-A-CB (Split System: Heat Pump with Remote Outdoor Unit-Air-Source) | D5CURAH24AAK |  |  | EA*5X30M17A* | *80CSU0401712A* | 24200 | 15.2 | 8.5 | 24400 | 19500 | 79.92% | 1.92 | 0 | 10 |  |  |  |  | R-454B | 2.0167 | Residential & Commercial | USHP | Ducted CEE Tier 1
212985804 | Central HP <5.4 tons | BRYANT HEATING AND COOLING SYSTEMS | HRCU-A-CB (Split System: Heat Pump with Remote Outdoor Unit-Air-Source) | 38MURAQ24AB3* |  |  | CAP**3617AL* | 916SA30026M14*** | 23400 | 16.5 | 8.5 | 26200 | 24400 | 93.13% | 2.02 | 0 | 10 |  |  |  |  | R-410A | 1.95 | Residential & Commercial | USHP | Ducted CEE Tier 1
212985834 | Central HP <5.4 tons | BRYANT HEATING AND COOLING SYSTEMS | HRCU-A-CB (Split System: Heat Pump with Remote Outdoor Unit-Air-Source) | 38MURAQ24AB3* |  |  | CNPV*2417AL* | 916SA30026M14*** | 23200 | 16 | 8.5 | 27000 | 25200 | 93.33% | 2.08 | 0 | 10 |  |  |  |  | R-410A | 1.9333 | Residential & Commercial | USHP | Ducted CEE Tier 1
210720651 | Central HP <5.4 tons | CARRIER | HRCU-A-CB (Split System: Heat Pump with Remote Outdoor Unit-Air-Source) | 25VNA436A*031* |  |  | CAP**6121AL*+UI | 58CU*A100C21**20 | 34400 | 19.5 | 9 | 34600 | 25200 | 72.83% | 2 | 0 | 12 |  |  |  |  | R-410A | 2.8667 | Residential & Commercial | USHP | Ducted CEE Tier 1
210720683 | Central HP <5.4 tons | CARRIER | HRCU-A-CB (Split System: Heat Pump with Remote Outdoor Unit-Air-Source) | 25VNA436A*031* |  |  | CNPV*6024AL*+UI | 58CU*A100C21**20 | 34200 | 19.5 | 9 | 34800 | 25600 | 73.56% | 2 | 0 | 12.5 |  |  |  |  | R-410A | 2.85 | Residential & Commercial | USHP | Ducted CEE Tier 1
211398258 | Central HP <5.4 tons | CHAMPION HEATING AND COOLING | HRCU-A-CB (Split System: Heat Pump with Remote Outdoor Unit-Air-Source) | HMH72B341 |  |  | XAFD48FBCN1 | TMLE120C16MP11 | 33600 | 17 | 8.5 | 32400 | 23600 | 72.84% | 2.08 | 0 | 9.5 |  |  |  |  | R-410A | 2.8 | Residential & Commercial | USHP
211398273 | Central HP <5.4 tons | CHAMPION HEATING AND COOLING | HRCU-A-CB (Split System: Heat Pump with Remote Outdoor Unit-Air-Source) | HMH72B341 |  |  | XAFC48FXXN1+TXV | TM8E120C16MP11 | 33600 | 17 | 8.5 | 32400 | 23600 | 72.84% | 2.08 | 0 | 9.5 |  |  |  |  | R-410A | 2.8 | Residential & Commercial | USHP
211398338 | Central HP <5.4 tons | CHAMPION HEATING AND COOLING | HRCU-A-CB (Split System: Heat Pump with Remote Outdoor Unit-Air-Source) | HMH72B341 |  |  | XAUC48FXXN1+TXV | TMLE120C16MP11 | 33600 | 17 | 8.5 | 32400 | 23600 | 72.84% | 2.08 | 0 | 9.5 |  |  |  |  | R-410A | 2.8 | Residential & Commercial | USHP
211398439 | Central HP <5.4 tons | CHAMPION HEATING AND COOLING | HRCU-A-CB (Split System: Heat Pump with Remote Outdoor Unit-Air-Source) | HMH72B341 |  |  | XAHC48FBCN1 | TM8E100C16MP11 | 33000 | 17 | 8.5 | 31800 | 23200 | 72.96% | 2.04 | 0 | 9.5 |  |  |  |  | R-410A | 2.75 | Residential & Commercial | USHP
211398622 | Central HP <5.4 tons | CHAMPION HEATING AND COOLING | HRCU-A-CB (Split System: Heat Pump with Remote Outdoor Unit-Air-Source) | HMH72B341 |  |  | XAHC48FXXN1+TXV | TMLE100B12MP11 | 32600 | 17 | 8.1 | 31800 | 23200 | 72.96% | 2.02 | 0 | 9 |  |  |  |  | R-410A | 2.7167 | Residential & Commercial | USHP
214397738 | Central HP <5.4 tons | FRASER-JOHNSTON | HRCU-A-CB (Split System: Heat Pump with Remote Outdoor Unit-Air-Source) | HH836E2S11 |  |  | CTM36C5CDS1 | TMLE120C20MP11 | 34600 | 16 | 8.5 | 32600 | 26800 | 82.21% | 2 | 0 | 11 |  |  |  |  | R-454B | 2.8833 | Residential & Commercial | USHP | Ducted CEE Tier 1
210473959 | Central HP <5.4 tons | CARRIER | HRCU-A-CB (Split System: Heat Pump with Remote Outdoor Unit-Air-Source) | 25VNA825A*032* |  |  | CNPV*4821AL*+UI | 58TN*A070C17**16 | 24200 | 17 | 8.1 | 21400 | 16600 | 77.57% | 2.02 | 0 | 11 |  |  |  |  | R-410A | 2.0167 | Residential & Commercial | USHP | Ducted CEE Tier 1
210474102 | Central HP <5.4 tons | CARRIER | HRCU-A-CB (Split System: Heat Pump with Remote Outdoor Unit-Air-Source) | 25VNA825A*032* |  |  | CNPV*4824AL*+UI | 59TN6B120C24**22 | 24200 | 17 | 8.1 | 21200 | 16600 | 78.3% | 2.02 | 0 | 11.5 |  |  |  |  | R-410A | 2.0167 | Residential & Commercial | USHP | Ducted CEE Tier 1
210474327 | Central HP <5.4 tons | CARRIER | HRCU-A-CB (Split System: Heat Pump with Remote Outdoor Unit-Air-Source) | 25VNA825A*032* |  |  | CSPH*4212AL*+UI | 59TN6B080C17**14 | 24000 | 16 | 8.1 | 21400 | 16700 | 78.04% | 2 | 0 | 10.5 |  |  |  |  | R-410A | 2 | Residential & Commercial | USHP | Ducted CEE Tier 1
210474613 | Central HP <5.4 tons | CARRIER | HRCU-A-CB (Split System: Heat Pump with Remote Outdoor Unit-Air-Source) | 25VNA825A*032* |  |  | CSPH*4812AL*+UI | 59TN6B100C21**22 | 24200 | 16 | 8.1 | 21200 | 16700 | 78.77% | 2.04 | 0 | 11 |  |  |  |  | R-410A | 2.0167 | Residential & Commercial | USHP | Ducted CEE Tier 1
214397763 | Central HP <5.4 tons | FRASER-JOHNSTON | HRCU-A-CB (Split System: Heat Pump with Remote Outdoor Unit-Air-Source) | HH836E2S11 |  |  | CTF36C5CDS1 | TPLC100C16MP13 | 34000 | 18 | 8.5 | 31600 | 26000 | 82.28% | 2 | 0 | 11 |  |  |  |  | R-454B | 2.8333 | Residential & Commercial | USHP | Ducted CEE Tier 1
214398483 | Central HP <5.4 tons | FRASER-JOHNSTON | HRCU-A-CB (Split System: Heat Pump with Remote Outdoor Unit-Air-Source) | HH836E2S11 |  |  | CTM48C5CFS1 | TMLE100C16MP11 | 33600 | 19 | 9 | 31400 | 25400 | 80.89% | 2 | 0 | 11 |  |  |  |  | R-454B | 2.8 | Residential & Commercial | USHP | Ducted CEE Tier 1
211386328 | Central HP <5.4 tons | CHAMPION HEATING AND COOLING | HRCU-A-CB (Split System: Heat Pump with Remote Outdoor Unit-Air-Source) | HMH72B341 |  |  | XAFC48FXXN1+TXV | TL9E060B12UH11 | 33200 | 17 | 8.1 | 32600 | 24000 | 73.62% | 2.02 | 0 | 9 |  |  |  |  | R-410A | 2.7667 | Residential & Commercial | USHP
211386635 | Central HP <5.4 tons | CHAMPION HEATING AND COOLING | HRCU-A-CB (Split System: Heat Pump with Remote Outdoor Unit-Air-Source) | HMH72B341 |  |  | XAFC48FBCN1+JMET12CS2N1 | 0 | 34000 | 17.5 | 8.5 | 32600 | 23800 | 73.01% | 2.12 | 0 | 9.5 |  |  |  |  | R-410A | 2.8333 | Residential & Commercial | USHP
211386660 | Central HP <5.4 tons | CHAMPION HEATING AND COOLING | HRCU-A-CB (Split System: Heat Pump with Remote Outdoor Unit-Air-Source) | HMH72B341 |  |  | JHVTC42FBCC2N1 | 0 | 34000 | 17.5 | 8.5 | 32400 | 23400 | 72.22% | 2.12 | 0 | 10 |  |  |  |  | R-410A | 2.8333 | Residential & Commercial | USHP | Ducted CEE Tier 1
211387130 | Central HP <5.4 tons | CHAMPION HEATING AND COOLING | HRCU-A-CB (Split System: Heat Pump with Remote Outdoor Unit-Air-Source) | HMH72B341 |  |  | XAHB36DBCN1 | TM9Y060B12MP11 | 33000 | 17 | 8.1 | 33200 | 23400 | 70.48% | 1.98 | 0 | 9.5 |  |  |  |  | R-410A | 2.75 | Residential & Commercial | USHP
211397192 | Central HP <5.4 tons | COLEMAN | HRCU-A-CB (Split System: Heat Pump with Remote Outdoor Unit-Air-Source) | HMH72B341 |  |  | XAHC48FBCN1 | CPLC120C20MP13 | 33800 | 16.5 | 8.5 | 32400 | 23800 | 73.46% | 2.06 | 0 | 9 |  |  |  |  | R-410A | 2.8167 | Residential & Commercial | USHP
211397651 | Central HP <5.4 tons | COLEMAN | HRCU-A-CB (Split System: Heat Pump with Remote Outdoor Unit-Air-Source) | HMH72B341 |  |  | XAFD48FBCN1 | TPLC080C16MP13 | 34000 | 16.5 | 8.5 | 33000 | 24400 | 73.94% | 2.1 | 0 | 9 |  |  |  |  | R-410A | 2.8333 | Residential & Commercial | USHP
211397281 | Central HP <5.4 tons | COLEMAN | HRCU-A-CB (Split System: Heat Pump with Remote Outdoor Unit-Air-Source) | HMH72B341 |  |  | XAHD48FBCN1 | TM8V100C16MP12 | 33600 | 16 | 8.5 | 32400 | 23800 | 73.46% | 2.06 | 0 | 9 |  |  |  |  | R-410A | 2.8 | Residential & Commercial | USHP
211395752 | Central HP <5.4 tons | COLEMAN | HRCU-A-CB (Split System: Heat Pump with Remote Outdoor Unit-Air-Source) | HMH72B341 |  |  | XAHC48FXXN1+TXV | CP9C060B12MP13 | 32400 | 16 | 8.1 | 32000 | 23400 | 73.12% | 2 | 0 | 9 |  |  |  |  | R-410A | 2.7 | Residential & Commercial | USHP
215934647 | Central HP <5.4 tons | AIRQUEST | HRCU-A-CB (Split System: Heat Pump with Remote Outdoor Unit-Air-Source) | H5H3V36*K*AAA* |  |  | EVM5X30M17A*+WALLCON | *97CMN0601714B* | 34000 | 20 | 8.1 | 38000 | 27200 | 71.58% | 2 | 0 | 11 |  |  |  |  | R-454B | 2.8333 | Residential & Commercial | USHP | Ducted CEE Tier 1
216891552 | Central HP <5.4 tons | RHEEM | HRCU-A-CB (Split System: Heat Pump with Remote Outdoor Unit-Air-Source) | RD18AY36AJVC |  |  | RCFY3621STANM | R951V0855A21M4 | 31400 | 19 | 8.5 | 31400 | 27800 | 88.54% | 1.9 | 0 | 12 |  |  |  |  | R-454B | 2.6167 | Residential & Commercial | USHP | Ducted CEE Tier 1
216891619 | Central HP <5.4 tons | RHEEM | HRCU-A-CB (Split System: Heat Pump with Remote Outdoor Unit-Air-Source) | RD18AY36AJVC |  |  | RCFY3621STANM | R951V1005A21UH | 31400 | 19 | 8.5 | 31400 | 27600 | 87.9% | 1.9 | 0 | 12 |  |  |  |  | R-454B | 2.6167 | Residential & Commercial | USHP | Ducted CEE Tier 1
216891671 | Central HP <5.4 tons | RHEEM | HRCU-A-CB (Split System: Heat Pump with Remote Outdoor Unit-Air-Source) | RD18AY36AJVC |  |  | RCFY3621STANM | R98MV0855A21UP | 31400 | 19 | 8.5 | 31400 | 27600 | 87.9% | 1.9 | 0 | 12 |  |  |  |  | R-454B | 2.6167 | Residential & Commercial | USHP | Ducted CEE Tier 1
216980428 | Central HP <5.4 tons | RHEEM | HRCU-A-CB (Split System: Heat Pump with Remote Outdoor Unit-Air-Source) | RD18AY36AJVC |  |  | RH2TY3621STANN | 0 | 31800 | 19 | 8.5 | 31800 | 27400 | 86.16% | 2 | 0 | 12 |  |  |  |  | R-454B | 2.65 | Residential & Commercial | USHP | Ducted CEE Tier 1
211245733 | Central HP <5.4 tons | BRYANT HEATING AND COOLING SYSTEMS | HRCU-A-CB (Split System: Heat Pump with Remote Outdoor Unit-Air-Source) | 38MURAQ24AB3* |  |  | CNPV*3621AL* | 83*SA60080E21*** | 24400 | 17 | 8.5 | 26200 | 22800 | 87.02% | 1.88 | 0 | 10.5 |  |  |  |  | R-410A | 2.0333 | Residential & Commercial | USHP | Ducted CEE Tier 1
216643645 | Central HP <5.4 tons | AIRQUEST | HRCU-A-CB (Split System: Heat Pump with Remote Outdoor Unit-Air-Source) | D5CUHAH18AAK |  |  | EA*5X25M17A* | *80MSU0601716A* | 18500 | 15.5 | 9.5 | 19800 | 17600 | 88.89% | 2.02 | 0 | 11.5 |  |  |  |  | R-454B | 1.5417 | Residential & Commercial | USHP | Ducted CEE Tier 1
215933047 | Central HP <5.4 tons | AIRQUEST | HRCU-A-CB (Split System: Heat Pump with Remote Outdoor Unit-Air-Source) | H5H3V36*K*AAA* |  |  | ESH5X36M12A*+WALLCON | *80CSU1002120A* | 33200 | 18.5 | 9 | 35000 | 26800 | 76.57% | 1.92 | 0 | 11 |  |  |  |  | R-454B | 2.7667 | Residential & Commercial | USHP | Ducted CEE Tier 1
215932127 | Central HP <5.4 tons | AIRQUEST | HRCU-A-CB (Split System: Heat Pump with Remote Outdoor Unit-Air-Source) | H5H3V36*K*AAA* |  |  | EA*5X36M17A*+WALLCON | *96CTN0801714B* | 32200 | 19 | 9.5 | 35400 | 27200 | 76.84% | 1.98 | 0 | 10.5 |  |  |  |  | R-454B | 2.6833 | Residential & Commercial | USHP | Ducted CEE Tier 1
210472924 | Central HP <5.4 tons | COMFORTMAKER | HRCU-A-CB (Split System: Heat Pump with Remote Outdoor Unit-Air-Source) | CVH825GKA3* |  |  | EA*4X42L21A*+WALLCON | *97CMN0601714A* | 23600 | 16 | 8.1 | 21600 | 16800 | 77.78% | 1.94 | 0 | 10.5 |  |  |  |  | R-410A | 1.9667 | Residential & Commercial | USHP | Ducted CEE Tier 1
210473001 | Central HP <5.4 tons | COMFORTMAKER | HRCU-A-CB (Split System: Heat Pump with Remote Outdoor Unit-Air-Source) | CVH825GKA3* |  |  | EA*4X42L24A*+WALLCON | *95CSU1002122A* | 23800 | 17 | 8.1 | 21400 | 16600 | 77.57% | 1.96 | 0 | 11 |  |  |  |  | R-410A | 1.9833 | Residential & Commercial | USHP | Ducted CEE Tier 1
214239895 | Central HP <5.4 tons | HEIL | HRCU-A-CB (Split System: Heat Pump with Remote Outdoor Unit-Air-Source) | HVH837GKA** |  |  | EN(A,D,W)4X48L21**+WALLCON | *95CSU0601716B* | 32200 | 17 | 8.1 | 33000 | 24800 | 75.15% | 1.92 | 0 | 11.5 |  |  |  |  | R-410A | 2.6833 | Residential & Commercial | USHP | Ducted CEE Tier 1
214241597 | Central HP <5.4 tons | HEIL | HRCU-A-CB (Split System: Heat Pump with Remote Outdoor Unit-Air-Source) | HVH825GKA3* |  |  | EN(A,D)4X24L17**+WALLCON | *97CMN0601714B* | 23200 | 15.5 | 8.1 | 22200 | 16900 | 76.13% | 1.9 | 0 | 10.5 |  |  |  |  | R-410A | 1.9333 | Residential & Commercial | USHP | Ducted CEE Tier 1
214242367 | Central HP <5.4 tons | HEIL | HRCU-A-CB (Split System: Heat Pump with Remote Outdoor Unit-Air-Source) | HVH825GKA3* |  |  | EN(A,D)4X48L24**+WALLCON | *97CMN1202422B* | 24200 | 17 | 8.1 | 21200 | 16600 | 78.3% | 2 | 0 | 11 |  |  |  |  | R-410A | 2.0167 | Residential & Commercial | USHP | Ducted CEE Tier 1
214242267 | Central HP <5.4 tons | HEIL | HRCU-A-CB (Split System: Heat Pump with Remote Outdoor Unit-Air-Source) | HVH825GKA3* |  |  | EN(A,D,W)4X48L21**+WALLCON | *97CMN0601714B* | 24000 | 16.5 | 8.1 | 21400 | 16700 | 78.04% | 1.98 | 0 | 11 |  |  |  |  | R-410A | 2 | Residential & Commercial | USHP | Ducted CEE Tier 1
216733924 | Central HP <5.4 tons | HEIL | HRCU-A-CB (Split System: Heat Pump with Remote Outdoor Unit-Air-Source) | D5CUHAH24AAK |  |  | EA*5X30M17A* | *80MSU0401712A* | 22200 | 16.5 | 8.5 | 20800 | 18800 | 90.38% | 1.96 | 0 | 10.5 |  |  |  |  | R-454B | 1.85 | Residential & Commercial | USHP | Ducted CEE Tier 1
216733447 | Central HP <5.4 tons | HEIL | HRCU-A-CB (Split System: Heat Pump with Remote Outdoor Unit-Air-Source) | D5CUHAH24AAK |  |  | EA*5X25M17A* | *96MSN0601716A* | 23200 | 15.5 | 8.5 | 20800 | 18500 | 88.94% | 1.98 | 0 | 11 |  |  |  |  | R-454B | 1.9333 | Residential & Commercial | USHP | Ducted CEE Tier 1
214584577 | Central HP <5.4 tons | LUXAIRE | HRCU-A-CB (Split System: Heat Pump with Remote Outdoor Unit-Air-Source) | HH860E2S11 |  |  | CTM60C5CHS1 | Z8ES120C20SMPS1 | 53500 | 19 | 9 | 53500 | 38000 | 71.03% | 2 | 0 | 11.7 |  |  |  |  | R-454B | 4.4583 | Residential & Commercial | USHP | Ducted CEE Tier 1
212980702 | Central HP <5.4 tons | DAY & NIGHT | HRCU-A-CB (Split System: Heat Pump with Remote Outdoor Unit-Air-Source) | DLCURAH30ABK |  |  | EA*4X42L24A* | *80MS(N,L)0902420A* | 30200 | 15.2 | 8.1 | 34400 | 27400 | 79.65% | 1.8 | 0 | 9 |  |  |  |  | R-410A | 2.5167 | Residential & Commercial | USHP
214398149 | Central HP <5.4 tons | FRASER-JOHNSTON | HRCU-A-CB (Split System: Heat Pump with Remote Outdoor Unit-Air-Source) | HH836E2S11 |  |  | CTM36C5CDS1 | TM9V080C16MP12 | 33800 | 17 | 8.5 | 31800 | 26000 | 81.76% | 2 | 0 | 11 |  |  |  |  | R-454B | 2.8167 | Residential & Commercial | USHP | Ducted CEE Tier 1
214398188 | Central HP <5.4 tons | FRASER-JOHNSTON | HRCU-A-CB (Split System: Heat Pump with Remote Outdoor Unit-Air-Source) | HH836E2S11 |  |  | CTM36C5CDS1 | TL8E080C16UH11 | 34000 | 18 | 8.5 | 32200 | 26400 | 81.99% | 2 | 0 | 11 |  |  |  |  | R-454B | 2.8333 | Residential & Commercial | USHP | Ducted CEE Tier 1
214398624 | Central HP <5.4 tons | FRASER-JOHNSTON | HRCU-A-CB (Split System: Heat Pump with Remote Outdoor Unit-Air-Source) | HH836E2S11 |  |  | CTF48C5CFS1 | TM8Y080C16MP11 | 33200 | 19 | 9 | 31400 | 25000 | 79.62% | 2 | 0 | 11 |  |  |  |  | R-454B | 2.7667 | Residential & Commercial | USHP | Ducted CEE Tier 1
213298035 | Central HP <5.4 tons | FRASER-JOHNSTON | HRCU-A-CB (Split System: Heat Pump with Remote Outdoor Unit-Air-Source) | HMH72B341 |  |  | XAFC36DBCN1 | Z8ES080C16LMPS1 | 34000 | 18 | 8.5 | 33400 | 24200 | 72.46% | 2.14 | 0 | 10 |  |  |  |  | R-410A | 2.8333 | Residential & Commercial | USHP | Ducted CEE Tier 1
213298060 | Central HP <5.4 tons | FRASER-JOHNSTON | HRCU-A-CB (Split System: Heat Pump with Remote Outdoor Unit-Air-Source) | HMH72B341 |  |  | XAFB36DXXN1+TXV | Z8ES040A12SMPS1 | 34000 | 18 | 8.5 | 33400 | 24200 | 72.46% | 2.1 | 0 | 10 |  |  |  |  | R-410A | 2.8333 | Residential & Commercial | USHP | Ducted CEE Tier 1
213298065 | Central HP <5.4 tons | FRASER-JOHNSTON | HRCU-A-CB (Split System: Heat Pump with Remote Outdoor Unit-Air-Source) | HMH72B341 |  |  | XAFB36DXXN1+TXV | Z8ES040A12LMPS1 | 34000 | 18 | 8.5 | 33400 | 24200 | 72.46% | 2.1 | 0 | 10 |  |  |  |  | R-410A | 2.8333 | Residential & Commercial | USHP | Ducted CEE Tier 1
216820252 | Central HP <5.4 tons | RHEEM | HRCU-A-CB (Split System: Heat Pump with Remote Outdoor Unit-Air-Source) | RD18AY60AJVC |  |  | RCFY6024STANM | R802V1255A24DZ | 51000 | 17 | 10 | 51000 | 38000 | 74.51% | 2 | 0 | 11 |  |  |  |  | R-454B | 4.25 | Residential & Commercial | USHP | Ducted CEE Tier 1
216820288 | Central HP <5.4 tons | RHEEM | HRCU-A-CB (Split System: Heat Pump with Remote Outdoor Unit-Air-Source) | RD18AY60AJVC |  |  | RCFY6024STANM | R962V0855A21M4 | 50500 | 16 | 8.1 | 50500 | 38500 | 76.24% | 2 | 0 | 10 |  |  |  |  | R-454B | 4.2083 | Residential & Commercial | USHP | Ducted CEE Tier 1
216453143 | Central HP <5.4 tons | TRANE | HRCU-A-CB (Split System: Heat Pump with Remote Outdoor Unit-Air-Source) | 5TWV0X48A1 |  |  | 5PX*B006AS3 | S8V2B060M4PDB | 44000 | 19.2 | 9.7 | 46500 | 33600 | 72.26% | 2.1 | 0 | 11.7 |  |  |  |  | R-454B | 3.6667 | Residential & Commercial | USHP | Ducted CEE Tier 1
216453157 | Central HP <5.4 tons | TRANE | HRCU-A-CB (Split System: Heat Pump with Remote Outdoor Unit-Air-Source) | 5TWV0X48A1 |  |  | 5PX*CD09AS3 | S8V2C100M5PCB | 44500 | 19.4 | 9.4 | 46000 | 33800 | 73.48% | 2.1 | 0 | 12 |  |  |  |  | R-454B | 3.7083 | Residential & Commercial | USHP | Ducted CEE Tier 1
216644173 | Central HP <5.4 tons | AIRQUEST | HRCU-A-CB (Split System: Heat Pump with Remote Outdoor Unit-Air-Source) | D5CUHAH18AAK |  |  | EA*5X25M17A* | *96VSN0601412B* | 18000 | 15.2 | 9 | 19700 | 17600 | 89.34% | 1.88 | 0 | 11 |  |  |  |  | R-454B | 1.5 | Residential & Commercial | USHP | Ducted CEE Tier 1
216735292 | Central HP <5.4 tons | AIRQUEST | HRCU-A-CB (Split System: Heat Pump with Remote Outdoor Unit-Air-Source) | D5CUHAH24AAK |  |  | EA*5X37M17A* | *96CTN0601714B* | 23000 | 16.5 | 8.5 | 20800 | 18500 | 88.94% | 1.96 | 0 | 11 |  |  |  |  | R-454B | 1.9167 | Residential & Commercial | USHP | Ducted CEE Tier 1
216820242 | Central HP <5.4 tons | RHEEM | HRCU-A-CB (Split System: Heat Pump with Remote Outdoor Unit-Air-Source) | RD18AY60AJVC |  |  | RCFY6024STANM | R801V1005A21UHS | 51000 | 17 | 10 | 51000 | 38000 | 74.51% | 2 | 0 | 11 |  |  |  |  | R-454B | 4.25 | Residential & Commercial | USHP | Ducted CEE Tier 1
216820275 | Central HP <5.4 tons | RHEEM | HRCU-A-CB (Split System: Heat Pump with Remote Outdoor Unit-Air-Source) | RD18AY60AJVC |  |  | RCFY6024STANM | R951V0705A21M4 | 50500 | 17 | 10 | 50500 | 38500 | 76.24% | 2 | 0 | 10 |  |  |  |  | R-454B | 4.2083 | Residential & Commercial | USHP | Ducted CEE Tier 1
216820290 | Central HP <5.4 tons | RHEEM | HRCU-A-CB (Split System: Heat Pump with Remote Outdoor Unit-Air-Source) | RD18AY60AJVC |  |  | RCFY6024STANM | R97MV0855A21DH | 51000 | 17 | 10 | 51000 | 38000 | 74.51% | 2 | 0 | 10 |  |  |  |  | R-454B | 4.25 | Residential & Commercial | USHP | Ducted CEE Tier 1
214584582 | Central HP <5.4 tons | LUXAIRE | HRCU-A-CB (Split System: Heat Pump with Remote Outdoor Unit-Air-Source) | HH860E2S11 |  |  | CTF60D5CHS1 | Z8ES130D20SMPS1 | 54000 | 19 | 9 | 53500 | 38500 | 71.96% | 2 | 0 | 12 |  |  |  |  | R-454B | 4.5 | Residential & Commercial | USHP | Ducted CEE Tier 1
214397540 | Central HP <5.4 tons | FRASER-JOHNSTON | HRCU-A-CB (Split System: Heat Pump with Remote Outdoor Unit-Air-Source) | HH824E2S11 |  |  | CTF36B5ADS1 | TMLE080B12MP11 | 23000 | 18 | 9.5 | 23000 | 18700 | 81.3% | 2 | 0 | 12 |  |  |  |  | R-454B | 1.9167 | Residential & Commercial | USHP | Ducted CEE Tier 1
213297992 | Central HP <5.4 tons | JOHNSON CONTROLS | HRCU-A-CB (Split System: Heat Pump with Remote Outdoor Unit-Air-Source) | HMH72B341 |  |  | XAHB36DBCN1 | Z8ES100B12SMPS1 | 33400 | 17.5 | 8.1 | 32800 | 23200 | 70.73% | 2.02 | 0 | 9.5 |  |  |  |  | R-410A | 2.7833 | Residential & Commercial | USHP
213297965 | Central HP <5.4 tons | FRASER-JOHNSTON | HRCU-A-CB (Split System: Heat Pump with Remote Outdoor Unit-Air-Source) | HMH72B341 |  |  | XAHC36DXXN1+TXV | Z8ES100C16LMPS1 | 34000 | 17.5 | 8.1 | 33400 | 24000 | 71.86% | 2.08 | 0 | 9.5 |  |  |  |  | R-410A | 2.8333 | Residential & Commercial | USHP
213298015 | Central HP <5.4 tons | FRASER-JOHNSTON | HRCU-A-CB (Split System: Heat Pump with Remote Outdoor Unit-Air-Source) | HMH72B341 |  |  | XAHC36DBCN1 | Z8ES080C20LMPS1 | 34000 | 17.5 | 8.1 | 33400 | 23600 | 70.66% | 2.08 | 0 | 9.5 |  |  |  |  | R-410A | 2.8333 | Residential & Commercial | USHP
213298110 | Central HP <5.4 tons | FRASER-JOHNSTON | HRCU-A-CB (Split System: Heat Pump with Remote Outdoor Unit-Air-Source) | HMH72B341 |  |  | XAUB36DXXN1+JMET12BS2N1+TXV | 0 | 34000 | 18.5 | 8.5 | 33800 | 23800 | 70.41% | 2.12 | 0 | 10.5 |  |  |  |  | R-410A | 2.8333 | Residential & Commercial | USHP | Ducted CEE Tier 1
214397681 | Central HP <5.4 tons | FRASER-JOHNSTON | HRCU-A-CB (Split System: Heat Pump with Remote Outdoor Unit-Air-Source) | HH836E2S11 |  |  | CTM36B5CDS1+JMC12B2SN1 | 0 | 33200 | 18 | 9 | 30400 | 24800 | 81.58% | 2 | 0 | 11.7 |  |  |  |  | R-454B | 2.7667 | Residential & Commercial | USHP | Ducted CEE Tier 1
214397804 | Central HP <5.4 tons | FRASER-JOHNSTON | HRCU-A-CB (Split System: Heat Pump with Remote Outdoor Unit-Air-Source) | HH836E2S11 |  |  | CTM48C5CFS1 | TM9Y100C16MP11 | 32800 | 19 | 9 | 31000 | 25200 | 81.29% | 2 | 0 | 11 |  |  |  |  | R-454B | 2.7333 | Residential & Commercial | USHP | Ducted CEE Tier 1
213076702 | Central HP <5.4 tons | KEEPRITE | HRCU-A-CB (Split System: Heat Pump with Remote Outdoor Unit-Air-Source) | DLCURAH36ABK |  |  | EN(A,D,W)4X42L21** | *80VTL0902120B* | 35600 | 15.5 | 8.1 | 39000 | 35200 | 90.26% | 1.9 | 0 | 10 |  |  |  |  | R-410A | 2.9667 | Residential & Commercial | USHP | Ducted CEE Tier 1
213076952 | Central HP <5.4 tons | KEEPRITE | HRCU-A-CB (Split System: Heat Pump with Remote Outdoor Unit-Air-Source) | DLCURAH36ABK |  |  | EA*4X37L17A* | *96VSN0801716B* | 36000 | 15.5 | 8.5 | 38500 | 35200 | 91.43% | 2 | 0 | 10 |  |  |  |  | R-410A | 3 | Residential & Commercial | USHP | Ducted CEE Tier 1
214398124 | Central HP <5.4 tons | FRASER-JOHNSTON | HRCU-A-CB (Split System: Heat Pump with Remote Outdoor Unit-Air-Source) | HH836E2S11 |  |  | CTM36B5CDS1 | TM9Y080B12MP11 | 33200 | 18 | 8.5 | 31400 | 25600 | 81.53% | 2 | 0 | 11 |  |  |  |  | R-454B | 2.7667 | Residential & Commercial | USHP | Ducted CEE Tier 1
213297215 | Central HP <5.4 tons | FRASER-JOHNSTON | HRCU-A-CB (Split System: Heat Pump with Remote Outdoor Unit-Air-Source) | HMH72B341 |  |  | XAHC36DXXN1+JMET12CS2N1+TXV | 0 | 33800 | 18 | 8.1 | 32800 | 23000 | 70.12% | 2.06 | 0 | 10 |  |  |  |  | R-410A | 2.8167 | Residential & Commercial | USHP | Ducted CEE Tier 1
213297290 | Central HP <5.4 tons | FRASER-JOHNSTON | HRCU-A-CB (Split System: Heat Pump with Remote Outdoor Unit-Air-Source) | HMH72B341 |  |  | XAHC36DXXN1+TXV | Z8ET100C20LMPS1 | 34000 | 18.5 | 8.5 | 33400 | 23600 | 70.66% | 2.08 | 0 | 9.5 |  |  |  |  | R-410A | 2.8333 | Residential & Commercial | USHP
213297790 | Central HP <5.4 tons | FRASER-JOHNSTON | HRCU-A-CB (Split System: Heat Pump with Remote Outdoor Unit-Air-Source) | HMH72B341 |  |  | XAFC30CXXN1+TXV | Z8ES100B12SMPS1 | 33000 | 18 | 8.5 | 33000 | 23200 | 70.3% | 2.04 | 0 | 9.5 |  |  |  |  | R-410A | 2.75 | Residential & Commercial | USHP
216374660 | Central HP <5.4 tons | JOHNSON CONTROLS | HRCU-A-CB (Split System: Heat Pump with Remote Outdoor Unit-Air-Source) | HH860E2S11 |  |  | CTF60D5CJS1 | Z9ET120D20SMPS1 | 53500 | 19 | 9 | 56000 | 40500 | 72.32% | 2 | 0 | 10 |  |  |  |  | R-454B | 4.4583 | Residential & Commercial | USHP | Ducted CEE Tier 1
211390213 | Central HP <5.4 tons | LUXAIRE | HRCU-A-CB (Split System: Heat Pump with Remote Outdoor Unit-Air-Source) | HMH72B341 |  |  | XAFC36DXXN1+TXV | TPLC100C16MP13 | 34000 | 17.5 | 8.5 | 33800 | 23800 | 70.41% | 2.08 | 0 | 10 |  |  |  |  | R-410A | 2.8333 | Residential & Commercial | USHP | Ducted CEE Tier 1
211390363 | Central HP <5.4 tons | LUXAIRE | HRCU-A-CB (Split System: Heat Pump with Remote Outdoor Unit-Air-Source) | HMH72B341 |  |  | XAFC30CXXN1+TXV | TPLC080C16MP13 | 33000 | 17.5 | 8.5 | 33000 | 23200 | 70.3% | 2.04 | 0 | 9.5 |  |  |  |  | R-410A | 2.75 | Residential & Commercial | USHP
211390583 | Central HP <5.4 tons | LUXAIRE | HRCU-A-CB (Split System: Heat Pump with Remote Outdoor Unit-Air-Source) | HMH72B341 |  |  | XAHB30CXXN1+TXV | TPLC080B12MP13 | 31600 | 16.5 | 8.1 | 32800 | 23000 | 70.12% | 1.96 | 0 | 9 |  |  |  |  | R-410A | 2.6333 | Residential & Commercial | USHP
211390797 | Central HP <5.4 tons | LUXAIRE | HRCU-A-CB (Split System: Heat Pump with Remote Outdoor Unit-Air-Source) | HMH72B341 |  |  | XAFB30CXXN1+TXV | TM8V080B12MP12 | 32400 | 17 | 8.1 | 33600 | 23600 | 70.24% | 2 | 0 | 9.5 |  |  |  |  | R-410A | 2.7 | Residential & Commercial | USHP
211390863 | Central HP <5.4 tons | LUXAIRE | HRCU-A-CB (Split System: Heat Pump with Remote Outdoor Unit-Air-Source) | HMH72B341 |  |  | XAHB36DXXN1+TXV | TM8V060A12MP12 | 33400 | 16.5 | 8.1 | 33600 | 23800 | 70.83% | 2.02 | 0 | 9.5 |  |  |  |  | R-410A | 2.7833 | Residential & Commercial | USHP
211398805 | Central HP <5.4 tons | LUXAIRE | HRCU-A-CB (Split System: Heat Pump with Remote Outdoor Unit-Air-Source) | HMH72B341 |  |  | XAHC48FXXN1+TXV | TMLE080C16MP11 | 32800 | 16.5 | 8.5 | 31600 | 23000 | 72.78% | 2.04 | 0 | 9.5 |  |  |  |  | R-410A | 2.7333 | Residential & Commercial | USHP
215935549 | Central HP <5.4 tons | COMFORTMAKER | HRCU-A-CB (Split System: Heat Pump with Remote Outdoor Unit-Air-Source) | C5H3V36*K*AAA* |  |  | EVD5X31M17A*+WALLCON | *97CMN0601714B* | 34800 | 20.5 | 8.5 | 38000 | 27800 | 73.16% | 2.08 | 0 | 11.5 |  |  |  |  | R-454B | 2.9 | Residential & Commercial | USHP | Ducted CEE Tier 1
215935699 | Central HP <5.4 tons | COMFORTMAKER | HRCU-A-CB (Split System: Heat Pump with Remote Outdoor Unit-Air-Source) | C5H3V36*K*AAA* |  |  | EVD5X36M21A*+WALLCON | *95CSU1002122B* | 34400 | 21 | 8.5 | 38500 | 28000 | 72.73% | 2.04 | 0 | 12 |  |  |  |  | R-454B | 2.8667 | Residential & Commercial | USHP | Ducted CEE Tier 1
215935749 | Central HP <5.4 tons | COMFORTMAKER | HRCU-A-CB (Split System: Heat Pump with Remote Outdoor Unit-Air-Source) | C5H3V36*K*AAA* |  |  | EVD5X36M21A*+WALLCON | *97CMN1002122B* | 34400 | 21 | 8.5 | 38500 | 28000 | 72.73% | 2.06 | 0 | 12 |  |  |  |  | R-454B | 2.8667 | Residential & Commercial | USHP | Ducted CEE Tier 1
215935849 | Central HP <5.4 tons | COMFORTMAKER | HRCU-A-CB (Split System: Heat Pump with Remote Outdoor Unit-Air-Source) | C5H3V36*K*AAA* |  |  | EVD5X38M17A*+WALLCON | *80CTL0701716B* | 35400 | 21.5 | 8.5 | 38500 | 29000 | 75.32% | 2.02 | 0 | 12 |  |  |  |  | R-454B | 2.95 | Residential & Commercial | USHP | Ducted CEE Tier 1
213779056 | Central HP <5.4 tons | BRYANT HEATING AND COOLING SYSTEMS | HRCU-A-CB (Split System: Heat Pump with Remote Outdoor Unit-Air-Source) | 288BNV037*0**A* |  |  | CAP**4221AL*+UI | 88*TB36045C17*** | 31600 | 16.5 | 8.1 | 33400 | 24800 | 74.25% | 1.84 | 0 | 10.5 |  |  |  |  | R-410A | 2.6333 | Residential & Commercial | USHP | Ducted CEE Tier 1
214397881 | Central HP <5.4 tons | FRASER-JOHNSTON | HRCU-A-CB (Split System: Heat Pump with Remote Outdoor Unit-Air-Source) | HH860E2S11 |  |  | CTM60C5CGS1 | TM8V120C20MP12 | 44000 | 18 | 9 | 44500 | 33600 | 75.51% | 2 | 0 | 11.7 |  |  |  |  | R-454B | 3.6667 | Residential & Commercial | USHP | Ducted CEE Tier 1
214398458 | Central HP <5.4 tons | FRASER-JOHNSTON | HRCU-A-CB (Split System: Heat Pump with Remote Outdoor Unit-Air-Source) | HH860E2S11 |  |  | JHE60D5CJ2SS1 | 0 | 53000 | 19 | 8.5 | 54000 | 39000 | 72.22% | 2 | 0 | 11 |  |  |  |  | R-454B | 4.4167 | Residential & Commercial | USHP | Ducted CEE Tier 1
216374633 | Central HP <5.4 tons | FRASER-JOHNSTON | HRCU-A-CB (Split System: Heat Pump with Remote Outdoor Unit-Air-Source) | HH836E2S11 |  |  | CTF36B5CDS1 | Z9ET080B12SMPS1 | 33400 | 18 | 8.5 | 31400 | 24000 | 76.43% | 2 | 0 | 11 |  |  |  |  | R-454B | 2.7833 | Residential & Commercial | USHP | Ducted CEE Tier 1
213297865 | Central HP <5.4 tons | FRASER-JOHNSTON | HRCU-A-CB (Split System: Heat Pump with Remote Outdoor Unit-Air-Source) | HMH72B341 |  |  | XAHC36DXXN1+TXV | Z9ES100C20SMPS1 | 34000 | 17 | 8.1 | 33400 | 23600 | 70.66% | 2.06 | 0 | 9.5 |  |  |  |  | R-410A | 2.8333 | Residential & Commercial | USHP
213297915 | Central HP <5.4 tons | FRASER-JOHNSTON | HRCU-A-CB (Split System: Heat Pump with Remote Outdoor Unit-Air-Source) | HMH72B341 |  |  | XAFC30CXXN1+TXV | Z8ET100C16LMPS1 | 33400 | 18 | 8.5 | 33000 | 23400 | 70.91% | 2.06 | 0 | 9.5 |  |  |  |  | R-410A | 2.7833 | Residential & Commercial | USHP
213298040 | Central HP <5.4 tons | FRASER-JOHNSTON | HRCU-A-CB (Split System: Heat Pump with Remote Outdoor Unit-Air-Source) | HMH72B341 |  |  | XAFC36DXXN1+TXV | Z8ES080B12SMPS1 | 34000 | 18 | 8.1 | 33400 | 24000 | 71.86% | 2.08 | 0 | 10 |  |  |  |  | R-410A | 2.8333 | Residential & Commercial | USHP | Ducted CEE Tier 1
211391071 | Central HP <5.4 tons | LUXAIRE | HRCU-A-CB (Split System: Heat Pump with Remote Outdoor Unit-Air-Source) | HMH72B341 |  |  | XAFB36DBCN1 | TMLV060A12MP12 | 34000 | 17.5 | 8.1 | 34000 | 24200 | 71.18% | 2.06 | 0 | 9.5 |  |  |  |  | R-410A | 2.8333 | Residential & Commercial | USHP
211395918 | Central HP <5.4 tons | COLEMAN | HRCU-A-CB (Split System: Heat Pump with Remote Outdoor Unit-Air-Source) | HMH72B341 |  |  | XAUC48FXXN1+TXV | CP9C060B12MP13 | 33000 | 16.5 | 8.1 | 32400 | 24000 | 74.07% | 2.04 | 0 | 9 |  |  |  |  | R-410A | 2.75 | Residential & Commercial | USHP
211395951 | Central HP <5.4 tons | COLEMAN | HRCU-A-CB (Split System: Heat Pump with Remote Outdoor Unit-Air-Source) | HMH72B341 |  |  | XAHC48FXXN1+TXV | TM9E100C16MP12 | 32800 | 16.5 | 8.5 | 31800 | 23200 | 72.96% | 2.02 | 0 | 9 |  |  |  |  | R-410A | 2.7333 | Residential & Commercial | USHP
211393761 | Central HP <5.4 tons | COLEMAN | HRCU-A-CB (Split System: Heat Pump with Remote Outdoor Unit-Air-Source) | HMH72B341 |  |  | XAFA30DXXN1+TXV | TMLE040A12MP11 | 33800 | 18 | 8.1 | 33600 | 23600 | 70.24% | 2.04 | 0 | 10 |  |  |  |  | R-410A | 2.8167 | Residential & Commercial | USHP | Ducted CEE Tier 1
211394046 | Central HP <5.4 tons | COLEMAN | HRCU-A-CB (Split System: Heat Pump with Remote Outdoor Unit-Air-Source) | HMH72B341 |  |  | XAFD48FXXN1+TXV | TM9Y080C16MP11 | 33400 | 17.5 | 8.5 | 32400 | 23600 | 72.84% | 2.06 | 0 | 9.5 |  |  |  |  | R-410A | 2.7833 | Residential & Commercial | USHP
211394548 | Central HP <5.4 tons | COLEMAN | HRCU-A-CB (Split System: Heat Pump with Remote Outdoor Unit-Air-Source) | HMH72B341 |  |  | XAFD48FXXN1+TXV | CP9C100C20MP13 | 34000 | 16.5 | 8.5 | 33000 | 24200 | 73.33% | 2.1 | 0 | 9 |  |  |  |  | R-410A | 2.8333 | Residential & Commercial | USHP
211394294 | Central HP <5.4 tons | COLEMAN | HRCU-A-CB (Split System: Heat Pump with Remote Outdoor Unit-Air-Source) | HMH72B341 |  |  | XAHD48FBCN1 | TM9V120D20MP12 | 33400 | 16.5 | 8.5 | 32000 | 23200 | 72.5% | 2.06 | 0 | 9.5 |  |  |  |  | R-410A | 2.7833 | Residential & Commercial | USHP
211394895 | Central HP <5.4 tons | COLEMAN | HRCU-A-CB (Split System: Heat Pump with Remote Outdoor Unit-Air-Source) | HMH72B341 |  |  | XAFC48FXXN1+TXV | TM9V100C16MP12 | 33800 | 16.5 | 8.5 | 32400 | 23800 | 73.46% | 2.08 | 0 | 9.5 |  |  |  |  | R-410A | 2.8167 | Residential & Commercial | USHP
211397669 | Central HP <5.4 tons | LUXAIRE | HRCU-A-CB (Split System: Heat Pump with Remote Outdoor Unit-Air-Source) | HMH72B341 |  |  | XAFD48FBCN1 | TPLC100C16MP13 | 34000 | 16.5 | 8.5 | 33000 | 24400 | 73.94% | 2.1 | 0 | 9 |  |  |  |  | R-410A | 2.8333 | Residential & Commercial | USHP
211397685 | Central HP <5.4 tons | LUXAIRE | HRCU-A-CB (Split System: Heat Pump with Remote Outdoor Unit-Air-Source) | HMH72B341 |  |  | XAFD48FBCN1 | LPLC080C16MP13 | 34000 | 16.5 | 8.5 | 33000 | 24400 | 73.94% | 2.1 | 0 | 9 |  |  |  |  | R-410A | 2.8333 | Residential & Commercial | USHP
211397874 | Central HP <5.4 tons | LUXAIRE | HRCU-A-CB (Split System: Heat Pump with Remote Outdoor Unit-Air-Source) | HMH72B341 |  |  | XAUC48FXXN1+TXV | TPLC080C16MP13 | 34000 | 16.5 | 8.5 | 33200 | 24400 | 73.49% | 2.1 | 0 | 9 |  |  |  |  | R-410A | 2.8333 | Residential & Commercial | USHP
211398153 | Central HP <5.4 tons | LUXAIRE | HRCU-A-CB (Split System: Heat Pump with Remote Outdoor Unit-Air-Source) | HMH72B341 |  |  | XAHC48FXXN1+TXV | TM8E120C16MP11 | 33000 | 17 | 8.5 | 31600 | 23200 | 73.42% | 2.04 | 0 | 9.5 |  |  |  |  | R-410A | 2.75 | Residential & Commercial | USHP
210472940 | Central HP <5.4 tons | CARRIER | HRCU-A-CB (Split System: Heat Pump with Remote Outdoor Unit-Air-Source) | 25VNA825A*032* |  |  | CAP**4221AL*+UI | 59MN7B100C21**22 | 23800 | 16.5 | 8.1 | 21400 | 16600 | 77.57% | 1.96 | 0 | 11 |  |  |  |  | R-410A | 1.9833 | Residential & Commercial | USHP | Ducted CEE Tier 1
210472951 | Central HP <5.4 tons | CARRIER | HRCU-A-CB (Split System: Heat Pump with Remote Outdoor Unit-Air-Source) | 25VNA825A*032* |  |  | CAP**4221AL*+UI | 59TN6B100C21**22 | 23800 | 16.5 | 8.1 | 21400 | 16600 | 77.57% | 1.96 | 0 | 11 |  |  |  |  | R-410A | 1.9833 | Residential & Commercial | USHP | Ducted CEE Tier 1
210473226 | Central HP <5.4 tons | CARRIER | HRCU-A-CB (Split System: Heat Pump with Remote Outdoor Unit-Air-Source) | 25VNA825A*032* |  |  | CAP**4321AL*+UI | 59TN6B100C21**22 | 24400 | 16.5 | 8.5 | 21200 | 16600 | 78.3% | 2.04 | 0 | 11 |  |  |  |  | R-410A | 2.0333 | Residential & Commercial | USHP | Ducted CEE Tier 1
216453161 | Central HP <5.4 tons | TRANE | HRCU-A-CB (Split System: Heat Pump with Remote Outdoor Unit-Air-Source) | 5TWV0X48A1 |  |  | 5PX*D008AS3 | S8V2D120M5PDB | 45000 | 20.2 | 10 | 47500 | 34000 | 71.58% | 2.1 | 0 | 12 |  |  |  |  | R-454B | 3.75 | Residential & Commercial | USHP | Ducted CEE Tier 1
216453093 | Central HP <5.4 tons | TRANE | HRCU-A-CB (Split System: Heat Pump with Remote Outdoor Unit-Air-Source) | 5TWV0X36A1 |  |  | 5PX*B004AS3 | S8V2B080M4PCB | 34200 | 19 | 9.7 | 31800 | 25000 | 78.62% | 2.1 | 0 | 12 |  |  |  |  | R-454B | 2.85 | Residential & Commercial | USHP | Ducted CEE Tier 1
215869092 | Central HP <5.4 tons | TRANE | HRCU-A-CB (Split System: Heat Pump with Remote Outdoor Unit-Air-Source) | 5TWV8X36A1 |  |  | 5PX*C005AS3 | S9V2C100U5VSB+LRP | 31800 | 18.1 | 8.5 | 32800 | 25400 | 77.44% | 2.1 | 0 | 10 |  |  |  |  | R-454B | 2.65 | Residential & Commercial | USHP | Ducted CEE Tier 1
214398210 | Central HP <5.4 tons | JOHNSON CONTROLS | HRCU-A-CB (Split System: Heat Pump with Remote Outdoor Unit-Air-Source) | HH836E2S11 |  |  | CTF48C5CFS1+JMC16C2SN1 | 0 | 34400 | 19 | 9 | 32000 | 25200 | 78.75% | 2 | 0 | 11.7 |  |  |  |  | R-454B | 2.8667 | Residential & Commercial | USHP | Ducted CEE Tier 1
213296925 | Central HP <5.4 tons | FRASER-JOHNSTON | HRCU-A-CB (Split System: Heat Pump with Remote Outdoor Unit-Air-Source) | HMH72B341 |  |  | XAFC36DBCN1 | Z8ES100B12SMPS1 | 34000 | 18.5 | 8.1 | 34000 | 24600 | 72.35% | 2.12 | 0 | 9.5 |  |  |  |  | R-410A | 2.8333 | Residential & Commercial | USHP
213297495 | Central HP <5.4 tons | FRASER-JOHNSTON | HRCU-A-CB (Split System: Heat Pump with Remote Outdoor Unit-Air-Source) | HMH72B341 |  |  | XAFC48FXXN1+TXV | Z8ET080C16LMPS1 | 33600 | 17.5 | 8.5 | 32800 | 23200 | 70.73% | 2.08 | 0 | 9.5 |  |  |  |  | R-410A | 2.8 | Residential & Commercial | USHP
213297845 | Central HP <5.4 tons | FRASER-JOHNSTON | HRCU-A-CB (Split System: Heat Pump with Remote Outdoor Unit-Air-Source) | HMH72B341 |  |  | XAHB36DBCN1+JMVT12BC2N1 | 0 | 33200 | 18 | 8.1 | 32200 | 22600 | 70.19% | 2.02 | 0 | 10 |  |  |  |  | R-410A | 2.7667 | Residential & Commercial | USHP | Ducted CEE Tier 1
213298080 | Central HP <5.4 tons | FRASER-JOHNSTON | HRCU-A-CB (Split System: Heat Pump with Remote Outdoor Unit-Air-Source) | HMH72B341 |  |  | XAFB36DBCN1 | Z8ES040A12LMPS1 | 34000 | 18 | 8.5 | 33400 | 24200 | 72.46% | 2.1 | 0 | 10 |  |  |  |  | R-410A | 2.8333 | Residential & Commercial | USHP | Ducted CEE Tier 1
213297815 | Central HP <5.4 tons | FRASER-JOHNSTON | HRCU-A-CB (Split System: Heat Pump with Remote Outdoor Unit-Air-Source) | HMH72B341 |  |  | XAHC30CXXN1+TXV | Z8ES080B12LMPS1 | 31800 | 17 | 8.1 | 32200 | 22600 | 70.19% | 2 | 0 | 10 |  |  |  |  | R-410A | 2.65 | Residential & Commercial | USHP | Ducted CEE Tier 1
213297840 | Central HP <5.4 tons | FRASER-JOHNSTON | HRCU-A-CB (Split System: Heat Pump with Remote Outdoor Unit-Air-Source) | HMH72B341 |  |  | XAHB36DXXN1+JMVT12BC2N1+TXV | 0 | 33200 | 18 | 8.1 | 32200 | 22600 | 70.19% | 2.02 | 0 | 10 |  |  |  |  | R-410A | 2.7667 | Residential & Commercial | USHP | Ducted CEE Tier 1
215936054 | Central HP <5.4 tons | CARRIER | HRCU-A-CB (Split System: Heat Pump with Remote Outdoor Unit-Air-Source) | 27VNA336A*030* |  |  | CVAVA4221XMA*+UI | 59CU5B100C21**22 | 34600 | 21 | 8.5 | 38500 | 28000 | 72.73% | 2.04 | 0 | 12 |  |  |  |  | R-454B | 2.8833 | Residential & Commercial | USHP | Ducted CEE Tier 1
212981324 | Central HP <5.4 tons | DAY & NIGHT | HRCU-A-CB (Split System: Heat Pump with Remote Outdoor Unit-Air-Source) | DLCURAH30ABK |  |  | EA*4X42L24A* | *80MS(N,L)1552420A* | 29800 | 15.2 | 8.1 | 34200 | 27600 | 80.7% | 1.8 | 0 | 9 |  |  |  |  | R-410A | 2.4833 | Residential & Commercial | USHP
213297765 | Central HP <5.4 tons | FRASER-JOHNSTON | HRCU-A-CB (Split System: Heat Pump with Remote Outdoor Unit-Air-Source) | HMH72B341 |  |  | XAFC30CXXN1+TXV | Z8ES120C20LMPS1 | 33000 | 17.5 | 8.5 | 33000 | 23400 | 70.91% | 2.04 | 0 | 9.5 |  |  |  |  | R-410A | 2.75 | Residential & Commercial | USHP
213297590 | Central HP <5.4 tons | FRASER-JOHNSTON | HRCU-A-CB (Split System: Heat Pump with Remote Outdoor Unit-Air-Source) | HMH72B341 |  |  | XAFB36DBCN1 | Z8ES100B12SMPS1 | 34000 | 18 | 8.1 | 34000 | 24600 | 72.35% | 2.1 | 0 | 9.5 |  |  |  |  | R-410A | 2.8333 | Residential & Commercial | USHP
213296940 | Central HP <5.4 tons | FRASER-JOHNSTON | HRCU-A-CB (Split System: Heat Pump with Remote Outdoor Unit-Air-Source) | HMH72B341 |  |  | XAFC36DXXN1+TXV | Z8ES080C20LMPS1 | 34000 | 18 | 8.5 | 33400 | 24400 | 73.05% | 2.12 | 0 | 10 |  |  |  |  | R-410A | 2.8333 | Residential & Commercial | USHP | Ducted CEE Tier 1
213296815 | Central HP <5.4 tons | FRASER-JOHNSTON | HRCU-A-CB (Split System: Heat Pump with Remote Outdoor Unit-Air-Source) | HMH72B341 |  |  | XAHC30CXXN1+TXV | Z9ES080B12SMPS1 | 31800 | 16.5 | 8.1 | 32200 | 22600 | 70.19% | 1.98 | 0 | 9.5 |  |  |  |  | R-410A | 2.65 | Residential & Commercial | USHP
214397925 | Central HP <5.4 tons | FRASER-JOHNSTON | HRCU-A-CB (Split System: Heat Pump with Remote Outdoor Unit-Air-Source) | HH824E2S11 |  |  | CTF36B5ADS1+JMVT12BC2N1 | 0 | 23000 | 19 | 9.5 | 23000 | 18500 | 80.43% | 2 | 0 | 12 |  |  |  |  | R-454B | 1.9167 | Residential & Commercial | USHP | Ducted CEE Tier 1
214397994 | Central HP <5.4 tons | FRASER-JOHNSTON | HRCU-A-CB (Split System: Heat Pump with Remote Outdoor Unit-Air-Source) | HH824E2S11 |  |  | CTF30B5ACS1 | TL9E060B12UH11 | 23000 | 17 | 9.5 | 23000 | 18400 | 80% | 2 | 0 | 12 |  |  |  |  | R-454B | 1.9167 | Residential & Commercial | USHP | Ducted CEE Tier 1
214397560 | Central HP <5.4 tons | FRASER-JOHNSTON | HRCU-A-CB (Split System: Heat Pump with Remote Outdoor Unit-Air-Source) | HH824E2S11 |  |  | CTM30B5ACS1 | TPLC080B12MP13 | 23000 | 17 | 9.5 | 23000 | 17900 | 77.83% | 2 | 0 | 12 |  |  |  |  | R-454B | 1.9167 | Residential & Commercial | USHP | Ducted CEE Tier 1
214398228 | Central HP <5.4 tons | FRASER-JOHNSTON | HRCU-A-CB (Split System: Heat Pump with Remote Outdoor Unit-Air-Source) | HH836E2S11 |  |  | CTF48C5CFS1 | TL8E080C16UH11 | 33200 | 18 | 9 | 31400 | 25400 | 80.89% | 2 | 0 | 11 |  |  |  |  | R-454B | 2.7667 | Residential & Commercial | USHP | Ducted CEE Tier 1
211386071 | Central HP <5.4 tons | CHAMPION HEATING AND COOLING | HRCU-A-CB (Split System: Heat Pump with Remote Outdoor Unit-Air-Source) | HMH72B341 |  |  | XAHD48FBCN1 | TL9E100C20UH11 | 33400 | 15.5 | 8.5 | 32000 | 23400 | 73.12% | 2.04 | 0 | 9 |  |  |  |  | R-410A | 2.7833 | Residential & Commercial | USHP
211386274 | Central HP <5.4 tons | CHAMPION HEATING AND COOLING | HRCU-A-CB (Split System: Heat Pump with Remote Outdoor Unit-Air-Source) | HMH72B341 |  |  | XAFC48FBCN1 | TL9E080C16UH11 | 34000 | 16.5 | 8.5 | 32800 | 24200 | 73.78% | 2.08 | 0 | 9 |  |  |  |  | R-410A | 2.8333 | Residential & Commercial | USHP
211386339 | Central HP <5.4 tons | CHAMPION HEATING AND COOLING | HRCU-A-CB (Split System: Heat Pump with Remote Outdoor Unit-Air-Source) | HMH72B341 |  |  | XAFC48FBCN1 | TL9E060B12UH11 | 33200 | 17 | 8.1 | 32600 | 24000 | 73.62% | 2.02 | 0 | 9 |  |  |  |  | R-410A | 2.7667 | Residential & Commercial | USHP
211386424 | Central HP <5.4 tons | CHAMPION HEATING AND COOLING | HRCU-A-CB (Split System: Heat Pump with Remote Outdoor Unit-Air-Source) | HMH72B341 |  |  | XAFD48FBCN1 | TL8E100C20UH11 | 34000 | 16.5 | 8.5 | 32400 | 23800 | 73.46% | 2.1 | 0 | 9.5 |  |  |  |  | R-410A | 2.8333 | Residential & Commercial | USHP
216732601 | Central HP <5.4 tons | COMFORTMAKER | HRCU-A-CB (Split System: Heat Pump with Remote Outdoor Unit-Air-Source) | D5CUHAH24AAK |  |  | EA*5X24M14A* | *96VSN0401410B* | 21800 | 15.5 | 8.5 | 21000 | 19200 | 91.43% | 1.96 | 0 | 10 |  |  |  |  | R-454B | 1.8167 | Residential & Commercial | USHP | Ducted CEE Tier 1
216732816 | Central HP <5.4 tons | COMFORTMAKER | HRCU-A-CB (Split System: Heat Pump with Remote Outdoor Unit-Air-Source) | D5CUHAH24AAK |  |  | EA*5X24M17A* | *80VTL0451412B* | 22000 | 16 | 8.5 | 21000 | 19100 | 90.95% | 1.96 | 0 | 10.5 |  |  |  |  | R-454B | 1.8333 | Residential & Commercial | USHP | Ducted CEE Tier 1
216732900 | Central HP <5.4 tons | COMFORTMAKER | HRCU-A-CB (Split System: Heat Pump with Remote Outdoor Unit-Air-Source) | D5CUHAH24AAK |  |  | EA*5X24M17A* | *96MSN0261410A* | 22000 | 15.2 | 8.5 | 21200 | 19200 | 90.57% | 1.98 | 0 | 10.5 |  |  |  |  | R-454B | 1.8333 | Residential & Commercial | USHP | Ducted CEE Tier 1
216733068 | Central HP <5.4 tons | COMFORTMAKER | HRCU-A-CB (Split System: Heat Pump with Remote Outdoor Unit-Air-Source) | D5CUHAH24AAK |  |  | EA*5X24M17A* | *96VTN0601412B* | 21800 | 16 | 8.5 | 21000 | 19200 | 91.43% | 1.98 | 0 | 10.5 |  |  |  |  | R-454B | 1.8167 | Residential & Commercial | USHP | Ducted CEE Tier 1
216733220 | Central HP <5.4 tons | COMFORTMAKER | HRCU-A-CB (Split System: Heat Pump with Remote Outdoor Unit-Air-Source) | D5CUHAH24AAK |  |  | EA*5X25M17A* | *80VSL0451412B* | 22800 | 16.5 | 8.5 | 20600 | 18400 | 89.32% | 1.98 | 0 | 11 |  |  |  |  | R-454B | 1.9 | Residential & Commercial | USHP | Ducted CEE Tier 1
213258062 | Central HP <5.4 tons | LENNOX | HRCU-A-CB (Split System: Heat Pump with Remote Outdoor Unit-Air-Source) | SL25XPV-036-230A** |  |  | CRX35-50/60C-**-*+TDR | SLP99DF090XV48C* | 34200 | 22 | 9.4 | 36000 | 29000 | 80.56% | 1.84 | 0 | 13.4 |  |  |  |  | R-410A | 2.85 | Residential & Commercial | USHP | Ducted CEE Tier 1
215932427 | Central HP <5.4 tons | AIRQUEST | HRCU-A-CB (Split System: Heat Pump with Remote Outdoor Unit-Air-Source) | H5H3V36*K*AAA* |  |  | EA*5X48M21A*+WALLCON | *80CTL0901716B* | 33400 | 20 | 9.5 | 34600 | 26400 | 76.3% | 2.04 | 0 | 11.5 |  |  |  |  | R-454B | 2.7833 | Residential & Commercial | USHP | Ducted CEE Tier 1
215932577 | Central HP <5.4 tons | AIRQUEST | HRCU-A-CB (Split System: Heat Pump with Remote Outdoor Unit-Air-Source) | H5H3V36*K*AAA* |  |  | EA*5X60M24A*+WALLCON | *95CSU0802120B* | 34000 | 20 | 9 | 34200 | 26000 | 76.02% | 1.94 | 0 | 11.7 |  |  |  |  | R-454B | 2.8333 | Residential & Commercial | USHP | Ducted CEE Tier 1
215932597 | Central HP <5.4 tons | AIRQUEST | HRCU-A-CB (Split System: Heat Pump with Remote Outdoor Unit-Air-Source) | H5H3V36*K*AAA* |  |  | EA*5X60M24A*+WALLCON | *97CMN0602120B* | 33800 | 20 | 9 | 34600 | 26400 | 76.3% | 1.92 | 0 | 11.5 |  |  |  |  | R-454B | 2.8167 | Residential & Commercial | USHP | Ducted CEE Tier 1
215932647 | Central HP <5.4 tons | AIRQUEST | HRCU-A-CB (Split System: Heat Pump with Remote Outdoor Unit-Air-Source) | H5H3V36*K*AAA* |  |  | EA*5X60M24A*+WALLCON | *96CTN1202422B* | 34000 | 20.5 | 9.5 | 34000 | 26000 | 76.47% | 2.06 | 0 | 12 |  |  |  |  | R-454B | 2.8333 | Residential & Commercial | USHP | Ducted CEE Tier 1
215932997 | Central HP <5.4 tons | AIRQUEST | HRCU-A-CB (Split System: Heat Pump with Remote Outdoor Unit-Air-Source) | H5H3V36*K*AAA* |  |  | ESH5X30M12A*+WALLCON | *97CMN0601714B* | 32200 | 18 | 9 | 34800 | 26800 | 77.01% | 1.9 | 0 | 10 |  |  |  |  | R-454B | 2.6833 | Residential & Commercial | USHP | Ducted CEE Tier 1
215933697 | Central HP <5.4 tons | AIRQUEST | HRCU-A-CB (Split System: Heat Pump with Remote Outdoor Unit-Air-Source) | H5H3V36*K*AAA* |  |  | ESH5X48M12A*+WALLCON | *96CTN0601714B* | 33400 | 19 | 9 | 34200 | 26000 | 76.02% | 1.94 | 0 | 11 |  |  |  |  | R-454B | 2.7833 | Residential & Commercial | USHP | Ducted CEE Tier 1
211394929 | Central HP <5.4 tons | COLEMAN | HRCU-A-CB (Split System: Heat Pump with Remote Outdoor Unit-Air-Source) | HMH72B341 |  |  | XAFC48FBCN1 | TM9V100C16MP12 | 33800 | 16.5 | 8.5 | 32400 | 23800 | 73.46% | 2.08 | 0 | 9.5 |  |  |  |  | R-410A | 2.8167 | Residential & Commercial | USHP
211392408 | Central HP <5.4 tons | COLEMAN | HRCU-A-CB (Split System: Heat Pump with Remote Outdoor Unit-Air-Source) | HMH72B341 |  |  | XAFB36DBCN1 | TM8E080B12MP11 | 34000 | 18 | 8.1 | 34000 | 24400 | 71.76% | 2.06 | 0 | 9.5 |  |  |  |  | R-410A | 2.8333 | Residential & Commercial | USHP
211393057 | Central HP <5.4 tons | COLEMAN | HRCU-A-CB (Split System: Heat Pump with Remote Outdoor Unit-Air-Source) | HMH72B341 |  |  | XAHC36DXXN1+TXV | TL9E080C16UH11 | 34000 | 17 | 8.1 | 33800 | 24000 | 71.01% | 2.06 | 0 | 9.5 |  |  |  |  | R-410A | 2.8333 | Residential & Commercial | USHP
211393076 | Central HP <5.4 tons | COLEMAN | HRCU-A-CB (Split System: Heat Pump with Remote Outdoor Unit-Air-Source) | HMH72B341 |  |  | XAHC30CXXN1+TXV | TL9E080C16UH11 | 32400 | 17 | 8.1 | 33000 | 23200 | 70.3% | 2 | 0 | 9.5 |  |  |  |  | R-410A | 2.7 | Residential & Commercial | USHP
211391473 | Central HP <5.4 tons | LUXAIRE | HRCU-A-CB (Split System: Heat Pump with Remote Outdoor Unit-Air-Source) | HMH72B341 |  |  | XAHC30CXXN1+TXV | TMLE100C16MP11 | 32200 | 16.5 | 8.1 | 32400 | 22800 | 70.37% | 2 | 0 | 9.5 |  |  |  |  | R-410A | 2.6833 | Residential & Commercial | USHP
211391623 | Central HP <5.4 tons | LUXAIRE | HRCU-A-CB (Split System: Heat Pump with Remote Outdoor Unit-Air-Source) | HMH72B341 |  |  | XAHC36DBCN1 | TMLE100B12MP11 | 33400 | 17.5 | 8.1 | 33000 | 23400 | 70.91% | 2.02 | 0 | 9.5 |  |  |  |  | R-410A | 2.7833 | Residential & Commercial | USHP
211391722 | Central HP <5.4 tons | LUXAIRE | HRCU-A-CB (Split System: Heat Pump with Remote Outdoor Unit-Air-Source) | HMH72B341 |  |  | XAHB30CXXN1+TXV | TMLE100B12MP11 | 32000 | 17 | 8.1 | 32800 | 23000 | 70.12% | 1.98 | 0 | 9.5 |  |  |  |  | R-410A | 2.6667 | Residential & Commercial | USHP
211391788 | Central HP <5.4 tons | LUXAIRE | HRCU-A-CB (Split System: Heat Pump with Remote Outdoor Unit-Air-Source) | HMH72B341 |  |  | XAFC30CXXN1+TXV | TM8E100B12MP11 | 32800 | 17.5 | 8.1 | 33400 | 23400 | 70.06% | 2.04 | 0 | 9.5 |  |  |  |  | R-410A | 2.7333 | Residential & Commercial | USHP
213297225 | Central HP <5.4 tons | FRASER-JOHNSTON | HRCU-A-CB (Split System: Heat Pump with Remote Outdoor Unit-Air-Source) | HMH72B341 |  |  | XAFB30CXXN1+JMET12BS2N1+TXV | 0 | 33200 | 18.5 | 8.5 | 33000 | 23200 | 70.3% | 2.06 | 0 | 10 |  |  |  |  | R-410A | 2.7667 | Residential & Commercial | USHP | Ducted CEE Tier 1
213297275 | Central HP <5.4 tons | FRASER-JOHNSTON | HRCU-A-CB (Split System: Heat Pump with Remote Outdoor Unit-Air-Source) | HMH72B341 |  |  | XAUB36DXXN1+TXV | Z9ES080B12SMPS1 | 34000 | 17 | 8.1 | 33400 | 23800 | 71.26% | 2.06 | 0 | 9.5 |  |  |  |  | R-410A | 2.8333 | Residential & Commercial | USHP
213297395 | Central HP <5.4 tons | FRASER-JOHNSTON | HRCU-A-CB (Split System: Heat Pump with Remote Outdoor Unit-Air-Source) | HMH72B341 |  |  | XAHB30CXXN1+TXV | Z8ES080B12SMPS1 | 31800 | 17 | 8.1 | 32200 | 22600 | 70.19% | 2 | 0 | 10 |  |  |  |  | R-410A | 2.65 | Residential & Commercial | USHP | Ducted CEE Tier 1
213296860 | Central HP <5.4 tons | FRASER-JOHNSTON | HRCU-A-CB (Split System: Heat Pump with Remote Outdoor Unit-Air-Source) | HMH72B341 |  |  | XAFC36DXXN1+TXV | Z8ES120C20LMPS1 | 34000 | 17.5 | 8.5 | 34000 | 24600 | 72.35% | 2.12 | 0 | 9.5 |  |  |  |  | R-410A | 2.8333 | Residential & Commercial | USHP
213296960 | Central HP <5.4 tons | FRASER-JOHNSTON | HRCU-A-CB (Split System: Heat Pump with Remote Outdoor Unit-Air-Source) | HMH72B341 |  |  | XAHC36DXXN1+TXV | Z8ES080B12LMPS1 | 33400 | 17.5 | 8.1 | 32800 | 23000 | 70.12% | 2.02 | 0 | 10 |  |  |  |  | R-410A | 2.7833 | Residential & Commercial | USHP | Ducted CEE Tier 1
214398026 | Central HP <5.4 tons | JOHNSON CONTROLS | HRCU-A-CB (Split System: Heat Pump with Remote Outdoor Unit-Air-Source) | HH860E2S11 |  |  | CTM60C5CHS1 | TM8E080C20MP11 | 53500 | 19 | 8.5 | 54000 | 39000 | 72.22% | 2 | 0 | 11 |  |  |  |  | R-454B | 4.4583 | Residential & Commercial | USHP | Ducted CEE Tier 1
210473292 | Central HP <5.4 tons | CARRIER | HRCU-A-CB (Split System: Heat Pump with Remote Outdoor Unit-Air-Source) | 25VNA825A*032* |  |  | CAP**4821AL*+UI | 58CU*A040C17**12 | 24200 | 17 | 8.1 | 21000 | 16500 | 78.57% | 2.02 | 0 | 11 |  |  |  |  | R-410A | 2.0167 | Residential & Commercial | USHP | Ducted CEE Tier 1
210473369 | Central HP <5.4 tons | CARRIER | HRCU-A-CB (Split System: Heat Pump with Remote Outdoor Unit-Air-Source) | 25VNA825A*032* |  |  | CAP**4821AL*+UI | 59MN7B060C17**14 | 24000 | 16.5 | 8.1 | 21000 | 16700 | 79.52% | 2 | 0 | 11 |  |  |  |  | R-410A | 2 | Residential & Commercial | USHP | Ducted CEE Tier 1
213076658 | Central HP <5.4 tons | KEEPRITE | HRCU-A-CB (Split System: Heat Pump with Remote Outdoor Unit-Air-Source) | DLCURAH36ABK |  |  | EA*4X42L21A* | *80VTL0902120B* | 35200 | 16 | 8.1 | 38500 | 35000 | 90.91% | 1.88 | 0 | 10 |  |  |  |  | R-410A | 2.9333 | Residential & Commercial | USHP | Ducted CEE Tier 1
211398237 | Central HP <5.4 tons | LUXAIRE | HRCU-A-CB (Split System: Heat Pump with Remote Outdoor Unit-Air-Source) | HMH72B341 |  |  | XAFD48FBCN1 | TM8E120C16MP11 | 33600 | 17 | 8.5 | 32400 | 23600 | 72.84% | 2.08 | 0 | 9.5 |  |  |  |  | R-410A | 2.8 | Residential & Commercial | USHP
210473402 | Central HP <5.4 tons | CARRIER | HRCU-A-CB (Split System: Heat Pump with Remote Outdoor Unit-Air-Source) | 25VNA825A*032* |  |  | CAP**4821AL*+UI | 59TN6B100C21**22 | 24000 | 16.5 | 8.1 | 21000 | 16500 | 78.57% | 2.02 | 0 | 11 |  |  |  |  | R-410A | 2 | Residential & Commercial | USHP | Ducted CEE Tier 1
210473684 | Central HP <5.4 tons | CARRIER | HRCU-A-CB (Split System: Heat Pump with Remote Outdoor Unit-Air-Source) | 25VNA825A*032* |  |  | CNPV*4217AL*+UI | 58TN*A070C14**12 | 24000 | 17 | 8.1 | 21400 | 16600 | 77.57% | 2 | 0 | 11 |  |  |  |  | R-410A | 2 | Residential & Commercial | USHP | Ducted CEE Tier 1
210473893 | Central HP <5.4 tons | CARRIER | HRCU-A-CB (Split System: Heat Pump with Remote Outdoor Unit-Air-Source) | 25VNA825A*032* |  |  | CNPV*4821AL*+UI | 59CU5A080C21**20 | 24200 | 17 | 8.1 | 21200 | 16600 | 78.3% | 2.02 | 0 | 11.5 |  |  |  |  | R-410A | 2.0167 | Residential & Commercial | USHP | Ducted CEE Tier 1
210474404 | Central HP <5.4 tons | CARRIER | HRCU-A-CB (Split System: Heat Pump with Remote Outdoor Unit-Air-Source) | 25VNA825A*032* |  |  | CSPH*4212AL*+UI | 58TN*A070C14**12 | 24200 | 16.5 | 8.1 | 21200 | 16600 | 78.3% | 2.02 | 0 | 11 |  |  |  |  | R-410A | 2.0167 | Residential & Commercial | USHP | Ducted CEE Tier 1
213298090 | Central HP <5.4 tons | FRASER-JOHNSTON | HRCU-A-CB (Split System: Heat Pump with Remote Outdoor Unit-Air-Source) | HMH72B341 |  |  | XAFB30CXXN1+JMVT12BC2N1+TXV | 0 | 33400 | 18.5 | 8.5 | 33400 | 23400 | 70.06% | 2.06 | 0 | 10 |  |  |  |  | R-410A | 2.7833 | Residential & Commercial | USHP | Ducted CEE Tier 1
214397654 | Central HP <5.4 tons | FRASER-JOHNSTON | HRCU-A-CB (Split System: Heat Pump with Remote Outdoor Unit-Air-Source) | HH836E2S11 |  |  | CTF48C5CFS1 | TP9C100C16MP13 | 33200 | 18 | 9 | 31200 | 25200 | 80.77% | 2 | 0 | 11 |  |  |  |  | R-454B | 2.7667 | Residential & Commercial | USHP | Ducted CEE Tier 1
214398083 | Central HP <5.4 tons | FRASER-JOHNSTON | HRCU-A-CB (Split System: Heat Pump with Remote Outdoor Unit-Air-Source) | HH836E2S11 |  |  | CTM48C5CFS1 | TP9C100C16MP13 | 33200 | 19 | 9 | 31200 | 25200 | 80.77% | 2 | 0 | 11 |  |  |  |  | R-454B | 2.7667 | Residential & Commercial | USHP | Ducted CEE Tier 1
216820307 | Central HP <5.4 tons | RHEEM | HRCU-A-CB (Split System: Heat Pump with Remote Outdoor Unit-Air-Source) | RD18AY60AJVC |  |  | RCFY6024STANM | R951V1005A21M4 | 50500 | 17 | 10 | 50500 | 38500 | 76.24% | 2 | 0 | 10 |  |  |  |  | R-454B | 4.2083 | Residential & Commercial | USHP | Ducted CEE Tier 1
216735173 | Central HP <5.4 tons | AIRQUEST | HRCU-A-CB (Split System: Heat Pump with Remote Outdoor Unit-Air-Source) | D5CUHAH24AAK |  |  | EA*5X37M17A* | *96MSN0401410A* | 22800 | 15.2 | 8.1 | 20800 | 18500 | 88.94% | 1.9 | 0 | 10.5 |  |  |  |  | R-454B | 1.9 | Residential & Commercial | USHP | Ducted CEE Tier 1
216735407 | Central HP <5.4 tons | AIRQUEST | HRCU-A-CB (Split System: Heat Pump with Remote Outdoor Unit-Air-Source) | D5CUHAH24AAK |  |  | EA*5X37M17A* | OMV112K14A | 23400 | 15.5 | 8.5 | 21400 | 18900 | 88.32% | 1.96 | 0 | 10.5 |  |  |  |  | R-454B | 1.95 | Residential & Commercial | USHP | Ducted CEE Tier 1
216820359 | Central HP <5.4 tons | RHEEM | HRCU-A-CB (Split System: Heat Pump with Remote Outdoor Unit-Air-Source) | RD18AY60AJVC |  |  | RCFY6024STANM | R951V1155A24M4 | 51000 | 17 | 10 | 51000 | 38000 | 74.51% | 2 | 0 | 11 |  |  |  |  | R-454B | 4.25 | Residential & Commercial | USHP | Ducted CEE Tier 1
216820373 | Central HP <5.4 tons | RHEEM | HRCU-A-CB (Split System: Heat Pump with Remote Outdoor Unit-Air-Source) | RD18AY60AJVC |  |  | RCFY6024STANM | R921V1155A24M4 | 51000 | 17 | 10 | 51000 | 38000 | 74.51% | 2 | 0 | 11 |  |  |  |  | R-454B | 4.25 | Residential & Commercial | USHP | Ducted CEE Tier 1
216736894 | Central HP <5.4 tons | AIRQUEST | HRCU-A-CB (Split System: Heat Pump with Remote Outdoor Unit-Air-Source) | D5CUHAH24AAK |  |  | ESH5X24M12A* | *96VTN1202422B* | 22400 | 15.2 | 8.1 | 21200 | 19100 | 90.09% | 1.85 | 0 | 10.5 |  |  |  |  | R-454B | 1.8667 | Residential & Commercial | USHP | Ducted CEE Tier 1
216737011 | Central HP <5.4 tons | AIRQUEST | HRCU-A-CB (Split System: Heat Pump with Remote Outdoor Unit-Air-Source) | D5CUHAH24AAK |  |  | ESH5X30M12A* | *80MS(N,L)0451412A* | 22400 | 15.2 | 8.1 | 21000 | 18800 | 89.52% | 1.9 | 0 | 10.5 |  |  |  |  | R-454B | 1.8667 | Residential & Commercial | USHP | Ducted CEE Tier 1
211386925 | Central HP <5.4 tons | CHAMPION HEATING AND COOLING | HRCU-A-CB (Split System: Heat Pump with Remote Outdoor Unit-Air-Source) | HMH72B341 |  |  | XAHB36DXXN1+TXV | TM9Y080B12MP11 | 33000 | 17 | 8.1 | 32800 | 23200 | 70.73% | 2 | 0 | 9.5 |  |  |  |  | R-410A | 2.75 | Residential & Commercial | USHP
214397861 | Central HP <5.4 tons | FRASER-JOHNSTON | HRCU-A-CB (Split System: Heat Pump with Remote Outdoor Unit-Air-Source) | HH860E2S11 |  |  | CTM60C5CGS1 | TM8E120C16MP11 | 44500 | 18 | 9 | 45500 | 34200 | 75.16% | 2 | 0 | 11 |  |  |  |  | R-454B | 3.7083 | Residential & Commercial | USHP | Ducted CEE Tier 1
214398029 | Central HP <5.4 tons | FRASER-JOHNSTON | HRCU-A-CB (Split System: Heat Pump with Remote Outdoor Unit-Air-Source) | HH860E2S11 |  |  | CTM60C5CHS1 | TMLE080C20MP11 | 53500 | 19 | 8.5 | 54000 | 39000 | 72.22% | 2 | 0 | 11 |  |  |  |  | R-454B | 4.4583 | Residential & Commercial | USHP | Ducted CEE Tier 1
211387228 | Central HP <5.4 tons | CHAMPION HEATING AND COOLING | HRCU-A-CB (Split System: Heat Pump with Remote Outdoor Unit-Air-Source) | HMH72B341 |  |  | XAUB36DXXN1+TXV | TM9Y060B12MP11 | 33600 | 16.5 | 8.5 | 33400 | 23600 | 70.66% | 2.04 | 0 | 9.5 |  |  |  |  | R-410A | 2.8 | Residential & Commercial | USHP
211397469 | Central HP <5.4 tons | LUXAIRE | HRCU-A-CB (Split System: Heat Pump with Remote Outdoor Unit-Air-Source) | HMH72B341 |  |  | XAHC48FBCN1 | TMLV100C16MP12 | 33600 | 16.5 | 8.5 | 32400 | 23800 | 73.46% | 2.06 | 0 | 9 |  |  |  |  | R-410A | 2.8 | Residential & Commercial | USHP
211397639 | Central HP <5.4 tons | LUXAIRE | HRCU-A-CB (Split System: Heat Pump with Remote Outdoor Unit-Air-Source) | HMH72B341 |  |  | XAFD48FBCN1 | TMLV100C16MP12 | 34000 | 16.5 | 8.5 | 33000 | 24400 | 73.94% | 2.1 | 0 | 9 |  |  |  |  | R-410A | 2.8333 | Residential & Commercial | USHP
211397720 | Central HP <5.4 tons | LUXAIRE | HRCU-A-CB (Split System: Heat Pump with Remote Outdoor Unit-Air-Source) | HMH72B341 |  |  | XAFC48FXXN1+TXV | TMLV100C16MP12 | 34000 | 16.5 | 8.5 | 33200 | 24400 | 73.49% | 2.1 | 0 | 9 |  |  |  |  | R-410A | 2.8333 | Residential & Commercial | USHP
214397691 | Central HP <5.4 tons | FRASER-JOHNSTON | HRCU-A-CB (Split System: Heat Pump with Remote Outdoor Unit-Air-Source) | HH836E2S11 |  |  | CTF36C5CDS1 | TMLE120C20MP11 | 34600 | 17 | 8.5 | 32600 | 26600 | 81.6% | 2 | 0 | 11 |  |  |  |  | R-454B | 2.8833 | Residential & Commercial | USHP | Ducted CEE Tier 1
210473342 | Central HP <5.4 tons | COMFORTMAKER | HRCU-A-CB (Split System: Heat Pump with Remote Outdoor Unit-Air-Source) | CVH825GKA3* |  |  | EA*4X48L21A*+WALLCON | *80CTL0701716A* | 24000 | 17 | 8.1 | 21000 | 16600 | 79.05% | 2.02 | 0 | 11 |  |  |  |  | R-410A | 2 | Residential & Commercial | USHP | Ducted CEE Tier 1
210473419 | Central HP <5.4 tons | COMFORTMAKER | HRCU-A-CB (Split System: Heat Pump with Remote Outdoor Unit-Air-Source) | CVH825GKA3* |  |  | EA*4X48L21A*+WALLCON | *80CTL0901716A* | 24200 | 17.5 | 8.1 | 20800 | 16500 | 79.33% | 2.04 | 0 | 11.5 |  |  |  |  | R-410A | 2.0167 | Residential & Commercial | USHP | Ducted CEE Tier 1
215933817 | Central HP <5.4 tons | AIRQUEST | HRCU-A-CB (Split System: Heat Pump with Remote Outdoor Unit-Air-Source) | H5H3V36*K*AAA* |  |  | ESH5X60M12A*+WALLCON | *80CTL1352422B* | 34200 | 19.5 | 9 | 34400 | 26000 | 75.58% | 1.96 | 0 | 11.7 |  |  |  |  | R-454B | 2.85 | Residential & Commercial | USHP | Ducted CEE Tier 1
212975338 | Central HP <5.4 tons | HEIL | HRCU-A-CB (Split System: Heat Pump with Remote Outdoor Unit-Air-Source) | DLCURAH24ABK |  |  | EN(A,D)4X24L17** | *96VTN0401712B* | 23200 | 15.5 | 8.5 | 27000 | 25000 | 92.59% | 2.06 | 0 | 10 |  |  |  |  | R-410A | 1.9333 | Residential & Commercial | USHP | Ducted CEE Tier 1
215936369 | Central HP <5.4 tons | COMFORTMAKER | HRCU-A-CB (Split System: Heat Pump with Remote Outdoor Unit-Air-Source) | C5H3V36*K*AAA* |  |  | EVD5X48M24A*+WALLCON | *97CMN0602120B* | 34800 | 21 | 8.5 | 38500 | 28800 | 74.81% | 2.02 | 0 | 11.7 |  |  |  |  | R-454B | 2.9 | Residential & Commercial | USHP | Ducted CEE Tier 1
215936149 | Central HP <5.4 tons | COMFORTMAKER | HRCU-A-CB (Split System: Heat Pump with Remote Outdoor Unit-Air-Source) | C5H3V36*K*AAA* |  |  | EVD5X42M24A*+WALLCON | *80CSU1002120A* | 35400 | 21.5 | 8.5 | 38000 | 28600 | 75.26% | 2.04 | 0 | 12 |  |  |  |  | R-454B | 2.95 | Residential & Commercial | USHP | Ducted CEE Tier 1
211397442 | Central HP <5.4 tons | LUXAIRE | HRCU-A-CB (Split System: Heat Pump with Remote Outdoor Unit-Air-Source) | HMH72B341 |  |  | XAHC48FBCN1 | TM8V100C16MP12 | 33600 | 16.5 | 8.5 | 32400 | 23800 | 73.46% | 2.06 | 0 | 9 |  |  |  |  | R-410A | 2.8 | Residential & Commercial | USHP
210470854 | Central HP <5.4 tons | CARRIER | HRCU-A-CB (Split System: Heat Pump with Remote Outdoor Unit-Air-Source) | 25VNA837A*031* |  |  | CNPV*4824AL*+UI | 58CU*A100C21**20 | 32400 | 17 | 8.1 | 33000 | 24800 | 75.15% | 1.94 | 0 | 11.5 |  |  |  |  | R-410A | 2.7 | Residential & Commercial | USHP | Ducted CEE Tier 1
210470886 | Central HP <5.4 tons | CARRIER | HRCU-A-CB (Split System: Heat Pump with Remote Outdoor Unit-Air-Source) | 25VNA837A*031* |  |  | CNPV*6024AL*+UI | 59CU5A100C21**22 | 32800 | 18 | 8.1 | 32200 | 24600 | 76.4% | 1.98 | 0 | 12 |  |  |  |  | R-410A | 2.7333 | Residential & Commercial | USHP | Ducted CEE Tier 1
210470952 | Central HP <5.4 tons | CARRIER | HRCU-A-CB (Split System: Heat Pump with Remote Outdoor Unit-Air-Source) | 25VNA837A*031* |  |  | CNPV*6024AL*+UI | 59MN7B100C21**22 | 32800 | 18 | 8.1 | 32200 | 24600 | 76.4% | 1.98 | 0 | 12 |  |  |  |  | R-410A | 2.7333 | Residential & Commercial | USHP | Ducted CEE Tier 1
210471018 | Central HP <5.4 tons | CARRIER | HRCU-A-CB (Split System: Heat Pump with Remote Outdoor Unit-Air-Source) | 25VNA837A*031* |  |  | CSPH*3612AL*+UI | 59CU5A080C21**20 | 32200 | 16.5 | 8.1 | 33200 | 24600 | 74.1% | 1.94 | 0 | 11 |  |  |  |  | R-410A | 2.6833 | Residential & Commercial | USHP | Ducted CEE Tier 1
210473435 | Central HP <5.4 tons | CARRIER | HRCU-A-CB (Split System: Heat Pump with Remote Outdoor Unit-Air-Source) | 25VNA825A*032* |  |  | CAP**4824AL*+UI | 59CU5A080C21**20 | 24200 | 17 | 8.1 | 21000 | 16500 | 78.57% | 2.02 | 0 | 11 |  |  |  |  | R-410A | 2.0167 | Residential & Commercial | USHP | Ducted CEE Tier 1
210473501 | Central HP <5.4 tons | CARRIER | HRCU-A-CB (Split System: Heat Pump with Remote Outdoor Unit-Air-Source) | 25VNA825A*032* |  |  | CAP**4824AL*+UI | 59MN7B120C24**22 | 24000 | 16.5 | 8.1 | 21000 | 16600 | 79.05% | 2.02 | 0 | 11 |  |  |  |  | R-410A | 2 | Residential & Commercial | USHP | Ducted CEE Tier 1
212980547 | Central HP <5.4 tons | DAY & NIGHT | HRCU-A-CB (Split System: Heat Pump with Remote Outdoor Unit-Air-Source) | DLCURAH30ABK |  |  | EA*4X43L21A* | *80MS(N,L)0902120A* | 30800 | 15.2 | 8.5 | 33600 | 26400 | 78.57% | 1.86 | 0 | 9 |  |  |  |  | R-410A | 2.5667 | Residential & Commercial | USHP
212982126 | Central HP <5.4 tons | DAY & NIGHT | HRCU-A-CB (Split System: Heat Pump with Remote Outdoor Unit-Air-Source) | DLCURAH30ABK |  |  | EA*4X36L21A* | *80MSU0401712A* | 29800 | 15.2 | 8.5 | 33800 | 27800 | 82.25% | 1.76 | 0 | 9 |  |  |  |  | R-410A | 2.4833 | Residential & Commercial | USHP
212982174 | Central HP <5.4 tons | DAY & NIGHT | HRCU-A-CB (Split System: Heat Pump with Remote Outdoor Unit-Air-Source) | DLCURAH30ABK |  |  | EA*4X43L21A* | *80MSU0401712A* | 30600 | 15.2 | 8.1 | 33200 | 26200 | 78.92% | 1.86 | 0 | 9 |  |  |  |  | R-410A | 2.55 | Residential & Commercial | USHP
214398009 | Central HP <5.4 tons | FRASER-JOHNSTON | HRCU-A-CB (Split System: Heat Pump with Remote Outdoor Unit-Air-Source) | HH860E2S11 |  |  | CTM60D5CHS1+JMC20D2SN1 | 0 | 53000 | 19 | 8.5 | 53000 | 38000 | 71.7% | 2 | 0 | 11.7 |  |  |  |  | R-454B | 4.4167 | Residential & Commercial | USHP | Ducted CEE Tier 1
210472819 | Central HP <5.4 tons | CARRIER | HRCU-A-CB (Split System: Heat Pump with Remote Outdoor Unit-Air-Source) | 25VNA825A*032* |  |  | CAP**4221AL*+UI | 59CU5A080C21**20 | 23800 | 16.5 | 8.1 | 21400 | 16600 | 77.57% | 1.96 | 0 | 11 |  |  |  |  | R-410A | 1.9833 | Residential & Commercial | USHP | Ducted CEE Tier 1
210473303 | Central HP <5.4 tons | CARRIER | HRCU-A-CB (Split System: Heat Pump with Remote Outdoor Unit-Air-Source) | 25VNA825A*032* |  |  | CAP**4821AL*+UI | 58CU*A060C17**16 | 24000 | 17 | 8.1 | 21000 | 16600 | 79.05% | 2.02 | 0 | 11 |  |  |  |  | R-410A | 2 | Residential & Commercial | USHP | Ducted CEE Tier 1
210473457 | Central HP <5.4 tons | CARRIER | HRCU-A-CB (Split System: Heat Pump with Remote Outdoor Unit-Air-Source) | 25VNA825A*032* |  |  | CAP**4824AL*+UI | 58CU*A100C21**20 | 24000 | 16.5 | 8.1 | 21000 | 16600 | 79.05% | 2 | 0 | 11 |  |  |  |  | R-410A | 2 | Residential & Commercial | USHP | Ducted CEE Tier 1
210474591 | Central HP <5.4 tons | CARRIER | HRCU-A-CB (Split System: Heat Pump with Remote Outdoor Unit-Air-Source) | 25VNA825A*032* |  |  | CSPH*4812AL*+UI | 59MN7B100C21**22 | 24200 | 16 | 8.1 | 21200 | 16700 | 78.77% | 2.04 | 0 | 11 |  |  |  |  | R-410A | 2.0167 | Residential & Commercial | USHP | Ducted CEE Tier 1
212981326 | Central HP <5.4 tons | KEEPRITE | HRCU-A-CB (Split System: Heat Pump with Remote Outdoor Unit-Air-Source) | DLCURAH30ABK |  |  | EA*4X42L24A* | *80MS(N,L)1552420A* | 29800 | 15.2 | 8.1 | 34200 | 27600 | 80.7% | 1.8 | 0 | 9 |  |  |  |  | R-410A | 2.4833 | Residential & Commercial | USHP
211712452 | Central HP <5.4 tons | DAY & NIGHT | HRCU-A-CB (Split System: Heat Pump with Remote Outdoor Unit-Air-Source) | DLCURAH30ABK |  |  | EA*4X42L21A* | *80ES(N,L)0702116A* | 29600 | 15.2 | 8.1 | 33600 | 27400 | 81.55% | 1.78 | 0 | 9 |  |  |  |  | R-410A | 2.4667 | Residential & Commercial | USHP
211719788 | Central HP <5.4 tons | COLEMAN | HRCU-A-CB (Split System: Heat Pump with Remote Outdoor Unit-Air-Source) | HMH72B341 |  |  | XAFB36DXXN1+TXV | CPLC060A12MP13 | 34000 | 17.5 | 8.1 | 34000 | 24200 | 71.18% | 2.06 | 0 | 9.5 |  |  |  |  | R-410A | 2.8333 | Residential & Commercial | USHP
214397777 | Central HP <5.4 tons | FRASER-JOHNSTON | HRCU-A-CB (Split System: Heat Pump with Remote Outdoor Unit-Air-Source) | HH836E2S11 |  |  | CTM48C5CFS1 | TMLE100C20MP11 | 34400 | 17 | 8.5 | 32600 | 25800 | 79.14% | 2 | 0 | 11 |  |  |  |  | R-454B | 2.8667 | Residential & Commercial | USHP | Ducted CEE Tier 1
214397809 | Central HP <5.4 tons | FRASER-JOHNSTON | HRCU-A-CB (Split System: Heat Pump with Remote Outdoor Unit-Air-Source) | HH836E2S11 |  |  | CTF48C5CFS1 | TM8E080C20MP11 | 34600 | 17 | 8.5 | 32800 | 25800 | 78.66% | 2 | 0 | 11 |  |  |  |  | R-454B | 2.8833 | Residential & Commercial | USHP | Ducted CEE Tier 1
214398129 | Central HP <5.4 tons | FRASER-JOHNSTON | HRCU-A-CB (Split System: Heat Pump with Remote Outdoor Unit-Air-Source) | HH836E2S11 |  |  | CTF36C5CDS1 | TM8Y100C16MP11 | 33600 | 18 | 8.5 | 30800 | 25200 | 81.82% | 2 | 0 | 11.7 |  |  |  |  | R-454B | 2.8 | Residential & Commercial | USHP | Ducted CEE Tier 1
214398090 | Central HP <5.4 tons | FRASER-JOHNSTON | HRCU-A-CB (Split System: Heat Pump with Remote Outdoor Unit-Air-Source) | HH836E2S11 |  |  | CTM36B5CDS1 | TM9V060B12MP12 | 33000 | 17 | 8.5 | 31000 | 25400 | 81.94% | 2 | 0 | 11 |  |  |  |  | R-454B | 2.75 | Residential & Commercial | USHP | Ducted CEE Tier 1
214398233 | Central HP <5.4 tons | FRASER-JOHNSTON | HRCU-A-CB (Split System: Heat Pump with Remote Outdoor Unit-Air-Source) | HH836E2S11 |  |  | CTM48C5CFS1+JMC16C2SN1 | 0 | 34400 | 19 | 9 | 31800 | 25200 | 79.25% | 2 | 0 | 11.7 |  |  |  |  | R-454B | 2.8667 | Residential & Commercial | USHP | Ducted CEE Tier 1
214398508 | Central HP <5.4 tons | FRASER-JOHNSTON | HRCU-A-CB (Split System: Heat Pump with Remote Outdoor Unit-Air-Source) | HH836E2S11 |  |  | CTM36B5CDS1 | TM9V080B12MP12 | 33000 | 17 | 8.5 | 30600 | 25000 | 81.7% | 2 | 0 | 11 |  |  |  |  | R-454B | 2.75 | Residential & Commercial | USHP | Ducted CEE Tier 1
214398540 | Central HP <5.4 tons | FRASER-JOHNSTON | HRCU-A-CB (Split System: Heat Pump with Remote Outdoor Unit-Air-Source) | HH836E2S11 |  |  | CTF36B5CDS1 | TP9C080B12MP13 | 33000 | 18 | 8.5 | 30800 | 25000 | 81.17% | 2 | 0 | 11 |  |  |  |  | R-454B | 2.75 | Residential & Commercial | USHP | Ducted CEE Tier 1
213297140 | Central HP <5.4 tons | FRASER-JOHNSTON | HRCU-A-CB (Split System: Heat Pump with Remote Outdoor Unit-Air-Source) | HMH72B341 |  |  | XAHC30CXXN1+TXV | Z8ES100C16SMPS1 | 32400 | 17.5 | 8.1 | 32000 | 22800 | 71.25% | 2.02 | 0 | 9.5 |  |  |  |  | R-410A | 2.7 | Residential & Commercial | USHP
213297165 | Central HP <5.4 tons | FRASER-JOHNSTON | HRCU-A-CB (Split System: Heat Pump with Remote Outdoor Unit-Air-Source) | HMH72B341 |  |  | XAHC30CXXN1+TXV | Z8ES080C20LMPS1 | 32800 | 17.5 | 8.5 | 32000 | 22800 | 71.25% | 2.02 | 0 | 9.5 |  |  |  |  | R-410A | 2.7333 | Residential & Commercial | USHP
213297190 | Central HP <5.4 tons | FRASER-JOHNSTON | HRCU-A-CB (Split System: Heat Pump with Remote Outdoor Unit-Air-Source) | HMH72B341 |  |  | XAFB30CXXN1+TXV | Z8ES040A12SMPS1 | 33200 | 18 | 8.5 | 33000 | 23400 | 70.91% | 2.06 | 0 | 10 |  |  |  |  | R-410A | 2.7667 | Residential & Commercial | USHP | Ducted CEE Tier 1
213297340 | Central HP <5.4 tons | FRASER-JOHNSTON | HRCU-A-CB (Split System: Heat Pump with Remote Outdoor Unit-Air-Source) | HMH72B341 |  |  | XAFC36DXXN1+TXV | Z8ES100C20LMPS1 | 34000 | 17.5 | 8.5 | 33400 | 24200 | 72.46% | 2.14 | 0 | 9.5 |  |  |  |  | R-410A | 2.8333 | Residential & Commercial | USHP
211392041 | Central HP <5.4 tons | LUXAIRE | HRCU-A-CB (Split System: Heat Pump with Remote Outdoor Unit-Air-Source) | HMH72B341 |  |  | XAHC30CXXN1+TXV | TMLE080C16MP11 | 32200 | 17.5 | 8.1 | 32400 | 22800 | 70.37% | 2 | 0 | 9.5 |  |  |  |  | R-410A | 2.6833 | Residential & Commercial | USHP
211392056 | Central HP <5.4 tons | LUXAIRE | HRCU-A-CB (Split System: Heat Pump with Remote Outdoor Unit-Air-Source) | HMH72B341 |  |  | XAFC36DXXN1+TXV | TM8E080C16MP11 | 34000 | 17 | 8.5 | 33600 | 23600 | 70.24% | 2.08 | 0 | 10 |  |  |  |  | R-410A | 2.8333 | Residential & Commercial | USHP | Ducted CEE Tier 1
211393426 | Central HP <5.4 tons | COLEMAN | HRCU-A-CB (Split System: Heat Pump with Remote Outdoor Unit-Air-Source) | HMH72B341 |  |  | XAHC30CXXN1+TXV | TL8E080C16UH11 | 32400 | 17 | 8.1 | 32800 | 23000 | 70.12% | 2 | 0 | 9.5 |  |  |  |  | R-410A | 2.7 | Residential & Commercial | USHP
211397939 | Central HP <5.4 tons | LUXAIRE | HRCU-A-CB (Split System: Heat Pump with Remote Outdoor Unit-Air-Source) | HMH72B341 |  |  | XAHC48FXXN1+TXV | TM8V080B12MP12 | 32400 | 16 | 8.1 | 32000 | 23600 | 73.75% | 1.98 | 0 | 8.5 |  |  |  |  | R-410A | 2.7 | Residential & Commercial | USHP
211398089 | Central HP <5.4 tons | LUXAIRE | HRCU-A-CB (Split System: Heat Pump with Remote Outdoor Unit-Air-Source) | HMH72B341 |  |  | XAUC48FXXN1+TXV | LPLC080B12MP13 | 33000 | 16 | 8.1 | 32600 | 24000 | 73.62% | 2.02 | 0 | 9 |  |  |  |  | R-410A | 2.75 | Residential & Commercial | USHP
211393207 | Central HP <5.4 tons | COLEMAN | HRCU-A-CB (Split System: Heat Pump with Remote Outdoor Unit-Air-Source) | HMH72B341 |  |  | XAFC36DBCN1 | TL9E060B12UH11 | 33800 | 18 | 8.1 | 34000 | 24200 | 71.18% | 2.04 | 0 | 9.5 |  |  |  |  | R-410A | 2.8167 | Residential & Commercial | USHP
211391202 | Central HP <5.4 tons | COLEMAN | HRCU-A-CB (Split System: Heat Pump with Remote Outdoor Unit-Air-Source) | HMH72B341 |  |  | XAUB30CXXN1+TXV | TPLC060A12MP13 | 32800 | 17.5 | 8.1 | 33400 | 23400 | 70.06% | 2.02 | 0 | 9.5 |  |  |  |  | R-410A | 2.7333 | Residential & Commercial | USHP
211391305 | Central HP <5.4 tons | COLEMAN | HRCU-A-CB (Split System: Heat Pump with Remote Outdoor Unit-Air-Source) | HMH72B341 |  |  | XAFC36DXXN1+TXV | TM8E120C16MP11 | 34000 | 18 | 8.5 | 33600 | 23800 | 70.83% | 2.08 | 0 | 10 |  |  |  |  | R-410A | 2.8333 | Residential & Commercial | USHP | Ducted CEE Tier 1
210474003 | Central HP <5.4 tons | CARRIER | HRCU-A-CB (Split System: Heat Pump with Remote Outdoor Unit-Air-Source) | 25VNA825A*032* |  |  | CNPV*4821AL*+UI | 59MN7B080C17**14 | 24000 | 16.5 | 8.1 | 21400 | 16700 | 78.04% | 2 | 0 | 11 |  |  |  |  | R-410A | 2 | Residential & Commercial | USHP | Ducted CEE Tier 1
210474437 | Central HP <5.4 tons | CARRIER | HRCU-A-CB (Split System: Heat Pump with Remote Outdoor Unit-Air-Source) | 25VNA825A*032* |  |  | CSPH*4812AL*+UI | 59CU5A060C17**16 | 24200 | 16 | 8.1 | 21400 | 16700 | 78.04% | 2 | 0 | 10.5 |  |  |  |  | R-410A | 2.0167 | Residential & Commercial | USHP | Ducted CEE Tier 1
211396515 | Central HP <5.4 tons | LUXAIRE | HRCU-A-CB (Split System: Heat Pump with Remote Outdoor Unit-Air-Source) | HMH72B341 |  |  | XAHC48FXXN1+TXV | TM8Y120C20MP11 | 33800 | 16.5 | 8.5 | 32400 | 23800 | 73.46% | 2.06 | 0 | 9 |  |  |  |  | R-410A | 2.8167 | Residential & Commercial | USHP
211396831 | Central HP <5.4 tons | LUXAIRE | HRCU-A-CB (Split System: Heat Pump with Remote Outdoor Unit-Air-Source) | HMH72B341 |  |  | XAFD48FXXN1+TXV | TM8Y100C16MP11 | 34000 | 17.5 | 8.5 | 33200 | 24400 | 73.49% | 2.08 | 0 | 9 |  |  |  |  | R-410A | 2.8333 | Residential & Commercial | USHP
211397356 | Central HP <5.4 tons | LUXAIRE | HRCU-A-CB (Split System: Heat Pump with Remote Outdoor Unit-Air-Source) | HMH72B341 |  |  | XAHD48FBCN1 | LPLC080C16MP13 | 33600 | 16 | 8.5 | 32400 | 23800 | 73.46% | 2.06 | 0 | 9 |  |  |  |  | R-410A | 2.8 | Residential & Commercial | USHP
211394064 | Central HP <5.4 tons | LUXAIRE | HRCU-A-CB (Split System: Heat Pump with Remote Outdoor Unit-Air-Source) | HMH72B341 |  |  | XAFD48FBCN1 | TM9Y080C16MP11 | 33400 | 17.5 | 8.5 | 32400 | 23600 | 72.84% | 2.06 | 0 | 9.5 |  |  |  |  | R-410A | 2.7833 | Residential & Commercial | USHP
211394309 | Central HP <5.4 tons | LUXAIRE | HRCU-A-CB (Split System: Heat Pump with Remote Outdoor Unit-Air-Source) | HMH72B341 |  |  | XAHD48FBCN1 | TP9C120D20MP13 | 33400 | 16.5 | 8.5 | 32000 | 23200 | 72.5% | 2.06 | 0 | 9.5 |  |  |  |  | R-410A | 2.7833 | Residential & Commercial | USHP
211719717 | Central HP <5.4 tons | COLEMAN | HRCU-A-CB (Split System: Heat Pump with Remote Outdoor Unit-Air-Source) | HMH72B341 |  |  | XAHB30CXXN1+TXV | CPLC060A12MP13 | 32000 | 17 | 8.1 | 32800 | 23000 | 70.12% | 1.98 | 0 | 9.5 |  |  |  |  | R-410A | 2.6667 | Residential & Commercial | USHP
211398680 | Central HP <5.4 tons | COLEMAN | HRCU-A-CB (Split System: Heat Pump with Remote Outdoor Unit-Air-Source) | HMH72B341 |  |  | XAFC48FBCN1 | TM8E100B12MP11 | 33400 | 17 | 8.5 | 32400 | 23800 | 73.46% | 2.06 | 0 | 9.5 |  |  |  |  | R-410A | 2.7833 | Residential & Commercial | USHP
211397717 | Central HP <5.4 tons | COLEMAN | HRCU-A-CB (Split System: Heat Pump with Remote Outdoor Unit-Air-Source) | HMH72B341 |  |  | XAFC48FXXN1+TXV | TMLV100C16MP12 | 34000 | 16.5 | 8.5 | 33200 | 24400 | 73.49% | 2.1 | 0 | 9 |  |  |  |  | R-410A | 2.8333 | Residential & Commercial | USHP
211394718 | Central HP <5.4 tons | LUXAIRE | HRCU-A-CB (Split System: Heat Pump with Remote Outdoor Unit-Air-Source) | HMH72B341 |  |  | XAHD48FXXN1+TXV | LP9C100C16MP13 | 33000 | 16 | 8.5 | 31800 | 23200 | 72.96% | 2.04 | 0 | 9 |  |  |  |  | R-410A | 2.75 | Residential & Commercial | USHP
211395027 | Central HP <5.4 tons | LUXAIRE | HRCU-A-CB (Split System: Heat Pump with Remote Outdoor Unit-Air-Source) | HMH72B341 |  |  | XAHD48FXXN1+TXV | LP9C080C16MP13 | 32600 | 16 | 8.1 | 31800 | 23200 | 72.96% | 2.02 | 0 | 9 |  |  |  |  | R-410A | 2.7167 | Residential & Commercial | USHP
211395109 | Central HP <5.4 tons | LUXAIRE | HRCU-A-CB (Split System: Heat Pump with Remote Outdoor Unit-Air-Source) | HMH72B341 |  |  | XAHC48FXXN1+TXV | LP9C080C16MP13 | 32800 | 16.5 | 8.5 | 31800 | 23200 | 72.96% | 2.02 | 0 | 9 |  |  |  |  | R-410A | 2.7333 | Residential & Commercial | USHP
211395404 | Central HP <5.4 tons | LUXAIRE | HRCU-A-CB (Split System: Heat Pump with Remote Outdoor Unit-Air-Source) | HMH72B341 |  |  | XAUC48FXXN1+TXV | TP9C080C16MP13 | 33400 | 16.5 | 8.5 | 32400 | 23600 | 72.84% | 2.06 | 0 | 9.5 |  |  |  |  | R-410A | 2.7833 | Residential & Commercial | USHP
211396038 | Central HP <5.4 tons | LUXAIRE | HRCU-A-CB (Split System: Heat Pump with Remote Outdoor Unit-Air-Source) | HMH72B341 |  |  | XAUC48FXXN1+TXV | TM9E100C16MP12 | 33400 | 17 | 8.5 | 32400 | 23600 | 72.84% | 2.06 | 0 | 9.5 |  |  |  |  | R-410A | 2.7833 | Residential & Commercial | USHP
211719724 | Central HP <5.4 tons | LUXAIRE | HRCU-A-CB (Split System: Heat Pump with Remote Outdoor Unit-Air-Source) | HMH72B341 |  |  | XAHB36DBCN1 | LPLC060A12MP13 | 33400 | 16.5 | 8.1 | 33600 | 23800 | 70.83% | 2.02 | 0 | 9.5 |  |  |  |  | R-410A | 2.7833 | Residential & Commercial | USHP
211396395 | Central HP <5.4 tons | COLEMAN | HRCU-A-CB (Split System: Heat Pump with Remote Outdoor Unit-Air-Source) | HMH72B341 |  |  | XAUC48FXXN1+TXV | TM9E060B12MP12 | 33200 | 16.5 | 8.1 | 32600 | 24000 | 73.62% | 2.02 | 0 | 9 |  |  |  |  | R-410A | 2.7667 | Residential & Commercial | USHP
211396674 | Central HP <5.4 tons | COLEMAN | HRCU-A-CB (Split System: Heat Pump with Remote Outdoor Unit-Air-Source) | HMH72B341 |  |  | XAUC48FXXN1+TXV | TM8Y120C20MP11 | 34000 | 16.5 | 8.5 | 33000 | 24200 | 73.33% | 2.1 | 0 | 9.5 |  |  |  |  | R-410A | 2.8333 | Residential & Commercial | USHP
211396858 | Central HP <5.4 tons | COLEMAN | HRCU-A-CB (Split System: Heat Pump with Remote Outdoor Unit-Air-Source) | HMH72B341 |  |  | XAFD48FBCN1 | TM8Y100C16MP11 | 34000 | 17.5 | 8.5 | 33200 | 24400 | 73.49% | 2.08 | 0 | 9 |  |  |  |  | R-410A | 2.8333 | Residential & Commercial | USHP
211396942 | Central HP <5.4 tons | COLEMAN | HRCU-A-CB (Split System: Heat Pump with Remote Outdoor Unit-Air-Source) | HMH72B341 |  |  | XAFC48FBCN1 | TM8Y080C16MP11 | 34000 | 17.5 | 8.5 | 33200 | 24400 | 73.49% | 2.08 | 0 | 9 |  |  |  |  | R-410A | 2.8333 | Residential & Commercial | USHP
211397365 | Central HP <5.4 tons | COLEMAN | HRCU-A-CB (Split System: Heat Pump with Remote Outdoor Unit-Air-Source) | HMH72B341 |  |  | XAHC48FXXN1+TXV | TM8V100C16MP12 | 33600 | 16.5 | 8.5 | 32400 | 23800 | 73.46% | 2.06 | 0 | 9 |  |  |  |  | R-410A | 2.8 | Residential & Commercial | USHP
211397433 | Central HP <5.4 tons | COLEMAN | HRCU-A-CB (Split System: Heat Pump with Remote Outdoor Unit-Air-Source) | HMH72B341 |  |  | XAHC48FXXN1+TXV | CPLC080C16MP13 | 33600 | 16.5 | 8.5 | 32400 | 23800 | 73.46% | 2.06 | 0 | 9 |  |  |  |  | R-410A | 2.8 | Residential & Commercial | USHP
215933947 | Central HP <5.4 tons | AIRQUEST | HRCU-A-CB (Split System: Heat Pump with Remote Outdoor Unit-Air-Source) | H5H3V36*K*AAA* |  |  | ESH5X60M12A*+WALLCON | *96CTN1202422B* | 34200 | 19.5 | 9 | 34200 | 26000 | 76.02% | 1.94 | 0 | 11.7 |  |  |  |  | R-454B | 2.85 | Residential & Commercial | USHP | Ducted CEE Tier 1
210473474 | Central HP <5.4 tons | COMFORTMAKER | HRCU-A-CB (Split System: Heat Pump with Remote Outdoor Unit-Air-Source) | CVH825GKA3* |  |  | EA*4X48L24A*+WALLCON | *80CTL1352422A* | 24200 | 17 | 8.1 | 21000 | 16500 | 78.57% | 2.02 | 0 | 11 |  |  |  |  | R-410A | 2.0167 | Residential & Commercial | USHP | Ducted CEE Tier 1
210473485 | Central HP <5.4 tons | COMFORTMAKER | HRCU-A-CB (Split System: Heat Pump with Remote Outdoor Unit-Air-Source) | CVH825GKA3* |  |  | EA*4X48L24A*+WALLCON | *96CTN1202422A* | 24200 | 17 | 8.1 | 21000 | 16500 | 78.57% | 2.02 | 0 | 11 |  |  |  |  | R-410A | 2.0167 | Residential & Commercial | USHP | Ducted CEE Tier 1
215933967 | Central HP <5.4 tons | AIRQUEST | HRCU-A-CB (Split System: Heat Pump with Remote Outdoor Unit-Air-Source) | H5H3V36*K*AAA* |  |  | FCMA5B60L0D*+WALLCON | 0 | 35000 | 22 | 9.5 | 33400 | 25200 | 75.45% | 2.08 | 0 | 13 |  |  |  |  | R-454B | 2.9167 | Residential & Commercial | USHP | Ducted CEE Tier 1
215934867 | Central HP <5.4 tons | AIRQUEST | HRCU-A-CB (Split System: Heat Pump with Remote Outdoor Unit-Air-Source) | H5H3V36*K*AAA* |  |  | EVM5X44M21A*+WALLCON | *95CSU0601716B* | 35400 | 21.5 | 8.5 | 38500 | 29000 | 75.32% | 2.02 | 0 | 12 |  |  |  |  | R-454B | 2.95 | Residential & Commercial | USHP | Ducted CEE Tier 1
216737194 | Central HP <5.4 tons | AIRQUEST | HRCU-A-CB (Split System: Heat Pump with Remote Outdoor Unit-Air-Source) | D5CUHAH24AAK |  |  | ESH5X30M12A* | *80VSL1102122B* | 22800 | 15.2 | 8.1 | 21200 | 19000 | 89.62% | 1.85 | 0 | 10.5 |  |  |  |  | R-454B | 1.9 | Residential & Commercial | USHP | Ducted CEE Tier 1
216734622 | Central HP <5.4 tons | AIRQUEST | HRCU-A-CB (Split System: Heat Pump with Remote Outdoor Unit-Air-Source) | D5CUHAH24AAK |  |  | EA*5X36M17A* | *96MSN0261410A* | 22200 | 15.5 | 8.1 | 20800 | 18700 | 89.9% | 1.9 | 0 | 10.5 |  |  |  |  | R-454B | 1.85 | Residential & Commercial | USHP | Ducted CEE Tier 1
210474481 | Central HP <5.4 tons | CARRIER | HRCU-A-CB (Split System: Heat Pump with Remote Outdoor Unit-Air-Source) | 25VNA825A*032* |  |  | CSPH*4812AL*+UI | 58CU*A060C17**16 | 24200 | 16.5 | 8.1 | 21200 | 16600 | 78.3% | 2 | 0 | 10.5 |  |  |  |  | R-410A | 2.0167 | Residential & Commercial | USHP | Ducted CEE Tier 1
210474602 | Central HP <5.4 tons | CARRIER | HRCU-A-CB (Split System: Heat Pump with Remote Outdoor Unit-Air-Source) | 25VNA825A*032* |  |  | CSPH*4812AL*+UI | 59MN7B120C24**22 | 24200 | 16 | 8.1 | 21200 | 16600 | 78.3% | 2.02 | 0 | 10.5 |  |  |  |  | R-410A | 2.0167 | Residential & Commercial | USHP | Ducted CEE Tier 1
213298022 | Central HP <5.4 tons | JOHNSON CONTROLS | HRCU-A-CB (Split System: Heat Pump with Remote Outdoor Unit-Air-Source) | HMH72B341 |  |  | XAFC36DXXN1+TXV | Z8ES080C16SMPS1 | 34000 | 18 | 8.5 | 33400 | 24200 | 72.46% | 2.14 | 0 | 10 |  |  |  |  | R-410A | 2.8333 | Residential & Commercial | USHP | Ducted CEE Tier 1
211719797 | Central HP <5.4 tons | LUXAIRE | HRCU-A-CB (Split System: Heat Pump with Remote Outdoor Unit-Air-Source) | HMH72B341 |  |  | XAUB30CXXN1+TXV | LPLC060A12MP13 | 32800 | 17.5 | 8.1 | 33400 | 23400 | 70.06% | 2.02 | 0 | 9.5 |  |  |  |  | R-410A | 2.7333 | Residential & Commercial | USHP
214066709 | Central HP <5.4 tons | RHEEM | HRCU-A-CB (Split System: Heat Pump with Remote Outdoor Unit-Air-Source) | RD17AZ36AJ3N |  |  | RCFZ3621MTANM | R802VA075317Z | 34200 | 18 | 8.1 | 34200 | 29600 | 86.55% | 1.9 | 0 | 10 |  |  |  |  | R-410A | 2.85 | Residential & Commercial | USHP | Ducted CEE Tier 1
213297465 | Central HP <5.4 tons | FRASER-JOHNSTON | HRCU-A-CB (Split System: Heat Pump with Remote Outdoor Unit-Air-Source) | HMH72B341 |  |  | XAFC30CXXN1+TXV | Z9ES080B12SMPS1 | 32600 | 17 | 8.1 | 33000 | 23200 | 70.3% | 2.02 | 0 | 9.5 |  |  |  |  | R-410A | 2.7167 | Residential & Commercial | USHP
213297690 | Central HP <5.4 tons | FRASER-JOHNSTON | HRCU-A-CB (Split System: Heat Pump with Remote Outdoor Unit-Air-Source) | HMH72B341 |  |  | XAFC36DXXN1+TXV | Z9ET060B12SMPS1 | 34000 | 18.5 | 8.1 | 33400 | 24000 | 71.86% | 2.06 | 0 | 9.5 |  |  |  |  | R-410A | 2.8333 | Residential & Commercial | USHP
213297890 | Central HP <5.4 tons | FRASER-JOHNSTON | HRCU-A-CB (Split System: Heat Pump with Remote Outdoor Unit-Air-Source) | HMH72B341 |  |  | XAUB30CXXN1+TXV | Z9ES080B12SMPS1 | 32600 | 17 | 8.1 | 33000 | 23200 | 70.3% | 2.02 | 0 | 9.5 |  |  |  |  | R-410A | 2.7167 | Residential & Commercial | USHP
214398208 | Central HP <5.4 tons | FRASER-JOHNSTON | HRCU-A-CB (Split System: Heat Pump with Remote Outdoor Unit-Air-Source) | HH836E2S11 |  |  | CTF48C5CFS1+JMC16C2SN1 | 0 | 34400 | 19 | 9 | 32000 | 25200 | 78.75% | 2 | 0 | 11.7 |  |  |  |  | R-454B | 2.8667 | Residential & Commercial | USHP | Ducted CEE Tier 1
214398213 | Central HP <5.4 tons | FRASER-JOHNSTON | HRCU-A-CB (Split System: Heat Pump with Remote Outdoor Unit-Air-Source) | HH836E2S11 |  |  | CTF48C5CFS1 | TM9Y080C16MP11 | 32800 | 19 | 9 | 31000 | 25200 | 81.29% | 2 | 0 | 11 |  |  |  |  | R-454B | 2.7333 | Residential & Commercial | USHP | Ducted CEE Tier 1
214397772 | Central HP <5.4 tons | FRASER-JOHNSTON | HRCU-A-CB (Split System: Heat Pump with Remote Outdoor Unit-Air-Source) | HH836E2S11 |  |  | CTM48C5CFS1 | TM8E100C20MP11 | 34400 | 17 | 8.5 | 32600 | 25800 | 79.14% | 2 | 0 | 11 |  |  |  |  | R-454B | 2.8667 | Residential & Commercial | USHP | Ducted CEE Tier 1
213297040 | Central HP <5.4 tons | FRASER-JOHNSTON | HRCU-A-CB (Split System: Heat Pump with Remote Outdoor Unit-Air-Source) | HMH72B341 |  |  | XAHC36DXXN1+TXV | Z9ES080B12SMPS1 | 33000 | 16.5 | 8.1 | 32200 | 22800 | 70.81% | 2 | 0 | 9.5 |  |  |  |  | R-410A | 2.75 | Residential & Commercial | USHP
213297090 | Central HP <5.4 tons | FRASER-JOHNSTON | HRCU-A-CB (Split System: Heat Pump with Remote Outdoor Unit-Air-Source) | HMH72B341 |  |  | XAHC36DXXN1+TXV | Z8ET080B12LMPS1 | 33000 | 18 | 8.1 | 32000 | 22400 | 70% | 2 | 0 | 9.5 |  |  |  |  | R-410A | 2.75 | Residential & Commercial | USHP
213296845 | Central HP <5.4 tons | FRASER-JOHNSTON | HRCU-A-CB (Split System: Heat Pump with Remote Outdoor Unit-Air-Source) | HMH72B341 |  |  | XAHC30CXXN1+TXV | Z8ET080C16LMPS1 | 32800 | 18.5 | 8.5 | 32000 | 22800 | 71.25% | 2.04 | 0 | 9.5 |  |  |  |  | R-410A | 2.7333 | Residential & Commercial | USHP
213296965 | Central HP <5.4 tons | FRASER-JOHNSTON | HRCU-A-CB (Split System: Heat Pump with Remote Outdoor Unit-Air-Source) | HMH72B341 |  |  | XAHC36DBCN1 | Z8ES080B12SMPS1 | 33400 | 17.5 | 8.1 | 32800 | 23000 | 70.12% | 2.02 | 0 | 10 |  |  |  |  | R-410A | 2.7833 | Residential & Commercial | USHP | Ducted CEE Tier 1
213297640 | Central HP <5.4 tons | FRASER-JOHNSTON | HRCU-A-CB (Split System: Heat Pump with Remote Outdoor Unit-Air-Source) | HMH72B341 |  |  | XAHB36DBCN1 | Z8ES080B12SMPS1 | 33200 | 17.5 | 8.1 | 32800 | 23000 | 70.12% | 2 | 0 | 10 |  |  |  |  | R-410A | 2.7667 | Residential & Commercial | USHP | Ducted CEE Tier 1
211385920 | Central HP <5.4 tons | CHAMPION HEATING AND COOLING | HRCU-A-CB (Split System: Heat Pump with Remote Outdoor Unit-Air-Source) | HMH72B341 |  |  | XAHC48FXXN1+TXV | TM8E080B12MP11 | 32800 | 16.5 | 8.1 | 32400 | 23800 | 73.46% | 2 | 0 | 9 |  |  |  |  | R-410A | 2.7333 | Residential & Commercial | USHP
211386302 | Central HP <5.4 tons | CHAMPION HEATING AND COOLING | HRCU-A-CB (Split System: Heat Pump with Remote Outdoor Unit-Air-Source) | HMH72B341 |  |  | XAHC48FXXN1+TXV | TL9E060B12UH11 | 32400 | 16.5 | 8.1 | 32000 | 23600 | 73.75% | 2 | 0 | 9 |  |  |  |  | R-410A | 2.7 | Residential & Commercial | USHP
211386411 | Central HP <5.4 tons | CHAMPION HEATING AND COOLING | HRCU-A-CB (Split System: Heat Pump with Remote Outdoor Unit-Air-Source) | HMH72B341 |  |  | XAFD48FXXN1+TXV | TL8E100C20UH11 | 34000 | 16.5 | 8.5 | 32400 | 23800 | 73.46% | 2.1 | 0 | 9.5 |  |  |  |  | R-410A | 2.8333 | Residential & Commercial | USHP
211387504 | Central HP <5.4 tons | CHAMPION HEATING AND COOLING | HRCU-A-CB (Split System: Heat Pump with Remote Outdoor Unit-Air-Source) | HMH72B341 |  |  | XAFC36DXXN1+TXV | TM9V100C16MP12 | 34000 | 17.5 | 8.5 | 34000 | 24000 | 70.59% | 2.1 | 0 | 10 |  |  |  |  | R-410A | 2.8333 | Residential & Commercial | USHP | Ducted CEE Tier 1
211387615 | Central HP <5.4 tons | CHAMPION HEATING AND COOLING | HRCU-A-CB (Split System: Heat Pump with Remote Outdoor Unit-Air-Source) | HMH72B341 |  |  | XAHC30CXXN1+TXV | TP9C080C16MP13 | 32200 | 16.5 | 8.1 | 32800 | 23000 | 70.12% | 2 | 0 | 9.5 |  |  |  |  | R-410A | 2.6833 | Residential & Commercial | USHP
211386259 | Central HP <5.4 tons | CHAMPION HEATING AND COOLING | HRCU-A-CB (Split System: Heat Pump with Remote Outdoor Unit-Air-Source) | HMH72B341 |  |  | XAFC48FXXN1+TXV | TL9E080C16UH11 | 34000 | 16.5 | 8.5 | 32800 | 24200 | 73.78% | 2.08 | 0 | 9 |  |  |  |  | R-410A | 2.8333 | Residential & Commercial | USHP
211386452 | Central HP <5.4 tons | CHAMPION HEATING AND COOLING | HRCU-A-CB (Split System: Heat Pump with Remote Outdoor Unit-Air-Source) | HMH72B341 |  |  | XAFC48FBCN1 | TL8E100C20UH11 | 34000 | 16.5 | 8.5 | 32400 | 23800 | 73.46% | 2.1 | 0 | 9.5 |  |  |  |  | R-410A | 2.8333 | Residential & Commercial | USHP
211386856 | Central HP <5.4 tons | CHAMPION HEATING AND COOLING | HRCU-A-CB (Split System: Heat Pump with Remote Outdoor Unit-Air-Source) | HMH72B341 |  |  | XAFC36DBCN1 | TM9Y080C16MP11 | 34000 | 18.5 | 8.1 | 34000 | 24400 | 71.76% | 2.08 | 0 | 9.5 |  |  |  |  | R-410A | 2.8333 | Residential & Commercial | USHP
211387172 | Central HP <5.4 tons | CHAMPION HEATING AND COOLING | HRCU-A-CB (Split System: Heat Pump with Remote Outdoor Unit-Air-Source) | HMH72B341 |  |  | XAFC36DBCN1 | TM9Y060B12MP11 | 34000 | 17.5 | 8.1 | 34000 | 24200 | 71.18% | 2.04 | 0 | 9.5 |  |  |  |  | R-410A | 2.8333 | Residential & Commercial | USHP
211387356 | Central HP <5.4 tons | CHAMPION HEATING AND COOLING | HRCU-A-CB (Split System: Heat Pump with Remote Outdoor Unit-Air-Source) | HMH72B341 |  |  | XAFC36DBCN1 | TP9C100C20MP13 | 34000 | 17.5 | 8.1 | 34000 | 24800 | 72.94% | 2.12 | 0 | 9.5 |  |  |  |  | R-410A | 2.8333 | Residential & Commercial | USHP
210720635 | Central HP <5.4 tons | CARRIER | HRCU-A-CB (Split System: Heat Pump with Remote Outdoor Unit-Air-Source) | 25VNA436A*031* |  |  | CAP**3721AL*+UI | 58TN*A045C17**12 | 34000 | 19 | 9 | 35600 | 26000 | 73.03% | 2 | 0 | 11 |  |  |  |  | R-410A | 2.8333 | Residential & Commercial | USHP | Ducted CEE Tier 1
210720669 | Central HP <5.4 tons | CARRIER | HRCU-A-CB (Split System: Heat Pump with Remote Outdoor Unit-Air-Source) | 25VNA436A*031* |  |  | CNPV*4221AL*+UI | 59CU5A060C17**16 | 32800 | 18.5 | 9 | 35600 | 26800 | 75.28% | 1.96 | 0 | 11 |  |  |  |  | R-410A | 2.7333 | Residential & Commercial | USHP | Ducted CEE Tier 1
211390541 | Central HP <5.4 tons | CHAMPION HEATING AND COOLING | HRCU-A-CB (Split System: Heat Pump with Remote Outdoor Unit-Air-Source) | HMH72B341 |  |  | XAHB36DBCN1 | TM8V080B12MP12 | 32800 | 16.5 | 8.1 | 33000 | 23400 | 70.91% | 1.98 | 0 | 9.5 |  |  |  |  | R-410A | 2.7333 | Residential & Commercial | USHP
211393115 | Central HP <5.4 tons | CHAMPION HEATING AND COOLING | HRCU-A-CB (Split System: Heat Pump with Remote Outdoor Unit-Air-Source) | HMH72B341 |  |  | XAFC36DBCN1 | TL9E080C16UH11 | 34000 | 17.5 | 8.1 | 34000 | 24400 | 71.76% | 2.1 | 0 | 9.5 |  |  |  |  | R-410A | 2.8333 | Residential & Commercial | USHP
211394040 | Central HP <5.4 tons | CHAMPION HEATING AND COOLING | HRCU-A-CB (Split System: Heat Pump with Remote Outdoor Unit-Air-Source) | HMH72B341 |  |  | XAHC48FBCN1 | TM9Y080C16MP11 | 33200 | 17 | 8.1 | 32400 | 23600 | 72.84% | 2.02 | 0 | 9 |  |  |  |  | R-410A | 2.7667 | Residential & Commercial | USHP
211395979 | Central HP <5.4 tons | COLEMAN | HRCU-A-CB (Split System: Heat Pump with Remote Outdoor Unit-Air-Source) | HMH72B341 |  |  | XAFD48FXXN1+TXV | TM9E100C16MP12 | 33400 | 17 | 8.5 | 32400 | 23600 | 72.84% | 2.06 | 0 | 9.5 |  |  |  |  | R-410A | 2.7833 | Residential & Commercial | USHP
211394173 | Central HP <5.4 tons | COLEMAN | HRCU-A-CB (Split System: Heat Pump with Remote Outdoor Unit-Air-Source) | HMH72B341 |  |  | XAUC48FXXN1+TXV | TM9Y080B12MP11 | 33400 | 17 | 8.1 | 32800 | 24200 | 73.78% | 2.04 | 0 | 9 |  |  |  |  | R-410A | 2.7833 | Residential & Commercial | USHP
211394325 | Central HP <5.4 tons | COLEMAN | HRCU-A-CB (Split System: Heat Pump with Remote Outdoor Unit-Air-Source) | HMH72B341 |  |  | XAFD48FXXN1+TXV | TM9V120D20MP12 | 34000 | 17 | 8.5 | 32400 | 23800 | 73.46% | 2.1 | 0 | 9.5 |  |  |  |  | R-410A | 2.8333 | Residential & Commercial | USHP
211394416 | Central HP <5.4 tons | COLEMAN | HRCU-A-CB (Split System: Heat Pump with Remote Outdoor Unit-Air-Source) | HMH72B341 |  |  | XAHD48FXXN1+TXV | CP9C100C20MP13 | 33600 | 16.5 | 8.5 | 32400 | 23800 | 73.46% | 2.06 | 0 | 9 |  |  |  |  | R-410A | 2.8 | Residential & Commercial | USHP
210474555 | Central HP <5.4 tons | KEEPRITE | HRCU-A-CB (Split System: Heat Pump with Remote Outdoor Unit-Air-Source) | CVH825GKA3* |  |  | EHD4X48AAL+WALLCON | *96CTN0801714A* | 24200 | 16 | 8.1 | 21400 | 16700 | 78.04% | 2 | 0 | 10.5 |  |  |  |  | R-410A | 2.0167 | Residential & Commercial | USHP | Ducted CEE Tier 1
210473901 | Central HP <5.4 tons | KEEPRITE | HRCU-A-CB (Split System: Heat Pump with Remote Outdoor Unit-Air-Source) | CVH825GKA3* |  |  | EN(A,D,W)4X48L21**+WALLCON | *95CSU0802120A* | 24200 | 17 | 8.1 | 21200 | 16600 | 78.3% | 2.02 | 0 | 11.5 |  |  |  |  | R-410A | 2.0167 | Residential & Commercial | USHP | Ducted CEE Tier 1
210474335 | Central HP <5.4 tons | KEEPRITE | HRCU-A-CB (Split System: Heat Pump with Remote Outdoor Unit-Air-Source) | CVH825GKA3* |  |  | EHD4X42AAL+WALLCON | *96CTN0801714A* | 24000 | 16 | 8.1 | 21400 | 16700 | 78.04% | 2 | 0 | 10.5 |  |  |  |  | R-410A | 2 | Residential & Commercial | USHP | Ducted CEE Tier 1
215940600 | Central HP <5.4 tons | DAY & NIGHT | HRCU-A-CB (Split System: Heat Pump with Remote Outdoor Unit-Air-Source) | C5H3V36*K*AAA* |  |  | EVD5X38M17A*+WALLCON | *97CTN0601716A* | 35200 | 20.5 | 8.5 | 39000 | 29400 | 75.38% | 2 | 0 | 11.5 |  |  |  |  | R-454B | 2.9333 | Residential & Commercial | USHP | Ducted CEE Tier 1
215940750 | Central HP <5.4 tons | DAY & NIGHT | HRCU-A-CB (Split System: Heat Pump with Remote Outdoor Unit-Air-Source) | C5H3V36*K*AAA* |  |  | EVD5X48M24A*+WALLCON | *97CTN1002122A* | 35000 | 21.5 | 8.5 | 38000 | 28200 | 74.21% | 2.02 | 0 | 12 |  |  |  |  | R-454B | 2.9167 | Residential & Commercial | USHP | Ducted CEE Tier 1
211261437 | Central HP <5.4 tons | HEIL | HRCU-A-CB (Split System: Heat Pump with Remote Outdoor Unit-Air-Source) | DLCURAH18ABK |  |  | EA*4X30L14A* | *80ES(N,L)0451412A* | 18200 | 16.5 | 8.5 | 18600 | 18400 | 98.92% | 2.22 | 0 | 10.5 |  |  |  |  | R-410A | 1.5167 | Residential & Commercial | USHP | Ducted CEE Tier 1
213249251 | Central HP <5.4 tons | COMFORTMAKER | HRCU-A-CB (Split System: Heat Pump with Remote Outdoor Unit-Air-Source) | DLCURAH18ABK |  |  | FEVA0024**+NAVA43601CK | 0 | 18100 | 16.5 | 8.5 | 18300 | 17900 | 97.81% | 2.16 | 0 | 11 |  |  |  |  | R-410A | 1.5083 | Residential & Commercial | USHP | Ducted CEE Tier 1
213372378 | Central HP <5.4 tons | RUUD | HRCU-A-CB (Split System: Heat Pump with Remote Outdoor Unit-Air-Source) | UP18AZ36AJVC |  |  | RCFZ3621MEAAM | R951V0403A17UHU | 34200 | 19 | 8.5 | 34200 | 43000 | 125.7% | 2.2 | 0 | 12.5 |  |  |  |  | R-410A | 2.85 | Residential & Commercial | USHP | Ducted CEE Tier 1
211391107 | Central HP <5.4 tons | CHAMPION HEATING AND COOLING | HRCU-A-CB (Split System: Heat Pump with Remote Outdoor Unit-Air-Source) | HMH72B341 |  |  | XAFB36DBCN1 | TPLC060A12MP13 | 34000 | 17.5 | 8.1 | 34000 | 24200 | 71.18% | 2.06 | 0 | 9.5 |  |  |  |  | R-410A | 2.8333 | Residential & Commercial | USHP
211391666 | Central HP <5.4 tons | CHAMPION HEATING AND COOLING | HRCU-A-CB (Split System: Heat Pump with Remote Outdoor Unit-Air-Source) | HMH72B341 |  |  | XAHB36DXXN1+TXV | TM8E100B12MP11 | 33200 | 17.5 | 8.1 | 33000 | 23400 | 70.91% | 2.02 | 0 | 9.5 |  |  |  |  | R-410A | 2.7667 | Residential & Commercial | USHP
211392111 | Central HP <5.4 tons | CHAMPION HEATING AND COOLING | HRCU-A-CB (Split System: Heat Pump with Remote Outdoor Unit-Air-Source) | HMH72B341 |  |  | XAFC30CXXN1+TXV | TM8E080C16MP11 | 33000 | 18 | 8.5 | 33000 | 23200 | 70.3% | 2.04 | 0 | 10 |  |  |  |  | R-410A | 2.75 | Residential & Commercial | USHP | Ducted CEE Tier 1
211392388 | Central HP <5.4 tons | CHAMPION HEATING AND COOLING | HRCU-A-CB (Split System: Heat Pump with Remote Outdoor Unit-Air-Source) | HMH72B341 |  |  | XAFB36DXXN1+TXV | TM8E080B12MP11 | 34000 | 18 | 8.1 | 34000 | 24400 | 71.76% | 2.06 | 0 | 9.5 |  |  |  |  | R-410A | 2.8333 | Residential & Commercial | USHP
211392427 | Central HP <5.4 tons | CHAMPION HEATING AND COOLING | HRCU-A-CB (Split System: Heat Pump with Remote Outdoor Unit-Air-Source) | HMH72B341 |  |  | XAUB36DXXN1+TXV | TM8E080B12MP11 | 34000 | 18 | 8.1 | 34000 | 24400 | 71.76% | 2.06 | 0 | 9.5 |  |  |  |  | R-410A | 2.8333 | Residential & Commercial | USHP
211392595 | Central HP <5.4 tons | CHAMPION HEATING AND COOLING | HRCU-A-CB (Split System: Heat Pump with Remote Outdoor Unit-Air-Source) | HMH72B341 |  |  | XAHB30CXXN1+TXV | TMLE060A12MP11 | 32000 | 17 | 8.1 | 32800 | 23000 | 70.12% | 1.98 | 0 | 9.5 |  |  |  |  | R-410A | 2.6667 | Residential & Commercial | USHP
211392761 | Central HP <5.4 tons | CHAMPION HEATING AND COOLING | HRCU-A-CB (Split System: Heat Pump with Remote Outdoor Unit-Air-Source) | HMH72B341 |  |  | XAHB36DXXN1+TXV | TMLE040A12MP11 | 33200 | 17.5 | 8.1 | 33000 | 23200 | 70.3% | 2.02 | 0 | 9.5 |  |  |  |  | R-410A | 2.7667 | Residential & Commercial | USHP
211392888 | Central HP <5.4 tons | CHAMPION HEATING AND COOLING | HRCU-A-CB (Split System: Heat Pump with Remote Outdoor Unit-Air-Source) | HMH72B341 |  |  | XAFB36DBCN1 | TMLE040A12MP11 | 34000 | 18 | 8.1 | 33600 | 23800 | 70.83% | 2.06 | 0 | 10 |  |  |  |  | R-410A | 2.8333 | Residential & Commercial | USHP | Ducted CEE Tier 1
213297205 | Central HP <5.4 tons | FRASER-JOHNSTON | HRCU-A-CB (Split System: Heat Pump with Remote Outdoor Unit-Air-Source) | HMH72B341 |  |  | XAUB30CXXN1+TXV | Z8ES040A12LMPS1 | 33200 | 18 | 8.5 | 33000 | 23400 | 70.91% | 2.06 | 0 | 10 |  |  |  |  | R-410A | 2.7667 | Residential & Commercial | USHP | Ducted CEE Tier 1
213297375 | Central HP <5.4 tons | FRASER-JOHNSTON | HRCU-A-CB (Split System: Heat Pump with Remote Outdoor Unit-Air-Source) | HMH72B341 |  |  | XAUB30CXXN1+TXV | Z8ES100B12SMPS1 | 32800 | 18 | 8.5 | 33000 | 23200 | 70.3% | 2.04 | 0 | 9.5 |  |  |  |  | R-410A | 2.7333 | Residential & Commercial | USHP
213297380 | Central HP <5.4 tons | FRASER-JOHNSTON | HRCU-A-CB (Split System: Heat Pump with Remote Outdoor Unit-Air-Source) | HMH72B341 |  |  | XAUB30CXXN1+TXV | Z8ES100B12LMPS1 | 32800 | 18 | 8.5 | 33000 | 23200 | 70.3% | 2.04 | 0 | 9.5 |  |  |  |  | R-410A | 2.7333 | Residential & Commercial | USHP
213297430 | Central HP <5.4 tons | FRASER-JOHNSTON | HRCU-A-CB (Split System: Heat Pump with Remote Outdoor Unit-Air-Source) | HMH72B341 |  |  | XAHB30CXXN1+JMET12BS2N1+TXV | 0 | 32400 | 18 | 8.1 | 32400 | 22800 | 70.37% | 2.02 | 0 | 10 |  |  |  |  | R-410A | 2.7 | Residential & Commercial | USHP | Ducted CEE Tier 1
213297455 | Central HP <5.4 tons | FRASER-JOHNSTON | HRCU-A-CB (Split System: Heat Pump with Remote Outdoor Unit-Air-Source) | HMH72B341 |  |  | XAFC36DXXN1+TXV | Z9ES080C20SMPS1 | 34000 | 17.5 | 8.5 | 33400 | 24000 | 71.86% | 2.1 | 0 | 9.5 |  |  |  |  | R-410A | 2.8333 | Residential & Commercial | USHP
213297525 | Central HP <5.4 tons | FRASER-JOHNSTON | HRCU-A-CB (Split System: Heat Pump with Remote Outdoor Unit-Air-Source) | HMH72B341 |  |  | XAHC36DXXN1+TXV | Z8ES120C16LMPS1 | 34000 | 17.5 | 8.1 | 33400 | 24000 | 71.86% | 2.08 | 0 | 9.5 |  |  |  |  | R-410A | 2.8333 | Residential & Commercial | USHP
213297650 | Central HP <5.4 tons | FRASER-JOHNSTON | HRCU-A-CB (Split System: Heat Pump with Remote Outdoor Unit-Air-Source) | HMH72B341 |  |  | XAHB36DXXN1+TXV | Z8ES040A12SMPS1 | 33200 | 17.5 | 8.1 | 32800 | 23000 | 70.12% | 2.02 | 0 | 10 |  |  |  |  | R-410A | 2.7667 | Residential & Commercial | USHP | Ducted CEE Tier 1
213297675 | Central HP <5.4 tons | FRASER-JOHNSTON | HRCU-A-CB (Split System: Heat Pump with Remote Outdoor Unit-Air-Source) | HMH72B341 |  |  | XAFC30CXXN1+JMET12CS2N1+TXV | 0 | 33800 | 18.5 | 8.5 | 33000 | 23200 | 70.3% | 2.08 | 0 | 10 |  |  |  |  | R-410A | 2.8167 | Residential & Commercial | USHP | Ducted CEE Tier 1
211393890 | Central HP <5.4 tons | CHAMPION HEATING AND COOLING | HRCU-A-CB (Split System: Heat Pump with Remote Outdoor Unit-Air-Source) | HMH72B341 |  |  | XAHC48FXXN1+TXV | TM9Y100C16MP11 | 33200 | 17 | 8.1 | 32400 | 23600 | 72.84% | 2.02 | 0 | 9 |  |  |  |  | R-410A | 2.7667 | Residential & Commercial | USHP
211389669 | Central HP <5.4 tons | CHAMPION HEATING AND COOLING | HRCU-A-CB (Split System: Heat Pump with Remote Outdoor Unit-Air-Source) | HMH72B341 |  |  | XAHB36DBCN1 | TM8Y080B12MP11 | 33000 | 17.5 | 8.1 | 32800 | 23000 | 70.12% | 2 | 0 | 9.5 |  |  |  |  | R-410A | 2.75 | Residential & Commercial | USHP
211389735 | Central HP <5.4 tons | CHAMPION HEATING AND COOLING | HRCU-A-CB (Split System: Heat Pump with Remote Outdoor Unit-Air-Source) | HMH72B341 |  |  | XAFB36DXXN1+TXV | TM8Y080B12MP11 | 34000 | 18 | 8.1 | 33400 | 23600 | 70.66% | 2.04 | 0 | 10 |  |  |  |  | R-410A | 2.8333 | Residential & Commercial | USHP | Ducted CEE Tier 1
211389839 | Central HP <5.4 tons | CHAMPION HEATING AND COOLING | HRCU-A-CB (Split System: Heat Pump with Remote Outdoor Unit-Air-Source) | HMH72B341 |  |  | XAHB30CXXN1+TXV | TM8Y060A12MP11 | 31800 | 17 | 8.1 | 32600 | 23000 | 70.55% | 1.98 | 0 | 9.5 |  |  |  |  | R-410A | 2.65 | Residential & Commercial | USHP
211389946 | Central HP <5.4 tons | CHAMPION HEATING AND COOLING | HRCU-A-CB (Split System: Heat Pump with Remote Outdoor Unit-Air-Source) | HMH72B341 |  |  | XAHC36DXXN1+TXV | TMLV100C16MP12 | 34000 | 17 | 8.1 | 34000 | 24600 | 72.35% | 2.08 | 0 | 9.5 |  |  |  |  | R-410A | 2.8333 | Residential & Commercial | USHP
211390055 | Central HP <5.4 tons | CHAMPION HEATING AND COOLING | HRCU-A-CB (Split System: Heat Pump with Remote Outdoor Unit-Air-Source) | HMH72B341 |  |  | XAHC36DBCN1 | TPLC100C16MP13 | 34000 | 17 | 8.1 | 34000 | 24600 | 72.35% | 2.08 | 0 | 9.5 |  |  |  |  | R-410A | 2.8333 | Residential & Commercial | USHP
211389610 | Central HP <5.4 tons | CHAMPION HEATING AND COOLING | HRCU-A-CB (Split System: Heat Pump with Remote Outdoor Unit-Air-Source) | HMH72B341 |  |  | XAHC36DXXN1+TXV | TM8Y080B12MP11 | 33200 | 17.5 | 8.1 | 32800 | 23200 | 70.73% | 2.02 | 0 | 9.5 |  |  |  |  | R-410A | 2.7667 | Residential & Commercial | USHP
212978141 | Central HP <5.4 tons | AIRQUEST | HRCU-A-CB (Split System: Heat Pump with Remote Outdoor Unit-Air-Source) | DLCURAH24ABK |  |  | EA*4X36L17A* | *80MS(N,L)0701412A* | 23600 | 17.5 | 8.5 | 26200 | 23800 | 90.84% | 2 | 0 | 10 |  |  |  |  | R-410A | 1.9667 | Residential & Commercial | USHP | Ducted CEE Tier 1
214066673 | Central HP <5.4 tons | RUUD | HRCU-A-CB (Split System: Heat Pump with Remote Outdoor Unit-Air-Source) | RD17AZ36AJ3N |  |  | RCFZ3621MTANM | U97MV0855A21DHS | 34200 | 18 | 8.1 | 34200 | 29400 | 85.96% | 1.9 | 0 | 10 |  |  |  |  | R-410A | 2.85 | Residential & Commercial | USHP | Ducted CEE Tier 1
212979434 | Central HP <5.4 tons | AIRQUEST | HRCU-A-CB (Split System: Heat Pump with Remote Outdoor Unit-Air-Source) | DLCURAH30ABK |  |  | EA*4X37L21A* | *80MS(N,L)0702116A* | 30400 | 15.2 | 8.1 | 33400 | 26400 | 79.04% | 1.84 | 0 | 9 |  |  |  |  | R-410A | 2.5333 | Residential & Commercial | USHP
211398776 | Central HP <5.4 tons | CHAMPION HEATING AND COOLING | HRCU-A-CB (Split System: Heat Pump with Remote Outdoor Unit-Air-Source) | HMH72B341 |  |  | XAHD48FBCN1 | TM8E080C16MP11 | 32800 | 16.5 | 8.5 | 31600 | 23000 | 72.78% | 2.02 | 0 | 9.5 |  |  |  |  | R-410A | 2.7333 | Residential & Commercial | USHP
211398841 | Central HP <5.4 tons | CHAMPION HEATING AND COOLING | HRCU-A-CB (Split System: Heat Pump with Remote Outdoor Unit-Air-Source) | HMH72B341 |  |  | XAHC48FBCN1 | TMLE080C16MP11 | 32800 | 16.5 | 8.5 | 31600 | 23000 | 72.78% | 2.04 | 0 | 9.5 |  |  |  |  | R-410A | 2.7333 | Residential & Commercial | USHP
211398856 | Central HP <5.4 tons | CHAMPION HEATING AND COOLING | HRCU-A-CB (Split System: Heat Pump with Remote Outdoor Unit-Air-Source) | HMH72B341 |  |  | XAFD48FXXN1+TXV | TM8E080C16MP11 | 33400 | 17 | 8.5 | 32200 | 23400 | 72.67% | 2.06 | 0 | 9.5 |  |  |  |  | R-410A | 2.7833 | Residential & Commercial | USHP
211393509 | Central HP <5.4 tons | CHAMPION HEATING AND COOLING | HRCU-A-CB (Split System: Heat Pump with Remote Outdoor Unit-Air-Source) | HMH72B341 |  |  | XAHB36DBCN1 | TL8E060A12UH11 | 33200 | 17.5 | 8.1 | 33000 | 23400 | 70.91% | 2 | 0 | 9.5 |  |  |  |  | R-410A | 2.7667 | Residential & Commercial | USHP
211394010 | Central HP <5.4 tons | CHAMPION HEATING AND COOLING | HRCU-A-CB (Split System: Heat Pump with Remote Outdoor Unit-Air-Source) | HMH72B341 |  |  | XAHD48FBCN1 | TM9Y080C16MP11 | 32800 | 17 | 8.1 | 31800 | 23200 | 72.96% | 2.02 | 0 | 9 |  |  |  |  | R-410A | 2.7333 | Residential & Commercial | USHP
211394431 | Central HP <5.4 tons | CHAMPION HEATING AND COOLING | HRCU-A-CB (Split System: Heat Pump with Remote Outdoor Unit-Air-Source) | HMH72B341 |  |  | XAHD48FBCN1 | TM9V100C20MP12 | 33600 | 16.5 | 8.5 | 32400 | 23800 | 73.46% | 2.06 | 0 | 9 |  |  |  |  | R-410A | 2.8 | Residential & Commercial | USHP
211394512 | Central HP <5.4 tons | CHAMPION HEATING AND COOLING | HRCU-A-CB (Split System: Heat Pump with Remote Outdoor Unit-Air-Source) | HMH72B341 |  |  | XAHC48FBCN1 | TP9C100C20MP13 | 33200 | 17 | 8.5 | 32000 | 23400 | 73.12% | 2.04 | 0 | 9 |  |  |  |  | R-410A | 2.7667 | Residential & Commercial | USHP
213297415 | Central HP <5.4 tons | FRASER-JOHNSTON | HRCU-A-CB (Split System: Heat Pump with Remote Outdoor Unit-Air-Source) | HMH72B341 |  |  | XAFB36DXXN1+JMVT12BC2N1+TXV | 0 | 34000 | 18.5 | 8.5 | 33600 | 23600 | 70.24% | 2.1 | 0 | 10 |  |  |  |  | R-410A | 2.8333 | Residential & Commercial | USHP | Ducted CEE Tier 1
213297540 | Central HP <5.4 tons | FRASER-JOHNSTON | HRCU-A-CB (Split System: Heat Pump with Remote Outdoor Unit-Air-Source) | HMH72B341 |  |  | XAHC36DXXN1+TXV | Z8ES100C20SMPS1 | 34000 | 17 | 8.5 | 33400 | 23600 | 70.66% | 2.08 | 0 | 9.5 |  |  |  |  | R-410A | 2.8333 | Residential & Commercial | USHP
213296820 | Central HP <5.4 tons | FRASER-JOHNSTON | HRCU-A-CB (Split System: Heat Pump with Remote Outdoor Unit-Air-Source) | HMH72B341 |  |  | XAFC36DXXN1+TXV | Z9ES060B12SMPS1 | 34000 | 17.5 | 8.1 | 33400 | 24000 | 71.86% | 2.06 | 0 | 9.5 |  |  |  |  | R-410A | 2.8333 | Residential & Commercial | USHP
213296840 | Central HP <5.4 tons | FRASER-JOHNSTON | HRCU-A-CB (Split System: Heat Pump with Remote Outdoor Unit-Air-Source) | HMH72B341 |  |  | XAFC30CXXN1+TXV | Z8ET100C20LMPS1 | 33600 | 18.5 | 8.5 | 33000 | 23200 | 70.3% | 2.08 | 0 | 9.5 |  |  |  |  | R-410A | 2.8 | Residential & Commercial | USHP
213297240 | Central HP <5.4 tons | FRASER-JOHNSTON | HRCU-A-CB (Split System: Heat Pump with Remote Outdoor Unit-Air-Source) | HMH72B341 |  |  | XAFC36DBCN1 | Z9ET080B12SMPS1 | 33800 | 18 | 8.5 | 33000 | 23200 | 70.3% | 2 | 0 | 10 |  |  |  |  | R-410A | 2.8167 | Residential & Commercial | USHP | Ducted CEE Tier 1
211394964 | Central HP <5.4 tons | CHAMPION HEATING AND COOLING | HRCU-A-CB (Split System: Heat Pump with Remote Outdoor Unit-Air-Source) | HMH72B341 |  |  | XAFC48FBCN1 | TP9C100C16MP13 | 33800 | 16.5 | 8.5 | 32400 | 23800 | 73.46% | 2.08 | 0 | 9.5 |  |  |  |  | R-410A | 2.8167 | Residential & Commercial | USHP
211395048 | Central HP <5.4 tons | CHAMPION HEATING AND COOLING | HRCU-A-CB (Split System: Heat Pump with Remote Outdoor Unit-Air-Source) | HMH72B341 |  |  | XAHD48FBCN1 | TP9C080C16MP13 | 32600 | 16 | 8.1 | 31800 | 23200 | 72.96% | 2.02 | 0 | 9 |  |  |  |  | R-410A | 2.7167 | Residential & Commercial | USHP
211393860 | Central HP <5.4 tons | CHAMPION HEATING AND COOLING | HRCU-A-CB (Split System: Heat Pump with Remote Outdoor Unit-Air-Source) | HMH72B341 |  |  | XAHD48FXXN1+TXV | TM9Y100C16MP11 | 33200 | 15.5 | 8.1 | 32400 | 23600 | 72.84% | 2.02 | 0 | 9 |  |  |  |  | R-410A | 2.7667 | Residential & Commercial | USHP
211394347 | Central HP <5.4 tons | CHAMPION HEATING AND COOLING | HRCU-A-CB (Split System: Heat Pump with Remote Outdoor Unit-Air-Source) | HMH72B341 |  |  | XAFD48FXXN1+TXV | TP9C120D20MP13 | 34000 | 17 | 8.5 | 32400 | 23800 | 73.46% | 2.1 | 0 | 9.5 |  |  |  |  | R-410A | 2.8333 | Residential & Commercial | USHP
211394698 | Central HP <5.4 tons | CHAMPION HEATING AND COOLING | HRCU-A-CB (Split System: Heat Pump with Remote Outdoor Unit-Air-Source) | HMH72B341 |  |  | XAHD48FXXN1+TXV | TM9V100C16MP12 | 33000 | 16 | 8.5 | 31800 | 23200 | 72.96% | 2.04 | 0 | 9 |  |  |  |  | R-410A | 2.75 | Residential & Commercial | USHP
211394765 | Central HP <5.4 tons | CHAMPION HEATING AND COOLING | HRCU-A-CB (Split System: Heat Pump with Remote Outdoor Unit-Air-Source) | HMH72B341 |  |  | XAHC48FXXN1+TXV | TM9V100C16MP12 | 33000 | 16.5 | 8.5 | 31800 | 23200 | 72.96% | 2.04 | 0 | 9 |  |  |  |  | R-410A | 2.75 | Residential & Commercial | USHP
211396867 | Central HP <5.4 tons | CHAMPION HEATING AND COOLING | HRCU-A-CB (Split System: Heat Pump with Remote Outdoor Unit-Air-Source) | HMH72B341 |  |  | XAFD48FBCN1 | TM8Y100C16MP11 | 34000 | 17.5 | 8.5 | 33200 | 24400 | 73.49% | 2.08 | 0 | 9 |  |  |  |  | R-410A | 2.8333 | Residential & Commercial | USHP
211398374 | Central HP <5.4 tons | LUXAIRE | HRCU-A-CB (Split System: Heat Pump with Remote Outdoor Unit-Air-Source) | HMH72B341 |  |  | XAHD48FBCN1 | TM8E100C16MP11 | 32800 | 16.5 | 8.5 | 31600 | 23200 | 73.42% | 2.02 | 0 | 9.5 |  |  |  |  | R-410A | 2.7333 | Residential & Commercial | USHP
214398078 | Central HP <5.4 tons | FRASER-JOHNSTON | HRCU-A-CB (Split System: Heat Pump with Remote Outdoor Unit-Air-Source) | HH836E2S11 |  |  | CTM48C5CFS1 | TM9V100C16MP12 | 33200 | 19 | 9 | 31200 | 25200 | 80.77% | 2 | 0 | 11 |  |  |  |  | R-454B | 2.7667 | Residential & Commercial | USHP | Ducted CEE Tier 1
210470930 | Central HP <5.4 tons | CARRIER | HRCU-A-CB (Split System: Heat Pump with Remote Outdoor Unit-Air-Source) | 25VNA837A*031* |  |  | CNPV*6024AL*+UI | 59TN6B120C24**22 | 32800 | 18 | 8.1 | 32200 | 24600 | 76.4% | 1.98 | 0 | 12 |  |  |  |  | R-410A | 2.7333 | Residential & Commercial | USHP | Ducted CEE Tier 1
210471133 | Central HP <5.4 tons | CARRIER | HRCU-A-CB (Split System: Heat Pump with Remote Outdoor Unit-Air-Source) | 25VNA837A*031* |  |  | CSPH*6012AL*+UI | 58CU*A040C17**12 | 33000 | 17 | 8.1 | 32200 | 24800 | 77.02% | 1.98 | 0 | 11 |  |  |  |  | R-410A | 2.75 | Residential & Commercial | USHP | Ducted CEE Tier 1
214397758 | Central HP <5.4 tons | FRASER-JOHNSTON | HRCU-A-CB (Split System: Heat Pump with Remote Outdoor Unit-Air-Source) | HH836E2S11 |  |  | CTF36C5CDS1 | TPLC080C16MP13 | 34000 | 18 | 8.5 | 31600 | 26000 | 82.28% | 2 | 0 | 11 |  |  |  |  | R-454B | 2.8333 | Residential & Commercial | USHP | Ducted CEE Tier 1
211398207 | Central HP <5.4 tons | LUXAIRE | HRCU-A-CB (Split System: Heat Pump with Remote Outdoor Unit-Air-Source) | HMH72B341 |  |  | XAFD48FXXN1+TXV | TM8E120C16MP11 | 33600 | 17 | 8.5 | 32400 | 23600 | 72.84% | 2.08 | 0 | 9.5 |  |  |  |  | R-410A | 2.8 | Residential & Commercial | USHP
211398222 | Central HP <5.4 tons | LUXAIRE | HRCU-A-CB (Split System: Heat Pump with Remote Outdoor Unit-Air-Source) | HMH72B341 |  |  | XAFD48FXXN1+TXV | TMLE120C16MP11 | 33600 | 17 | 8.5 | 32400 | 23600 | 72.84% | 2.08 | 0 | 9.5 |  |  |  |  | R-410A | 2.8 | Residential & Commercial | USHP
211398891 | Central HP <5.4 tons | LUXAIRE | HRCU-A-CB (Split System: Heat Pump with Remote Outdoor Unit-Air-Source) | HMH72B341 |  |  | XAFD48FBCN1 | TMLE080C16MP11 | 33400 | 17 | 8.5 | 32200 | 23400 | 72.67% | 2.06 | 0 | 9.5 |  |  |  |  | R-410A | 2.7833 | Residential & Commercial | USHP
211397436 | Central HP <5.4 tons | LUXAIRE | HRCU-A-CB (Split System: Heat Pump with Remote Outdoor Unit-Air-Source) | HMH72B341 |  |  | XAHC48FXXN1+TXV | LPLC080C16MP13 | 33600 | 16.5 | 8.5 | 32400 | 23800 | 73.46% | 2.06 | 0 | 9 |  |  |  |  | R-410A | 2.8 | Residential & Commercial | USHP
211397537 | Central HP <5.4 tons | LUXAIRE | HRCU-A-CB (Split System: Heat Pump with Remote Outdoor Unit-Air-Source) | HMH72B341 |  |  | XAFD48FXXN1+TXV | TM8V080C16MP12 | 34000 | 16.5 | 8.5 | 33000 | 24400 | 73.94% | 2.1 | 0 | 9 |  |  |  |  | R-410A | 2.8333 | Residential & Commercial | USHP
212983632 | Central HP <5.4 tons | DAY & NIGHT | HRCU-A-CB (Split System: Heat Pump with Remote Outdoor Unit-Air-Source) | DLCURAH18ABK |  |  | EA*4X19L17A* | *92MSN0601412A* | 17700 | 16.5 | 8.1 | 17700 | 17900 | 101.1% | 2.16 | 0 | 10.5 |  |  |  |  | R-410A | 1.475 | Residential & Commercial | USHP | Ducted CEE Tier 1
212983682 | Central HP <5.4 tons | DAY & NIGHT | HRCU-A-CB (Split System: Heat Pump with Remote Outdoor Unit-Air-Source) | DLCURAH18ABK |  |  | EA*4X30L17A* | *92MSN0601412A* | 17400 | 16.5 | 8.5 | 18000 | 18900 | 105% | 2.28 | 0 | 10.5 |  |  |  |  | R-410A | 1.45 | Residential & Commercial | USHP | Ducted CEE Tier 1
213774616 | Central HP <5.4 tons | BRYANT HEATING AND COOLING SYSTEMS | HRCU-A-CB (Split System: Heat Pump with Remote Outdoor Unit-Air-Source) | 288BNV025*0**C* |  |  | CSPH*4812AL*+UI | 88*TB66135C24*** | 24200 | 16 | 8.1 | 21200 | 16600 | 78.3% | 2 | 0 | 10.5 |  |  |  |  | R-410A | 2.0167 | Residential & Commercial | USHP | Ducted CEE Tier 1
211395711 | Central HP <5.4 tons | COLEMAN | HRCU-A-CB (Split System: Heat Pump with Remote Outdoor Unit-Air-Source) | HMH72B341 |  |  | XAHC48FXXN1+TXV | TM9V060B12MP12 | 32400 | 16 | 8.1 | 32000 | 23400 | 73.12% | 2 | 0 | 9 |  |  |  |  | R-410A | 2.7 | Residential & Commercial | USHP
211396304 | Central HP <5.4 tons | COLEMAN | HRCU-A-CB (Split System: Heat Pump with Remote Outdoor Unit-Air-Source) | HMH72B341 |  |  | XAHC48FXXN1+TXV | TM9E060B12MP12 | 32400 | 16 | 8.1 | 32000 | 23600 | 73.75% | 2 | 0 | 9 |  |  |  |  | R-410A | 2.7 | Residential & Commercial | USHP
211395334 | Central HP <5.4 tons | COLEMAN | HRCU-A-CB (Split System: Heat Pump with Remote Outdoor Unit-Air-Source) | HMH72B341 |  |  | XAFC48FXXN1+TXV | CP9C080C16MP13 | 33400 | 16.5 | 8.5 | 32400 | 23600 | 72.84% | 2.06 | 0 | 9.5 |  |  |  |  | R-410A | 2.7833 | Residential & Commercial | USHP
211388266 | Central HP <5.4 tons | COLEMAN | HRCU-A-CB (Split System: Heat Pump with Remote Outdoor Unit-Air-Source) | HMH72B341 |  |  | XAFC30CXXN1+TXV | TM9V060B12MP12 | 32600 | 17 | 8.1 | 33600 | 23600 | 70.24% | 2.02 | 0 | 9.5 |  |  |  |  | R-410A | 2.7167 | Residential & Commercial | USHP
213076526 | Central HP <5.4 tons | KEEPRITE | HRCU-A-CB (Split System: Heat Pump with Remote Outdoor Unit-Air-Source) | DLCURAH36ABK |  |  | EA*4X43L21A* | *80VTL0701716B* | 36200 | 16 | 8.5 | 38000 | 34800 | 91.58% | 2.04 | 0 | 10 |  |  |  |  | R-410A | 3.0167 | Residential & Commercial | USHP | Ducted CEE Tier 1
210471320 | Central HP <5.4 tons | CARRIER | HRCU-A-CB (Split System: Heat Pump with Remote Outdoor Unit-Air-Source) | 25VNA837A*031* |  |  | CSPH*6012AL*+UI | 59MN7B060C21**20 | 32800 | 16.5 | 8.1 | 32400 | 25200 | 77.78% | 1.98 | 0 | 11 |  |  |  |  | R-410A | 2.7333 | Residential & Commercial | USHP | Ducted CEE Tier 1
212384696 | Central HP <5.4 tons | TEMPSTAR | HRCU-A-CB (Split System: Heat Pump with Remote Outdoor Unit-Air-Source) | DLCURAH36ABK |  |  | EN(A,D,W)4X42L21** | *92ESN1002120A* | 36200 | 15.5 | 8.1 | 39500 | 35200 | 89.11% | 1.9 | 0 | 10 |  |  |  |  | R-410A | 3.0167 | Residential & Commercial | USHP | Ducted CEE Tier 1
212979417 | Central HP <5.4 tons | DAY & NIGHT | HRCU-A-CB (Split System: Heat Pump with Remote Outdoor Unit-Air-Source) | DLCURAH36ABK |  |  | EA*4X48L24A* | *80MS(N,L)0702116A* | 35600 | 16.5 | 8.5 | 37800 | 34600 | 91.53% | 2 | 0 | 10 |  |  |  |  | R-410A | 2.9667 | Residential & Commercial | USHP | Ducted CEE Tier 1
215937106 | Central HP <5.4 tons | HEIL | HRCU-A-CB (Split System: Heat Pump with Remote Outdoor Unit-Air-Source) | H5H3V48*K*AAA* |  |  | EVM5X48M21A*+WALLCON | *96CTN0801714B* | 43000 | 19 | 8.1 | 53000 | 37600 | 70.94% | 2 | 0 | 11 |  |  |  |  | R-454B | 3.5833 | Residential & Commercial | USHP | Ducted CEE Tier 1
210720689 | Central HP <5.4 tons | CARRIER | HRCU-A-CB (Split System: Heat Pump with Remote Outdoor Unit-Air-Source) | 25VNA436A*031* |  |  | CSPH*6012AL*+UI | 58CU*A040C17**12 | 34400 | 19 | 9 | 34600 | 25400 | 73.41% | 2.02 | 0 | 12 |  |  |  |  | R-410A | 2.8667 | Residential & Commercial | USHP | Ducted CEE Tier 1
212609335 | Central HP <5.4 tons | RHEEM | HRCU-A-CB (Split System: Heat Pump with Remote Outdoor Unit-Air-Source) | RP18AZ24AJVC |  |  | RCFZ2421HEAAM | R802V1005A21UHN | 22800 | 20 | 8.5 | 22800 | 26000 | 114% | 2.1 | 0 | 12.5 |  |  |  |  | R-410A | 1.9 | Residential & Commercial | USHP | Ducted CEE Tier 1
212609366 | Central HP <5.4 tons | RHEEM | HRCU-A-CB (Split System: Heat Pump with Remote Outdoor Unit-Air-Source) | RP18AZ36AJVC |  |  | RCFZ6021SEAAM | R802V0504A17UHN | 34200 | 19 | 8.5 | 34200 | 43500 | 127.2% | 2.2 | 0 | 12.5 |  |  |  |  | R-410A | 2.85 | Residential & Commercial | USHP | Ducted CEE Tier 1
210470253 | Central HP <5.4 tons | CARRIER | HRCU-A-CB (Split System: Heat Pump with Remote Outdoor Unit-Air-Source) | 25VNA837A*031* |  |  | CAP**6024AL*+UI | 58CU*A100C21**20 | 32800 | 17 | 8.1 | 32000 | 24800 | 77.5% | 1.96 | 0 | 11 |  |  |  |  | R-410A | 2.7333 | Residential & Commercial | USHP | Ducted CEE Tier 1
211397954 | Central HP <5.4 tons | LUXAIRE | HRCU-A-CB (Split System: Heat Pump with Remote Outdoor Unit-Air-Source) | HMH72B341 |  |  | XAHC48FXXN1+TXV | TPLC080B12MP13 | 32400 | 16 | 8.1 | 32000 | 23600 | 73.75% | 1.98 | 0 | 8.5 |  |  |  |  | R-410A | 2.7 | Residential & Commercial | USHP
211398138 | Central HP <5.4 tons | LUXAIRE | HRCU-A-CB (Split System: Heat Pump with Remote Outdoor Unit-Air-Source) | HMH72B341 |  |  | XAHD48FBCN1 | TMLE120C16MP11 | 33000 | 16.5 | 8.5 | 31800 | 23200 | 72.96% | 2.04 | 0 | 9.5 |  |  |  |  | R-410A | 2.75 | Residential & Commercial | USHP
214398493 | Central HP <5.4 tons | FRASER-JOHNSTON | HRCU-A-CB (Split System: Heat Pump with Remote Outdoor Unit-Air-Source) | HH836E2S11 |  |  | CTF36C5CDS1 | TM9E100C16MP12 | 33800 | 18 | 8.5 | 31600 | 25800 | 81.65% | 2 | 0 | 11 |  |  |  |  | R-454B | 2.8167 | Residential & Commercial | USHP | Ducted CEE Tier 1
214398513 | Central HP <5.4 tons | FRASER-JOHNSTON | HRCU-A-CB (Split System: Heat Pump with Remote Outdoor Unit-Air-Source) | HH836E2S11 |  |  | CTM36B5CDS1 | TP9C080B12MP13 | 33000 | 17 | 8.5 | 30600 | 25000 | 81.7% | 2 | 0 | 11 |  |  |  |  | R-454B | 2.75 | Residential & Commercial | USHP | Ducted CEE Tier 1
211396551 | Central HP <5.4 tons | LUXAIRE | HRCU-A-CB (Split System: Heat Pump with Remote Outdoor Unit-Air-Source) | HMH72B341 |  |  | XAHC48FBCN1 | TM8Y120C20MP11 | 33800 | 16.5 | 8.5 | 32400 | 23800 | 73.46% | 2.06 | 0 | 9 |  |  |  |  | R-410A | 2.8167 | Residential & Commercial | USHP
211397104 | Central HP <5.4 tons | LUXAIRE | HRCU-A-CB (Split System: Heat Pump with Remote Outdoor Unit-Air-Source) | HMH72B341 |  |  | XAHC48FXXN1+TXV | TPLC120C20MP13 | 33800 | 16.5 | 8.5 | 32400 | 23800 | 73.46% | 2.06 | 0 | 9 |  |  |  |  | R-410A | 2.8167 | Residential & Commercial | USHP
211397188 | Central HP <5.4 tons | LUXAIRE | HRCU-A-CB (Split System: Heat Pump with Remote Outdoor Unit-Air-Source) | HMH72B341 |  |  | XAHC48FBCN1 | LPLC100C20MP13 | 33800 | 16.5 | 8.5 | 32400 | 23800 | 73.46% | 2.06 | 0 | 9 |  |  |  |  | R-410A | 2.8167 | Residential & Commercial | USHP
213079393 | Central HP <5.4 tons | KEEPRITE | HRCU-A-CB (Split System: Heat Pump with Remote Outdoor Unit-Air-Source) | DLCURAH36ABK |  |  | EA*4X36L21A* | *92MSN0601714A* | 35000 | 16 | 8.1 | 38500 | 35200 | 91.43% | 1.82 | 0 | 9.5 |  |  |  |  | R-410A | 2.9167 | Residential & Commercial | USHP
210473701 | Central HP <5.4 tons | COMFORTMAKER | HRCU-A-CB (Split System: Heat Pump with Remote Outdoor Unit-Air-Source) | CVH825GKA3* |  |  | END4X42L17**+WALLCON | *80CTL0901716A* | 24000 | 17 | 8.1 | 21400 | 16600 | 77.57% | 2 | 0 | 11.5 |  |  |  |  | R-410A | 2 | Residential & Commercial | USHP | Ducted CEE Tier 1
210474410 | Central HP <5.4 tons | COMFORTMAKER | HRCU-A-CB (Split System: Heat Pump with Remote Outdoor Unit-Air-Source) | CVH825GKA3* |  |  | EHD4X42AAL+WALLCON | *80CTL0701412A* | 24200 | 16.5 | 8.1 | 21200 | 16600 | 78.3% | 2.02 | 0 | 11 |  |  |  |  | R-410A | 2.0167 | Residential & Commercial | USHP | Ducted CEE Tier 1
213772534 | Central HP <5.4 tons | TEMPSTAR | HRCU-A-CB (Split System: Heat Pump with Remote Outdoor Unit-Air-Source) | TVH825GKA2* |  |  | EHD4X48AAL+WALLCON | *97CMN1002122B* | 24200 | 16 | 8.1 | 21200 | 16600 | 78.3% | 2.02 | 0 | 11 |  |  |  |  | R-410A | 2.0167 | Residential & Commercial | USHP | Ducted CEE Tier 1
211227876 | Central HP <5.4 tons | BRYANT HEATING AND COOLING SYSTEMS | HRCU-A-CB (Split System: Heat Pump with Remote Outdoor Unit-Air-Source) | 38MURAQ36AB3* |  |  | CAP**4224AL* | 82*SA60090V24*** | 35200 | 16 | 8.1 | 38500 | 35000 | 90.91% | 1.88 | 0 | 10 |  |  |  |  | R-410A | 2.9333 | Residential & Commercial | USHP | Ducted CEE Tier 1
211395973 | Central HP <5.4 tons | CHAMPION HEATING AND COOLING | HRCU-A-CB (Split System: Heat Pump with Remote Outdoor Unit-Air-Source) | HMH72B341 |  |  | XAHC48FBCN1 | TM9E100C16MP12 | 32800 | 16.5 | 8.5 | 31800 | 23200 | 72.96% | 2.02 | 0 | 9 |  |  |  |  | R-410A | 2.7333 | Residential & Commercial | USHP
213075894 | Central HP <5.4 tons | KEEPRITE | HRCU-A-CB (Split System: Heat Pump with Remote Outdoor Unit-Air-Source) | DLCURAH36ABK |  |  | EA*4X37L21A* | *95MSU1002120A* | 36400 | 16 | 8.5 | 38000 | 34800 | 91.58% | 2.06 | 0 | 10 |  |  |  |  | R-410A | 3.0333 | Residential & Commercial | USHP | Ducted CEE Tier 1
211397412 | Central HP <5.4 tons | CHAMPION HEATING AND COOLING | HRCU-A-CB (Split System: Heat Pump with Remote Outdoor Unit-Air-Source) | HMH72B341 |  |  | XAHC48FXXN1+TXV | TPLC080C16MP13 | 33600 | 16.5 | 8.5 | 32400 | 23800 | 73.46% | 2.06 | 0 | 9 |  |  |  |  | R-410A | 2.8 | Residential & Commercial | USHP
211394871 | Central HP <5.4 tons | CHAMPION HEATING AND COOLING | HRCU-A-CB (Split System: Heat Pump with Remote Outdoor Unit-Air-Source) | HMH72B341 |  |  | XAFD48FBCN1 | TM9V100C16MP12 | 33800 | 16.5 | 8.5 | 32400 | 23600 | 72.84% | 2.08 | 0 | 9.5 |  |  |  |  | R-410A | 2.8167 | Residential & Commercial | USHP
213076451 | Central HP <5.4 tons | KEEPRITE | HRCU-A-CB (Split System: Heat Pump with Remote Outdoor Unit-Air-Source) | DLCURAH36ABK |  |  | END4X42L17** | *80VTL0451412B* | 35400 | 16 | 8.1 | 38500 | 35000 | 90.91% | 1.94 | 0 | 10 |  |  |  |  | R-410A | 2.95 | Residential & Commercial | USHP | Ducted CEE Tier 1
211228923 | Central HP <5.4 tons | BRYANT HEATING AND COOLING SYSTEMS | HRCU-A-CB (Split System: Heat Pump with Remote Outdoor Unit-Air-Source) | 38MURAQ36AB3* |  |  | CAP**4821AL* | 82*TA66110V21*** | 36800 | 16 | 8.5 | 38500 | 34800 | 90.39% | 2.1 | 0 | 10 |  |  |  |  | R-410A | 3.0667 | Residential & Commercial | USHP | Ducted CEE Tier 1
211228971 | Central HP <5.4 tons | BRYANT HEATING AND COOLING SYSTEMS | HRCU-A-CB (Split System: Heat Pump with Remote Outdoor Unit-Air-Source) | 38MURAQ36AB3* |  |  | CAP**4821AL* | 912SD48080E17*** | 36000 | 16 | 8.5 | 38500 | 34600 | 89.87% | 2.06 | 0 | 10 |  |  |  |  | R-410A | 3 | Residential & Commercial | USHP | Ducted CEE Tier 1
211229046 | Central HP <5.4 tons | BRYANT HEATING AND COOLING SYSTEMS | HRCU-A-CB (Split System: Heat Pump with Remote Outdoor Unit-Air-Source) | 38MURAQ36AB3* |  |  | CAP**4821AL* | 915SB60100E21*** | 36400 | 15.5 | 8.5 | 38500 | 34800 | 90.39% | 2.08 | 0 | 10 |  |  |  |  | R-410A | 3.0333 | Residential & Commercial | USHP | Ducted CEE Tier 1
211229057 | Central HP <5.4 tons | BRYANT HEATING AND COOLING SYSTEMS | HRCU-A-CB (Split System: Heat Pump with Remote Outdoor Unit-Air-Source) | 38MURAQ36AB3* |  |  | CAP**4821AL* | 915SB66100E21*** | 37200 | 15.5 | 8.5 | 38500 | 35000 | 90.91% | 2.12 | 0 | 10 |  |  |  |  | R-410A | 3.1 | Residential & Commercial | USHP | Ducted CEE Tier 1
211229932 | Central HP <5.4 tons | BRYANT HEATING AND COOLING SYSTEMS | HRCU-A-CB (Split System: Heat Pump with Remote Outdoor Unit-Air-Source) | 38MURAQ36AB3* |  |  | CNPV*4821AL* | 8(0,1)*SA42090E17*** | 36600 | 16 | 8.1 | 39500 | 35000 | 88.61% | 2.04 | 0 | 10.5 |  |  |  |  | R-410A | 3.05 | Residential & Commercial | USHP | Ducted CEE Tier 1
211230223 | Central HP <5.4 tons | BRYANT HEATING AND COOLING SYSTEMS | HRCU-A-CB (Split System: Heat Pump with Remote Outdoor Unit-Air-Source) | 38MURAQ36AB3* |  |  | CNPV*4821AL* | 926SA42060V17*** | 35600 | 15.5 | 8.1 | 38500 | 35000 | 90.91% | 2 | 0 | 10 |  |  |  |  | R-410A | 2.9667 | Residential & Commercial | USHP | Ducted CEE Tier 1
211230232 | Central HP <5.4 tons | BRYANT HEATING AND COOLING SYSTEMS | HRCU-A-CB (Split System: Heat Pump with Remote Outdoor Unit-Air-Source) | 38MURAQ36AB3* |  |  | CNPV*4821AL* | 926SA48080V17*** | 35800 | 16 | 8.1 | 38500 | 34800 | 90.39% | 2 | 0 | 10 |  |  |  |  | R-410A | 2.9833 | Residential & Commercial | USHP | Ducted CEE Tier 1
211394582 | Central HP <5.4 tons | COLEMAN | HRCU-A-CB (Split System: Heat Pump with Remote Outdoor Unit-Air-Source) | HMH72B341 |  |  | XAFD48FBCN1 | CP9C100C20MP13 | 34000 | 16.5 | 8.5 | 33000 | 24200 | 73.33% | 2.1 | 0 | 9 |  |  |  |  | R-410A | 2.8333 | Residential & Commercial | USHP
211392821 | Central HP <5.4 tons | CHAMPION HEATING AND COOLING | HRCU-A-CB (Split System: Heat Pump with Remote Outdoor Unit-Air-Source) | HMH72B341 |  |  | XAHB30CXXN1+TXV | TMLE040A12MP11 | 32000 | 17.5 | 8.1 | 31800 | 23000 | 72.33% | 1.98 | 0 | 9.5 |  |  |  |  | R-410A | 2.6667 | Residential & Commercial | USHP
212384682 | Central HP <5.4 tons | KEEPRITE | HRCU-A-CB (Split System: Heat Pump with Remote Outdoor Unit-Air-Source) | DLCURAH36ABK |  |  | EN(A,D,W)4X42L21** | *92ESN0802120A* | 36400 | 15.5 | 8.1 | 39500 | 35200 | 89.11% | 1.92 | 0 | 10 |  |  |  |  | R-410A | 3.0333 | Residential & Commercial | USHP | Ducted CEE Tier 1
212384782 | Central HP <5.4 tons | KEEPRITE | HRCU-A-CB (Split System: Heat Pump with Remote Outdoor Unit-Air-Source) | DLCURAH36ABK |  |  | EN(A,D,W)4X48L21** | *80ES(N,L)0701716A* | 35800 | 16 | 8.1 | 39000 | 34800 | 89.23% | 2 | 0 | 10 |  |  |  |  | R-410A | 2.9833 | Residential & Commercial | USHP | Ducted CEE Tier 1
212383419 | Central HP <5.4 tons | KEEPRITE | HRCU-A-CB (Split System: Heat Pump with Remote Outdoor Unit-Air-Source) | DLCURAH36ABK |  |  | EA*4X37L21A* | *95ESU0601716A* | 36800 | 15.5 | 8.5 | 39000 | 34800 | 89.23% | 2.1 | 0 | 10 |  |  |  |  | R-410A | 3.0667 | Residential & Commercial | USHP | Ducted CEE Tier 1
215936789 | Central HP <5.4 tons | COMFORTMAKER | HRCU-A-CB (Split System: Heat Pump with Remote Outdoor Unit-Air-Source) | C5H3V36*K*AAA* |  |  | EVD5X60M24A*+WALLCON | *95CSU0802120B* | 35400 | 21.5 | 8.5 | 38000 | 28600 | 75.26% | 2.04 | 0 | 12 |  |  |  |  | R-454B | 2.95 | Residential & Commercial | USHP | Ducted CEE Tier 1
213077358 | Central HP <5.4 tons | CARRIER | HRCU-A-CB (Split System: Heat Pump with Remote Outdoor Unit-Air-Source) | 38MURAQ36AB3* |  |  | CAP**3717AL* | GG96VTAB48080B** | 36000 | 15.5 | 8.5 | 38500 | 35200 | 91.43% | 2 | 0 | 10 |  |  |  |  | R-410A | 3 | Residential & Commercial | USHP | Ducted CEE Tier 1
211397020 | Central HP <5.4 tons | CHAMPION HEATING AND COOLING | HRCU-A-CB (Split System: Heat Pump with Remote Outdoor Unit-Air-Source) | HMH72B341 |  |  | XAFC48FBCN1 | TM8Y080B12MP11 | 33200 | 17 | 8.5 | 32200 | 23600 | 73.29% | 2.04 | 0 | 9.5 |  |  |  |  | R-410A | 2.7667 | Residential & Commercial | USHP
211397486 | Central HP <5.4 tons | CHAMPION HEATING AND COOLING | HRCU-A-CB (Split System: Heat Pump with Remote Outdoor Unit-Air-Source) | HMH72B341 |  |  | XAHC48FBCN1 | TPLC080C16MP13 | 33600 | 16.5 | 8.5 | 32400 | 23800 | 73.46% | 2.06 | 0 | 9 |  |  |  |  | R-410A | 2.8 | Residential & Commercial | USHP
211246021 | Central HP <5.4 tons | CARRIER | HRCU-A-CB (Split System: Heat Pump with Remote Outdoor Unit-Air-Source) | 38MURAQ24AB3* |  |  | CNPV*3617AL* | GG96VTAA48080B | 24200 | 16.5 | 8.1 | 26200 | 23000 | 87.79% | 1.9 | 0 | 10.5 |  |  |  |  | R-410A | 2.0167 | Residential & Commercial | USHP | Ducted CEE Tier 1
213353732 | Central HP <5.4 tons | DAY & NIGHT | HRCU-A-CB (Split System: Heat Pump with Remote Outdoor Unit-Air-Source) | DLCURAH18ABK |  |  | F5MA4*18L*A* | 0 | 18200 | 16 | 9 | 19200 | 19100 | 99.48% | 2.3 | 0 | 10.5 |  |  |  |  | R-410A | 1.5167 | Residential & Commercial | USHP | Ducted CEE Tier 1
215937326 | Central HP <5.4 tons | HEIL | HRCU-A-CB (Split System: Heat Pump with Remote Outdoor Unit-Air-Source) | H5H3V48*K*AAA* |  |  | EVM5X60M21A*+WALLCON | *80CTL0901716B* | 44500 | 20.5 | 8.1 | 53500 | 37600 | 70.28% | 1.95 | 0 | 11.5 |  |  |  |  | R-454B | 3.7083 | Residential & Commercial | USHP | Ducted CEE Tier 1
215937426 | Central HP <5.4 tons | HEIL | HRCU-A-CB (Split System: Heat Pump with Remote Outdoor Unit-Air-Source) | H5H3V48*K*AAA* |  |  | EVM5X60M21A*+WALLCON | *96CTN0801714B* | 44000 | 20 | 8.1 | 53500 | 37600 | 70.28% | 2 | 0 | 11.5 |  |  |  |  | R-454B | 3.6667 | Residential & Commercial | USHP | Ducted CEE Tier 1
215937976 | Central HP <5.4 tons | HEIL | HRCU-A-CB (Split System: Heat Pump with Remote Outdoor Unit-Air-Source) | H5H3V48*K*AAA* |  |  | EVD5X48M24A*+WALLCON | *96CTN1002122B* | 44500 | 20 | 8.1 | 52000 | 38000 | 73.08% | 1.9 | 0 | 11 |  |  |  |  | R-454B | 3.7083 | Residential & Commercial | USHP | Ducted CEE Tier 1
215938026 | Central HP <5.4 tons | HEIL | HRCU-A-CB (Split System: Heat Pump with Remote Outdoor Unit-Air-Source) | H5H3V48*K*AAA* |  |  | EVD5X49M24A*+WALLCON | *80CTL1102120B* | 45500 | 21 | 8.1 | 52500 | 38000 | 72.38% | 1.95 | 0 | 11.5 |  |  |  |  | R-454B | 3.7917 | Residential & Commercial | USHP | Ducted CEE Tier 1
212980699 | Central HP <5.4 tons | AIRQUEST | HRCU-A-CB (Split System: Heat Pump with Remote Outdoor Unit-Air-Source) | DLCURAH30ABK |  |  | EA*4X42L24A* | *80MS(N,L)0902420A* | 30200 | 15.2 | 8.1 | 34400 | 27400 | 79.65% | 1.8 | 0 | 9 |  |  |  |  | R-410A | 2.5167 | Residential & Commercial | USHP
215935886 | Central HP <5.4 tons | HEIL | HRCU-A-CB (Split System: Heat Pump with Remote Outdoor Unit-Air-Source) | H5H3V36*K*AAA* |  |  | EVD5X38M17A*+WALLCON | *97CMN0801714B* | 35200 | 21 | 8.5 | 38500 | 29200 | 75.84% | 2 | 0 | 11.7 |  |  |  |  | R-454B | 2.9333 | Residential & Commercial | USHP | Ducted CEE Tier 1
215935906 | Central HP <5.4 tons | HEIL | HRCU-A-CB (Split System: Heat Pump with Remote Outdoor Unit-Air-Source) | H5H3V36*K*AAA* |  |  | EVD5X38M17A*+WALLCON | *96CTN0801714B* | 35400 | 21.5 | 8.5 | 38500 | 29000 | 75.32% | 2.02 | 0 | 12 |  |  |  |  | R-454B | 2.95 | Residential & Commercial | USHP | Ducted CEE Tier 1
213078993 | Central HP <5.4 tons | KEEPRITE | HRCU-A-CB (Split System: Heat Pump with Remote Outdoor Unit-Air-Source) | DLCURAH36ABK |  |  | EA*4X37L21A* | *80MSU0401712A* | 36600 | 16 | 8.5 | 38500 | 34800 | 90.39% | 2.08 | 0 | 10 |  |  |  |  | R-410A | 3.05 | Residential & Commercial | USHP | Ducted CEE Tier 1
213077812 | Central HP <5.4 tons | KEEPRITE | HRCU-A-CB (Split System: Heat Pump with Remote Outdoor Unit-Air-Source) | DLCURAH36ABK |  |  | EN(A,D)4X48L24** | *96VTN1202422B* | 35800 | 16.5 | 8.1 | 38500 | 35000 | 90.91% | 2 | 0 | 10 |  |  |  |  | R-410A | 2.9833 | Residential & Commercial | USHP | Ducted CEE Tier 1
213078439 | Central HP <5.4 tons | KEEPRITE | HRCU-A-CB (Split System: Heat Pump with Remote Outdoor Unit-Air-Source) | DLCURAH36ABK |  |  | EA*4X43L21A* | *80MS(N,L)0902116A* | 36400 | 16.5 | 8.5 | 38000 | 34800 | 91.58% | 2.06 | 0 | 10 |  |  |  |  | R-410A | 3.0333 | Residential & Commercial | USHP | Ducted CEE Tier 1
211398683 | Central HP <5.4 tons | LUXAIRE | HRCU-A-CB (Split System: Heat Pump with Remote Outdoor Unit-Air-Source) | HMH72B341 |  |  | XAFC48FBCN1 | TM8E100B12MP11 | 33400 | 17 | 8.5 | 32400 | 23800 | 73.46% | 2.06 | 0 | 9.5 |  |  |  |  | R-410A | 2.7833 | Residential & Commercial | USHP
215936569 | Central HP <5.4 tons | COMFORTMAKER | HRCU-A-CB (Split System: Heat Pump with Remote Outdoor Unit-Air-Source) | C5H3V36*K*AAA* |  |  | EVD5X60M21A*+WALLCON | *80CSU0601716A* | 35600 | 22 | 8.5 | 38000 | 28600 | 75.26% | 2.04 | 0 | 12 |  |  |  |  | R-454B | 2.9667 | Residential & Commercial | USHP | Ducted CEE Tier 1
210470539 | Central HP <5.4 tons | CARRIER | HRCU-A-CB (Split System: Heat Pump with Remote Outdoor Unit-Air-Source) | 25VNA837A*031* |  |  | CAP**6124AL*+UI | 58CU*A100C21**20 | 33200 | 17.5 | 8.1 | 32000 | 24800 | 77.5% | 1.98 | 0 | 11.5 |  |  |  |  | R-410A | 2.7667 | Residential & Commercial | USHP | Ducted CEE Tier 1
211389003 | Central HP <5.4 tons | CHAMPION HEATING AND COOLING | HRCU-A-CB (Split System: Heat Pump with Remote Outdoor Unit-Air-Source) | HMH72B341 |  |  | XAHB36DBCN1 | TM9E060B12MP12 | 33200 | 17 | 8.1 | 33200 | 23600 | 71.08% | 2 | 0 | 9.5 |  |  |  |  | R-410A | 2.7667 | Residential & Commercial | USHP
216980429 | Central HP <5.4 tons | RHEEM | HRCU-A-CB (Split System: Heat Pump with Remote Outdoor Unit-Air-Source) | RD18AY36AJVC |  |  | RH2TY3617STANN | 0 | 31600 | 19 | 8.5 | 31600 | 27600 | 87.34% | 1.9 | 0 | 12 |  |  |  |  | R-454B | 2.6333 | Residential & Commercial | USHP | Ducted CEE Tier 1
216051083 | Central HP <5.4 tons | RHEEM | HRCU-A-CB (Split System: Heat Pump with Remote Outdoor Unit-Air-Source) | RP19AY36AJVC |  |  | RCFY3621MEAAM | R97MV0703A17DH | 34200 | 20 | 10 | 34200 | 29600 | 86.55% | 2 | 0 | 12 |  |  |  |  | R-454B | 2.85 | Residential & Commercial | USHP | Ducted CEE Tier 1
216819387 | Central HP <5.4 tons | RHEEM | HRCU-A-CB (Split System: Heat Pump with Remote Outdoor Unit-Air-Source) | RD18AY48AJVC |  |  | RCFY4824MTANM | R98MV0855A21UP | 42500 | 17 | 8.1 | 42500 | 33400 | 78.59% | 2 | 0 | 10 |  |  |  |  | R-454B | 3.5417 | Residential & Commercial | USHP | Ducted CEE Tier 1
216819420 | Central HP <5.4 tons | RHEEM | HRCU-A-CB (Split System: Heat Pump with Remote Outdoor Unit-Air-Source) | RD18AY48AJVC |  |  | RCFY4824MTANM | R951V0855A21M4 | 42500 | 17 | 8.1 | 42500 | 33600 | 79.06% | 2 | 0 | 10 |  |  |  |  | R-454B | 3.5417 | Residential & Commercial | USHP | Ducted CEE Tier 1
216819752 | Central HP <5.4 tons | RHEEM | HRCU-A-CB (Split System: Heat Pump with Remote Outdoor Unit-Air-Source) | RD18AY48AJVC |  |  | RCFY4824STANM | R921V1155A24M4 | 41000 | 18 | 8.1 | 41000 | 37600 | 91.71% | 2.1 | 0 | 10 |  |  |  |  | R-454B | 3.4167 | Residential & Commercial | USHP | Ducted CEE Tier 1
216819768 | Central HP <5.4 tons | RHEEM | HRCU-A-CB (Split System: Heat Pump with Remote Outdoor Unit-Air-Source) | RD18AY48AJVC |  |  | RCFY4824STANM | R951V1005A21UH | 41000 | 17 | 8.1 | 41000 | 37800 | 92.2% | 2.1 | 0 | 10 |  |  |  |  | R-454B | 3.4167 | Residential & Commercial | USHP | Ducted CEE Tier 1
216819859 | Central HP <5.4 tons | RHEEM | HRCU-A-CB (Split System: Heat Pump with Remote Outdoor Unit-Air-Source) | RD18AY48AJVC |  |  | RCFY4821STANM | R801V1005A21UHN | 41000 | 18 | 8.1 | 41000 | 37600 | 91.71% | 2.1 | 0 | 10 |  |  |  |  | R-454B | 3.4167 | Residential & Commercial | USHP | Ducted CEE Tier 1
216819884 | Central HP <5.4 tons | RHEEM | HRCU-A-CB (Split System: Heat Pump with Remote Outdoor Unit-Air-Source) | RD18AY48AJVC |  |  | RCFY4821STANM | R951V1005A21UH | 41000 | 17 | 8.1 | 41000 | 37800 | 92.2% | 2.1 | 0 | 10 |  |  |  |  | R-454B | 3.4167 | Residential & Commercial | USHP | Ducted CEE Tier 1
216051071 | Central HP <5.4 tons | RHEEM | HRCU-A-CB (Split System: Heat Pump with Remote Outdoor Unit-Air-Source) | RP19AY36AJVC |  |  | RCFY3621MEAAM | R98MV0603A17UP | 34200 | 20 | 10 | 34200 | 29600 | 86.55% | 2 | 0 | 12 |  |  |  |  | R-454B | 2.85 | Residential & Commercial | USHP | Ducted CEE Tier 1
216051080 | Central HP <5.4 tons | RHEEM | HRCU-A-CB (Split System: Heat Pump with Remote Outdoor Unit-Air-Source) | RP19AY36AJVC |  |  | RCFY3621MEAAM | R97MV0855A21DH | 34200 | 21 | 10 | 34200 | 29400 | 85.96% | 2 | 0 | 12 |  |  |  |  | R-454B | 2.85 | Residential & Commercial | USHP | Ducted CEE Tier 1
216819490 | Central HP <5.4 tons | RHEEM | HRCU-A-CB (Split System: Heat Pump with Remote Outdoor Unit-Air-Source) | RD18AY48AJVC |  |  | RCFY4824MTANM | R962V0705A21M4 | 42500 | 17 | 8.1 | 42500 | 33400 | 78.59% | 2 | 0 | 10 |  |  |  |  | R-454B | 3.5417 | Residential & Commercial | USHP | Ducted CEE Tier 1
216820024 | Central HP <5.4 tons | RHEEM | HRCU-A-CB (Split System: Heat Pump with Remote Outdoor Unit-Air-Source) | RD18AY48AJVC |  |  | RCFY4821STANM | R951V1005A21M4 | 41000 | 17 | 8.1 | 41000 | 37800 | 92.2% | 2.1 | 0 | 10 |  |  |  |  | R-454B | 3.4167 | Residential & Commercial | USHP | Ducted CEE Tier 1
216820140 | Central HP <5.4 tons | RHEEM | HRCU-A-CB (Split System: Heat Pump with Remote Outdoor Unit-Air-Source) | RD18AY48AJVC |  |  | RCFY4821STANM | R802V0754A17UH | 41000 | 18 | 8.1 | 41000 | 37600 | 91.71% | 2.1 | 0 | 10 |  |  |  |  | R-454B | 3.4167 | Residential & Commercial | USHP | Ducted CEE Tier 1
216571261 | Central HP <5.4 tons | AMERICAN STANDARD | HRCU-A-CB (Split System: Heat Pump with Remote Outdoor Unit-Air-Source) | 5A6V8X36A1 |  |  | 5PX*B006AS3 | L8V1A040U3VSB+LRP | 32400 | 18.1 | 8.5 | 33400 | 25800 | 77.25% | 2 | 0 | 10 |  |  |  |  | R-454B | 2.7 | Residential & Commercial | USHP | Ducted CEE Tier 1
210471122 | Central HP <5.4 tons | CARRIER | HRCU-A-CB (Split System: Heat Pump with Remote Outdoor Unit-Air-Source) | 25VNA837A*031* |  |  | CSPH*6012AL*+UI | 59CU5A100C21**22 | 33000 | 17 | 8.1 | 32200 | 24800 | 77.02% | 2.02 | 0 | 11.5 |  |  |  |  | R-410A | 2.75 | Residential & Commercial | USHP | Ducted CEE Tier 1
215936106 | Central HP <5.4 tons | HEIL | HRCU-A-CB (Split System: Heat Pump with Remote Outdoor Unit-Air-Source) | H5H3V36*K*AAA* |  |  | EVD5X42M21A*+WALLCON | *97CMN1002122B* | 34400 | 21 | 8.5 | 38500 | 28000 | 72.73% | 2.06 | 0 | 12 |  |  |  |  | R-454B | 2.8667 | Residential & Commercial | USHP | Ducted CEE Tier 1
216734267 | Central HP <5.4 tons | BRYANT HEATING AND COOLING SYSTEMS | HRCU-A-CB (Split System: Heat Pump with Remote Outdoor Unit-Air-Source) | 37MUHAQ24AA3 |  |  | CAA**3017AM* | 926TC48060V17*** | 22200 | 16 | 8.1 | 20800 | 18800 | 90.38% | 1.85 | 0 | 10.5 |  |  |  |  | R-454B | 1.85 | Residential & Commercial | USHP | Ducted CEE Tier 1
212609338 | Central HP <5.4 tons | RUUD | HRCU-A-CB (Split System: Heat Pump with Remote Outdoor Unit-Air-Source) | UP18AZ24AJVC |  |  | RCFZ2421HEAAM | R802V1004A17UHS | 22800 | 20 | 8.5 | 22800 | 26000 | 114% | 2.1 | 0 | 12.5 |  |  |  |  | R-410A | 1.9 | Residential & Commercial | USHP | Ducted CEE Tier 1
215935636 | Central HP <5.4 tons | HEIL | HRCU-A-CB (Split System: Heat Pump with Remote Outdoor Unit-Air-Source) | H5H3V36*K*AAA* |  |  | EVD5X36M21A*+WALLCON | *80CTL0702120B* | 34400 | 21 | 8.5 | 38500 | 28200 | 73.25% | 2.04 | 0 | 11.7 |  |  |  |  | R-454B | 2.8667 | Residential & Commercial | USHP | Ducted CEE Tier 1
215936406 | Central HP <5.4 tons | HEIL | HRCU-A-CB (Split System: Heat Pump with Remote Outdoor Unit-Air-Source) | H5H3V36*K*AAA* |  |  | EVD5X48M24A*+WALLCON | *96CTN1002122B* | 35000 | 21.5 | 8.5 | 38000 | 28200 | 74.21% | 2.02 | 0 | 12 |  |  |  |  | R-454B | 2.9167 | Residential & Commercial | USHP | Ducted CEE Tier 1
216571315 | Central HP <5.4 tons | AMERICAN STANDARD | HRCU-A-CB (Split System: Heat Pump with Remote Outdoor Unit-Air-Source) | 5A6V8X36A1 |  |  | 5TXCC009AS3 | S8V2C080M5PCB | 33000 | 18.1 | 8.5 | 33000 | 25200 | 76.36% | 2.1 | 0 | 10.5 |  |  |  |  | R-454B | 2.75 | Residential & Commercial | USHP | Ducted CEE Tier 1
212383015 | Central HP <5.4 tons | DAY & NIGHT | HRCU-A-CB (Split System: Heat Pump with Remote Outdoor Unit-Air-Source) | DLCURAH36ABK |  |  | EA*4X36L17A* | *92ESN0601412A* | 35400 | 15.2 | 8.1 | 39500 | 35400 | 89.62% | 1.82 | 0 | 9.5 |  |  |  |  | R-410A | 2.95 | Residential & Commercial | USHP
212384318 | Central HP <5.4 tons | DAY & NIGHT | HRCU-A-CB (Split System: Heat Pump with Remote Outdoor Unit-Air-Source) | DLCURAH36ABK |  |  | END4X42L17** | *92ESN0601714A* | 35800 | 16 | 8.1 | 39000 | 35000 | 89.74% | 1.96 | 0 | 10 |  |  |  |  | R-410A | 2.9833 | Residential & Commercial | USHP | Ducted CEE Tier 1
210473270 | Central HP <5.4 tons | CARRIER | HRCU-A-CB (Split System: Heat Pump with Remote Outdoor Unit-Air-Source) | 25VNA825A*032* |  |  | CAP**4821AL*+UI | 59CU5A080C21**20 | 24200 | 17 | 8.1 | 21000 | 16500 | 78.57% | 2.02 | 0 | 11 |  |  |  |  | R-410A | 2.0167 | Residential & Commercial | USHP | Ducted CEE Tier 1
211206849 | Central HP <5.4 tons | COLEMAN | HRCU-A-CB (Split System: Heat Pump with Remote Outdoor Unit-Air-Source) | HC20B2421 |  |  | XAMB24DE1N1+CC | TPLC080B12MP13 | 22400 | 18 | 8.5 | 23600 | 18400 | 77.97% | 1.92 | 0 | 12 |  |  |  |  | R-410A | 1.8667 | Residential & Commercial | USHP | Ducted CEE Tier 1
211206832 | Central HP <5.4 tons | COLEMAN | HRCU-A-CB (Split System: Heat Pump with Remote Outdoor Unit-Air-Source) | HC20B2421 |  |  | XAMB24DE1N1+CC | TM9V060B12MP12 | 22600 | 17 | 8.5 | 23800 | 18500 | 77.73% | 1.92 | 0 | 12 |  |  |  |  | R-410A | 1.8833 | Residential & Commercial | USHP | Ducted CEE Tier 1
211206833 | Central HP <5.4 tons | LUXAIRE | HRCU-A-CB (Split System: Heat Pump with Remote Outdoor Unit-Air-Source) | HL20B2421 |  |  | XAMB24DE1N1+CC | TM9V060B12MP12 | 22600 | 17 | 8.5 | 23800 | 18500 | 77.73% | 1.92 | 0 | 12 |  |  |  |  | R-410A | 1.8833 | Residential & Commercial | USHP | Ducted CEE Tier 1
216819822 | Central HP <5.4 tons | RHEEM | HRCU-A-CB (Split System: Heat Pump with Remote Outdoor Unit-Air-Source) | RD18AY48AJVC |  |  | RCFY4824STANM | R962V0855A21M4 | 40500 | 17 | 8.1 | 40500 | 37800 | 93.33% | 2.1 | 0 | 10 |  |  |  |  | R-454B | 3.375 | Residential & Commercial | USHP | Ducted CEE Tier 1
216819887 | Central HP <5.4 tons | RHEEM | HRCU-A-CB (Split System: Heat Pump with Remote Outdoor Unit-Air-Source) | RD18AY48AJVC |  |  | RCFY4821STANM | R962V1005A21M4 | 41000 | 17 | 8.1 | 41000 | 37800 | 92.2% | 2.1 | 0 | 10 |  |  |  |  | R-454B | 3.4167 | Residential & Commercial | USHP | Ducted CEE Tier 1
216819939 | Central HP <5.4 tons | RHEEM | HRCU-A-CB (Split System: Heat Pump with Remote Outdoor Unit-Air-Source) | RD18AY48AJVC |  |  | RCFY4821STANM | R801V0504A17UHU | 40500 | 16 | 8.1 | 40500 | 38000 | 93.83% | 2 | 0 | 10 |  |  |  |  | R-454B | 3.375 | Residential & Commercial | USHP | Ducted CEE Tier 1
216732986 | Central HP <5.4 tons | AIRQUEST | HRCU-A-CB (Split System: Heat Pump with Remote Outdoor Unit-Air-Source) | D5CUHAH24AAK |  |  | EA*5X24M17A* | *96VSN0801716B* | 22200 | 16 | 8.5 | 21200 | 19200 | 90.57% | 1.96 | 0 | 10.5 |  |  |  |  | R-454B | 1.85 | Residential & Commercial | USHP | Ducted CEE Tier 1
216733419 | Central HP <5.4 tons | AIRQUEST | HRCU-A-CB (Split System: Heat Pump with Remote Outdoor Unit-Air-Source) | D5CUHAH24AAK |  |  | EA*5X25M17A* | *96MSN0261410A* | 23000 | 15.5 | 8.5 | 20800 | 18500 | 88.94% | 1.98 | 0 | 11 |  |  |  |  | R-454B | 1.9167 | Residential & Commercial | USHP | Ducted CEE Tier 1
216733517 | Central HP <5.4 tons | AIRQUEST | HRCU-A-CB (Split System: Heat Pump with Remote Outdoor Unit-Air-Source) | D5CUHAH24AAK |  |  | EA*5X25M17A* | *95MSU0401712A* | 23000 | 16.5 | 8.5 | 20800 | 18500 | 88.94% | 1.96 | 0 | 11 |  |  |  |  | R-454B | 1.9167 | Residential & Commercial | USHP | Ducted CEE Tier 1
216733687 | Central HP <5.4 tons | AIRQUEST | HRCU-A-CB (Split System: Heat Pump with Remote Outdoor Unit-Air-Source) | D5CUHAH24AAK |  |  | EA*5X30M14A* | *80VSL0701412B* | 22400 | 16.5 | 8.5 | 20800 | 18800 | 90.38% | 1.96 | 0 | 11 |  |  |  |  | R-454B | 1.8667 | Residential & Commercial | USHP | Ducted CEE Tier 1
216733751 | Central HP <5.4 tons | AIRQUEST | HRCU-A-CB (Split System: Heat Pump with Remote Outdoor Unit-Air-Source) | D5CUHAH24AAK |  |  | EA*5X30M14A* | *96MSN0601412A* | 22200 | 15.5 | 8.1 | 20800 | 18800 | 90.38% | 1.9 | 0 | 10.5 |  |  |  |  | R-454B | 1.85 | Residential & Commercial | USHP | Ducted CEE Tier 1
216733888 | Central HP <5.4 tons | AIRQUEST | HRCU-A-CB (Split System: Heat Pump with Remote Outdoor Unit-Air-Source) | D5CUHAH24AAK |  |  | EA*5X30M17A* | *80VSL0451412B* | 22200 | 16.5 | 8.1 | 20800 | 18700 | 89.9% | 1.85 | 0 | 10.5 |  |  |  |  | R-454B | 1.85 | Residential & Commercial | USHP | Ducted CEE Tier 1
216734153 | Central HP <5.4 tons | AIRQUEST | HRCU-A-CB (Split System: Heat Pump with Remote Outdoor Unit-Air-Source) | D5CUHAH24AAK |  |  | EA*5X30M17A* | *96VSN0401712B* | 22000 | 15.5 | 8.1 | 20800 | 18800 | 90.38% | 1.9 | 0 | 10.5 |  |  |  |  | R-454B | 1.8333 | Residential & Commercial | USHP | Ducted CEE Tier 1
216734171 | Central HP <5.4 tons | AIRQUEST | HRCU-A-CB (Split System: Heat Pump with Remote Outdoor Unit-Air-Source) | D5CUHAH24AAK |  |  | EA*5X30M17A* | *96VSN0601716B* | 22200 | 16 | 8.1 | 20800 | 18800 | 90.38% | 1.85 | 0 | 10.5 |  |  |  |  | R-454B | 1.85 | Residential & Commercial | USHP | Ducted CEE Tier 1
212986933 | Central HP <5.4 tons | DAY & NIGHT | HRCU-A-CB (Split System: Heat Pump with Remote Outdoor Unit-Air-Source) | DLCURAH24ABK |  |  | EN(A,D)4X24L14** | *96MSN0601412A* | 23200 | 16.5 | 8.5 | 27000 | 25200 | 93.33% | 2.1 | 0 | 10 |  |  |  |  | R-410A | 1.9333 | Residential & Commercial | USHP | Ducted CEE Tier 1
212981838 | Central HP <5.4 tons | DAY & NIGHT | HRCU-A-CB (Split System: Heat Pump with Remote Outdoor Unit-Air-Source) | DLCURAH18ABK |  |  | EA*4X24L17A* | *80MSU1002120A* | 17200 | 15.5 | 8.5 | 18300 | 19400 | 106% | 2.32 | 0 | 10 |  |  |  |  | R-410A | 1.4333 | Residential & Commercial | USHP | Ducted CEE Tier 1
212982438 | Central HP <5.4 tons | DAY & NIGHT | HRCU-A-CB (Split System: Heat Pump with Remote Outdoor Unit-Air-Source) | DLCURAH18ABK |  |  | EN(A,D)4X30L17** | *80MSU0401712A* | 17500 | 16 | 8.1 | 18200 | 18500 | 101.6% | 2.22 | 0 | 10.5 |  |  |  |  | R-410A | 1.4583 | Residential & Commercial | USHP | Ducted CEE Tier 1
213079567 | Central HP <5.4 tons | CARRIER | HRCU-A-CB (Split System: Heat Pump with Remote Outdoor Unit-Air-Source) | 38MURAQ36AB3* |  |  | CAP**4321AL* | 59SC2E080M17**16 | 36200 | 16.5 | 8.5 | 38000 | 34800 | 91.58% | 2.04 | 0 | 10 |  |  |  |  | R-410A | 3.0167 | Residential & Commercial | USHP | Ducted CEE Tier 1
215936456 | Central HP <5.4 tons | HEIL | HRCU-A-CB (Split System: Heat Pump with Remote Outdoor Unit-Air-Source) | H5H3V36*K*AAA* |  |  | EVD5X49M24A*+WALLCON | *80CTL1102120B* | 35600 | 22 | 8.5 | 38000 | 28400 | 74.74% | 2.04 | 0 | 12.5 |  |  |  |  | R-454B | 2.9667 | Residential & Commercial | USHP | Ducted CEE Tier 1
215936506 | Central HP <5.4 tons | HEIL | HRCU-A-CB (Split System: Heat Pump with Remote Outdoor Unit-Air-Source) | H5H3V36*K*AAA* |  |  | EVD5X49M24A*+WALLCON | *97CMN0802120B* | 35400 | 21.5 | 8.5 | 38000 | 28400 | 74.74% | 2.04 | 0 | 12 |  |  |  |  | R-454B | 2.95 | Residential & Commercial | USHP | Ducted CEE Tier 1
215936756 | Central HP <5.4 tons | HEIL | HRCU-A-CB (Split System: Heat Pump with Remote Outdoor Unit-Air-Source) | H5H3V36*K*AAA* |  |  | EVD5X60M24A*+WALLCON | *80CTL0902120B* | 35600 | 22 | 8.5 | 38000 | 28400 | 74.74% | 2.04 | 0 | 12.5 |  |  |  |  | R-454B | 2.9667 | Residential & Commercial | USHP | Ducted CEE Tier 1
215936306 | Central HP <5.4 tons | HEIL | HRCU-A-CB (Split System: Heat Pump with Remote Outdoor Unit-Air-Source) | H5H3V36*K*AAA* |  |  | EVD5X48M24A*+WALLCON | *80CTL0702120B* | 35000 | 21.5 | 8.5 | 38500 | 28400 | 73.77% | 2.04 | 0 | 12 |  |  |  |  | R-454B | 2.9167 | Residential & Commercial | USHP | Ducted CEE Tier 1
211212530 | Central HP <5.4 tons | LUXAIRE | HRCU-A-CB (Split System: Heat Pump with Remote Outdoor Unit-Air-Source) | HL20B6021 |  |  | JHVVC60HE4C2N1+CC | 0 | 52000 | 19 | 8.5 | 52500 | 40000 | 76.19% | 2 | 0 | 12 |  |  |  |  | R-410A | 4.3333 | Residential & Commercial | USHP | Ducted CEE Tier 1
212384293 | Central HP <5.4 tons | DAY & NIGHT | HRCU-A-CB (Split System: Heat Pump with Remote Outdoor Unit-Air-Source) | DLCURAH36ABK |  |  | END4X42L17** | *80ES(N,L)0901714A* | 36200 | 15.5 | 8.1 | 39500 | 35000 | 88.61% | 1.98 | 0 | 10 |  |  |  |  | R-410A | 3.0167 | Residential & Commercial | USHP | Ducted CEE Tier 1
212978791 | Central HP <5.4 tons | DAY & NIGHT | HRCU-A-CB (Split System: Heat Pump with Remote Outdoor Unit-Air-Source) | DLCURAH18ABK |  |  | EN(A,D)4X24L17** | *80MS(N,L)0701712A* | 17400 | 16.5 | 8.5 | 18400 | 19200 | 104.3% | 2.32 | 0 | 11 |  |  |  |  | R-410A | 1.45 | Residential & Commercial | USHP | Ducted CEE Tier 1
212978802 | Central HP <5.4 tons | DAY & NIGHT | HRCU-A-CB (Split System: Heat Pump with Remote Outdoor Unit-Air-Source) | DLCURAH18ABK |  |  | EN(A,D)4X30L17** | *80MS(N,L)0701712A* | 17700 | 16.5 | 8.1 | 18200 | 18600 | 102.2% | 2.24 | 0 | 11 |  |  |  |  | R-410A | 1.475 | Residential & Commercial | USHP | Ducted CEE Tier 1
212981826 | Central HP <5.4 tons | DAY & NIGHT | HRCU-A-CB (Split System: Heat Pump with Remote Outdoor Unit-Air-Source) | DLCURAH18ABK |  |  | EA*4X19L17A* | *80MSU1002120A* | 17800 | 16 | 8.1 | 17900 | 17900 | 100% | 2.14 | 0 | 10.5 |  |  |  |  | R-410A | 1.4833 | Residential & Commercial | USHP | Ducted CEE Tier 1
212981874 | Central HP <5.4 tons | DAY & NIGHT | HRCU-A-CB (Split System: Heat Pump with Remote Outdoor Unit-Air-Source) | DLCURAH18ABK |  |  | EN(A,D)4X24L17** | *80MSU1002120A* | 17900 | 15.5 | 8.5 | 19000 | 19000 | 100% | 2.28 | 0 | 10.5 |  |  |  |  | R-410A | 1.4917 | Residential & Commercial | USHP | Ducted CEE Tier 1
216732849 | Central HP <5.4 tons | AIRQUEST | HRCU-A-CB (Split System: Heat Pump with Remote Outdoor Unit-Air-Source) | D5CUHAH24AAK |  |  | EA*5X24M17A* | *97CMN0601714B* | 21800 | 15.5 | 8.5 | 21000 | 19100 | 90.95% | 1.96 | 0 | 10.5 |  |  |  |  | R-454B | 1.8167 | Residential & Commercial | USHP | Ducted CEE Tier 1
216733017 | Central HP <5.4 tons | AIRQUEST | HRCU-A-CB (Split System: Heat Pump with Remote Outdoor Unit-Air-Source) | D5CUHAH24AAK |  |  | EA*5X24M17A* | *96CTN0401410B* | 21800 | 15.2 | 8.5 | 21200 | 19300 | 91.04% | 1.96 | 0 | 10 |  |  |  |  | R-454B | 1.8167 | Residential & Commercial | USHP | Ducted CEE Tier 1
216733955 | Central HP <5.4 tons | AIRQUEST | HRCU-A-CB (Split System: Heat Pump with Remote Outdoor Unit-Air-Source) | D5CUHAH24AAK |  |  | EA*5X30M17A* | *80CTL0701412B* | 22200 | 16.5 | 8.1 | 20800 | 18700 | 89.9% | 1.85 | 0 | 10.5 |  |  |  |  | R-454B | 1.85 | Residential & Commercial | USHP | Ducted CEE Tier 1
215934747 | Central HP <5.4 tons | AIRQUEST | HRCU-A-CB (Split System: Heat Pump with Remote Outdoor Unit-Air-Source) | H5H3V36*K*AAA* |  |  | EVM5X42M21A*+WALLCON | *96CTN0601714B* | 34000 | 20.5 | 8.1 | 38000 | 27000 | 71.05% | 1.95 | 0 | 11 |  |  |  |  | R-454B | 2.8333 | Residential & Commercial | USHP | Ducted CEE Tier 1
212985006 | Central HP <5.4 tons | HEIL | HRCU-A-CB (Split System: Heat Pump with Remote Outdoor Unit-Air-Source) | DLCURAH30ABK |  |  | EA*4X43L21A* | *92MSN0802120A* | 30600 | 15.5 | 8.5 | 33400 | 26400 | 79.04% | 1.86 | 0 | 9 |  |  |  |  | R-410A | 2.55 | Residential & Commercial | USHP
212978538 | Central HP <5.4 tons | DAY & NIGHT | HRCU-A-CB (Split System: Heat Pump with Remote Outdoor Unit-Air-Source) | DLCURAH30ABK |  |  | EA*4X37L21A* | *80MS(N,L)0701712A* | 30400 | 15.2 | 8.1 | 33000 | 26400 | 80% | 1.84 | 0 | 9 |  |  |  |  | R-410A | 2.5333 | Residential & Commercial | USHP
212984752 | Central HP <5.4 tons | HEIL | HRCU-A-CB (Split System: Heat Pump with Remote Outdoor Unit-Air-Source) | DLCURAH18ABK |  |  | EN(A,D)4X24L17** | *92MSN0801716A* | 17700 | 16.5 | 8.5 | 18700 | 19100 | 102.1% | 2.3 | 0 | 11 |  |  |  |  | R-410A | 1.475 | Residential & Commercial | USHP | Ducted CEE Tier 1
211239673 | Central HP <5.4 tons | CARRIER | HRCU-A-CB (Split System: Heat Pump with Remote Outdoor Unit-Air-Source) | 38MURAQ24AB3* |  |  | CAP**2417AL* | 58SP*A070V17**16 | 23600 | 16.5 | 8.5 | 26600 | 24600 | 92.48% | 2.04 | 0 | 10 |  |  |  |  | R-410A | 1.9667 | Residential & Commercial | USHP | Ducted CEE Tier 1
212970733 | Central HP <5.4 tons | KEEPRITE | HRCU-A-CB (Split System: Heat Pump with Remote Outdoor Unit-Air-Source) | DLCURAH36ABK |  |  | EN(A,D,W)4X48L21** | *80VSL0902120B* | 36000 | 16.5 | 8.1 | 38500 | 35000 | 90.91% | 2 | 0 | 10 |  |  |  |  | R-410A | 3 | Residential & Commercial | USHP | Ducted CEE Tier 1
216681779 | Central HP <5.4 tons | TEMPSTAR | HRCU-A-CB (Split System: Heat Pump with Remote Outdoor Unit-Air-Source) | DLCURAH36ABK |  |  | EA*4X37L21A* | *97VTN1002120A* | 36200 | 16.5 | 9 | 38000 | 34400 | 90.53% | 1.96 | 0 | 10 |  |  |  |  | R-410A | 3.0167 | Residential & Commercial | USHP | Ducted CEE Tier 1
213079657 | Central HP <5.4 tons | KEEPRITE | HRCU-A-CB (Split System: Heat Pump with Remote Outdoor Unit-Air-Source) | DLCURAH36ABK |  |  | EA*4X37L21A* | *92MSN0802120A* | 36800 | 16.5 | 8.5 | 38500 | 34800 | 90.39% | 2.08 | 0 | 10 |  |  |  |  | R-410A | 3.0667 | Residential & Commercial | USHP | Ducted CEE Tier 1
213079907 | Central HP <5.4 tons | KEEPRITE | HRCU-A-CB (Split System: Heat Pump with Remote Outdoor Unit-Air-Source) | DLCURAH36ABK |  |  | EN(A,D,W)4X48L21** | *92MSN1002122A* | 36000 | 16.5 | 8.1 | 38500 | 35000 | 90.91% | 2 | 0 | 10.5 |  |  |  |  | R-410A | 3 | Residential & Commercial | USHP | Ducted CEE Tier 1
213079053 | Central HP <5.4 tons | KEEPRITE | HRCU-A-CB (Split System: Heat Pump with Remote Outdoor Unit-Air-Source) | DLCURAH36ABK |  |  | END4X42L17** | *80MSU0401712A* | 35400 | 15.5 | 8.5 | 39000 | 34800 | 89.23% | 1.94 | 0 | 10 |  |  |  |  | R-410A | 2.95 | Residential & Commercial | USHP | Ducted CEE Tier 1
214228987 | Central HP <5.4 tons | KEEPRITE | HRCU-A-CB (Split System: Heat Pump with Remote Outdoor Unit-Air-Source) | DLCURAH18ABK |  |  | EA*4X24L17A* | *80MSU0601716A* | 17600 | 16.5 | 8.5 | 18600 | 19100 | 102.7% | 2.3 | 0 | 10.5 |  |  |  |  | R-410A | 1.4667 | Residential & Commercial | USHP | Ducted CEE Tier 1
213078719 | Central HP <5.4 tons | KEEPRITE | HRCU-A-CB (Split System: Heat Pump with Remote Outdoor Unit-Air-Source) | DLCURAH36ABK |  |  | EN(A,D,W)4X48L21** | *80MS(N,L)1102120A* | 36400 | 16.5 | 8.1 | 38500 | 35000 | 90.91% | 2.02 | 0 | 10.5 |  |  |  |  | R-410A | 3.0333 | Residential & Commercial | USHP | Ducted CEE Tier 1
213078053 | Central HP <5.4 tons | KEEPRITE | HRCU-A-CB (Split System: Heat Pump with Remote Outdoor Unit-Air-Source) | DLCURAH36ABK |  |  | EA*4X36L21A* | *80MS(N,L)0701716A* | 34800 | 16 | 8.1 | 38500 | 35200 | 91.43% | 1.82 | 0 | 9.5 |  |  |  |  | R-410A | 2.9 | Residential & Commercial | USHP
214242787 | Central HP <5.4 tons | HEIL | HRCU-A-CB (Split System: Heat Pump with Remote Outdoor Unit-Air-Source) | HVH825GKA2* |  |  | EN(A,D)4X36L21**+WALLCON | *95CSU0601716B* | 23400 | 16.5 | 8.1 | 21600 | 16700 | 77.31% | 1.92 | 0 | 10.5 |  |  |  |  | R-410A | 1.95 | Residential & Commercial | USHP | Ducted CEE Tier 1
214242807 | Central HP <5.4 tons | HEIL | HRCU-A-CB (Split System: Heat Pump with Remote Outdoor Unit-Air-Source) | HVH825GKA2* |  |  | EN(A,D)4X36L21**+WALLCON | *97CMN0801714B* | 23400 | 16.5 | 8.1 | 21600 | 16700 | 77.31% | 1.92 | 0 | 10.5 |  |  |  |  | R-410A | 1.95 | Residential & Commercial | USHP | Ducted CEE Tier 1
214239865 | Central HP <5.4 tons | HEIL | HRCU-A-CB (Split System: Heat Pump with Remote Outdoor Unit-Air-Source) | HVH837GKA** |  |  | EN(A,D,W)4X48L21**+WALLCON | *80CTL0901716B* | 32400 | 17 | 8.1 | 32800 | 24800 | 75.61% | 1.94 | 0 | 11.7 |  |  |  |  | R-410A | 2.7 | Residential & Commercial | USHP | Ducted CEE Tier 1
214241637 | Central HP <5.4 tons | HEIL | HRCU-A-CB (Split System: Heat Pump with Remote Outdoor Unit-Air-Source) | HVH825GKA3* |  |  | EN(A,D)4X24L17**+WALLCON | *96CTN0801714B* | 23200 | 16 | 8.1 | 22000 | 16900 | 76.82% | 1.92 | 0 | 10.5 |  |  |  |  | R-410A | 1.9333 | Residential & Commercial | USHP | Ducted CEE Tier 1
214243057 | Central HP <5.4 tons | HEIL | HRCU-A-CB (Split System: Heat Pump with Remote Outdoor Unit-Air-Source) | HVH825GKA2* |  |  | EN(A,D,W)4X42L21**+WALLCON | *96CTN0801714B* | 23800 | 16.5 | 8.1 | 21400 | 16700 | 78.04% | 1.96 | 0 | 11 |  |  |  |  | R-410A | 1.9833 | Residential & Commercial | USHP | Ducted CEE Tier 1
212970383 | Central HP <5.4 tons | KEEPRITE | HRCU-A-CB (Split System: Heat Pump with Remote Outdoor Unit-Air-Source) | DLCURAH36ABK |  |  | EA*4X36L21A* | *80VSL0701716B* | 35200 | 15.5 | 8.1 | 38500 | 35200 | 91.43% | 1.84 | 0 | 9.5 |  |  |  |  | R-410A | 2.9333 | Residential & Commercial | USHP
211239688 | Central HP <5.4 tons | CARRIER | HRCU-A-CB (Split System: Heat Pump with Remote Outdoor Unit-Air-Source) | 38MURAQ24AB3* |  |  | CAP**2417AL* | 59TP6B060V17**14 | 23600 | 16 | 8.5 | 26800 | 24400 | 91.04% | 2.02 | 0 | 10 |  |  |  |  | R-410A | 1.9667 | Residential & Commercial | USHP | Ducted CEE Tier 1
211239720 | Central HP <5.4 tons | CARRIER | HRCU-A-CB (Split System: Heat Pump with Remote Outdoor Unit-Air-Source) | 38MURAQ24AB3* |  |  | CAP**2517AL* | 58TP*A045V14**12 | 24800 | 17 | 8.5 | 25600 | 21200 | 82.81% | 1.78 | 0 | 10.5 |  |  |  |  | R-410A | 2.0667 | Residential & Commercial | USHP | Ducted CEE Tier 1
211239757 | Central HP <5.4 tons | CARRIER | HRCU-A-CB (Split System: Heat Pump with Remote Outdoor Unit-Air-Source) | 38MURAQ24AB3* |  |  | CAP**3014AL* | 59TP6B060V14**12 | 23400 | 16.5 | 8.5 | 25800 | 24200 | 93.8% | 2 | 0 | 10 |  |  |  |  | R-410A | 1.95 | Residential & Commercial | USHP | Ducted CEE Tier 1
211239839 | Central HP <5.4 tons | CARRIER | HRCU-A-CB (Split System: Heat Pump with Remote Outdoor Unit-Air-Source) | 38MURAQ24AB3* |  |  | CAP**3617AL* | 59SC2D060E14**12 | 23600 | 17 | 8.5 | 25600 | 23600 | 92.19% | 1.96 | 0 | 10 |  |  |  |  | R-410A | 1.9667 | Residential & Commercial | USHP | Ducted CEE Tier 1
214608218 | Central HP <5.4 tons | ECOER | HRCU-A-C (Split System: Heat Pump with Remote Outdoor Unit with No Indoor Fan --Air Source) | EODA18H-2436BAA |  |  | GNC2430BPT+DK | 0 | 22800 | 15.2 | 8.5 | 23000 | 18600 | 80.87% | 2 | 0 | 11 |  |  |  |  | R-410A | 1.9 | Residential & Commercial | USHP | Ducted CEE Tier 1
214608202 | Central HP <5.4 tons | ECOER | HRCU-A-CB (Split System: Heat Pump with Remote Outdoor Unit-Air-Source) | EODA18H-2436BAA |  |  | GNC2430APT | MGH96M080B3A | 22800 | 18 | 8.8 | 24000 | 19200 | 80% | 2 | 13 | 12.5 |  |  |  |  | R-410A | 1.9 | Residential & Commercial | USHP | Ducted CEE Tier 1
212983712 | Central HP <5.4 tons | DAY & NIGHT | HRCU-A-CB (Split System: Heat Pump with Remote Outdoor Unit-Air-Source) | DLCURAH18ABK |  |  | EN(A,D)4X24L17** | *92MSN0601412A* | 17500 | 16 | 8.5 | 18500 | 19200 | 103.8% | 2.3 | 0 | 11 |  |  |  |  | R-410A | 1.4583 | Residential & Commercial | USHP | Ducted CEE Tier 1
212983723 | Central HP <5.4 tons | DAY & NIGHT | HRCU-A-CB (Split System: Heat Pump with Remote Outdoor Unit-Air-Source) | DLCURAH18ABK |  |  | EN(A,D)4X30L14** | *92MSN0601412A* | 17400 | 16 | 8.1 | 17900 | 18600 | 103.9% | 2.24 | 0 | 11 |  |  |  |  | R-410A | 1.45 | Residential & Commercial | USHP | Ducted CEE Tier 1
212970001 | Central HP <5.4 tons | DAY & NIGHT | HRCU-A-CB (Split System: Heat Pump with Remote Outdoor Unit-Air-Source) | DLCURAH18ABK |  |  | EA*4X30L17A* | *80VSL0701716B* | 17500 | 16.5 | 8.5 | 18000 | 18700 | 103.9% | 2.26 | 0 | 10.5 |  |  |  |  | R-410A | 1.4583 | Residential & Commercial | USHP | Ducted CEE Tier 1
212973843 | Central HP <5.4 tons | BRYANT HEATING AND COOLING SYSTEMS | HRCU-A-CB (Split System: Heat Pump with Remote Outdoor Unit-Air-Source) | 38MURAQ24AB3* |  |  | CAP**3017AL* | 926SB48080V17*** | 23400 | 17 | 8.5 | 26200 | 25000 | 95.42% | 2.08 | 0 | 10 |  |  |  |  | R-410A | 1.95 | Residential & Commercial | USHP | Ducted CEE Tier 1
210470985 | Central HP <5.4 tons | CARRIER | HRCU-A-CB (Split System: Heat Pump with Remote Outdoor Unit-Air-Source) | 25VNA837A*031* |  |  | CNPV*6024AL*+UI | 59TN6B100C21**22 | 32800 | 18 | 8.1 | 32200 | 24600 | 76.4% | 1.98 | 0 | 12 |  |  |  |  | R-410A | 2.7333 | Residential & Commercial | USHP | Ducted CEE Tier 1
210474648 | Central HP <5.4 tons | HEIL | HRCU-A-CB (Split System: Heat Pump with Remote Outdoor Unit-Air-Source) | HVH825GKA3* |  |  | EHD4X48AAL+WALLCON | *97CMN0602120A* | 24200 | 16 | 8.1 | 21400 | 16700 | 78.04% | 2 | 0 | 10.5 |  |  |  |  | R-410A | 2.0167 | Residential & Commercial | USHP | Ducted CEE Tier 1
214573451 | Central HP <5.4 tons | AIRQUEST | HRCU-A-CB (Split System: Heat Pump with Remote Outdoor Unit-Air-Source) | HVH837GKA** |  |  | EN(A,D,W)4X48L21**+WALLCON | *95CSU1002122B* | 32400 | 17.5 | 8.5 | 32600 | 24800 | 76.07% | 1.98 | 0 | 11.5 |  |  |  |  | R-410A | 2.7 | Residential & Commercial | USHP | Ducted CEE Tier 1
214573481 | Central HP <5.4 tons | AIRQUEST | HRCU-A-CB (Split System: Heat Pump with Remote Outdoor Unit-Air-Source) | HVH837GKA** |  |  | EN(A,D,W)4X48L21**+WALLCON | *96CTN0802120B* | 32400 | 17.5 | 8.5 | 32600 | 24800 | 76.07% | 1.98 | 0 | 11.5 |  |  |  |  | R-410A | 2.7 | Residential & Commercial | USHP | Ducted CEE Tier 1
214573531 | Central HP <5.4 tons | AIRQUEST | HRCU-A-CB (Split System: Heat Pump with Remote Outdoor Unit-Air-Source) | HVH837GKA** |  |  | EN(A,D)4X48L24**+WALLCON | *97CMN0802120B* | 32400 | 17.5 | 8.5 | 32800 | 24800 | 75.61% | 1.96 | 0 | 11.5 |  |  |  |  | R-410A | 2.7 | Residential & Commercial | USHP | Ducted CEE Tier 1
212982978 | Central HP <5.4 tons | DAY & NIGHT | HRCU-A-CB (Split System: Heat Pump with Remote Outdoor Unit-Air-Source) | DLCURAH30ABK |  |  | EA*4X43L21A* | *80MSU0802120A* | 30600 | 15.5 | 8.5 | 33400 | 26200 | 78.44% | 1.88 | 0 | 9 |  |  |  |  | R-410A | 2.55 | Residential & Commercial | USHP
212974163 | Central HP <5.4 tons | BRYANT HEATING AND COOLING SYSTEMS | HRCU-A-CB (Split System: Heat Pump with Remote Outdoor Unit-Air-Source) | 38MURAQ30AB3* |  |  | CAP**4321AL* | 926SB60080V21*** | 30600 | 15.2 | 8.1 | 33400 | 26400 | 79.04% | 1.86 | 0 | 9 |  |  |  |  | R-410A | 2.55 | Residential & Commercial | USHP
211239854 | Central HP <5.4 tons | CARRIER | HRCU-A-CB (Split System: Heat Pump with Remote Outdoor Unit-Air-Source) | 38MURAQ24AB3* |  |  | CAP**3621AL* | 59SP6A060V17**14 | 23600 | 16.5 | 8.5 | 25600 | 23600 | 92.19% | 1.96 | 0 | 10 |  |  |  |  | R-410A | 1.9667 | Residential & Commercial | USHP | Ducted CEE Tier 1
211239857 | Central HP <5.4 tons | CARRIER | HRCU-A-CB (Split System: Heat Pump with Remote Outdoor Unit-Air-Source) | 38MURAQ24AB3* |  |  | CAP**3621AL* | 59SP6A040V17**12 | 23400 | 16 | 8.5 | 25800 | 23600 | 91.47% | 1.94 | 0 | 10 |  |  |  |  | R-410A | 1.95 | Residential & Commercial | USHP | Ducted CEE Tier 1
211239889 | Central HP <5.4 tons | CARRIER | HRCU-A-CB (Split System: Heat Pump with Remote Outdoor Unit-Air-Source) | 38MURAQ24AB3* |  |  | CAP**3621AL* | 59SC2D060E17**14 | 24600 | 17 | 8.5 | 26200 | 22200 | 84.73% | 1.86 | 0 | 10 |  |  |  |  | R-410A | 2.05 | Residential & Commercial | USHP | Ducted CEE Tier 1
211239906 | Central HP <5.4 tons | CARRIER | HRCU-A-CB (Split System: Heat Pump with Remote Outdoor Unit-Air-Source) | 38MURAQ24AB3* |  |  | CAP**3717AL* | 59SP6A040V17**12 | 24600 | 15.5 | 8.5 | 25800 | 21600 | 83.72% | 1.78 | 0 | 10 |  |  |  |  | R-410A | 2.05 | Residential & Commercial | USHP | Ducted CEE Tier 1
211239923 | Central HP <5.4 tons | CARRIER | HRCU-A-CB (Split System: Heat Pump with Remote Outdoor Unit-Air-Source) | 38MURAQ24AB3* |  |  | CAP**3717AL* | 59SC5B040E14**10 | 24800 | 15.2 | 8.5 | 26200 | 21200 | 80.92% | 1.76 | 0 | 10 |  |  |  |  | R-410A | 2.0667 | Residential & Commercial | USHP | Ducted CEE Tier 1
211239937 | Central HP <5.4 tons | CARRIER | HRCU-A-CB (Split System: Heat Pump with Remote Outdoor Unit-Air-Source) | 38MURAQ24AB3* |  |  | CAP**3717AL* | 59SC5B060E17**14 | 25200 | 16 | 8.5 | 26200 | 21200 | 80.92% | 1.76 | 0 | 10 |  |  |  |  | R-410A | 2.1 | Residential & Commercial | USHP | Ducted CEE Tier 1
212969963 | Central HP <5.4 tons | KEEPRITE | HRCU-A-CB (Split System: Heat Pump with Remote Outdoor Unit-Air-Source) | DLCURAH36ABK |  |  | END4X42L17** | *80VSL0451412B* | 35400 | 16 | 8.1 | 38500 | 35000 | 90.91% | 1.94 | 0 | 10 |  |  |  |  | R-410A | 2.95 | Residential & Commercial | USHP | Ducted CEE Tier 1
215942473 | Central HP <5.4 tons | AIRQUEST | HRCU-A-CB (Split System: Heat Pump with Remote Outdoor Unit-Air-Source) | H5H3V36*K*AAA* |  |  | EVD5X61M21A*+WALLCON | *80CSU0601716A* | 35800 | 22 | 8.5 | 37400 | 28400 | 75.94% | 2.04 | 0 | 12 |  |  |  |  | R-454B | 2.9833 | Residential & Commercial | USHP | Ducted CEE Tier 1
216050987 | Central HP <5.4 tons | RHEEM | HRCU-A-CB (Split System: Heat Pump with Remote Outdoor Unit-Air-Source) | RP19AY24AJVC |  |  | RCFY2421HEAAM | R921V0703A17M4 | 22800 | 20 | 10 | 22800 | 18600 | 81.58% | 1.8 | 0 | 12 |  |  |  |  | R-454B | 1.9 | Residential & Commercial | USHP | Ducted CEE Tier 1
210471304 | Central HP <5.4 tons | COMFORTMAKER | HRCU-A-CB (Split System: Heat Pump with Remote Outdoor Unit-Air-Source) | CVH837GKA2* |  |  | EHD4X60AAL+WALLCON | *80CTL0901716A* | 33000 | 17.5 | 8.1 | 32200 | 24800 | 77.02% | 2.02 | 0 | 11.5 |  |  |  |  | R-410A | 2.75 | Residential & Commercial | USHP | Ducted CEE Tier 1
216737842 | Central HP <5.4 tons | AIRQUEST | HRCU-A-CB (Split System: Heat Pump with Remote Outdoor Unit-Air-Source) | D5CUHAH24AAK |  |  | ESH5X30M12A* | *96VTN0801716B* | 22600 | 16 | 8.1 | 21200 | 18900 | 89.15% | 1.85 | 0 | 10.5 |  |  |  |  | R-454B | 1.8833 | Residential & Commercial | USHP | Ducted CEE Tier 1
216737853 | Central HP <5.4 tons | AIRQUEST | HRCU-A-CB (Split System: Heat Pump with Remote Outdoor Unit-Air-Source) | D5CUHAH24AAK |  |  | ESH5X30M12A* | *96VTN0802120B* | 22600 | 15.5 | 8.1 | 21000 | 18900 | 90% | 1.85 | 0 | 10.5 |  |  |  |  | R-454B | 1.8833 | Residential & Commercial | USHP | Ducted CEE Tier 1
216738469 | Central HP <5.4 tons | AIRQUEST | HRCU-A-CB (Split System: Heat Pump with Remote Outdoor Unit-Air-Source) | D5CUHAH24AAK |  |  | ESH5X36M12A* | *92MSN0801716A* | 22600 | 16 | 8.1 | 20800 | 18400 | 88.46% | 1.85 | 0 | 10.5 |  |  |  |  | R-454B | 1.8833 | Residential & Commercial | USHP | Ducted CEE Tier 1
216738480 | Central HP <5.4 tons | AIRQUEST | HRCU-A-CB (Split System: Heat Pump with Remote Outdoor Unit-Air-Source) | D5CUHAH24AAK |  |  | ESH5X36M12A* | *92MSN0802120A* | 23200 | 15.5 | 8.1 | 21000 | 18700 | 89.05% | 1.9 | 0 | 11 |  |  |  |  | R-454B | 1.9333 | Residential & Commercial | USHP | Ducted CEE Tier 1
216682794 | Central HP <5.4 tons | TEMPSTAR | HRCU-A-CB (Split System: Heat Pump with Remote Outdoor Unit-Air-Source) | DLCURAH30ABK |  |  | EA*4X37L21A* | *97VTN1002122A* | 30400 | 15.2 | 9 | 33000 | 26000 | 78.79% | 1.75 | 0 | 9 |  |  |  |  | R-410A | 2.5333 | Residential & Commercial | USHP
212974139 | Central HP <5.4 tons | KEEPRITE | HRCU-A-CB (Split System: Heat Pump with Remote Outdoor Unit-Air-Source) | DLCURAH30ABK |  |  | EA*4X37L21A* | *96VSN0802120B* | 30400 | 15.2 | 8.1 | 33400 | 26400 | 79.04% | 1.86 | 0 | 9 |  |  |  |  | R-410A | 2.5333 | Residential & Commercial | USHP
216682594 | Central HP <5.4 tons | TEMPSTAR | HRCU-A-CB (Split System: Heat Pump with Remote Outdoor Unit-Air-Source) | DLCURAH36ABK |  |  | EA*4X48L21A* | *97VTN1002122A* | 35800 | 16.5 | 9 | 37400 | 34200 | 91.44% | 1.94 | 0 | 10 |  |  |  |  | R-410A | 2.9833 | Residential & Commercial | USHP | Ducted CEE Tier 1
216682451 | Central HP <5.4 tons | TEMPSTAR | HRCU-A-CB (Split System: Heat Pump with Remote Outdoor Unit-Air-Source) | DLCURAH18ABK |  |  | EHD4X24AAL | *97VTN1002120A* | 17400 | 15.2 | 8.1 | 18100 | 18400 | 101.7% | 2.05 | 0 | 10 |  |  |  |  | R-410A | 1.45 | Residential & Commercial | USHP | Ducted CEE Tier 1
211222069 | Central HP <5.4 tons | DAY & NIGHT | HRCU-A-CB (Split System: Heat Pump with Remote Outdoor Unit-Air-Source) | DLCURAH30ABK |  |  | EA*4X36L21A* | *80ESU0802120A | 29600 | 15.2 | 8.1 | 33800 | 27600 | 81.66% | 1.76 | 0 | 9 |  |  |  |  | R-410A | 2.4667 | Residential & Commercial | USHP
211222230 | Central HP <5.4 tons | DAY & NIGHT | HRCU-A-CB (Split System: Heat Pump with Remote Outdoor Unit-Air-Source) | DLCURAH30ABK |  |  | EA*4X36L21A* | *96VTN1002122A* | 29600 | 15.2 | 8.1 | 33800 | 27800 | 82.25% | 1.76 | 0 | 9 |  |  |  |  | R-410A | 2.4667 | Residential & Commercial | USHP
212983877 | Central HP <5.4 tons | KEEPRITE | HRCU-A-CB (Split System: Heat Pump with Remote Outdoor Unit-Air-Source) | DLCURAH36ABK |  |  | EA*4X48L21A* | *92MSN0601714A* | 35600 | 16 | 8.5 | 37800 | 34800 | 92.06% | 2.02 | 0 | 10 |  |  |  |  | R-410A | 2.9667 | Residential & Commercial | USHP | Ducted CEE Tier 1
216733350 | Central HP <5.4 tons | COMFORTMAKER | HRCU-A-CB (Split System: Heat Pump with Remote Outdoor Unit-Air-Source) | D5CUHAH24AAK |  |  | EA*5X25M17A* | *97CMN0601714B* | 22800 | 16 | 8.5 | 20600 | 18400 | 89.32% | 1.96 | 0 | 11 |  |  |  |  | R-454B | 1.9 | Residential & Commercial | USHP | Ducted CEE Tier 1
212980997 | Central HP <5.4 tons | AIRQUEST | HRCU-A-CB (Split System: Heat Pump with Remote Outdoor Unit-Air-Source) | DLCURAH24ABK |  |  | EA*4X37L21A* | *80MS(N,L)1102120A* | 24800 | 17.5 | 8.5 | 25600 | 21200 | 82.81% | 1.8 | 0 | 10.5 |  |  |  |  | R-410A | 2.0667 | Residential & Commercial | USHP | Ducted CEE Tier 1
215936556 | Central HP <5.4 tons | HEIL | HRCU-A-CB (Split System: Heat Pump with Remote Outdoor Unit-Air-Source) | H5H3V36*K*AAA* |  |  | EVD5X60M21A*+WALLCON | *80CSU0401712A* | 35600 | 22 | 8.5 | 38000 | 28800 | 75.79% | 2.02 | 0 | 12 |  |  |  |  | R-454B | 2.9667 | Residential & Commercial | USHP | Ducted CEE Tier 1
211244155 | Central HP <5.4 tons | TEMPSTAR | HRCU-A-CB (Split System: Heat Pump with Remote Outdoor Unit-Air-Source) | DLCURAH24ABK |  |  | EN(A,D)4X24L17** | *92ESN0601412A* | 24200 | 15.5 | 8.5 | 27200 | 22600 | 83.09% | 1.86 | 0 | 10 |  |  |  |  | R-410A | 2.0167 | Residential & Commercial | USHP | Ducted CEE Tier 1
212979407 | Central HP <5.4 tons | DAY & NIGHT | HRCU-A-CB (Split System: Heat Pump with Remote Outdoor Unit-Air-Source) | DLCURAH36ABK |  |  | EA*4X48L21A* | *80MS(N,L)0702116A* | 35400 | 16.5 | 8.1 | 37800 | 34600 | 91.53% | 2 | 0 | 10 |  |  |  |  | R-410A | 2.95 | Residential & Commercial | USHP | Ducted CEE Tier 1
212980223 | Central HP <5.4 tons | BRYANT HEATING AND COOLING SYSTEMS | HRCU-A-CB (Split System: Heat Pump with Remote Outdoor Unit-Air-Source) | 38MURAQ30AB3* |  |  | CAP**4321AL* | 8(0,1)*SB48090M21*** | 30600 | 15.2 | 8.1 | 33400 | 26400 | 79.04% | 1.86 | 0 | 9 |  |  |  |  | R-410A | 2.55 | Residential & Commercial | USHP
212980542 | Central HP <5.4 tons | BRYANT HEATING AND COOLING SYSTEMS | HRCU-A-CB (Split System: Heat Pump with Remote Outdoor Unit-Air-Source) | 38MURAQ30AB3* |  |  | CAP**4321AL* | 8(0,1)*SB60090M21*** | 30800 | 15.2 | 8.5 | 33600 | 26400 | 78.57% | 1.86 | 0 | 9 |  |  |  |  | R-410A | 2.5667 | Residential & Commercial | USHP
212978604 | Central HP <5.4 tons | DAY & NIGHT | HRCU-A-CB (Split System: Heat Pump with Remote Outdoor Unit-Air-Source) | DLCURAH30ABK |  |  | END4X42L17** | *80MS(N,L)0701712A* | 30000 | 15.2 | 8.1 | 34000 | 27200 | 80% | 1.82 | 0 | 9 |  |  |  |  | R-410A | 2.5 | Residential & Commercial | USHP
214075426 | Central HP <5.4 tons | RHEEM | HRCU-A-CB (Split System: Heat Pump with Remote Outdoor Unit-Air-Source) | RD17AZ24AJ3N |  |  | RCFZ2417MTANM | R96VA0602317M | 22600 | 18 | 9.5 | 22600 | 16900 | 74.78% | 2 | 0 | 11.2 |  |  |  |  | R-410A | 1.8833 | Residential & Commercial | USHP | Ducted CEE Tier 1
211239974 | Central HP <5.4 tons | CARRIER | HRCU-A-CB (Split System: Heat Pump with Remote Outdoor Unit-Air-Source) | 38MURAQ24AB3* |  |  | CAP**3721AL* | 59TP6B060V17**14 | 24600 | 16.5 | 8.5 | 25400 | 21000 | 82.68% | 1.78 | 0 | 10 |  |  |  |  | R-410A | 2.05 | Residential & Commercial | USHP | Ducted CEE Tier 1
214608208 | Central HP <5.4 tons | ECOER | HRCU-A-CB (Split System: Heat Pump with Remote Outdoor Unit-Air-Source) | EODA18H-4860BAA |  |  | GNC3036BPT | MGH96M060B3A | 33000 | 17.5 | 8.8 | 35000 | 27000 | 77.14% | 2.1 | 11.5 | 11.7 |  |  |  |  | R-410A | 2.75 | Residential & Commercial | USHP | Ducted CEE Tier 1
214608231 | Central HP <5.4 tons | ECOER | HRCU-A-CB (Split System: Heat Pump with Remote Outdoor Unit-Air-Source) | EODA18H-4860BAA |  |  | GNC4248CPT | MGH96M080C4A | 44000 | 17 | 8.5 | 45000 | 32400 | 72% | 1.95 | 11 | 11 |  |  |  |  | R-410A | 3.6667 | Residential & Commercial | USHP | Ducted CEE Tier 1
212383270 | Central HP <5.4 tons | DAY & NIGHT | HRCU-A-CB (Split System: Heat Pump with Remote Outdoor Unit-Air-Source) | DLCURAH36ABK |  |  | EA*4X36L21A* | *80VTL1102122A* | 36000 | 15.5 | 8.1 | 39500 | 35200 | 89.11% | 1.84 | 0 | 10 |  |  |  |  | R-410A | 3 | Residential & Commercial | USHP | Ducted CEE Tier 1
212383393 | Central HP <5.4 tons | DAY & NIGHT | HRCU-A-CB (Split System: Heat Pump with Remote Outdoor Unit-Air-Source) | DLCURAH36ABK |  |  | EA*4X37L17A* | *80ESU0601716A | 36600 | 15.5 | 8.5 | 39500 | 35000 | 88.61% | 2.04 | 0 | 10 |  |  |  |  | R-410A | 3.05 | Residential & Commercial | USHP | Ducted CEE Tier 1
212383486 | Central HP <5.4 tons | DAY & NIGHT | HRCU-A-CB (Split System: Heat Pump with Remote Outdoor Unit-Air-Source) | DLCURAH36ABK |  |  | EA*4X48L21A* | *80ES(N,L)0701716A* | 35600 | 16 | 8.5 | 37800 | 34600 | 91.53% | 2.04 | 0 | 10 |  |  |  |  | R-410A | 2.9667 | Residential & Commercial | USHP | Ducted CEE Tier 1
212979439 | Central HP <5.4 tons | KEEPRITE | HRCU-A-CB (Split System: Heat Pump with Remote Outdoor Unit-Air-Source) | DLCURAH30ABK |  |  | EA*4X37L21A* | *80MS(N,L)0702116A* | 30400 | 15.2 | 8.1 | 33400 | 26400 | 79.04% | 1.84 | 0 | 9 |  |  |  |  | R-410A | 2.5333 | Residential & Commercial | USHP
212982164 | Central HP <5.4 tons | KEEPRITE | HRCU-A-CB (Split System: Heat Pump with Remote Outdoor Unit-Air-Source) | DLCURAH30ABK |  |  | EA*4X42L21A* | *80MSU0401712A* | 30000 | 15.2 | 8.5 | 33800 | 27400 | 81.07% | 1.78 | 0 | 9 |  |  |  |  | R-410A | 2.5 | Residential & Commercial | USHP
212969513 | Central HP <5.4 tons | KEEPRITE | HRCU-A-CB (Split System: Heat Pump with Remote Outdoor Unit-Air-Source) | DLCURAH18ABK |  |  | EA*4X19L17A* | *80VSL0451412B* | 18200 | 16.5 | 8.5 | 18100 | 17700 | 97.79% | 2.14 | 0 | 11 |  |  |  |  | R-410A | 1.5167 | Residential & Commercial | USHP | Ducted CEE Tier 1
212970671 | Central HP <5.4 tons | DAY & NIGHT | HRCU-A-CB (Split System: Heat Pump with Remote Outdoor Unit-Air-Source) | DLCURAH36ABK |  |  | EA*4X42L24A* | *80VSL0902120B* | 35200 | 16 | 8.1 | 38500 | 35000 | 90.91% | 1.88 | 0 | 10 |  |  |  |  | R-410A | 2.9333 | Residential & Commercial | USHP | Ducted CEE Tier 1
211243762 | Central HP <5.4 tons | AIRQUEST | HRCU-A-CB (Split System: Heat Pump with Remote Outdoor Unit-Air-Source) | DLCURAH24ABK |  |  | EN(A,D)4X24L14** | *96VTN0401410A* | 23400 | 15.5 | 8.5 | 26600 | 24000 | 90.23% | 1.96 | 0 | 10 |  |  |  |  | R-410A | 1.95 | Residential & Commercial | USHP | Ducted CEE Tier 1
212973543 | Central HP <5.4 tons | BRYANT HEATING AND COOLING SYSTEMS | HRCU-A-CB (Split System: Heat Pump with Remote Outdoor Unit-Air-Source) | 38MURAQ24AB3* |  |  | CAP**2517AL* | 926SB36060V14*** | 24000 | 17 | 8.5 | 25000 | 21800 | 87.2% | 1.82 | 0 | 10 |  |  |  |  | R-410A | 2 | Residential & Commercial | USHP | Ducted CEE Tier 1
212974697 | Central HP <5.4 tons | DAY & NIGHT | HRCU-A-CB (Split System: Heat Pump with Remote Outdoor Unit-Air-Source) | DLCURAH18ABK |  |  | EN(A,D)4X18L14** | *96VTN0401410B* | 17100 | 15.5 | 8.1 | 18400 | 19800 | 107.6% | 2.38 | 0 | 10.5 |  |  |  |  | R-410A | 1.425 | Residential & Commercial | USHP | Ducted CEE Tier 1
212974749 | Central HP <5.4 tons | DAY & NIGHT | HRCU-A-CB (Split System: Heat Pump with Remote Outdoor Unit-Air-Source) | DLCURAH18ABK |  |  | EN(A,D)4X30L17** | *96VTN0401410B* | 17400 | 16 | 8.1 | 18000 | 18700 | 103.9% | 2.24 | 0 | 10.5 |  |  |  |  | R-410A | 1.45 | Residential & Commercial | USHP | Ducted CEE Tier 1
212971473 | Central HP <5.4 tons | DAY & NIGHT | HRCU-A-CB (Split System: Heat Pump with Remote Outdoor Unit-Air-Source) | DLCURAH18ABK |  |  | EA*4X30L17A* | *80VTL0701716B* | 17700 | 16.5 | 8.5 | 18200 | 18700 | 102.7% | 2.24 | 0 | 10.5 |  |  |  |  | R-410A | 1.475 | Residential & Commercial | USHP | Ducted CEE Tier 1
214731839 | Central HP <5.4 tons | ECOER | HRCU-A-CB (Split System: Heat Pump with Remote Outdoor Unit-Air-Source) | EODA18H-4860BAA |  |  | GNC3036BPT | FG7SA-090C-T24B* | 33000 | 16.5 | 8.4 | 35000 | 27000 | 77.14% | 2.1 | 0 | 11.7 |  |  |  |  | R-410A | 2.75 | Residential & Commercial | USHP | Ducted CEE Tier 1
216683094 | Central HP <5.4 tons | TEMPSTAR | HRCU-A-CB (Split System: Heat Pump with Remote Outdoor Unit-Air-Source) | DLCURAH18ABK |  |  | EHD4X24AAL | *97VTN1002122A* | 17800 | 15.2 | 8.5 | 18500 | 18500 | 100% | 2.1 | 0 | 10.5 |  |  |  |  | R-410A | 1.4833 | Residential & Commercial | USHP | Ducted CEE Tier 1
211239676 | Central HP <5.4 tons | CARRIER | HRCU-A-CB (Split System: Heat Pump with Remote Outdoor Unit-Air-Source) | 38MURAQ24AB3* |  |  | CAP**2417AL* | 58TP*A045V14**12 | 24000 | 16.5 | 8.5 | 26800 | 24000 | 89.55% | 1.98 | 0 | 10 |  |  |  |  | R-410A | 2 | Residential & Commercial | USHP | Ducted CEE Tier 1
211239692 | Central HP <5.4 tons | CARRIER | HRCU-A-CB (Split System: Heat Pump with Remote Outdoor Unit-Air-Source) | 38MURAQ24AB3* |  |  | CAP**2417AL* | 58S(B,C)*A090E17**14 | 24200 | 16.5 | 8.5 | 27000 | 23400 | 86.67% | 1.94 | 0 | 10 |  |  |  |  | R-410A | 2.0167 | Residential & Commercial | USHP | Ducted CEE Tier 1
211239694 | Central HP <5.4 tons | CARRIER | HRCU-A-CB (Split System: Heat Pump with Remote Outdoor Unit-Air-Source) | 38MURAQ24AB3* |  |  | CAP**2417AL* | 59SC2D060E17**14 | 24000 | 16.5 | 8.5 | 26800 | 23800 | 88.81% | 1.96 | 0 | 10 |  |  |  |  | R-410A | 2 | Residential & Commercial | USHP | Ducted CEE Tier 1
211239701 | Central HP <5.4 tons | CARRIER | HRCU-A-CB (Split System: Heat Pump with Remote Outdoor Unit-Air-Source) | 38MURAQ24AB3* |  |  | CAP**2417AL* | 58SU*A060E17**16 | 24600 | 16.5 | 8.5 | 27200 | 23000 | 84.56% | 1.9 | 0 | 10 |  |  |  |  | R-410A | 2.05 | Residential & Commercial | USHP | Ducted CEE Tier 1
212988662 | Central HP <5.4 tons | BRYANT HEATING AND COOLING SYSTEMS | HRCU-A-CB (Split System: Heat Pump with Remote Outdoor Unit-Air-Source) | 38MURAQ24AB3* |  |  | CAP**3017AL* | 935SB36040M17*** | 23600 | 16.5 | 8.5 | 26400 | 24400 | 92.42% | 2.02 | 0 | 10 |  |  |  |  | R-410A | 1.9667 | Residential & Commercial | USHP | Ducted CEE Tier 1
212978350 | Central HP <5.4 tons | DAY & NIGHT | HRCU-A-CB (Split System: Heat Pump with Remote Outdoor Unit-Air-Source) | DLCURAH18ABK |  |  | EN(A,D)4X30L17** | *80MS(N,L)0701412A* | 17400 | 16.5 | 8.1 | 18000 | 18700 | 103.9% | 2.26 | 0 | 11 |  |  |  |  | R-410A | 1.45 | Residential & Commercial | USHP | Ducted CEE Tier 1
216738630 | Central HP <5.4 tons | AIRQUEST | HRCU-A-CB (Split System: Heat Pump with Remote Outdoor Unit-Air-Source) | D5CUHAH24AAK |  |  | ESH5X36M12A* | *96VSN0401712B* | 22600 | 15.5 | 8.1 | 21000 | 18600 | 88.57% | 1.85 | 0 | 10.5 |  |  |  |  | R-454B | 1.8833 | Residential & Commercial | USHP | Ducted CEE Tier 1
216738853 | Central HP <5.4 tons | AIRQUEST | HRCU-A-CB (Split System: Heat Pump with Remote Outdoor Unit-Air-Source) | D5CUHAH24AAK |  |  | ESH5X36M12A* | *96VTN0802120B* | 22800 | 16 | 8.1 | 21000 | 18600 | 88.57% | 1.85 | 0 | 11 |  |  |  |  | R-454B | 1.9 | Residential & Commercial | USHP | Ducted CEE Tier 1
216050996 | Central HP <5.4 tons | RHEEM | HRCU-A-CB (Split System: Heat Pump with Remote Outdoor Unit-Air-Source) | RP19AY24AJVC |  |  | RCFY2421HEAAM | R951V0403A17M4 | 22800 | 21 | 10 | 22800 | 18500 | 81.14% | 1.8 | 0 | 13 |  |  |  |  | R-454B | 1.9 | Residential & Commercial | USHP | Ducted CEE Tier 1
213078101 | Central HP <5.4 tons | KEEPRITE | HRCU-A-CB (Split System: Heat Pump with Remote Outdoor Unit-Air-Source) | DLCURAH36ABK |  |  | EA*4X43L21A* | *80MS(N,L)0701716A* | 36600 | 16 | 8.5 | 38500 | 35000 | 90.91% | 2.06 | 0 | 10 |  |  |  |  | R-410A | 3.05 | Residential & Commercial | USHP | Ducted CEE Tier 1
210472995 | Central HP <5.4 tons | CARRIER | HRCU-A-CB (Split System: Heat Pump with Remote Outdoor Unit-Air-Source) | 25VNA825A*032* |  |  | CAP**4224AL*+UI | 59CU5A100C21**22 | 23800 | 17 | 8.1 | 21400 | 16600 | 77.57% | 1.96 | 0 | 11 |  |  |  |  | R-410A | 1.9833 | Residential & Commercial | USHP | Ducted CEE Tier 1
210473380 | Central HP <5.4 tons | CARRIER | HRCU-A-CB (Split System: Heat Pump with Remote Outdoor Unit-Air-Source) | 25VNA825A*032* |  |  | CAP**4821AL*+UI | 59MN7B080C17**14 | 24000 | 16.5 | 8.1 | 21000 | 16600 | 79.05% | 2 | 0 | 11 |  |  |  |  | R-410A | 2 | Residential & Commercial | USHP | Ducted CEE Tier 1
211241520 | Central HP <5.4 tons | AIRQUEST | HRCU-A-CB (Split System: Heat Pump with Remote Outdoor Unit-Air-Source) | DLCURAH24ABK |  |  | EA*4X30L17A* | *80VTL0451412A* | 24200 | 16.5 | 8.5 | 26400 | 23000 | 87.12% | 1.9 | 0 | 10 |  |  |  |  | R-410A | 2.0167 | Residential & Commercial | USHP | Ducted CEE Tier 1
211241650 | Central HP <5.4 tons | AIRQUEST | HRCU-A-CB (Split System: Heat Pump with Remote Outdoor Unit-Air-Source) | DLCURAH24ABK |  |  | EA*4X30L17A* | *80ES(N,L)0451712A* | 24000 | 16.5 | 8.5 | 26200 | 23200 | 88.55% | 1.9 | 0 | 10 |  |  |  |  | R-410A | 2 | Residential & Commercial | USHP | Ducted CEE Tier 1
211241785 | Central HP <5.4 tons | AIRQUEST | HRCU-A-CB (Split System: Heat Pump with Remote Outdoor Unit-Air-Source) | DLCURAH24ABK |  |  | EA*4X30L17A* | OMV098J12* | 23600 | 16.5 | 8.5 | 26000 | 23800 | 91.54% | 1.98 | 0 | 10 |  |  |  |  | R-410A | 1.9667 | Residential & Commercial | USHP | Ducted CEE Tier 1
211241803 | Central HP <5.4 tons | AIRQUEST | HRCU-A-CB (Split System: Heat Pump with Remote Outdoor Unit-Air-Source) | DLCURAH24ABK |  |  | EA*4X30L17A* | OMV112K14A | 24000 | 16 | 8.5 | 26400 | 23000 | 87.12% | 1.9 | 0 | 10 |  |  |  |  | R-410A | 2 | Residential & Commercial | USHP | Ducted CEE Tier 1
212980916 | Central HP <5.4 tons | DAY & NIGHT | HRCU-A-CB (Split System: Heat Pump with Remote Outdoor Unit-Air-Source) | DLCURAH30ABK |  |  | EA*4X37L21A* | *80MS(N,L)1102120A* | 30800 | 15.2 | 8.5 | 33400 | 26200 | 78.44% | 1.86 | 0 | 9 |  |  |  |  | R-410A | 2.5667 | Residential & Commercial | USHP
213078623 | Central HP <5.4 tons | KEEPRITE | HRCU-A-CB (Split System: Heat Pump with Remote Outdoor Unit-Air-Source) | DLCURAH36ABK |  |  | EA*4X37L21A* | *80MS(N,L)1102120A* | 36600 | 16.5 | 8.5 | 38000 | 34800 | 91.58% | 2.06 | 0 | 10 |  |  |  |  | R-410A | 3.05 | Residential & Commercial | USHP | Ducted CEE Tier 1
213077537 | Central HP <5.4 tons | KEEPRITE | HRCU-A-CB (Split System: Heat Pump with Remote Outdoor Unit-Air-Source) | DLCURAH36ABK |  |  | EA*4X48L21A* | *96VTN0802120B* | 36200 | 16 | 8.5 | 38000 | 34800 | 91.58% | 2.04 | 0 | 10 |  |  |  |  | R-410A | 3.0167 | Residential & Commercial | USHP | Ducted CEE Tier 1
213077162 | Central HP <5.4 tons | KEEPRITE | HRCU-A-CB (Split System: Heat Pump with Remote Outdoor Unit-Air-Source) | DLCURAH36ABK |  |  | EA*4X42L21A* | *96VSN1002120B* | 35400 | 16 | 8.1 | 38500 | 35200 | 91.43% | 1.88 | 0 | 10 |  |  |  |  | R-410A | 2.95 | Residential & Commercial | USHP | Ducted CEE Tier 1
211230951 | Central HP <5.4 tons | CARRIER | HRCU-A-CB (Split System: Heat Pump with Remote Outdoor Unit-Air-Source) | 38MURAQ36AB3* |  |  | CAP**4824AL* | GG96VTAA60100C | 36000 | 16.5 | 8.5 | 37800 | 34600 | 91.53% | 2.06 | 0 | 10 |  |  |  |  | R-410A | 3 | Residential & Commercial | USHP | Ducted CEE Tier 1
211388694 | Central HP <5.4 tons | CHAMPION HEATING AND COOLING | HRCU-A-CB (Split System: Heat Pump with Remote Outdoor Unit-Air-Source) | HMH72B341 |  |  | XAHC30CXXN1+TXV | TM9E080C16MP12 | 32800 | 17.5 | 8.1 | 33400 | 23400 | 70.06% | 2 | 0 | 9 |  |  |  |  | R-410A | 2.7333 | Residential & Commercial | USHP
211388753 | Central HP <5.4 tons | CHAMPION HEATING AND COOLING | HRCU-A-CB (Split System: Heat Pump with Remote Outdoor Unit-Air-Source) | HMH72B341 |  |  | XAHC36DXXN1+TXV | TM9E080B12MP12 | 33400 | 17 | 8.1 | 33200 | 23400 | 70.48% | 2.02 | 0 | 9.5 |  |  |  |  | R-410A | 2.7833 | Residential & Commercial | USHP
211240073 | Central HP <5.4 tons | CARRIER | HRCU-A-CB (Split System: Heat Pump with Remote Outdoor Unit-Air-Source) | 38MURAQ24AB3* |  |  | CNPV*3017AL* | 59SP6A040V17**12 | 23400 | 16 | 8.1 | 25800 | 24000 | 93.02% | 1.98 | 0 | 10 |  |  |  |  | R-410A | 1.95 | Residential & Commercial | USHP | Ducted CEE Tier 1
211240121 | Central HP <5.4 tons | CARRIER | HRCU-A-CB (Split System: Heat Pump with Remote Outdoor Unit-Air-Source) | 38MURAQ24AB3* |  |  | CNPV*3617AL* | 58S(B,C)*A070E17**16 | 24800 | 16 | 8.1 | 26800 | 22200 | 82.84% | 1.82 | 0 | 10.5 |  |  |  |  | R-410A | 2.0667 | Residential & Commercial | USHP | Ducted CEE Tier 1
211240140 | Central HP <5.4 tons | CARRIER | HRCU-A-CB (Split System: Heat Pump with Remote Outdoor Unit-Air-Source) | 38MURAQ24AB3* |  |  | CNPV*3617AL* | 59TP6B060V17**14 | 24000 | 16.5 | 8.1 | 26200 | 23200 | 88.55% | 1.92 | 0 | 10 |  |  |  |  | R-410A | 2 | Residential & Commercial | USHP | Ducted CEE Tier 1
211240174 | Central HP <5.4 tons | CARRIER | HRCU-A-CB (Split System: Heat Pump with Remote Outdoor Unit-Air-Source) | 38MURAQ24AB3* |  |  | CNPV*3621AL* | 58SP*A070V21**20 | 24600 | 16 | 8.1 | 26600 | 22400 | 84.21% | 1.84 | 0 | 10.5 |  |  |  |  | R-410A | 2.05 | Residential & Commercial | USHP | Ducted CEE Tier 1
211240175 | Central HP <5.4 tons | CARRIER | HRCU-A-CB (Split System: Heat Pump with Remote Outdoor Unit-Air-Source) | 38MURAQ24AB3* |  |  | CNPV*3621AL* | 58SP*A090V21**20 | 23800 | 16.5 | 8.1 | 26000 | 23200 | 89.23% | 1.92 | 0 | 10.5 |  |  |  |  | R-410A | 1.9833 | Residential & Commercial | USHP | Ducted CEE Tier 1
211240190 | Central HP <5.4 tons | CARRIER | HRCU-A-CB (Split System: Heat Pump with Remote Outdoor Unit-Air-Source) | 38MURAQ24AB3* |  |  | CNPV*3621AL* | 58S(B,C)*A070E17**12 | 24400 | 16.5 | 8.1 | 26400 | 22600 | 85.61% | 1.88 | 0 | 10.5 |  |  |  |  | R-410A | 2.0333 | Residential & Commercial | USHP | Ducted CEE Tier 1
211242053 | Central HP <5.4 tons | AIRQUEST | HRCU-A-CB (Split System: Heat Pump with Remote Outdoor Unit-Air-Source) | DLCURAH24ABK |  |  | EA*4X36L17A* | *95ESN0261410A* | 23400 | 16.5 | 8.5 | 25600 | 23600 | 92.19% | 1.96 | 0 | 10 |  |  |  |  | R-410A | 1.95 | Residential & Commercial | USHP | Ducted CEE Tier 1
211242387 | Central HP <5.4 tons | AIRQUEST | HRCU-A-CB (Split System: Heat Pump with Remote Outdoor Unit-Air-Source) | DLCURAH24ABK |  |  | EA*4X36L21A* | *80VSL0451716A* | 23400 | 17 | 8.5 | 25600 | 23600 | 92.19% | 1.96 | 0 | 10 |  |  |  |  | R-410A | 1.95 | Residential & Commercial | USHP | Ducted CEE Tier 1
211242688 | Central HP <5.4 tons | AIRQUEST | HRCU-A-CB (Split System: Heat Pump with Remote Outdoor Unit-Air-Source) | DLCURAH24ABK |  |  | EA*4X36L21A* | *92ESN0401712A* | 23800 | 16 | 8.5 | 26000 | 23000 | 88.46% | 1.88 | 0 | 10 |  |  |  |  | R-410A | 1.9833 | Residential & Commercial | USHP | Ducted CEE Tier 1
211242820 | Central HP <5.4 tons | AIRQUEST | HRCU-A-CB (Split System: Heat Pump with Remote Outdoor Unit-Air-Source) | DLCURAH24ABK |  |  | EA*4X37L17A* | *95ESU0401712A* | 24000 | 17 | 8.5 | 25200 | 22000 | 87.3% | 1.84 | 0 | 10 |  |  |  |  | R-410A | 2 | Residential & Commercial | USHP | Ducted CEE Tier 1
211242889 | Central HP <5.4 tons | AIRQUEST | HRCU-A-CB (Split System: Heat Pump with Remote Outdoor Unit-Air-Source) | DLCURAH24ABK |  |  | EA*4X37L17A* | *80ESU0401712A* | 24400 | 17.5 | 8.5 | 25400 | 21800 | 85.83% | 1.82 | 0 | 10.5 |  |  |  |  | R-410A | 2.0333 | Residential & Commercial | USHP | Ducted CEE Tier 1
211242987 | Central HP <5.4 tons | AIRQUEST | HRCU-A-CB (Split System: Heat Pump with Remote Outdoor Unit-Air-Source) | DLCURAH24ABK |  |  | EA*4X37L17A* | *96VTN0601412A* | 24000 | 16.5 | 8.5 | 25200 | 22000 | 87.3% | 1.84 | 0 | 10 |  |  |  |  | R-410A | 2 | Residential & Commercial | USHP | Ducted CEE Tier 1
211243155 | Central HP <5.4 tons | AIRQUEST | HRCU-A-CB (Split System: Heat Pump with Remote Outdoor Unit-Air-Source) | DLCURAH24ABK |  |  | EA*4X37L17A* | *80ESU0601716A | 25400 | 16.5 | 8.5 | 26200 | 21000 | 80.15% | 1.76 | 0 | 10.5 |  |  |  |  | R-410A | 2.1167 | Residential & Commercial | USHP | Ducted CEE Tier 1
211243673 | Central HP <5.4 tons | AIRQUEST | HRCU-A-CB (Split System: Heat Pump with Remote Outdoor Unit-Air-Source) | DLCURAH24ABK |  |  | EA*4X37L21A* | OLV098A12* | 24000 | 16.5 | 8.1 | 25000 | 21600 | 86.4% | 1.8 | 0 | 10 |  |  |  |  | R-410A | 2 | Residential & Commercial | USHP | Ducted CEE Tier 1
211243709 | Central HP <5.4 tons | AIRQUEST | HRCU-A-CB (Split System: Heat Pump with Remote Outdoor Unit-Air-Source) | DLCURAH24ABK |  |  | EN(A,D)4X24L14** | *96VSN0401410A* | 23400 | 15.5 | 8.5 | 26600 | 24000 | 90.23% | 1.96 | 0 | 10 |  |  |  |  | R-410A | 1.95 | Residential & Commercial | USHP | Ducted CEE Tier 1
211243793 | Central HP <5.4 tons | AIRQUEST | HRCU-A-CB (Split System: Heat Pump with Remote Outdoor Unit-Air-Source) | DLCURAH24ABK |  |  | EN(A,D)4X24L14** | *80ES(N,L)0451412A* | 24200 | 15.5 | 8.5 | 27200 | 22600 | 83.09% | 1.86 | 0 | 10 |  |  |  |  | R-410A | 2.0167 | Residential & Commercial | USHP | Ducted CEE Tier 1
210473479 | Central HP <5.4 tons | CARRIER | HRCU-A-CB (Split System: Heat Pump with Remote Outdoor Unit-Air-Source) | 25VNA825A*032* |  |  | CAP**4824AL*+UI | 59TN6B120C24**22 | 24200 | 17 | 8.1 | 21000 | 16500 | 78.57% | 2.02 | 0 | 11 |  |  |  |  | R-410A | 2.0167 | Residential & Commercial | USHP | Ducted CEE Tier 1
216738873 | Central HP <5.4 tons | AIRQUEST | HRCU-A-CB (Split System: Heat Pump with Remote Outdoor Unit-Air-Source) | D5CUHAH24AAK |  |  | ESH5X36M12A* | *96VTN1002122B* | 23000 | 15.5 | 8.1 | 21000 | 18600 | 88.57% | 1.85 | 0 | 11 |  |  |  |  | R-454B | 1.9167 | Residential & Commercial | USHP | Ducted CEE Tier 1
216739087 | Central HP <5.4 tons | AIRQUEST | HRCU-A-CB (Split System: Heat Pump with Remote Outdoor Unit-Air-Source) | D5CUHAH24AAK |  |  | FM(C,U)5Z24**AL* | 0 | 22800 | 16.5 | 9 | 21600 | 19600 | 90.74% | 2.08 | 0 | 11 |  |  |  |  | R-454B | 1.9 | Residential & Commercial | USHP | Ducted CEE Tier 1
211240191 | Central HP <5.4 tons | CARRIER | HRCU-A-CB (Split System: Heat Pump with Remote Outdoor Unit-Air-Source) | 38MURAQ24AB3* |  |  | CNPV*3621AL* | 58S(B,C)*A070E21**16 | 24200 | 17 | 8.1 | 26200 | 22800 | 87.02% | 1.9 | 0 | 10.5 |  |  |  |  | R-410A | 2.0167 | Residential & Commercial | USHP | Ducted CEE Tier 1
211240208 | Central HP <5.4 tons | CARRIER | HRCU-A-CB (Split System: Heat Pump with Remote Outdoor Unit-Air-Source) | 38MURAQ24AB3* |  |  | FZ4ANP036L | 0 | 23600 | 17 | 8.5 | 26000 | 24000 | 92.31% | 2 | 0 | 10 |  |  |  |  | R-410A | 1.9667 | Residential & Commercial | USHP | Ducted CEE Tier 1
211240222 | Central HP <5.4 tons | CARRIER | HRCU-A-CB (Split System: Heat Pump with Remote Outdoor Unit-Air-Source) | 38MURAQ24AB3* |  |  | FM(C,U)4Z24**AL* | 0 | 23800 | 17.5 | 9 | 27200 | 25800 | 94.85% | 2.18 | 0 | 10 |  |  |  |  | R-410A | 1.9833 | Residential & Commercial | USHP | Ducted CEE Tier 1
211240225 | Central HP <5.4 tons | CARRIER | HRCU-A-CB (Split System: Heat Pump with Remote Outdoor Unit-Air-Source) | 38MURAQ24AB3* |  |  | FV4CNF002L | 0 | 23800 | 17 | 8.5 | 25800 | 23000 | 89.15% | 1.92 | 0 | 10 |  |  |  |  | R-410A | 1.9833 | Residential & Commercial | USHP | Ducted CEE Tier 1
212978338 | Central HP <5.4 tons | DAY & NIGHT | HRCU-A-CB (Split System: Heat Pump with Remote Outdoor Unit-Air-Source) | DLCURAH18ABK |  |  | EN(A,D)4X30L14** | *80MS(N,L)0701412A* | 17400 | 16.5 | 8.1 | 18000 | 18700 | 103.9% | 2.26 | 0 | 11 |  |  |  |  | R-410A | 1.45 | Residential & Commercial | USHP | Ducted CEE Tier 1
214731842 | Central HP <5.4 tons | ECOER | HRCU-A-CB (Split System: Heat Pump with Remote Outdoor Unit-Air-Source) | EODA18H-4860BAA |  |  | GNC4248CPT | FG7SA-090C-T35C* | 44000 | 16.5 | 8.2 | 45000 | 32400 | 72% | 1.95 | 0 | 11 |  |  |  |  | R-410A | 3.6667 | Residential & Commercial | USHP | Ducted CEE Tier 1
212970013 | Central HP <5.4 tons | KEEPRITE | HRCU-A-CB (Split System: Heat Pump with Remote Outdoor Unit-Air-Source) | DLCURAH18ABK |  |  | EN(A,D)4X24L17** | *80VSL0701716B* | 17700 | 16 | 8.5 | 18700 | 19100 | 102.1% | 2.3 | 0 | 11 |  |  |  |  | R-410A | 1.475 | Residential & Commercial | USHP | Ducted CEE Tier 1
211239765 | Central HP <5.4 tons | CARRIER | HRCU-A-CB (Split System: Heat Pump with Remote Outdoor Unit-Air-Source) | 38MURAQ24AB3* |  |  | CAP**3017AL* | 59SP6A060V17**14 | 23400 | 16.5 | 8.5 | 25800 | 24200 | 93.8% | 2.02 | 0 | 10 |  |  |  |  | R-410A | 1.95 | Residential & Commercial | USHP | Ducted CEE Tier 1
211239798 | Central HP <5.4 tons | CARRIER | HRCU-A-CB (Split System: Heat Pump with Remote Outdoor Unit-Air-Source) | 38MURAQ24AB3* |  |  | CAP**3017AL* | 59SC5B060E17**14 | 24600 | 16 | 8.5 | 26800 | 22600 | 84.33% | 1.84 | 0 | 10 |  |  |  |  | R-410A | 2.05 | Residential & Commercial | USHP | Ducted CEE Tier 1
211239813 | Central HP <5.4 tons | CARRIER | HRCU-A-CB (Split System: Heat Pump with Remote Outdoor Unit-Air-Source) | 38MURAQ24AB3* |  |  | CAP**3617AL* | 59SP6A080V17**16 | 24200 | 16.5 | 8.5 | 26200 | 22600 | 86.26% | 1.86 | 0 | 10 |  |  |  |  | R-410A | 2.0167 | Residential & Commercial | USHP | Ducted CEE Tier 1
211393066 | Central HP <5.4 tons | CHAMPION HEATING AND COOLING | HRCU-A-CB (Split System: Heat Pump with Remote Outdoor Unit-Air-Source) | HMH72B341 |  |  | XAHC36DXXN1+TXV | TL9E080C16UH11 | 34000 | 17 | 8.1 | 33800 | 24000 | 71.01% | 2.06 | 0 | 9.5 |  |  |  |  | R-410A | 2.8333 | Residential & Commercial | USHP
211393284 | Central HP <5.4 tons | CHAMPION HEATING AND COOLING | HRCU-A-CB (Split System: Heat Pump with Remote Outdoor Unit-Air-Source) | HMH72B341 |  |  | XAFB30CXXN1+TXV | TL9E060B12UH11 | 32600 | 17.5 | 8.1 | 33600 | 23600 | 70.24% | 2 | 0 | 9.5 |  |  |  |  | R-410A | 2.7167 | Residential & Commercial | USHP
211393583 | Central HP <5.4 tons | CHAMPION HEATING AND COOLING | HRCU-A-CB (Split System: Heat Pump with Remote Outdoor Unit-Air-Source) | HMH72B341 |  |  | XAFB30CXXN1+TXV | TL8E060A12UH11 | 32800 | 18 | 8.1 | 33400 | 23400 | 70.06% | 2.02 | 0 | 9.5 |  |  |  |  | R-410A | 2.7333 | Residential & Commercial | USHP
211393785 | Central HP <5.4 tons | CHAMPION HEATING AND COOLING | HRCU-A-CB (Split System: Heat Pump with Remote Outdoor Unit-Air-Source) | HMH72B341 |  |  | XAFA30DXXN1+TXV | TL8E060A12UH11 | 33800 | 18 | 8.1 | 33800 | 23800 | 70.41% | 2.04 | 0 | 9.5 |  |  |  |  | R-410A | 2.8167 | Residential & Commercial | USHP
212970866 | Central HP <5.4 tons | KEEPRITE | HRCU-A-CB (Split System: Heat Pump with Remote Outdoor Unit-Air-Source) | DLCURAH18ABK |  |  | EA*4X24L14A* | *80VTL0451412B* | 17700 | 16.5 | 8.5 | 18600 | 19400 | 104.3% | 2.32 | 0 | 10.5 |  |  |  |  | R-410A | 1.475 | Residential & Commercial | USHP | Ducted CEE Tier 1
212609342 | Central HP <5.4 tons | RHEEM | HRCU-A-CB (Split System: Heat Pump with Remote Outdoor Unit-Air-Source) | RP18AZ36AJVC |  |  | RCFZ6021SEAAM | R802V0754A17UHS | 34200 | 19 | 8.5 | 34200 | 43000 | 125.7% | 2.2 | 0 | 12.5 |  |  |  |  | R-410A | 2.85 | Residential & Commercial | USHP | Ducted CEE Tier 1
212970914 | Central HP <5.4 tons | KEEPRITE | HRCU-A-CB (Split System: Heat Pump with Remote Outdoor Unit-Air-Source) | DLCURAH18ABK |  |  | EN(A,D)4X18L14** | *80VTL0451412B* | 17400 | 16 | 8.5 | 18600 | 19700 | 105.9% | 2.38 | 0 | 10.5 |  |  |  |  | R-410A | 1.45 | Residential & Commercial | USHP | Ducted CEE Tier 1
212979858 | Central HP <5.4 tons | BRYANT HEATING AND COOLING SYSTEMS | HRCU-A-CB (Split System: Heat Pump with Remote Outdoor Unit-Air-Source) | 38MURAQ24AB3* |  |  | CAP**3621AL* | 8(0,1)*SB42090M17*** | 23800 | 17.5 | 8.5 | 26200 | 23600 | 90.08% | 1.98 | 0 | 10 |  |  |  |  | R-410A | 1.9833 | Residential & Commercial | USHP | Ducted CEE Tier 1
212979906 | Central HP <5.4 tons | BRYANT HEATING AND COOLING SYSTEMS | HRCU-A-CB (Split System: Heat Pump with Remote Outdoor Unit-Air-Source) | 38MURAQ24AB3* |  |  | CNPV*3017AL* | 8(0,1)*SB42090M17*** | 23600 | 17 | 8.5 | 26400 | 24400 | 92.42% | 2.02 | 0 | 10.5 |  |  |  |  | R-410A | 1.9667 | Residential & Commercial | USHP | Ducted CEE Tier 1
212981695 | Central HP <5.4 tons | HEIL | HRCU-A-CB (Split System: Heat Pump with Remote Outdoor Unit-Air-Source) | DLCURAH24ABK |  |  | EA*4X24L17A* | *80MSU1002120A* | 23400 | 16.5 | 8.5 | 27000 | 25800 | 95.56% | 2.16 | 0 | 10 |  |  |  |  | R-410A | 1.95 | Residential & Commercial | USHP | Ducted CEE Tier 1
212984620 | Central HP <5.4 tons | HEIL | HRCU-A-CB (Split System: Heat Pump with Remote Outdoor Unit-Air-Source) | DLCURAH24ABK |  |  | EA*4X36L21A* | *92MSN0801716A* | 23800 | 17.5 | 8.5 | 26200 | 23800 | 90.84% | 2 | 0 | 10 |  |  |  |  | R-410A | 1.9833 | Residential & Commercial | USHP | Ducted CEE Tier 1
214075511 | Central HP <5.4 tons | RHEEM | HRCU-A-CB (Split System: Heat Pump with Remote Outdoor Unit-Air-Source) | RD17AZ24AJ3N |  |  | RCFZ2417MTANM | R802V0754A17DZ | 22600 | 17 | 9.5 | 22600 | 16800 | 74.34% | 2.1 | 0 | 11.2 |  |  |  |  | R-410A | 1.8833 | Residential & Commercial | USHP | Ducted CEE Tier 1
214075527 | Central HP <5.4 tons | RHEEM | HRCU-A-CB (Split System: Heat Pump with Remote Outdoor Unit-Air-Source) | RD17AZ24AJ3N |  |  | RCFZ2417MTANM | R801V0754A17DZ | 22600 | 17 | 9.5 | 22600 | 16800 | 74.34% | 2.1 | 0 | 11.2 |  |  |  |  | R-410A | 1.8833 | Residential & Commercial | USHP | Ducted CEE Tier 1
212985036 | Central HP <5.4 tons | HEIL | HRCU-A-CB (Split System: Heat Pump with Remote Outdoor Unit-Air-Source) | DLCURAH24ABK |  |  | EA*4X36L21A* | *92MSN0802120A* | 23600 | 17.5 | 8.5 | 26000 | 24000 | 92.31% | 2.02 | 0 | 10 |  |  |  |  | R-410A | 1.9667 | Residential & Commercial | USHP | Ducted CEE Tier 1
216682974 | Central HP <5.4 tons | TEMPSTAR | HRCU-A-CB (Split System: Heat Pump with Remote Outdoor Unit-Air-Source) | DLCURAH24ABK |  |  | EA*4X36L21A* | *97VTN1002122A* | 24200 | 17 | 9 | 26000 | 22600 | 86.92% | 1.78 | 0 | 10 |  |  |  |  | R-410A | 2.0167 | Residential & Commercial | USHP | Ducted CEE Tier 1
212981116 | Central HP <5.4 tons | KEEPRITE | HRCU-A-CB (Split System: Heat Pump with Remote Outdoor Unit-Air-Source) | DLCURAH30ABK |  |  | EA*4X42L24A* | *80MS(N,L)1102420A* | 30000 | 15.5 | 8.1 | 34200 | 27600 | 80.7% | 1.8 | 0 | 9 |  |  |  |  | R-410A | 2.5 | Residential & Commercial | USHP
212980219 | Central HP <5.4 tons | KEEPRITE | HRCU-A-CB (Split System: Heat Pump with Remote Outdoor Unit-Air-Source) | DLCURAH30ABK |  |  | EA*4X42L24A* | *80MS(N,L)0902116A* | 29600 | 15.2 | 8.1 | 33800 | 27600 | 81.66% | 1.78 | 0 | 9 |  |  |  |  | R-410A | 2.4667 | Residential & Commercial | USHP
211389586 | Central HP <5.4 tons | COLEMAN | HRCU-A-CB (Split System: Heat Pump with Remote Outdoor Unit-Air-Source) | HMH72B341 |  |  | XAFC30CXXN1+TXV | TM8Y080C16MP11 | 33200 | 18 | 8.5 | 33400 | 23400 | 70.06% | 2.06 | 0 | 10 |  |  |  |  | R-410A | 2.7667 | Residential & Commercial | USHP | Ducted CEE Tier 1
211389645 | Central HP <5.4 tons | COLEMAN | HRCU-A-CB (Split System: Heat Pump with Remote Outdoor Unit-Air-Source) | HMH72B341 |  |  | XAHB36DXXN1+TXV | TM8Y080B12MP11 | 33000 | 17.5 | 8.1 | 32800 | 23000 | 70.12% | 2 | 0 | 9.5 |  |  |  |  | R-410A | 2.75 | Residential & Commercial | USHP
211194209 | Central HP <5.4 tons | CARRIER | HRCU-A-CB (Split System: Heat Pump with Remote Outdoor Unit-Air-Source) | 38MURAQ30AB3* |  |  | CAP**3621AL* | 59SC2D080E17**16 | 29600 | 15.2 | 8.1 | 33800 | 27800 | 82.25% | 1.76 | 0 | 9 |  |  |  |  | R-410A | 2.4667 | Residential & Commercial | USHP
211712447 | Central HP <5.4 tons | BRYANT HEATING AND COOLING SYSTEMS | HRCU-A-CB (Split System: Heat Pump with Remote Outdoor Unit-Air-Source) | 38MURAQ30AB3* |  |  | CAP**4221AL* | 8(0,1)*SA48070E21*** | 29600 | 15.2 | 8.1 | 33600 | 27400 | 81.55% | 1.78 | 0 | 9 |  |  |  |  | R-410A | 2.4667 | Residential & Commercial | USHP
210470407 | Central HP <5.4 tons | CARRIER | HRCU-A-CB (Split System: Heat Pump with Remote Outdoor Unit-Air-Source) | 25VNA837A*031* |  |  | CAP**6121AL*+UI | 58CU*A060C17**16 | 33200 | 17.5 | 8.1 | 32200 | 25000 | 77.64% | 1.98 | 0 | 11.5 |  |  |  |  | R-410A | 2.7667 | Residential & Commercial | USHP | Ducted CEE Tier 1
210470572 | Central HP <5.4 tons | CARRIER | HRCU-A-CB (Split System: Heat Pump with Remote Outdoor Unit-Air-Source) | 25VNA837A*031* |  |  | CAP**6124AL*+UI | 59TN6B120C24**22 | 33200 | 18 | 8.5 | 32000 | 24800 | 77.5% | 2 | 0 | 12 |  |  |  |  | R-410A | 2.7667 | Residential & Commercial | USHP | Ducted CEE Tier 1
210720667 | Central HP <5.4 tons | CARRIER | HRCU-A-CB (Split System: Heat Pump with Remote Outdoor Unit-Air-Source) | 25VNA436A*031* |  |  | CNPV*4221AL*+UI | 58CU*A060C17**16 | 33000 | 19 | 9 | 35400 | 26600 | 75.14% | 1.96 | 0 | 11.7 |  |  |  |  | R-410A | 2.75 | Residential & Commercial | USHP | Ducted CEE Tier 1
210720699 | Central HP <5.4 tons | CARRIER | HRCU-A-CB (Split System: Heat Pump with Remote Outdoor Unit-Air-Source) | 25VNA436A*031* |  |  | CSPH*6012AL*+UI | 59CU5A100C21**22 | 34600 | 19 | 9 | 34600 | 25200 | 72.83% | 2.04 | 0 | 12 |  |  |  |  | R-410A | 2.8833 | Residential & Commercial | USHP | Ducted CEE Tier 1
212978771 | Central HP <5.4 tons | KEEPRITE | HRCU-A-CB (Split System: Heat Pump with Remote Outdoor Unit-Air-Source) | DLCURAH18ABK |  |  | EA*4X25L17A* | *80MS(N,L)0701712A* | 18000 | 17 | 8.5 | 17800 | 17700 | 99.44% | 2.14 | 0 | 11 |  |  |  |  | R-410A | 1.5 | Residential & Commercial | USHP | Ducted CEE Tier 1
211240542 | Central HP <5.4 tons | BRYANT HEATING AND COOLING SYSTEMS | HRCU-A-CB (Split System: Heat Pump with Remote Outdoor Unit-Air-Source) | 38MURAQ24AB3* |  |  | CAP**2417AL* | 82*TA48070V17*** | 23800 | 16.5 | 8.5 | 26800 | 24000 | 89.55% | 2 | 0 | 10 |  |  |  |  | R-410A | 1.9833 | Residential & Commercial | USHP | Ducted CEE Tier 1
211240707 | Central HP <5.4 tons | BRYANT HEATING AND COOLING SYSTEMS | HRCU-A-CB (Split System: Heat Pump with Remote Outdoor Unit-Air-Source) | 38MURAQ24AB3* |  |  | CAP**2417AL* | 915SB42060E17*** | 24400 | 15.5 | 8.5 | 27200 | 23200 | 85.29% | 1.9 | 0 | 10 |  |  |  |  | R-410A | 2.0333 | Residential & Commercial | USHP | Ducted CEE Tier 1
211240740 | Central HP <5.4 tons | BRYANT HEATING AND COOLING SYSTEMS | HRCU-A-CB (Split System: Heat Pump with Remote Outdoor Unit-Air-Source) | 38MURAQ24AB3* |  |  | CAP**2417AL* | 912SD36040E17*** | 23400 | 15.5 | 8.5 | 26800 | 24800 | 92.54% | 2.04 | 0 | 9.5 |  |  |  |  | R-410A | 1.95 | Residential & Commercial | USHP
211241210 | Central HP <5.4 tons | BRYANT HEATING AND COOLING SYSTEMS | HRCU-A-CB (Split System: Heat Pump with Remote Outdoor Unit-Air-Source) | 38MURAQ24AB3* |  |  | CAP**2517AL* | OVMAAB036098 | 24200 | 17 | 8.5 | 25200 | 21600 | 85.71% | 1.8 | 0 | 10 |  |  |  |  | R-410A | 2.0167 | Residential & Commercial | USHP | Ducted CEE Tier 1
211241308 | Central HP <5.4 tons | BRYANT HEATING AND COOLING SYSTEMS | HRCU-A-CB (Split System: Heat Pump with Remote Outdoor Unit-Air-Source) | 38MURAQ24AB3* |  |  | CAP**3014AL* | 926TB36060V14*** | 23400 | 16.5 | 8.5 | 25800 | 24200 | 93.8% | 2 | 0 | 10 |  |  |  |  | R-410A | 1.95 | Residential & Commercial | USHP | Ducted CEE Tier 1
213773854 | Central HP <5.4 tons | TEMPSTAR | HRCU-A-CB (Split System: Heat Pump with Remote Outdoor Unit-Air-Source) | TVH825GKA3* |  |  | EA*4X48L24A*+WALLCON | *97CMN1202422B* | 24000 | 16.5 | 8.1 | 21000 | 16500 | 78.57% | 2.02 | 0 | 11 |  |  |  |  | R-410A | 2 | Residential & Commercial | USHP | Ducted CEE Tier 1
212984175 | Central HP <5.4 tons | DAY & NIGHT | HRCU-A-CB (Split System: Heat Pump with Remote Outdoor Unit-Air-Source) | DLCURAH18ABK |  |  | EA*4X24L17A* | *92MSN0601714A* | 17500 | 16.5 | 8.5 | 18500 | 19400 | 104.9% | 2.34 | 0 | 10.5 |  |  |  |  | R-410A | 1.4583 | Residential & Commercial | USHP | Ducted CEE Tier 1
212972943 | Central HP <5.4 tons | BRYANT HEATING AND COOLING SYSTEMS | HRCU-A-CB (Split System: Heat Pump with Remote Outdoor Unit-Air-Source) | 38MURAQ24AB3* |  |  | CAP**3617AL* | 926SB30040V14*** | 23600 | 16 | 8.5 | 26200 | 24000 | 91.6% | 1.98 | 0 | 10 |  |  |  |  | R-410A | 1.9667 | Residential & Commercial | USHP | Ducted CEE Tier 1
212384295 | Central HP <5.4 tons | KEEPRITE | HRCU-A-CB (Split System: Heat Pump with Remote Outdoor Unit-Air-Source) | DLCURAH36ABK |  |  | END4X42L17** | *80ES(N,L)0901714A* | 36200 | 15.5 | 8.1 | 39500 | 35000 | 88.61% | 1.98 | 0 | 10 |  |  |  |  | R-410A | 3.0167 | Residential & Commercial | USHP | Ducted CEE Tier 1
212384320 | Central HP <5.4 tons | KEEPRITE | HRCU-A-CB (Split System: Heat Pump with Remote Outdoor Unit-Air-Source) | DLCURAH36ABK |  |  | END4X42L17** | *92ESN0601714A* | 35800 | 16 | 8.1 | 39000 | 35000 | 89.74% | 1.96 | 0 | 10 |  |  |  |  | R-410A | 2.9833 | Residential & Commercial | USHP | Ducted CEE Tier 1
212973327 | Central HP <5.4 tons | DAY & NIGHT | HRCU-A-CB (Split System: Heat Pump with Remote Outdoor Unit-Air-Source) | DLCURAH18ABK |  |  | EA*4X25L17A* | *96VSN0601412B* | 17800 | 16.5 | 8.1 | 17600 | 17800 | 101.1% | 2.14 | 0 | 10.5 |  |  |  |  | R-410A | 1.4833 | Residential & Commercial | USHP | Ducted CEE Tier 1
212974113 | Central HP <5.4 tons | BRYANT HEATING AND COOLING SYSTEMS | HRCU-A-CB (Split System: Heat Pump with Remote Outdoor Unit-Air-Source) | 38MURAQ24AB3* |  |  | CNPV*3621AL* | 926SB60080V21*** | 23800 | 17 | 8.5 | 26400 | 24000 | 90.91% | 1.98 | 0 | 10.5 |  |  |  |  | R-410A | 1.9833 | Residential & Commercial | USHP | Ducted CEE Tier 1
212978132 | Central HP <5.4 tons | DAY & NIGHT | HRCU-A-CB (Split System: Heat Pump with Remote Outdoor Unit-Air-Source) | DLCURAH24ABK |  |  | EA*4X30L17A* | *80MS(N,L)0701412A* | 23600 | 17.5 | 8.5 | 26200 | 24600 | 93.89% | 2.06 | 0 | 10 |  |  |  |  | R-410A | 1.9667 | Residential & Commercial | USHP | Ducted CEE Tier 1
211241375 | Central HP <5.4 tons | BRYANT HEATING AND COOLING SYSTEMS | HRCU-A-CB (Split System: Heat Pump with Remote Outdoor Unit-Air-Source) | 38MURAQ24AB3* |  |  | CAP**3017AL* | 82*SA36045V14*** | 23400 | 16.5 | 8.5 | 25800 | 24400 | 94.57% | 2.02 | 0 | 10 |  |  |  |  | R-410A | 1.95 | Residential & Commercial | USHP | Ducted CEE Tier 1
211241478 | Central HP <5.4 tons | BRYANT HEATING AND COOLING SYSTEMS | HRCU-A-CB (Split System: Heat Pump with Remote Outdoor Unit-Air-Source) | 38MURAQ24AB3* |  |  | CAP**3017AL* | 82*SA48045V17*** | 24200 | 16.5 | 8.5 | 26400 | 23000 | 87.12% | 1.9 | 0 | 10 |  |  |  |  | R-410A | 2.0167 | Residential & Commercial | USHP | Ducted CEE Tier 1
211206965 | Central HP <5.4 tons | COLEMAN | HRCU-A-CB (Split System: Heat Pump with Remote Outdoor Unit-Air-Source) | HC20B4821 |  |  | XAMC48HE3N1+CC | TPLC100C20MP13 | 43500 | 19 | 9 | 44500 | 36200 | 81.35% | 2.14 | 0 | 12 |  |  |  |  | R-410A | 3.625 | Residential & Commercial | USHP | Ducted CEE Tier 1
210474025 | Central HP <5.4 tons | CARRIER | HRCU-A-CB (Split System: Heat Pump with Remote Outdoor Unit-Air-Source) | 25VNA825A*032* |  |  | CNPV*4821AL*+UI | 59TN6B100C21**22 | 24200 | 17 | 8.1 | 21400 | 16600 | 77.57% | 2.02 | 0 | 11.5 |  |  |  |  | R-410A | 2.0167 | Residential & Commercial | USHP | Ducted CEE Tier 1
210474091 | Central HP <5.4 tons | CARRIER | HRCU-A-CB (Split System: Heat Pump with Remote Outdoor Unit-Air-Source) | 25VNA825A*032* |  |  | CNPV*4824AL*+UI | 58TN*A135C24**22 | 24200 | 17 | 8.1 | 21400 | 16600 | 77.57% | 2.02 | 0 | 11.5 |  |  |  |  | R-410A | 2.0167 | Residential & Commercial | USHP | Ducted CEE Tier 1
210474624 | Central HP <5.4 tons | CARRIER | HRCU-A-CB (Split System: Heat Pump with Remote Outdoor Unit-Air-Source) | 25VNA825A*032* |  |  | CSPH*4812AL*+UI | 58TN*A070C14**12 | 24400 | 17 | 8.1 | 21200 | 16500 | 77.83% | 2.02 | 0 | 11 |  |  |  |  | R-410A | 2.0333 | Residential & Commercial | USHP | Ducted CEE Tier 1
214584757 | Central HP <5.4 tons | LUXAIRE | HRCU-A-CB (Split System: Heat Pump with Remote Outdoor Unit-Air-Source) | HH860E2S11 |  |  | CTF60C5CGS1 | Z8ES120C16SMPS1 | 44000 | 18 | 9 | 43500 | 33000 | 75.86% | 2 | 0 | 12 |  |  |  |  | R-454B | 3.6667 | Residential & Commercial | USHP | Ducted CEE Tier 1
206788336 | Central HP <5.4 tons | CARRIER | HRCU-A-CB (Split System: Heat Pump with Remote Outdoor Unit-Air-Source) | 25VNA424A*031* |  |  | CAP**3621AL*+UI | 59MN7B060C17**14 | 23200 | 19.5 | 10 | 26800 | 20000 | 74.63% | 2.38 | 13 | 12.5 |  |  |  |  | R-410A | 1.9333 | Residential & Commercial | USHP | Ducted CEE Tier 1
206788375 | Central HP <5.4 tons | CARRIER | HRCU-A-CB (Split System: Heat Pump with Remote Outdoor Unit-Air-Source) | 25VNA424A*031* |  |  | CNPV*3617AL*+UI | 58TN*A090C17**16 | 23400 | 21 | 10 | 26600 | 19800 | 74.44% | 2.4 | 14 | 13.5 |  |  |  |  | R-410A | 1.95 | Residential & Commercial | USHP | Ducted CEE Tier 1
206788418 | Central HP <5.4 tons | CARRIER | HRCU-A-CB (Split System: Heat Pump with Remote Outdoor Unit-Air-Source) | 25VNA424A*031* |  |  | CSPH*3612AL*+UI | 58TN*A090C17**16 | 23800 | 20.5 | 9.5 | 26400 | 19600 | 74.24% | 2.52 | 14 | 13 |  |  |  |  | R-410A | 1.9833 | Residential & Commercial | USHP | Ducted CEE Tier 1
206788452 | Central HP <5.4 tons | CARRIER | HRCU-A-CB (Split System: Heat Pump with Remote Outdoor Unit-Air-Source) | 25VNA424A*031* |  |  | CAP**3621AL*+UI | 58TN*A070C17**16 | 23400 | 20.5 | 10.5 | 26600 | 19800 | 74.44% | 2.42 | 14 | 13 |  |  |  |  | R-410A | 1.95 | Residential & Commercial | USHP | Ducted CEE Tier 1
206788484 | Central HP <5.4 tons | CARRIER | HRCU-A-CB (Split System: Heat Pump with Remote Outdoor Unit-Air-Source) | 25VNA424A*031* |  |  | CNPV*3617AL*+UI | 59TN6B080C17**14 | 23200 | 20 | 9.5 | 26800 | 20000 | 74.63% | 2.38 | 14 | 13 |  |  |  |  | R-410A | 1.9333 | Residential & Commercial | USHP | Ducted CEE Tier 1
206788486 | Central HP <5.4 tons | CARRIER | HRCU-A-CB (Split System: Heat Pump with Remote Outdoor Unit-Air-Source) | 25VNA424A*031* |  |  | CNPV*3621AL*+UI | 58TN*A070C17**16 | 23200 | 20.5 | 10 | 26800 | 19900 | 74.25% | 2.38 | 14 | 13 |  |  |  |  | R-410A | 1.9333 | Residential & Commercial | USHP | Ducted CEE Tier 1
206788529 | Central HP <5.4 tons | CARRIER | HRCU-A-CB (Split System: Heat Pump with Remote Outdoor Unit-Air-Source) | 25VNA424A*031* |  |  | CSPH*4212AL*+UI | 59TN6B080C17**14 | 23800 | 19.5 | 9.5 | 26600 | 19800 | 74.44% | 2.5 | 14 | 12.5 |  |  |  |  | R-410A | 1.9833 | Residential & Commercial | USHP | Ducted CEE Tier 1
211391672 | Central HP <5.4 tons | COLEMAN | HRCU-A-CB (Split System: Heat Pump with Remote Outdoor Unit-Air-Source) | HMH72B341 |  |  | XAHB36DXXN1+TXV | TMLE100B12MP11 | 33200 | 17.5 | 8.1 | 33000 | 23400 | 70.91% | 2.02 | 0 | 9.5 |  |  |  |  | R-410A | 2.7667 | Residential & Commercial | USHP
211392072 | Central HP <5.4 tons | COLEMAN | HRCU-A-CB (Split System: Heat Pump with Remote Outdoor Unit-Air-Source) | HMH72B341 |  |  | XAFC36DBCN1 | TM8E080C16MP11 | 34000 | 17 | 8.5 | 33600 | 23600 | 70.24% | 2.08 | 0 | 10 |  |  |  |  | R-410A | 2.8333 | Residential & Commercial | USHP | Ducted CEE Tier 1
211388481 | Central HP <5.4 tons | COLEMAN | HRCU-A-CB (Split System: Heat Pump with Remote Outdoor Unit-Air-Source) | HMH72B341 |  |  | XAHB30CXXN1+TXV | TM9V040A10MP12 | 31400 | 16 | 8.1 | 32800 | 23000 | 70.12% | 1.96 | 0 | 9.5 |  |  |  |  | R-410A | 2.6167 | Residential & Commercial | USHP
211388611 | Central HP <5.4 tons | COLEMAN | HRCU-A-CB (Split System: Heat Pump with Remote Outdoor Unit-Air-Source) | HMH72B341 |  |  | XAFC36DXXN1+TXV | TM9E100C16MP12 | 34000 | 18 | 8.1 | 33600 | 23800 | 70.83% | 2.08 | 0 | 10 |  |  |  |  | R-410A | 2.8333 | Residential & Commercial | USHP | Ducted CEE Tier 1
211396703 | Central HP <5.4 tons | LUXAIRE | HRCU-A-CB (Split System: Heat Pump with Remote Outdoor Unit-Air-Source) | HMH72B341 |  |  | XAUC48FXXN1+TXV | TM8Y100C20MP11 | 34000 | 16.5 | 8.5 | 33000 | 24200 | 73.33% | 2.1 | 0 | 9.5 |  |  |  |  | R-410A | 2.8333 | Residential & Commercial | USHP
211397522 | Central HP <5.4 tons | LUXAIRE | HRCU-A-CB (Split System: Heat Pump with Remote Outdoor Unit-Air-Source) | HMH72B341 |  |  | XAFD48FXXN1+TXV | TM8V100C16MP12 | 34000 | 16.5 | 8.5 | 33000 | 24400 | 73.94% | 2.1 | 0 | 9 |  |  |  |  | R-410A | 2.8333 | Residential & Commercial | USHP
211239767 | Central HP <5.4 tons | CARRIER | HRCU-A-CB (Split System: Heat Pump with Remote Outdoor Unit-Air-Source) | 38MURAQ24AB3* |  |  | CAP**3017AL* | 59SP6A040V17**12 | 23200 | 16 | 8.5 | 25800 | 24200 | 93.8% | 2 | 0 | 9.5 |  |  |  |  | R-410A | 1.9333 | Residential & Commercial | USHP
211391017 | Central HP <5.4 tons | CHAMPION HEATING AND COOLING | HRCU-A-CB (Split System: Heat Pump with Remote Outdoor Unit-Air-Source) | HMH72B341 |  |  | XAFB36DXXN1+TXV | TMLV060A12MP12 | 34000 | 17.5 | 8.1 | 34000 | 24200 | 71.18% | 2.06 | 0 | 9.5 |  |  |  |  | R-410A | 2.8333 | Residential & Commercial | USHP
211390340 | Central HP <5.4 tons | CHAMPION HEATING AND COOLING | HRCU-A-CB (Split System: Heat Pump with Remote Outdoor Unit-Air-Source) | HMH72B341 |  |  | XAFC30CXXN1+TXV | TM8V080C16MP12 | 33000 | 17.5 | 8.5 | 33000 | 23200 | 70.3% | 2.04 | 0 | 9.5 |  |  |  |  | R-410A | 2.75 | Residential & Commercial | USHP
211239803 | Central HP <5.4 tons | CARRIER | HRCU-A-CB (Split System: Heat Pump with Remote Outdoor Unit-Air-Source) | 38MURAQ24AB3* |  |  | CAP**3017AL* | 58SU*A060E17**16 | 24800 | 16.5 | 8.5 | 26800 | 22200 | 82.84% | 1.84 | 0 | 10 |  |  |  |  | R-410A | 2.0667 | Residential & Commercial | USHP | Ducted CEE Tier 1
211239810 | Central HP <5.4 tons | CARRIER | HRCU-A-CB (Split System: Heat Pump with Remote Outdoor Unit-Air-Source) | 38MURAQ24AB3* |  |  | CAP**3617AL* | 59SP6A040V14**10 | 23400 | 16 | 8.5 | 25600 | 23800 | 92.97% | 1.96 | 0 | 10 |  |  |  |  | R-410A | 1.95 | Residential & Commercial | USHP | Ducted CEE Tier 1
211239826 | Central HP <5.4 tons | CARRIER | HRCU-A-CB (Split System: Heat Pump with Remote Outdoor Unit-Air-Source) | 38MURAQ24AB3* |  |  | CAP**3617AL* | 59TP6B080V17**16 | 24200 | 16.5 | 8.5 | 26200 | 22600 | 86.26% | 1.86 | 0 | 10 |  |  |  |  | R-410A | 2.0167 | Residential & Commercial | USHP | Ducted CEE Tier 1
211239833 | Central HP <5.4 tons | CARRIER | HRCU-A-CB (Split System: Heat Pump with Remote Outdoor Unit-Air-Source) | 38MURAQ24AB3* |  |  | CAP**3617AL* | 59SC5B026E14**10 | 23400 | 16.5 | 8.5 | 25600 | 23600 | 92.19% | 1.96 | 0 | 10 |  |  |  |  | R-410A | 1.95 | Residential & Commercial | USHP | Ducted CEE Tier 1
211390231 | Central HP <5.4 tons | COLEMAN | HRCU-A-CB (Split System: Heat Pump with Remote Outdoor Unit-Air-Source) | HMH72B341 |  |  | XAFC36DXXN1+TXV | CPLC100C16MP13 | 34000 | 17.5 | 8.5 | 33800 | 23800 | 70.41% | 2.08 | 0 | 10 |  |  |  |  | R-410A | 2.8333 | Residential & Commercial | USHP | Ducted CEE Tier 1
211390663 | Central HP <5.4 tons | COLEMAN | HRCU-A-CB (Split System: Heat Pump with Remote Outdoor Unit-Air-Source) | HMH72B341 |  |  | XAFC30CXXN1+TXV | TM8V080B12MP12 | 32400 | 17 | 8.1 | 34000 | 23800 | 70% | 2 | 0 | 9.5 |  |  |  |  | R-410A | 2.7 | Residential & Commercial | USHP
211391785 | Central HP <5.4 tons | COLEMAN | HRCU-A-CB (Split System: Heat Pump with Remote Outdoor Unit-Air-Source) | HMH72B341 |  |  | XAFC30CXXN1+TXV | TM8E100B12MP11 | 32800 | 17.5 | 8.1 | 33400 | 23400 | 70.06% | 2.04 | 0 | 9.5 |  |  |  |  | R-410A | 2.7333 | Residential & Commercial | USHP
211391844 | Central HP <5.4 tons | COLEMAN | HRCU-A-CB (Split System: Heat Pump with Remote Outdoor Unit-Air-Source) | HMH72B341 |  |  | XAFB36DBCN1 | TM8E100B12MP11 | 34000 | 18 | 8.1 | 33800 | 23800 | 70.41% | 2.06 | 0 | 10 |  |  |  |  | R-410A | 2.8333 | Residential & Commercial | USHP | Ducted CEE Tier 1
211392319 | Central HP <5.4 tons | COLEMAN | HRCU-A-CB (Split System: Heat Pump with Remote Outdoor Unit-Air-Source) | HMH72B341 |  |  | XAFC36DBCN1 | TM8E080B12MP11 | 34000 | 18 | 8.1 | 34000 | 24400 | 71.76% | 2.06 | 0 | 9.5 |  |  |  |  | R-410A | 2.8333 | Residential & Commercial | USHP
211387716 | Central HP <5.4 tons | COLEMAN | HRCU-A-CB (Split System: Heat Pump with Remote Outdoor Unit-Air-Source) | HMH72B341 |  |  | XAHC36DBCN1 | CP9C080B12MP13 | 33200 | 17 | 8.1 | 33200 | 23400 | 70.48% | 2.02 | 0 | 9.5 |  |  |  |  | R-410A | 2.7667 | Residential & Commercial | USHP
211388509 | Central HP <5.4 tons | COLEMAN | HRCU-A-CB (Split System: Heat Pump with Remote Outdoor Unit-Air-Source) | HMH72B341 |  |  | XAFB36DBCN1 | TM9V040A10MP12 | 33200 | 17 | 8.1 | 33200 | 23400 | 70.48% | 2 | 0 | 9.5 |  |  |  |  | R-410A | 2.7667 | Residential & Commercial | USHP
211393237 | Central HP <5.4 tons | COLEMAN | HRCU-A-CB (Split System: Heat Pump with Remote Outdoor Unit-Air-Source) | HMH72B341 |  |  | XAFB36DXXN1+TXV | TL9E060B12UH11 | 33400 | 17.5 | 8.1 | 33000 | 23200 | 70.3% | 2.02 | 0 | 10 |  |  |  |  | R-410A | 2.7833 | Residential & Commercial | USHP | Ducted CEE Tier 1
211387993 | Central HP <5.4 tons | COLEMAN | HRCU-A-CB (Split System: Heat Pump with Remote Outdoor Unit-Air-Source) | HMH72B341 |  |  | XAFB30CXXN1+TXV | CP9C080B12MP13 | 32800 | 17 | 8.1 | 33600 | 23600 | 70.24% | 2.02 | 0 | 9.5 |  |  |  |  | R-410A | 2.7333 | Residential & Commercial | USHP
211388027 | Central HP <5.4 tons | COLEMAN | HRCU-A-CB (Split System: Heat Pump with Remote Outdoor Unit-Air-Source) | HMH72B341 |  |  | XAHC36DXXN1+TXV | TM9V060B12MP12 | 33200 | 17 | 8.1 | 33400 | 23800 | 71.26% | 2 | 0 | 9.5 |  |  |  |  | R-410A | 2.7667 | Residential & Commercial | USHP
211388111 | Central HP <5.4 tons | COLEMAN | HRCU-A-CB (Split System: Heat Pump with Remote Outdoor Unit-Air-Source) | HMH72B341 |  |  | XAHC30CXXN1+TXV | CP9C060B12MP13 | 31800 | 16.5 | 8.1 | 33000 | 23200 | 70.3% | 1.96 | 0 | 9 |  |  |  |  | R-410A | 2.65 | Residential & Commercial | USHP
211388195 | Central HP <5.4 tons | COLEMAN | HRCU-A-CB (Split System: Heat Pump with Remote Outdoor Unit-Air-Source) | HMH72B341 |  |  | XAHB30CXXN1+TXV | TP9C060B12MP13 | 31600 | 16.5 | 8.1 | 32800 | 23000 | 70.12% | 1.96 | 0 | 9 |  |  |  |  | R-410A | 2.6333 | Residential & Commercial | USHP
211388280 | Central HP <5.4 tons | COLEMAN | HRCU-A-CB (Split System: Heat Pump with Remote Outdoor Unit-Air-Source) | HMH72B341 |  |  | XAFC30CXXN1+TXV | TP9C060B12MP13 | 32600 | 17 | 8.1 | 33600 | 23600 | 70.24% | 2.02 | 0 | 9.5 |  |  |  |  | R-410A | 2.7167 | Residential & Commercial | USHP
211388180 | Central HP <5.4 tons | COLEMAN | HRCU-A-CB (Split System: Heat Pump with Remote Outdoor Unit-Air-Source) | HMH72B341 |  |  | XAHB36DBCN1 | CP9C060B12MP13 | 32800 | 17 | 8.1 | 33000 | 23400 | 70.91% | 1.98 | 0 | 9.5 |  |  |  |  | R-410A | 2.7333 | Residential & Commercial | USHP
211388247 | Central HP <5.4 tons | COLEMAN | HRCU-A-CB (Split System: Heat Pump with Remote Outdoor Unit-Air-Source) | HMH72B341 |  |  | XAFC36DBCN1 | TP9C060B12MP13 | 34000 | 17.5 | 8.1 | 34000 | 24200 | 71.18% | 2.06 | 0 | 9.5 |  |  |  |  | R-410A | 2.8333 | Residential & Commercial | USHP
211388261 | Central HP <5.4 tons | COLEMAN | HRCU-A-CB (Split System: Heat Pump with Remote Outdoor Unit-Air-Source) | HMH72B341 |  |  | XAFC36DBCN1 | CP9C060B12MP13 | 34000 | 17.5 | 8.1 | 34000 | 24200 | 71.18% | 2.06 | 0 | 9.5 |  |  |  |  | R-410A | 2.8333 | Residential & Commercial | USHP
211397906 | Central HP <5.4 tons | CHAMPION HEATING AND COOLING | HRCU-A-CB (Split System: Heat Pump with Remote Outdoor Unit-Air-Source) | HMH72B341 |  |  | XAUC48FXXN1+TXV | TPLC100C16MP13 | 34000 | 16.5 | 8.5 | 33200 | 24400 | 73.49% | 2.1 | 0 | 9 |  |  |  |  | R-410A | 2.8333 | Residential & Commercial | USHP
211392991 | Central HP <5.4 tons | CHAMPION HEATING AND COOLING | HRCU-A-CB (Split System: Heat Pump with Remote Outdoor Unit-Air-Source) | HMH72B341 |  |  | XAHC36DBCN1 | TL9E100C20UH11 | 34000 | 16.5 | 8.1 | 34000 | 24600 | 72.35% | 2.08 | 0 | 9.5 |  |  |  |  | R-410A | 2.8333 | Residential & Commercial | USHP
211391554 | Central HP <5.4 tons | CHAMPION HEATING AND COOLING | HRCU-A-CB (Split System: Heat Pump with Remote Outdoor Unit-Air-Source) | HMH72B341 |  |  | XAFC30CXXN1+TXV | TM8E100C16MP11 | 33000 | 18 | 8.5 | 33000 | 23200 | 70.3% | 2.04 | 0 | 10 |  |  |  |  | R-410A | 2.75 | Residential & Commercial | USHP | Ducted CEE Tier 1
211392223 | Central HP <5.4 tons | CHAMPION HEATING AND COOLING | HRCU-A-CB (Split System: Heat Pump with Remote Outdoor Unit-Air-Source) | HMH72B341 |  |  | XAHB36DXXN1+TXV | TM8E080B12MP11 | 33200 | 17 | 8.1 | 33200 | 23400 | 70.48% | 2 | 0 | 9.5 |  |  |  |  | R-410A | 2.7667 | Residential & Commercial | USHP
211392976 | Central HP <5.4 tons | CHAMPION HEATING AND COOLING | HRCU-A-CB (Split System: Heat Pump with Remote Outdoor Unit-Air-Source) | HMH72B341 |  |  | XAHC36DXXN1+TXV | TL9E100C20UH11 | 34000 | 16.5 | 8.1 | 34000 | 24600 | 72.35% | 2.08 | 0 | 9.5 |  |  |  |  | R-410A | 2.8333 | Residential & Commercial | USHP
211393175 | Central HP <5.4 tons | CHAMPION HEATING AND COOLING | HRCU-A-CB (Split System: Heat Pump with Remote Outdoor Unit-Air-Source) | HMH72B341 |  |  | XAHC30CXXN1+TXV | TL9E060B12UH11 | 31800 | 17 | 8.1 | 32800 | 23200 | 70.73% | 1.96 | 0 | 9 |  |  |  |  | R-410A | 2.65 | Residential & Commercial | USHP
211390219 | Central HP <5.4 tons | CHAMPION HEATING AND COOLING | HRCU-A-CB (Split System: Heat Pump with Remote Outdoor Unit-Air-Source) | HMH72B341 |  |  | XAFC36DXXN1+TXV | TPLC100C16MP13 | 34000 | 17.5 | 8.5 | 33800 | 23800 | 70.41% | 2.08 | 0 | 10 |  |  |  |  | R-410A | 2.8333 | Residential & Commercial | USHP | Ducted CEE Tier 1
212978648 | Central HP <5.4 tons | DAY & NIGHT | HRCU-A-CB (Split System: Heat Pump with Remote Outdoor Unit-Air-Source) | DLCURAH24ABK |  |  | EA*4X30L17A* | *80MS(N,L)0701712A* | 23400 | 17.5 | 8.5 | 26200 | 25000 | 95.42% | 2.1 | 0 | 10 |  |  |  |  | R-410A | 1.95 | Residential & Commercial | USHP | Ducted CEE Tier 1
212978725 | Central HP <5.4 tons | DAY & NIGHT | HRCU-A-CB (Split System: Heat Pump with Remote Outdoor Unit-Air-Source) | DLCURAH24ABK |  |  | EN(A,D,W)4X36L17** | *80MS(N,L)0701712A* | 23400 | 17 | 8.1 | 25800 | 24200 | 93.8% | 2.04 | 0 | 10.5 |  |  |  |  | R-410A | 1.95 | Residential & Commercial | USHP | Ducted CEE Tier 1
212979161 | Central HP <5.4 tons | DAY & NIGHT | HRCU-A-CB (Split System: Heat Pump with Remote Outdoor Unit-Air-Source) | DLCURAH24ABK |  |  | EA*4X36L17A* | *80MS(N,L)0701716A* | 23800 | 17 | 8.5 | 26200 | 23800 | 90.84% | 1.98 | 0 | 10 |  |  |  |  | R-410A | 1.9833 | Residential & Commercial | USHP | Ducted CEE Tier 1
212980261 | Central HP <5.4 tons | DAY & NIGHT | HRCU-A-CB (Split System: Heat Pump with Remote Outdoor Unit-Air-Source) | DLCURAH24ABK |  |  | EA*4X36L21A* | *80MS(N,L)0902116A* | 23400 | 17.5 | 8.5 | 26000 | 24400 | 93.85% | 2.04 | 0 | 10 |  |  |  |  | R-410A | 1.95 | Residential & Commercial | USHP | Ducted CEE Tier 1
212980988 | Central HP <5.4 tons | DAY & NIGHT | HRCU-A-CB (Split System: Heat Pump with Remote Outdoor Unit-Air-Source) | DLCURAH24ABK |  |  | EA*4X36L21A* | *80MS(N,L)1102120A* | 23600 | 17.5 | 8.5 | 26200 | 23800 | 90.84% | 2 | 0 | 10 |  |  |  |  | R-410A | 1.9667 | Residential & Commercial | USHP | Ducted CEE Tier 1
212983212 | Central HP <5.4 tons | DAY & NIGHT | HRCU-A-CB (Split System: Heat Pump with Remote Outdoor Unit-Air-Source) | DLCURAH24ABK |  |  | EN(A,D)4X24L17** | *92MSN0401712A* | 23000 | 15.5 | 8.5 | 27000 | 25600 | 94.81% | 2.12 | 0 | 10 |  |  |  |  | R-410A | 1.9167 | Residential & Commercial | USHP | Ducted CEE Tier 1
211244162 | Central HP <5.4 tons | DAY & NIGHT | HRCU-A-CB (Split System: Heat Pump with Remote Outdoor Unit-Air-Source) | DLCURAH24ABK |  |  | EN(A,D)4X24L17** | *92ESN0601714A* | 23800 | 16.5 | 8.5 | 26800 | 23200 | 86.57% | 1.92 | 0 | 10 |  |  |  |  | R-410A | 1.9833 | Residential & Commercial | USHP | Ducted CEE Tier 1
211390687 | Central HP <5.4 tons | CHAMPION HEATING AND COOLING | HRCU-A-CB (Split System: Heat Pump with Remote Outdoor Unit-Air-Source) | HMH72B341 |  |  | XAFC30CXXN1+TXV | TPLC080B12MP13 | 32400 | 17 | 8.1 | 34000 | 23800 | 70% | 2 | 0 | 9.5 |  |  |  |  | R-410A | 2.7 | Residential & Commercial | USHP
211390803 | Central HP <5.4 tons | CHAMPION HEATING AND COOLING | HRCU-A-CB (Split System: Heat Pump with Remote Outdoor Unit-Air-Source) | HMH72B341 |  |  | XAFB30CXXN1+TXV | TM8V080B12MP12 | 32400 | 17 | 8.1 | 33600 | 23600 | 70.24% | 2 | 0 | 9.5 |  |  |  |  | R-410A | 2.7 | Residential & Commercial | USHP
211390851 | Central HP <5.4 tons | CHAMPION HEATING AND COOLING | HRCU-A-CB (Split System: Heat Pump with Remote Outdoor Unit-Air-Source) | HMH72B341 |  |  | XAUB30CXXN1+TXV | TPLC080B12MP13 | 32400 | 17 | 8.1 | 33600 | 23600 | 70.24% | 2 | 0 | 9.5 |  |  |  |  | R-410A | 2.7 | Residential & Commercial | USHP
211390869 | Central HP <5.4 tons | CHAMPION HEATING AND COOLING | HRCU-A-CB (Split System: Heat Pump with Remote Outdoor Unit-Air-Source) | HMH72B341 |  |  | XAHB36DXXN1+TXV | TM8V060A12MP12 | 33400 | 16.5 | 8.1 | 33600 | 23800 | 70.83% | 2.02 | 0 | 9.5 |  |  |  |  | R-410A | 2.7833 | Residential & Commercial | USHP
211390987 | Central HP <5.4 tons | CHAMPION HEATING AND COOLING | HRCU-A-CB (Split System: Heat Pump with Remote Outdoor Unit-Air-Source) | HMH72B341 |  |  | XAHB30CXXN1+TXV | TPLC060A12MP13 | 32000 | 17 | 8.1 | 32800 | 23000 | 70.12% | 1.98 | 0 | 9.5 |  |  |  |  | R-410A | 2.6667 | Residential & Commercial | USHP
211391152 | Central HP <5.4 tons | CHAMPION HEATING AND COOLING | HRCU-A-CB (Split System: Heat Pump with Remote Outdoor Unit-Air-Source) | HMH72B341 |  |  | XAFB30CXXN1+TXV | TMLV060A12MP12 | 32800 | 17.5 | 8.1 | 33400 | 23400 | 70.06% | 2.02 | 0 | 9.5 |  |  |  |  | R-410A | 2.7333 | Residential & Commercial | USHP
211388880 | Central HP <5.4 tons | CHAMPION HEATING AND COOLING | HRCU-A-CB (Split System: Heat Pump with Remote Outdoor Unit-Air-Source) | HMH72B341 |  |  | XAFB36DXXN1+TXV | TM9E080B12MP12 | 34000 | 17.5 | 8.1 | 33800 | 24000 | 71.01% | 2.06 | 0 | 10 |  |  |  |  | R-410A | 2.8333 | Residential & Commercial | USHP | Ducted CEE Tier 1
211393920 | Central HP <5.4 tons | CHAMPION HEATING AND COOLING | HRCU-A-CB (Split System: Heat Pump with Remote Outdoor Unit-Air-Source) | HMH72B341 |  |  | XAFD48FXXN1+TXV | TM9Y100C16MP11 | 33400 | 17 | 8.5 | 32400 | 23600 | 72.84% | 2.06 | 0 | 9.5 |  |  |  |  | R-410A | 2.7833 | Residential & Commercial | USHP
211391196 | Central HP <5.4 tons | CHAMPION HEATING AND COOLING | HRCU-A-CB (Split System: Heat Pump with Remote Outdoor Unit-Air-Source) | HMH72B341 |  |  | XAUB30CXXN1+TXV | TMLV060A12MP12 | 32800 | 17.5 | 8.1 | 33400 | 23400 | 70.06% | 2.02 | 0 | 9.5 |  |  |  |  | R-410A | 2.7333 | Residential & Commercial | USHP
211392081 | Central HP <5.4 tons | CHAMPION HEATING AND COOLING | HRCU-A-CB (Split System: Heat Pump with Remote Outdoor Unit-Air-Source) | HMH72B341 |  |  | XAFC36DBCN1 | TM8E080C16MP11 | 34000 | 17 | 8.5 | 33600 | 23600 | 70.24% | 2.08 | 0 | 10 |  |  |  |  | R-410A | 2.8333 | Residential & Commercial | USHP | Ducted CEE Tier 1
211392701 | Central HP <5.4 tons | CHAMPION HEATING AND COOLING | HRCU-A-CB (Split System: Heat Pump with Remote Outdoor Unit-Air-Source) | HMH72B341 |  |  | XAFB30CXXN1+TXV | TMLE060A12MP11 | 32800 | 17.5 | 8.1 | 33400 | 23400 | 70.06% | 2.02 | 0 | 9.5 |  |  |  |  | R-410A | 2.7333 | Residential & Commercial | USHP
211387785 | Central HP <5.4 tons | CHAMPION HEATING AND COOLING | HRCU-A-CB (Split System: Heat Pump with Remote Outdoor Unit-Air-Source) | HMH72B341 |  |  | XAHB30CXXN1+TXV | TM9V080B12MP12 | 32000 | 16.5 | 8.1 | 33400 | 23400 | 70.06% | 1.98 | 0 | 9 |  |  |  |  | R-410A | 2.6667 | Residential & Commercial | USHP
211387987 | Central HP <5.4 tons | CHAMPION HEATING AND COOLING | HRCU-A-CB (Split System: Heat Pump with Remote Outdoor Unit-Air-Source) | HMH72B341 |  |  | XAFB30CXXN1+TXV | TP9C080B12MP13 | 32800 | 17 | 8.1 | 33600 | 23600 | 70.24% | 2.02 | 0 | 9.5 |  |  |  |  | R-410A | 2.7333 | Residential & Commercial | USHP
211388835 | Central HP <5.4 tons | CHAMPION HEATING AND COOLING | HRCU-A-CB (Split System: Heat Pump with Remote Outdoor Unit-Air-Source) | HMH72B341 |  |  | XAFC36DXXN1+TXV | TM9E080B12MP12 | 34000 | 17.5 | 8.1 | 34000 | 24400 | 71.76% | 2.06 | 0 | 9.5 |  |  |  |  | R-410A | 2.8333 | Residential & Commercial | USHP
211389251 | Central HP <5.4 tons | CHAMPION HEATING AND COOLING | HRCU-A-CB (Split System: Heat Pump with Remote Outdoor Unit-Air-Source) | HMH72B341 |  |  | XAFB30CXXN1+TXV | TM9E040A10MP12 | 32200 | 17 | 8.1 | 33400 | 23400 | 70.06% | 1.98 | 0 | 9.5 |  |  |  |  | R-410A | 2.6833 | Residential & Commercial | USHP
211389394 | Central HP <5.4 tons | CHAMPION HEATING AND COOLING | HRCU-A-CB (Split System: Heat Pump with Remote Outdoor Unit-Air-Source) | HMH72B341 |  |  | XAFC36DBCN1 | TM8Y120C20MP11 | 34000 | 17.5 | 8.5 | 33800 | 23800 | 70.41% | 2.1 | 0 | 10 |  |  |  |  | R-410A | 2.8333 | Residential & Commercial | USHP | Ducted CEE Tier 1
214397579 | Central HP <5.4 tons | FRASER-JOHNSTON | HRCU-A-CB (Split System: Heat Pump with Remote Outdoor Unit-Air-Source) | HH860E2S11 |  |  | CTF60C5CHS1 | TM8E120C20MP11 | 54000 | 19 | 8.5 | 54500 | 39500 | 72.48% | 2 | 0 | 11 |  |  |  |  | R-454B | 4.5 | Residential & Commercial | USHP | Ducted CEE Tier 1
214397824 | Central HP <5.4 tons | FRASER-JOHNSTON | HRCU-A-CB (Split System: Heat Pump with Remote Outdoor Unit-Air-Source) | HH860E2S11 |  |  | CTM60C5CGS1 | TM9V080C16MP12 | 43500 | 18 | 9 | 44000 | 34000 | 77.27% | 2 | 0 | 11 |  |  |  |  | R-454B | 3.625 | Residential & Commercial | USHP | Ducted CEE Tier 1
214066875 | Central HP <5.4 tons | RHEEM | HRCU-A-CB (Split System: Heat Pump with Remote Outdoor Unit-Air-Source) | RD17AZ36AJ3N |  |  | RCFZ3621MTANM | R98MV0603A17UPS | 34200 | 18 | 8.1 | 34200 | 29800 | 87.13% | 1.9 | 0 | 10 |  |  |  |  | R-410A | 2.85 | Residential & Commercial | USHP | Ducted CEE Tier 1
211389446 | Central HP <5.4 tons | CHAMPION HEATING AND COOLING | HRCU-A-CB (Split System: Heat Pump with Remote Outdoor Unit-Air-Source) | HMH72B341 |  |  | XAHC36DXXN1+TXV | TM8Y100C16MP11 | 34000 | 18 | 8.1 | 34000 | 24400 | 71.76% | 2.06 | 0 | 9.5 |  |  |  |  | R-410A | 2.8333 | Residential & Commercial | USHP
210474415 | Central HP <5.4 tons | CARRIER | HRCU-A-CB (Split System: Heat Pump with Remote Outdoor Unit-Air-Source) | 25VNA825A*032* |  |  | CSPH*4212AL*+UI | 58TN*A090C17**16 | 24200 | 16.5 | 8.1 | 21200 | 16500 | 77.83% | 2.02 | 0 | 11 |  |  |  |  | R-410A | 2.0167 | Residential & Commercial | USHP | Ducted CEE Tier 1
211398448 | Central HP <5.4 tons | LUXAIRE | HRCU-A-CB (Split System: Heat Pump with Remote Outdoor Unit-Air-Source) | HMH72B341 |  |  | XAHC48FBCN1 | TMLE100C16MP11 | 33000 | 17 | 8.5 | 31800 | 23200 | 72.96% | 2.04 | 0 | 9.5 |  |  |  |  | R-410A | 2.75 | Residential & Commercial | USHP
211387636 | Central HP <5.4 tons | CHAMPION HEATING AND COOLING | HRCU-A-CB (Split System: Heat Pump with Remote Outdoor Unit-Air-Source) | HMH72B341 |  |  | XAFC36DXXN1+TXV | TP9C080C16MP13 | 34000 | 17.5 | 8.1 | 33800 | 23800 | 70.41% | 2.08 | 0 | 10 |  |  |  |  | R-410A | 2.8333 | Residential & Commercial | USHP | Ducted CEE Tier 1
211386014 | Central HP <5.4 tons | CHAMPION HEATING AND COOLING | HRCU-A-CB (Split System: Heat Pump with Remote Outdoor Unit-Air-Source) | HMH72B341 |  |  | XAUC48FXXN1+TXV | TM8E080B12MP11 | 33400 | 17 | 8.5 | 32400 | 23800 | 73.46% | 2.04 | 0 | 9 |  |  |  |  | R-410A | 2.7833 | Residential & Commercial | USHP
211386114 | Central HP <5.4 tons | CHAMPION HEATING AND COOLING | HRCU-A-CB (Split System: Heat Pump with Remote Outdoor Unit-Air-Source) | HMH72B341 |  |  | XAFD48FXXN1+TXV | TL9E100C20UH11 | 34000 | 16 | 8.5 | 32400 | 23800 | 73.46% | 2.08 | 0 | 9.5 |  |  |  |  | R-410A | 2.8333 | Residential & Commercial | USHP
211393866 | Central HP <5.4 tons | COLEMAN | HRCU-A-CB (Split System: Heat Pump with Remote Outdoor Unit-Air-Source) | HMH72B341 |  |  | XAHD48FBCN1 | TM9Y100C16MP11 | 33200 | 15.5 | 8.1 | 32400 | 23600 | 72.84% | 2.02 | 0 | 9 |  |  |  |  | R-410A | 2.7667 | Residential & Commercial | USHP
211392894 | Central HP <5.4 tons | COLEMAN | HRCU-A-CB (Split System: Heat Pump with Remote Outdoor Unit-Air-Source) | HMH72B341 |  |  | XAUB36DXXN1+TXV | TMLE040A12MP11 | 34000 | 18 | 8.1 | 33600 | 23800 | 70.83% | 2.06 | 0 | 10 |  |  |  |  | R-410A | 2.8333 | Residential & Commercial | USHP | Ducted CEE Tier 1
211393012 | Central HP <5.4 tons | COLEMAN | HRCU-A-CB (Split System: Heat Pump with Remote Outdoor Unit-Air-Source) | HMH72B341 |  |  | XAFC36DXXN1+TXV | TL9E100C20UH11 | 34000 | 17 | 8.5 | 34000 | 25000 | 73.53% | 2.12 | 0 | 9.5 |  |  |  |  | R-410A | 2.8333 | Residential & Commercial | USHP
211393657 | Central HP <5.4 tons | COLEMAN | HRCU-A-CB (Split System: Heat Pump with Remote Outdoor Unit-Air-Source) | HMH72B341 |  |  | XAFA30DXXN1+TXV | TM8Y060A12MP11 | 33600 | 17.5 | 8.1 | 33200 | 23400 | 70.48% | 2.02 | 0 | 10 |  |  |  |  | R-410A | 2.8 | Residential & Commercial | USHP | Ducted CEE Tier 1
211392519 | Central HP <5.4 tons | COLEMAN | HRCU-A-CB (Split System: Heat Pump with Remote Outdoor Unit-Air-Source) | HMH72B341 |  |  | XAHB36DXXN1+TXV | TM8E060A12MP11 | 33200 | 17 | 8.1 | 33200 | 23400 | 70.48% | 2 | 0 | 9.5 |  |  |  |  | R-410A | 2.7667 | Residential & Commercial | USHP
211394273 | Central HP <5.4 tons | COLEMAN | HRCU-A-CB (Split System: Heat Pump with Remote Outdoor Unit-Air-Source) | HMH72B341 |  |  | XAHD48FXXN1+TXV | TP9C120D20MP13 | 33400 | 16.5 | 8.5 | 32000 | 23200 | 72.5% | 2.06 | 0 | 9.5 |  |  |  |  | R-410A | 2.7833 | Residential & Commercial | USHP
211394391 | Central HP <5.4 tons | COLEMAN | HRCU-A-CB (Split System: Heat Pump with Remote Outdoor Unit-Air-Source) | HMH72B341 |  |  | XAHD48FXXN1+TXV | TM9V100C20MP12 | 33600 | 16.5 | 8.5 | 32400 | 23800 | 73.46% | 2.06 | 0 | 9 |  |  |  |  | R-410A | 2.8 | Residential & Commercial | USHP
211394132 | Central HP <5.4 tons | COLEMAN | HRCU-A-CB (Split System: Heat Pump with Remote Outdoor Unit-Air-Source) | HMH72B341 |  |  | XAHC48FBCN1 | TM9Y080B12MP11 | 32600 | 16.5 | 8.1 | 32400 | 23800 | 73.46% | 2 | 0 | 9 |  |  |  |  | R-410A | 2.7167 | Residential & Commercial | USHP
213077778 | Central HP <5.4 tons | KEEPRITE | HRCU-A-CB (Split System: Heat Pump with Remote Outdoor Unit-Air-Source) | DLCURAH36ABK |  |  | EN(A,D,W)4X48L21** | *96VTN1002122B* | 36000 | 17 | 8.1 | 38500 | 34800 | 90.39% | 2 | 0 | 10.5 |  |  |  |  | R-410A | 3 | Residential & Commercial | USHP | Ducted CEE Tier 1
213297015 | Central HP <5.4 tons | FRASER-JOHNSTON | HRCU-A-CB (Split System: Heat Pump with Remote Outdoor Unit-Air-Source) | HMH72B341 |  |  | XAFB36DXXN1+TXV | Z9ET080B12SMPS1 | 34000 | 18.5 | 8.1 | 33400 | 24200 | 72.46% | 2.08 | 0 | 9.5 |  |  |  |  | R-410A | 2.8333 | Residential & Commercial | USHP
214397999 | Central HP <5.4 tons | FRASER-JOHNSTON | HRCU-A-CB (Split System: Heat Pump with Remote Outdoor Unit-Air-Source) | HH860E2S11 |  |  | CTF60C5CHS1+JMC17C2SN1 | 0 | 53500 | 19 | 9 | 53500 | 38000 | 71.03% | 2 | 0 | 12 |  |  |  |  | R-454B | 4.4583 | Residential & Commercial | USHP | Ducted CEE Tier 1
213164015 | Central HP <5.4 tons | RHEEM | HRCU-A-CB (Split System: Heat Pump with Remote Outdoor Unit-Air-Source) | RP18AZ60AJVC |  |  | RCFZ6021SEAAM | R802V0755A21DZ | 53000 | 19 | 8.1 | 53000 | 50000 | 94.34% | 1.9 | 0 | 10 |  |  |  |  | R-410A | 4.4167 | Residential & Commercial | USHP | Ducted CEE Tier 1
206788554 | Central HP <5.4 tons | CARRIER | HRCU-A-CB (Split System: Heat Pump with Remote Outdoor Unit-Air-Source) | 25VNA424A*031* |  |  | CNPV*3617AL*+UI | 58CU*A060C17**16 | 23200 | 20 | 9.5 | 26800 | 20000 | 74.63% | 2.38 | 14 | 13 |  |  |  |  | R-410A | 1.9333 | Residential & Commercial | USHP | Ducted CEE Tier 1
213297515 | Central HP <5.4 tons | FRASER-JOHNSTON | HRCU-A-CB (Split System: Heat Pump with Remote Outdoor Unit-Air-Source) | HMH72B341 |  |  | XAFC36DBCN1 | Z8ET080B12LMPS1 | 34000 | 18.5 | 8.1 | 33400 | 24000 | 71.86% | 2.08 | 0 | 9.5 |  |  |  |  | R-410A | 2.8333 | Residential & Commercial | USHP
206788638 | Central HP <5.4 tons | CARRIER | HRCU-A-CB (Split System: Heat Pump with Remote Outdoor Unit-Air-Source) | 25VNA436A*031* |  |  | CAP**4821AL*+UI | 58TN*A090C17**16 | 33800 | 20 | 9.5 | 34800 | 25800 | 74.14% | 2.04 | 12.5 | 12 |  |  |  |  | R-410A | 2.8167 | Residential & Commercial | USHP | Ducted CEE Tier 1
206788663 | Central HP <5.4 tons | CARRIER | HRCU-A-CB (Split System: Heat Pump with Remote Outdoor Unit-Air-Source) | 25VNA436A*031* |  |  | CAP**6121AL*+UI | 58TN*A070C17**16 | 34600 | 19.5 | 9 | 34600 | 25200 | 72.83% | 2.02 | 13 | 12 |  |  |  |  | R-410A | 2.8833 | Residential & Commercial | USHP | Ducted CEE Tier 1
206788679 | Central HP <5.4 tons | CARRIER | HRCU-A-CB (Split System: Heat Pump with Remote Outdoor Unit-Air-Source) | 25VNA436A*031* |  |  | CAP**6124AL*+UI | 59TN6B120C24**22 | 34800 | 20 | 9 | 34400 | 25000 | 72.67% | 2.02 | 13 | 12.5 |  |  |  |  | R-410A | 2.9 | Residential & Commercial | USHP | Ducted CEE Tier 1
206788688 | Central HP <5.4 tons | CARRIER | HRCU-A-CB (Split System: Heat Pump with Remote Outdoor Unit-Air-Source) | 25VNA436A*031* |  |  | CNPV*4217AL*+UI | 59TN6B060C17**14 | 33200 | 18.5 | 9 | 35600 | 26600 | 74.72% | 1.98 | 12 | 11.7 |  |  |  |  | R-410A | 2.7667 | Residential & Commercial | USHP | Ducted CEE Tier 1
206788695 | Central HP <5.4 tons | CARRIER | HRCU-A-CB (Split System: Heat Pump with Remote Outdoor Unit-Air-Source) | 25VNA436A*031* |  |  | CNPV*4221AL*+UI | 59TN6B060C17**14 | 32800 | 18.5 | 9 | 35800 | 26800 | 74.86% | 1.96 | 12 | 11 |  |  |  |  | R-410A | 2.7333 | Residential & Commercial | USHP | Ducted CEE Tier 1
211712930 | Central HP <5.4 tons | CARRIER | HRCU-A-CB (Split System: Heat Pump with Remote Outdoor Unit-Air-Source) | 38MURAQ30AB3* |  |  | CAP**4224AL* | 58S(B,C)*A155E24**20 | 29800 | 15.2 | 8.1 | 33800 | 27200 | 80.47% | 1.78 | 0 | 9 |  |  |  |  | R-410A | 2.4833 | Residential & Commercial | USHP
211714352 | Central HP <5.4 tons | CARRIER | HRCU-A-CB (Split System: Heat Pump with Remote Outdoor Unit-Air-Source) | 38MURAQ30AB3* |  |  | CNPV*4221AL* | GG96VTAA60100C | 30000 | 15.2 | 8.1 | 34000 | 27200 | 80% | 1.8 | 0 | 9 |  |  |  |  | R-410A | 2.5 | Residential & Commercial | USHP
211397675 | Central HP <5.4 tons | CHAMPION HEATING AND COOLING | HRCU-A-CB (Split System: Heat Pump with Remote Outdoor Unit-Air-Source) | HMH72B341 |  |  | XAFD48FBCN1 | TPLC100C16MP13 | 34000 | 16.5 | 8.5 | 33000 | 24400 | 73.94% | 2.1 | 0 | 9 |  |  |  |  | R-410A | 2.8333 | Residential & Commercial | USHP
211398059 | Central HP <5.4 tons | CHAMPION HEATING AND COOLING | HRCU-A-CB (Split System: Heat Pump with Remote Outdoor Unit-Air-Source) | HMH72B341 |  |  | XAUC48FXXN1+TXV | TM8V080B12MP12 | 33000 | 16 | 8.1 | 32600 | 24000 | 73.62% | 2.02 | 0 | 9 |  |  |  |  | R-410A | 2.75 | Residential & Commercial | USHP
211398454 | Central HP <5.4 tons | CHAMPION HEATING AND COOLING | HRCU-A-CB (Split System: Heat Pump with Remote Outdoor Unit-Air-Source) | HMH72B341 |  |  | XAHC48FBCN1 | TMLE100C16MP11 | 33000 | 17 | 8.5 | 31800 | 23200 | 72.96% | 2.04 | 0 | 9.5 |  |  |  |  | R-410A | 2.75 | Residential & Commercial | USHP
211398704 | Central HP <5.4 tons | CHAMPION HEATING AND COOLING | HRCU-A-CB (Split System: Heat Pump with Remote Outdoor Unit-Air-Source) | HMH72B341 |  |  | XAUC48FXXN1+TXV | TM8E100B12MP11 | 33400 | 17 | 8.5 | 32400 | 23800 | 73.46% | 2.06 | 0 | 9.5 |  |  |  |  | R-410A | 2.7833 | Residential & Commercial | USHP
211397448 | Central HP <5.4 tons | CHAMPION HEATING AND COOLING | HRCU-A-CB (Split System: Heat Pump with Remote Outdoor Unit-Air-Source) | HMH72B341 |  |  | XAHC48FBCN1 | TM8V100C16MP12 | 33600 | 16.5 | 8.5 | 32400 | 23800 | 73.46% | 2.06 | 0 | 9 |  |  |  |  | R-410A | 2.8 | Residential & Commercial | USHP
206788568 | Central HP <5.4 tons | CARRIER | HRCU-A-CB (Split System: Heat Pump with Remote Outdoor Unit-Air-Source) | 25VNA424A*031* |  |  | CNPV*3621AL*+UI | 59CU5A060C17**16 | 23200 | 20 | 9.5 | 26800 | 20000 | 74.63% | 2.36 | 13.5 | 13 |  |  |  |  | R-410A | 1.9333 | Residential & Commercial | USHP | Ducted CEE Tier 1
206788570 | Central HP <5.4 tons | CARRIER | HRCU-A-CB (Split System: Heat Pump with Remote Outdoor Unit-Air-Source) | 25VNA424A*031* |  |  | CNPV*3621AL*+UI | 59CU5A100C21**22 | 23200 | 20.5 | 10 | 26600 | 19900 | 74.81% | 2.4 | 14 | 13 |  |  |  |  | R-410A | 1.9333 | Residential & Commercial | USHP | Ducted CEE Tier 1
206788743 | Central HP <5.4 tons | CARRIER | HRCU-A-CB (Split System: Heat Pump with Remote Outdoor Unit-Air-Source) | 25VNA436A*031* |  |  | CSPH*3612AL*+UI | 58TN*A135C24**22 | 33800 | 18.5 | 9 | 35200 | 26200 | 74.43% | 2.02 | 12.5 | 11.7 |  |  |  |  | R-410A | 2.8167 | Residential & Commercial | USHP | Ducted CEE Tier 1
206788777 | Central HP <5.4 tons | CARRIER | HRCU-A-CB (Split System: Heat Pump with Remote Outdoor Unit-Air-Source) | 25VNA436A*031* |  |  | CSPH*4812AL*+UI | 59TN6B080C17**14 | 33800 | 18.5 | 9 | 35200 | 26000 | 73.86% | 2.02 | 12 | 11.5 |  |  |  |  | R-410A | 2.8167 | Residential & Commercial | USHP | Ducted CEE Tier 1
206788788 | Central HP <5.4 tons | CARRIER | HRCU-A-CB (Split System: Heat Pump with Remote Outdoor Unit-Air-Source) | 25VNA436A*031* |  |  | CSPH*6012AL*+UI | 58TN*A070C17**16 | 34400 | 19 | 9 | 34800 | 25400 | 72.99% | 2.02 | 12.5 | 12 |  |  |  |  | R-410A | 2.8667 | Residential & Commercial | USHP | Ducted CEE Tier 1
206788793 | Central HP <5.4 tons | CARRIER | HRCU-A-CB (Split System: Heat Pump with Remote Outdoor Unit-Air-Source) | 25VNA436A*031* |  |  | CSPH*6012AL*+UI | 59TN6B080C17**14 | 34200 | 18.5 | 9 | 35000 | 25400 | 72.57% | 2.02 | 12.5 | 11.7 |  |  |  |  | R-410A | 2.85 | Residential & Commercial | USHP | Ducted CEE Tier 1
206788877 | Central HP <5.4 tons | CARRIER | HRCU-A-CB (Split System: Heat Pump with Remote Outdoor Unit-Air-Source) | 25VNA436A*031* |  |  | CNPV*4221AL*+UI | 58TN*A045C17**12 | 32800 | 18 | 9 | 35600 | 27000 | 75.84% | 1.96 | 12 | 11 |  |  |  |  | R-410A | 2.7333 | Residential & Commercial | USHP | Ducted CEE Tier 1
210472885 | Central HP <5.4 tons | CARRIER | HRCU-A-CB (Split System: Heat Pump with Remote Outdoor Unit-Air-Source) | 25VNA825A*032* |  |  | CAP**4221AL*+UI | 58TN*A070C17**16 | 23800 | 16.5 | 8.1 | 21400 | 16600 | 77.57% | 1.96 | 0 | 11 |  |  |  |  | R-410A | 1.9833 | Residential & Commercial | USHP | Ducted CEE Tier 1
210473138 | Central HP <5.4 tons | CARRIER | HRCU-A-CB (Split System: Heat Pump with Remote Outdoor Unit-Air-Source) | 25VNA825A*032* |  |  | CAP**4321AL*+UI | 58CU*A100C21**20 | 24400 | 16.5 | 8.1 | 21200 | 16600 | 78.3% | 2.02 | 0 | 10.5 |  |  |  |  | R-410A | 2.0333 | Residential & Commercial | USHP | Ducted CEE Tier 1
214398730 | Central HP <5.4 tons | FRASER-JOHNSTON | HRCU-A-CB (Split System: Heat Pump with Remote Outdoor Unit-Air-Source) | HH860E2S11 |  |  | CTM60D5CGS1 | TP9C120D20MP13 | 44000 | 18 | 9 | 44000 | 33400 | 75.91% | 2 | 0 | 11.7 |  |  |  |  | R-454B | 3.6667 | Residential & Commercial | USHP | Ducted CEE Tier 1
216374576 | Central HP <5.4 tons | FRASER-JOHNSTON | HRCU-A-CB (Split System: Heat Pump with Remote Outdoor Unit-Air-Source) | HH860E2S11 |  |  | CTM60D5CHS1 | Z9ET120D20SMPS1 | 54000 | 19 | 8.5 | 55000 | 40000 | 72.73% | 2 | 0 | 11 |  |  |  |  | R-454B | 4.5 | Residential & Commercial | USHP | Ducted CEE Tier 1
210474492 | Central HP <5.4 tons | CARRIER | HRCU-A-CB (Split System: Heat Pump with Remote Outdoor Unit-Air-Source) | 25VNA825A*032* |  |  | CSPH*4812AL*+UI | 58CU*A100C21**20 | 24200 | 16 | 8.1 | 21200 | 16600 | 78.3% | 2 | 0 | 10.5 |  |  |  |  | R-410A | 2.0167 | Residential & Commercial | USHP | Ducted CEE Tier 1
214397799 | Central HP <5.4 tons | FRASER-JOHNSTON | HRCU-A-CB (Split System: Heat Pump with Remote Outdoor Unit-Air-Source) | HH836E2S11 |  |  | CTM48C5CFS1 | TM9Y100C20MP11 | 34200 | 17 | 8.5 | 32800 | 26000 | 79.27% | 2 | 0 | 10 |  |  |  |  | R-454B | 2.85 | Residential & Commercial | USHP | Ducted CEE Tier 1
211388042 | Central HP <5.4 tons | CHAMPION HEATING AND COOLING | HRCU-A-CB (Split System: Heat Pump with Remote Outdoor Unit-Air-Source) | HMH72B341 |  |  | XAHC36DXXN1+TXV | TP9C060B12MP13 | 33200 | 17 | 8.1 | 33400 | 23800 | 71.26% | 2 | 0 | 9.5 |  |  |  |  | R-410A | 2.7667 | Residential & Commercial | USHP
211388106 | Central HP <5.4 tons | CHAMPION HEATING AND COOLING | HRCU-A-CB (Split System: Heat Pump with Remote Outdoor Unit-Air-Source) | HMH72B341 |  |  | XAHC30CXXN1+TXV | TP9C060B12MP13 | 31800 | 16.5 | 8.1 | 33000 | 23200 | 70.3% | 1.96 | 0 | 9 |  |  |  |  | R-410A | 2.65 | Residential & Commercial | USHP
214397545 | Central HP <5.4 tons | FRASER-JOHNSTON | HRCU-A-CB (Split System: Heat Pump with Remote Outdoor Unit-Air-Source) | HH824E2S11 |  |  | CTF30B5ACS1 | TM8Y080B12MP11 | 23000 | 18 | 9.5 | 23000 | 18800 | 81.74% | 2 | 0 | 12 |  |  |  |  | R-454B | 1.9167 | Residential & Commercial | USHP | Ducted CEE Tier 1
214584686 | Central HP <5.4 tons | COLEMAN | HRCU-A-CB (Split System: Heat Pump with Remote Outdoor Unit-Air-Source) | HH824E2S11 |  |  | CTF30A5ADS1 | Z8ES060A12SMPS1 | 23000 | 18 | 9.5 | 23000 | 18000 | 78.26% | 2 | 0 | 12 |  |  |  |  | R-454B | 1.9167 | Residential & Commercial | USHP | Ducted CEE Tier 1
216013298 | Central HP <5.4 tons | LUXAIRE | HRCU-A-CB (Split System: Heat Pump with Remote Outdoor Unit-Air-Source) | HH824E2S11 |  |  | CTM36B5ADS1+JMET08BS2N1 | 0 | 23000 | 18 | 9 | 23000 | 17800 | 77.39% | 2 | 0 | 12 |  |  |  |  | R-454B | 1.9167 | Residential & Commercial | USHP | Ducted CEE Tier 1
214584691 | Central HP <5.4 tons | COLEMAN | HRCU-A-CB (Split System: Heat Pump with Remote Outdoor Unit-Air-Source) | HH824E2S11 |  |  | CTF30B5ACS1 | Z8ES080B12SMPS1 | 23000 | 18 | 9.5 | 23000 | 19100 | 83.04% | 2 | 0 | 12 |  |  |  |  | R-454B | 1.9167 | Residential & Commercial | USHP | Ducted CEE Tier 1
211398011 | Central HP <5.4 tons | CHAMPION HEATING AND COOLING | HRCU-A-CB (Split System: Heat Pump with Remote Outdoor Unit-Air-Source) | HMH72B341 |  |  | XAFC48FXXN1+TXV | TM8V080B12MP12 | 33000 | 16 | 8.1 | 32600 | 24000 | 73.62% | 2.02 | 0 | 9 |  |  |  |  | R-410A | 2.75 | Residential & Commercial | USHP
211392554 | Central HP <5.4 tons | CHAMPION HEATING AND COOLING | HRCU-A-CB (Split System: Heat Pump with Remote Outdoor Unit-Air-Source) | HMH72B341 |  |  | XAHB36DBCN1 | TM8E060A12MP11 | 33200 | 17 | 8.1 | 33200 | 23400 | 70.48% | 2 | 0 | 9.5 |  |  |  |  | R-410A | 2.7667 | Residential & Commercial | USHP
211392836 | Central HP <5.4 tons | CHAMPION HEATING AND COOLING | HRCU-A-CB (Split System: Heat Pump with Remote Outdoor Unit-Air-Source) | HMH72B341 |  |  | XAFB36DXXN1+TXV | TM8E040A12MP11 | 34000 | 18 | 8.1 | 33600 | 23800 | 70.83% | 2.06 | 0 | 10 |  |  |  |  | R-410A | 2.8333 | Residential & Commercial | USHP | Ducted CEE Tier 1
211393313 | Central HP <5.4 tons | CHAMPION HEATING AND COOLING | HRCU-A-CB (Split System: Heat Pump with Remote Outdoor Unit-Air-Source) | HMH72B341 |  |  | XAHC36DXXN1+TXV | TL8E100C20UH11 | 34000 | 17 | 8.1 | 34000 | 24400 | 71.76% | 2.1 | 0 | 9.5 |  |  |  |  | R-410A | 2.8333 | Residential & Commercial | USHP
211393479 | Central HP <5.4 tons | CHAMPION HEATING AND COOLING | HRCU-A-CB (Split System: Heat Pump with Remote Outdoor Unit-Air-Source) | HMH72B341 |  |  | XAFC30CXXN1+TXV | TL8E080C16UH11 | 33200 | 17.5 | 8.5 | 33400 | 23400 | 70.06% | 2.04 | 0 | 9.5 |  |  |  |  | R-410A | 2.7667 | Residential & Commercial | USHP
211393597 | Central HP <5.4 tons | CHAMPION HEATING AND COOLING | HRCU-A-CB (Split System: Heat Pump with Remote Outdoor Unit-Air-Source) | HMH72B341 |  |  | XAUB30CXXN1+TXV | TL8E060A12UH11 | 32800 | 18 | 8.1 | 33400 | 23400 | 70.06% | 2.02 | 0 | 9.5 |  |  |  |  | R-410A | 2.7333 | Residential & Commercial | USHP
211393756 | Central HP <5.4 tons | CHAMPION HEATING AND COOLING | HRCU-A-CB (Split System: Heat Pump with Remote Outdoor Unit-Air-Source) | HMH72B341 |  |  | XAFA30DXXN1+TXV | TM8E040A12MP11 | 33800 | 18 | 8.1 | 33600 | 23600 | 70.24% | 2.04 | 0 | 10 |  |  |  |  | R-410A | 2.8167 | Residential & Commercial | USHP | Ducted CEE Tier 1
211239835 | Central HP <5.4 tons | CARRIER | HRCU-A-CB (Split System: Heat Pump with Remote Outdoor Unit-Air-Source) | 38MURAQ24AB3* |  |  | CAP**3617AL* | 58S(B,C)*A045E14**12 | 24600 | 16 | 8.5 | 26600 | 22200 | 83.46% | 1.82 | 0 | 10 |  |  |  |  | R-410A | 2.05 | Residential & Commercial | USHP | Ducted CEE Tier 1
211239860 | Central HP <5.4 tons | CARRIER | HRCU-A-CB (Split System: Heat Pump with Remote Outdoor Unit-Air-Source) | 38MURAQ24AB3* |  |  | CAP**3621AL* | 58S(B,C)*A070E17**16 | 25000 | 16.5 | 8.5 | 26800 | 21800 | 81.34% | 1.8 | 0 | 10 |  |  |  |  | R-410A | 2.0833 | Residential & Commercial | USHP | Ducted CEE Tier 1
211239878 | Central HP <5.4 tons | CARRIER | HRCU-A-CB (Split System: Heat Pump with Remote Outdoor Unit-Air-Source) | 38MURAQ24AB3* |  |  | CAP**3621AL* | 59SC5B040E17**12 | 24200 | 15.2 | 8.5 | 26400 | 22600 | 85.61% | 1.84 | 0 | 9.5 |  |  |  |  | R-410A | 2.0167 | Residential & Commercial | USHP
211239885 | Central HP <5.4 tons | CARRIER | HRCU-A-CB (Split System: Heat Pump with Remote Outdoor Unit-Air-Source) | 38MURAQ24AB3* |  |  | CAP**3621AL* | 58S(B,C)*A070E21**16 | 24400 | 17 | 8.5 | 26200 | 22400 | 85.5% | 1.86 | 0 | 10 |  |  |  |  | R-410A | 2.0333 | Residential & Commercial | USHP | Ducted CEE Tier 1
211239894 | Central HP <5.4 tons | CARRIER | HRCU-A-CB (Split System: Heat Pump with Remote Outdoor Unit-Air-Source) | 38MURAQ24AB3* |  |  | CAP**3621AL* | 59SC5B080E17**16 | 24800 | 15.5 | 8.5 | 26800 | 22000 | 82.09% | 1.8 | 0 | 10 |  |  |  |  | R-410A | 2.0667 | Residential & Commercial | USHP | Ducted CEE Tier 1
211239933 | Central HP <5.4 tons | CARRIER | HRCU-A-CB (Split System: Heat Pump with Remote Outdoor Unit-Air-Source) | 38MURAQ24AB3* |  |  | CAP**3717AL* | 58S(B,C)*A090E17**14 | 25000 | 16.5 | 8.5 | 25800 | 21200 | 82.17% | 1.78 | 0 | 10.5 |  |  |  |  | R-410A | 2.0833 | Residential & Commercial | USHP | Ducted CEE Tier 1
211239951 | Central HP <5.4 tons | CARRIER | HRCU-A-CB (Split System: Heat Pump with Remote Outdoor Unit-Air-Source) | 38MURAQ24AB3* |  |  | CAP**3721AL* | 59SP6A100V21**20 | 24400 | 17 | 8.5 | 25200 | 21200 | 84.13% | 1.78 | 0 | 10.5 |  |  |  |  | R-410A | 2.0333 | Residential & Commercial | USHP | Ducted CEE Tier 1
211239969 | Central HP <5.4 tons | CARRIER | HRCU-A-CB (Split System: Heat Pump with Remote Outdoor Unit-Air-Source) | 38MURAQ24AB3* |  |  | CAP**3721AL* | 59TP6B040V17**12 | 24000 | 16 | 8.1 | 25000 | 21600 | 86.4% | 1.8 | 0 | 10 |  |  |  |  | R-410A | 2 | Residential & Commercial | USHP | Ducted CEE Tier 1
211240008 | Central HP <5.4 tons | CARRIER | HRCU-A-CB (Split System: Heat Pump with Remote Outdoor Unit-Air-Source) | 38MURAQ24AB3* |  |  | CNPV*2414AL* | 59SC2D060E14**12 | 24200 | 15.5 | 8.5 | 27200 | 22600 | 83.09% | 1.86 | 0 | 10 |  |  |  |  | R-410A | 2.0167 | Residential & Commercial | USHP | Ducted CEE Tier 1
211240010 | Central HP <5.4 tons | CARRIER | HRCU-A-CB (Split System: Heat Pump with Remote Outdoor Unit-Air-Source) | 38MURAQ24AB3* |  |  | CNPV*2414AL* | 58S(B,C)*A070E14**12 | 23800 | 16 | 8.5 | 26800 | 23200 | 86.57% | 1.92 | 0 | 10 |  |  |  |  | R-410A | 1.9833 | Residential & Commercial | USHP | Ducted CEE Tier 1
211240035 | Central HP <5.4 tons | CARRIER | HRCU-A-CB (Split System: Heat Pump with Remote Outdoor Unit-Air-Source) | 38MURAQ24AB3* |  |  | CNPV*2417AL* | 59TP6B040V14**10 | 23400 | 15.5 | 8.5 | 26600 | 24000 | 90.23% | 1.96 | 0 | 10 |  |  |  |  | R-410A | 1.95 | Residential & Commercial | USHP | Ducted CEE Tier 1
211240051 | Central HP <5.4 tons | CARRIER | HRCU-A-CB (Split System: Heat Pump with Remote Outdoor Unit-Air-Source) | 38MURAQ24AB3* |  |  | CNPV*2417AL* | 58SU*A060E17**16 | 24400 | 16 | 8.5 | 27200 | 22600 | 83.09% | 1.86 | 0 | 10 |  |  |  |  | R-410A | 2.0333 | Residential & Commercial | USHP | Ducted CEE Tier 1
211240076 | Central HP <5.4 tons | CARRIER | HRCU-A-CB (Split System: Heat Pump with Remote Outdoor Unit-Air-Source) | 38MURAQ24AB3* |  |  | CNPV*3017AL* | 59SU5A040E17**12 | 23600 | 16.5 | 8.1 | 25800 | 23600 | 91.47% | 1.96 | 0 | 10 |  |  |  |  | R-410A | 1.9667 | Residential & Commercial | USHP | Ducted CEE Tier 1
211240087 | Central HP <5.4 tons | CARRIER | HRCU-A-CB (Split System: Heat Pump with Remote Outdoor Unit-Air-Source) | 38MURAQ24AB3* |  |  | CNPV*3017AL* | 59TP6B040V17**12 | 23400 | 16 | 8.1 | 25800 | 24000 | 93.02% | 1.98 | 0 | 10 |  |  |  |  | R-410A | 1.95 | Residential & Commercial | USHP | Ducted CEE Tier 1
211395371 | Central HP <5.4 tons | CHAMPION HEATING AND COOLING | HRCU-A-CB (Split System: Heat Pump with Remote Outdoor Unit-Air-Source) | HMH72B341 |  |  | XAUC48FXXN1+TXV | TM9V080C16MP12 | 33400 | 16.5 | 8.5 | 32400 | 23600 | 72.84% | 2.06 | 0 | 9.5 |  |  |  |  | R-410A | 2.7833 | Residential & Commercial | USHP
211396044 | Central HP <5.4 tons | CHAMPION HEATING AND COOLING | HRCU-A-CB (Split System: Heat Pump with Remote Outdoor Unit-Air-Source) | HMH72B341 |  |  | XAUC48FXXN1+TXV | TM9E100C16MP12 | 33400 | 17 | 8.5 | 32400 | 23600 | 72.84% | 2.06 | 0 | 9.5 |  |  |  |  | R-410A | 2.7833 | Residential & Commercial | USHP
211396003 | Central HP <5.4 tons | CHAMPION HEATING AND COOLING | HRCU-A-CB (Split System: Heat Pump with Remote Outdoor Unit-Air-Source) | HMH72B341 |  |  | XAFD48FBCN1 | TM9E100C16MP12 | 33400 | 17 | 8.5 | 32400 | 23600 | 72.84% | 2.06 | 0 | 9.5 |  |  |  |  | R-410A | 2.7833 | Residential & Commercial | USHP
211396171 | Central HP <5.4 tons | CHAMPION HEATING AND COOLING | HRCU-A-CB (Split System: Heat Pump with Remote Outdoor Unit-Air-Source) | HMH72B341 |  |  | XAFC48FBCN1 | TM9E080C16MP12 | 34000 | 17 | 8.1 | 33400 | 24600 | 73.65% | 2.08 | 0 | 9 |  |  |  |  | R-410A | 2.8333 | Residential & Commercial | USHP
211396362 | Central HP <5.4 tons | CHAMPION HEATING AND COOLING | HRCU-A-CB (Split System: Heat Pump with Remote Outdoor Unit-Air-Source) | HMH72B341 |  |  | XAFC48FXXN1+TXV | TM9E060B12MP12 | 33200 | 16.5 | 8.1 | 32600 | 24000 | 73.62% | 2.02 | 0 | 9 |  |  |  |  | R-410A | 2.7667 | Residential & Commercial | USHP
211390287 | Central HP <5.4 tons | CHAMPION HEATING AND COOLING | HRCU-A-CB (Split System: Heat Pump with Remote Outdoor Unit-Air-Source) | HMH72B341 |  |  | XAFC36DBCN1 | TPLC080C16MP13 | 34000 | 17.5 | 8.5 | 33800 | 23800 | 70.41% | 2.08 | 0 | 10 |  |  |  |  | R-410A | 2.8333 | Residential & Commercial | USHP | Ducted CEE Tier 1
211240092 | Central HP <5.4 tons | CARRIER | HRCU-A-CB (Split System: Heat Pump with Remote Outdoor Unit-Air-Source) | 38MURAQ24AB3* |  |  | CNPV*3017AL* | 59SC5B060E14**12 | 24400 | 15.5 | 8.1 | 26600 | 22600 | 84.96% | 1.86 | 0 | 10 |  |  |  |  | R-410A | 2.0333 | Residential & Commercial | USHP | Ducted CEE Tier 1
211240101 | Central HP <5.4 tons | CARRIER | HRCU-A-CB (Split System: Heat Pump with Remote Outdoor Unit-Air-Source) | 38MURAQ24AB3* |  |  | CNPV*3017AL* | 59SC2D060E14**12 | 23400 | 17 | 8.1 | 25800 | 24000 | 93.02% | 2 | 0 | 10 |  |  |  |  | R-410A | 1.95 | Residential & Commercial | USHP | Ducted CEE Tier 1
211240110 | Central HP <5.4 tons | CARRIER | HRCU-A-CB (Split System: Heat Pump with Remote Outdoor Unit-Air-Source) | 38MURAQ24AB3* |  |  | CNPV*3017AL* | OVMAAB036098 | 23600 | 16.5 | 8.1 | 26000 | 23600 | 90.77% | 1.96 | 0 | 10 |  |  |  |  | R-410A | 1.9667 | Residential & Commercial | USHP | Ducted CEE Tier 1
211240144 | Central HP <5.4 tons | CARRIER | HRCU-A-CB (Split System: Heat Pump with Remote Outdoor Unit-Air-Source) | 38MURAQ24AB3* |  |  | CNPV*3617AL* | 58S(B,C)*A090E17**14 | 24600 | 16.5 | 8.1 | 26400 | 22600 | 85.61% | 1.86 | 0 | 10.5 |  |  |  |  | R-410A | 2.05 | Residential & Commercial | USHP | Ducted CEE Tier 1
211240151 | Central HP <5.4 tons | CARRIER | HRCU-A-CB (Split System: Heat Pump with Remote Outdoor Unit-Air-Source) | 38MURAQ24AB3* |  |  | CNPV*3617AL* | 59SC2D040E17**12 | 23600 | 15.5 | 8.1 | 26200 | 23400 | 89.31% | 1.92 | 0 | 10 |  |  |  |  | R-410A | 1.9667 | Residential & Commercial | USHP | Ducted CEE Tier 1
211240176 | Central HP <5.4 tons | CARRIER | HRCU-A-CB (Split System: Heat Pump with Remote Outdoor Unit-Air-Source) | 38MURAQ24AB3* |  |  | CNPV*3621AL* | 59SU5A060E17**16 | 24200 | 16.5 | 8.1 | 26200 | 22800 | 87.02% | 1.9 | 0 | 10.5 |  |  |  |  | R-410A | 2.0167 | Residential & Commercial | USHP | Ducted CEE Tier 1
211240178 | Central HP <5.4 tons | CARRIER | HRCU-A-CB (Split System: Heat Pump with Remote Outdoor Unit-Air-Source) | 38MURAQ24AB3* |  |  | CNPV*3621AL* | 58TP*A090V17**16 | 23800 | 17 | 8.1 | 26000 | 23400 | 90% | 1.94 | 0 | 10.5 |  |  |  |  | R-410A | 1.9833 | Residential & Commercial | USHP | Ducted CEE Tier 1
216756683 | Central HP <5.4 tons | AIRQUEST | HRCU-A-CB (Split System: Heat Pump with Remote Outdoor Unit-Air-Source) | D5CUHAH30AAK |  |  | EA*5X37M21A* | *80VTL1102122B* | 31000 | 15.2 | 9 | 34200 | 30200 | 88.3% | 1.8 | 0 | 9.5 |  |  |  |  | R-454B | 2.5833 | Residential & Commercial | USHP
215674599 | Central HP <5.4 tons | AIRQUEST | HRCU-A-CB (Split System: Heat Pump with Remote Outdoor Unit-Air-Source) | H5H0V48*K*AAA* |  |  | EA*5X61M24A*+WALLCON | *97CMN1002122B* | 46000 | 18.5 | 9 | 47500 | 33600 | 70.74% | 2.06 | 0 | 10 |  |  |  |  | R-454B | 3.8333 | Residential & Commercial | USHP | Ducted CEE Tier 1
215674902 | Central HP <5.4 tons | AIRQUEST | HRCU-A-CB (Split System: Heat Pump with Remote Outdoor Unit-Air-Source) | H5H0V48*K*AAA* |  |  | ESH5X48M12A*+WALLCON | *95CSU0601716B* | 44500 | 16 | 8.5 | 49500 | 34800 | 70.3% | 1.92 | 0 | 9 |  |  |  |  | R-454B | 3.7083 | Residential & Commercial | USHP
215676206 | Central HP <5.4 tons | AIRQUEST | HRCU-A-CB (Split System: Heat Pump with Remote Outdoor Unit-Air-Source) | H5H0V48*K*AAA* |  |  | EVD5X48M24A*+WALLCON | *80CTL0902120B* | 47000 | 19 | 9 | 50000 | 36200 | 72.4% | 2 | 0 | 10 |  |  |  |  | R-454B | 3.9167 | Residential & Commercial | USHP | Ducted CEE Tier 1
211719716 | Central HP <5.4 tons | COLEMAN | HRCU-A-CB (Split System: Heat Pump with Remote Outdoor Unit-Air-Source) | HMH72B341 |  |  | XAFB36DBCN1 | CPLC080B12MP13 | 33600 | 17 | 8.1 | 33600 | 23600 | 70.24% | 2.02 | 0 | 9.5 |  |  |  |  | R-410A | 2.8 | Residential & Commercial | USHP
206788927 | Central HP <5.4 tons | CARRIER | HRCU-A-CB (Split System: Heat Pump with Remote Outdoor Unit-Air-Source) | 25VNA448A*031* |  |  | CSPH*6012AL*+UI | 59MN7B120C24**22 | 45000 | 20 | 9 | 46000 | 36400 | 79.13% | 2.34 | 12.5 | 11.7 |  |  |  |  | R-410A | 3.75 | Residential & Commercial | USHP | Ducted CEE Tier 1
211719800 | Central HP <5.4 tons | COLEMAN | HRCU-A-CB (Split System: Heat Pump with Remote Outdoor Unit-Air-Source) | HMH72B341 |  |  | XAUC48FXXN1+TXV | CPLC080B12MP13 | 33000 | 16 | 8.1 | 32600 | 24000 | 73.62% | 2.02 | 0 | 9 |  |  |  |  | R-410A | 2.75 | Residential & Commercial | USHP
206788895 | Central HP <5.4 tons | CARRIER | HRCU-A-CB (Split System: Heat Pump with Remote Outdoor Unit-Air-Source) | 25VNA436A*031* |  |  | CSPH*3612AL*+UI | 58TN*A070C14**12 | 33600 | 19 | 9 | 35400 | 26200 | 74.01% | 2.02 | 12 | 11.7 |  |  |  |  | R-410A | 2.8 | Residential & Commercial | USHP | Ducted CEE Tier 1
206788897 | Central HP <5.4 tons | CARRIER | HRCU-A-CB (Split System: Heat Pump with Remote Outdoor Unit-Air-Source) | 25VNA436A*031* |  |  | CSPH*4812AL*+UI | 58TN*A070C14**12 | 34000 | 19 | 9 | 35200 | 26000 | 73.86% | 2.04 | 12 | 11.7 |  |  |  |  | R-410A | 2.8333 | Residential & Commercial | USHP | Ducted CEE Tier 1
211397457 | Central HP <5.4 tons | LUXAIRE | HRCU-A-CB (Split System: Heat Pump with Remote Outdoor Unit-Air-Source) | HMH72B341 |  |  | XAHC48FBCN1 | TM8V080C16MP12 | 33600 | 16.5 | 8.5 | 32400 | 23800 | 73.46% | 2.06 | 0 | 9 |  |  |  |  | R-410A | 2.8 | Residential & Commercial | USHP
211397777 | Central HP <5.4 tons | LUXAIRE | HRCU-A-CB (Split System: Heat Pump with Remote Outdoor Unit-Air-Source) | HMH72B341 |  |  | XAFC48FBCN1 | TM8V100C16MP12 | 34000 | 16.5 | 8.5 | 33200 | 24400 | 73.49% | 2.1 | 0 | 9 |  |  |  |  | R-410A | 2.8333 | Residential & Commercial | USHP
211397516 | Central HP <5.4 tons | LUXAIRE | HRCU-A-CB (Split System: Heat Pump with Remote Outdoor Unit-Air-Source) | HMH72B341 |  |  | XAHC48FBCN1 | LPLC100C16MP13 | 33600 | 16.5 | 8.5 | 32400 | 23800 | 73.46% | 2.06 | 0 | 9 |  |  |  |  | R-410A | 2.8 | Residential & Commercial | USHP
211397552 | Central HP <5.4 tons | LUXAIRE | HRCU-A-CB (Split System: Heat Pump with Remote Outdoor Unit-Air-Source) | HMH72B341 |  |  | XAFD48FXXN1+TXV | TMLV100C16MP12 | 34000 | 16.5 | 8.5 | 33000 | 24400 | 73.94% | 2.1 | 0 | 9 |  |  |  |  | R-410A | 2.8333 | Residential & Commercial | USHP
211397582 | Central HP <5.4 tons | LUXAIRE | HRCU-A-CB (Split System: Heat Pump with Remote Outdoor Unit-Air-Source) | HMH72B341 |  |  | XAFD48FXXN1+TXV | TPLC100C16MP13 | 34000 | 16.5 | 8.5 | 33000 | 24400 | 73.94% | 2.1 | 0 | 9 |  |  |  |  | R-410A | 2.8333 | Residential & Commercial | USHP
211396891 | Central HP <5.4 tons | LUXAIRE | HRCU-A-CB (Split System: Heat Pump with Remote Outdoor Unit-Air-Source) | HMH72B341 |  |  | XAFC48FXXN1+TXV | TM8Y100C16MP11 | 34000 | 17.5 | 8.5 | 33200 | 24400 | 73.49% | 2.08 | 0 | 9 |  |  |  |  | R-410A | 2.8333 | Residential & Commercial | USHP
211396975 | Central HP <5.4 tons | LUXAIRE | HRCU-A-CB (Split System: Heat Pump with Remote Outdoor Unit-Air-Source) | HMH72B341 |  |  | XAHC48FXXN1+TXV | TM8Y080B12MP11 | 32600 | 17 | 8.1 | 31600 | 23000 | 72.78% | 2.02 | 0 | 9 |  |  |  |  | R-410A | 2.7167 | Residential & Commercial | USHP
211397059 | Central HP <5.4 tons | LUXAIRE | HRCU-A-CB (Split System: Heat Pump with Remote Outdoor Unit-Air-Source) | HMH72B341 |  |  | XAHC48FXXN1+TXV | TM8V100C20MP12 | 33800 | 16.5 | 8.5 | 32400 | 23800 | 73.46% | 2.06 | 0 | 9 |  |  |  |  | R-410A | 2.8167 | Residential & Commercial | USHP
211397089 | Central HP <5.4 tons | LUXAIRE | HRCU-A-CB (Split System: Heat Pump with Remote Outdoor Unit-Air-Source) | HMH72B341 |  |  | XAHC48FXXN1+TXV | TPLC100C20MP13 | 33800 | 16.5 | 8.5 | 32400 | 23800 | 73.46% | 2.06 | 0 | 9 |  |  |  |  | R-410A | 2.8167 | Residential & Commercial | USHP
211389165 | Central HP <5.4 tons | CHAMPION HEATING AND COOLING | HRCU-A-CB (Split System: Heat Pump with Remote Outdoor Unit-Air-Source) | HMH72B341 |  |  | XAHB36DBCN1 | TM9E060A10MP12 | 32600 | 17 | 8.1 | 32400 | 22800 | 70.37% | 1.98 | 0 | 9.5 |  |  |  |  | R-410A | 2.7167 | Residential & Commercial | USHP
211389199 | Central HP <5.4 tons | CHAMPION HEATING AND COOLING | HRCU-A-CB (Split System: Heat Pump with Remote Outdoor Unit-Air-Source) | HMH72B341 |  |  | XAFB36DBCN1 | TM9E060A10MP12 | 33600 | 17.5 | 8.1 | 33800 | 23800 | 70.41% | 2.02 | 0 | 9.5 |  |  |  |  | R-410A | 2.8 | Residential & Commercial | USHP
211388782 | Central HP <5.4 tons | CHAMPION HEATING AND COOLING | HRCU-A-CB (Split System: Heat Pump with Remote Outdoor Unit-Air-Source) | HMH72B341 |  |  | XAHC30CXXN1+TXV | TM9E080B12MP12 | 32000 | 17 | 8.1 | 33000 | 23200 | 70.3% | 1.98 | 0 | 9 |  |  |  |  | R-410A | 2.6667 | Residential & Commercial | USHP
211389280 | Central HP <5.4 tons | CHAMPION HEATING AND COOLING | HRCU-A-CB (Split System: Heat Pump with Remote Outdoor Unit-Air-Source) | HMH72B341 |  |  | XAHC36DXXN1+TXV | TM8Y120C20MP11 | 34000 | 17 | 8.1 | 33800 | 24200 | 71.6% | 2.08 | 0 | 9.5 |  |  |  |  | R-410A | 2.8333 | Residential & Commercial | USHP
211389380 | Central HP <5.4 tons | CHAMPION HEATING AND COOLING | HRCU-A-CB (Split System: Heat Pump with Remote Outdoor Unit-Air-Source) | HMH72B341 |  |  | XAFC36DXXN1+TXV | TM8Y100C20MP11 | 34000 | 17.5 | 8.5 | 33800 | 23800 | 70.41% | 2.1 | 0 | 10 |  |  |  |  | R-410A | 2.8333 | Residential & Commercial | USHP | Ducted CEE Tier 1
211389750 | Central HP <5.4 tons | CHAMPION HEATING AND COOLING | HRCU-A-CB (Split System: Heat Pump with Remote Outdoor Unit-Air-Source) | HMH72B341 |  |  | XAFB36DBCN1 | TM8Y080B12MP11 | 34000 | 18 | 8.1 | 33400 | 23600 | 70.66% | 2.04 | 0 | 10 |  |  |  |  | R-410A | 2.8333 | Residential & Commercial | USHP | Ducted CEE Tier 1
215676456 | Central HP <5.4 tons | AIRQUEST | HRCU-A-CB (Split System: Heat Pump with Remote Outdoor Unit-Air-Source) | H5H0V48*K*AAA* |  |  | EVD5X60M21A*+WALLCON | *80CTL0702120B* | 48000 | 19 | 9 | 50000 | 36800 | 73.6% | 2 | 0 | 10 |  |  |  |  | R-454B | 4 | Residential & Commercial | USHP | Ducted CEE Tier 1
215676506 | Central HP <5.4 tons | AIRQUEST | HRCU-A-CB (Split System: Heat Pump with Remote Outdoor Unit-Air-Source) | H5H0V48*K*AAA* |  |  | EVD5X60M21A*+WALLCON | *95CSU0802120B* | 48000 | 18.5 | 9 | 50000 | 36800 | 73.6% | 2 | 0 | 10 |  |  |  |  | R-454B | 4 | Residential & Commercial | USHP | Ducted CEE Tier 1
213772288 | Central HP <5.4 tons | AIRQUEST | HRCU-A-CB (Split System: Heat Pump with Remote Outdoor Unit-Air-Source) | HVH825GKA2* |  |  | EHD4X42AAL+WALLCON | *80CTL0901716B* | 24200 | 16.5 | 8.1 | 21200 | 16600 | 78.3% | 2 | 0 | 10.5 |  |  |  |  | R-410A | 2.0167 | Residential & Commercial | USHP | Ducted CEE Tier 1
215676556 | Central HP <5.4 tons | AIRQUEST | HRCU-A-CB (Split System: Heat Pump with Remote Outdoor Unit-Air-Source) | H5H0V48*K*AAA* |  |  | EVD5X60M21A*+WALLCON | *97CMN1002122B* | 48000 | 19 | 9 | 50000 | 36600 | 73.2% | 2 | 0 | 10 |  |  |  |  | R-454B | 4 | Residential & Commercial | USHP | Ducted CEE Tier 1
215676606 | Central HP <5.4 tons | AIRQUEST | HRCU-A-CB (Split System: Heat Pump with Remote Outdoor Unit-Air-Source) | H5H0V48*K*AAA* |  |  | EVD5X60M24A*+WALLCON | *80CTL0702120B* | 47500 | 19 | 9 | 50000 | 36800 | 73.6% | 2 | 0 | 10 |  |  |  |  | R-454B | 3.9583 | Residential & Commercial | USHP | Ducted CEE Tier 1
215675386 | Central HP <5.4 tons | AIRQUEST | HRCU-A-CB (Split System: Heat Pump with Remote Outdoor Unit-Air-Source) | H5H0V48*K*AAA* |  |  | EVM5X48M21A*+WALLCON | *80CTL0902120B* | 47000 | 18.5 | 9 | 50000 | 36400 | 72.8% | 2 | 0 | 10 |  |  |  |  | R-454B | 3.9167 | Residential & Commercial | USHP | Ducted CEE Tier 1
215676036 | Central HP <5.4 tons | AIRQUEST | HRCU-A-CB (Split System: Heat Pump with Remote Outdoor Unit-Air-Source) | H5H0V48*K*AAA* |  |  | EVM5X61M24A*+WALLCON | *97CMN0602120B* | 48500 | 19 | 9 | 50000 | 37200 | 74.4% | 1.98 | 0 | 10 |  |  |  |  | R-454B | 4.0417 | Residential & Commercial | USHP | Ducted CEE Tier 1
215676056 | Central HP <5.4 tons | AIRQUEST | HRCU-A-CB (Split System: Heat Pump with Remote Outdoor Unit-Air-Source) | H5H0V48*K*AAA* |  |  | EVM5X61M24A*+WALLCON | *97CMN1002122B* | 48500 | 19.5 | 9.5 | 50000 | 36600 | 73.2% | 2.12 | 0 | 10.5 |  |  |  |  | R-454B | 4.0417 | Residential & Commercial | USHP | Ducted CEE Tier 1
215676156 | Central HP <5.4 tons | AIRQUEST | HRCU-A-CB (Split System: Heat Pump with Remote Outdoor Unit-Air-Source) | H5H0V48*K*AAA* |  |  | EVD5X48M21A*+WALLCON | *96CTN0801714B* | 46500 | 18 | 9 | 50000 | 35600 | 71.2% | 2 | 0 | 9.5 |  |  |  |  | R-454B | 3.875 | Residential & Commercial | USHP
215675956 | Central HP <5.4 tons | AIRQUEST | HRCU-A-CB (Split System: Heat Pump with Remote Outdoor Unit-Air-Source) | H5H0V48*K*AAA* |  |  | EVM5X61M24A*+WALLCON | *80CSU0802120A* | 49000 | 19.5 | 9 | 50000 | 36600 | 73.2% | 2.1 | 0 | 10.5 |  |  |  |  | R-454B | 4.0833 | Residential & Commercial | USHP | Ducted CEE Tier 1
215676906 | Central HP <5.4 tons | AIRQUEST | HRCU-A-CB (Split System: Heat Pump with Remote Outdoor Unit-Air-Source) | H5H0V48*K*AAA* |  |  | EVD5X61M24A*+WALLCON | *97CMN0602120B* | 48000 | 19 | 9 | 50000 | 37200 | 74.4% | 1.98 | 0 | 10 |  |  |  |  | R-454B | 4 | Residential & Commercial | USHP | Ducted CEE Tier 1
212983184 | Central HP <5.4 tons | CARRIER | HRCU-A-CB (Split System: Heat Pump with Remote Outdoor Unit-Air-Source) | 38MURAQ24AB3* |  |  | CAP**3717AL* | 59SC2E040M17**12 | 23800 | 16 | 8.5 | 25800 | 22600 | 87.6% | 1.86 | 0 | 10 |  |  |  |  | R-410A | 1.9833 | Residential & Commercial | USHP | Ducted CEE Tier 1
214228998 | Central HP <5.4 tons | KEEPRITE | HRCU-A-CB (Split System: Heat Pump with Remote Outdoor Unit-Air-Source) | DLCURAH18ABK |  |  | EA*4X25L17A* | *80MSU0601716A* | 18200 | 16.5 | 8.5 | 18000 | 17500 | 97.22% | 2.12 | 0 | 11 |  |  |  |  | R-410A | 1.5167 | Residential & Commercial | USHP | Ducted CEE Tier 1
213080382 | Central HP <5.4 tons | KEEPRITE | HRCU-A-CB (Split System: Heat Pump with Remote Outdoor Unit-Air-Source) | DLCURAH36ABK |  |  | EA*4X36L21A* | *96MSN1002122A* | 35000 | 16 | 8.1 | 38500 | 35200 | 91.43% | 1.82 | 0 | 9.5 |  |  |  |  | R-410A | 2.9167 | Residential & Commercial | USHP
213080532 | Central HP <5.4 tons | KEEPRITE | HRCU-A-CB (Split System: Heat Pump with Remote Outdoor Unit-Air-Source) | DLCURAH36ABK |  |  | EA*4X37L17A* | *95MSU0401712A* | 35600 | 15.2 | 8.1 | 38500 | 35200 | 91.43% | 1.98 | 0 | 9.5 |  |  |  |  | R-410A | 2.9667 | Residential & Commercial | USHP
212980157 | Central HP <5.4 tons | BRYANT HEATING AND COOLING SYSTEMS | HRCU-A-CB (Split System: Heat Pump with Remote Outdoor Unit-Air-Source) | 38MURAQ36AB3* |  |  | CAP**4821AL* | 8(0,1)*SB48090M21*** | 35600 | 16.5 | 8.5 | 37800 | 34600 | 91.53% | 2.02 | 0 | 10 |  |  |  |  | R-410A | 2.9667 | Residential & Commercial | USHP | Ducted CEE Tier 1
211240226 | Central HP <5.4 tons | CARRIER | HRCU-A-CB (Split System: Heat Pump with Remote Outdoor Unit-Air-Source) | 38MURAQ24AB3* |  |  | FV4CN(B,F)003L | 0 | 24400 | 17.5 | 8.5 | 26000 | 22400 | 86.15% | 1.88 | 0 | 10.5 |  |  |  |  | R-410A | 2.0333 | Residential & Commercial | USHP | Ducted CEE Tier 1
211390354 | Central HP <5.4 tons | CHAMPION HEATING AND COOLING | HRCU-A-CB (Split System: Heat Pump with Remote Outdoor Unit-Air-Source) | HMH72B341 |  |  | XAFC30CXXN1+TXV | TMLV100C16MP12 | 33000 | 17.5 | 8.5 | 33000 | 23200 | 70.3% | 2.04 | 0 | 9.5 |  |  |  |  | R-410A | 2.75 | Residential & Commercial | USHP
211390783 | Central HP <5.4 tons | CHAMPION HEATING AND COOLING | HRCU-A-CB (Split System: Heat Pump with Remote Outdoor Unit-Air-Source) | HMH72B341 |  |  | XAUB36DXXN1+TXV | TPLC080B12MP13 | 33600 | 17 | 8.1 | 33600 | 23600 | 70.24% | 2.02 | 0 | 9.5 |  |  |  |  | R-410A | 2.8 | Residential & Commercial | USHP
211391742 | Central HP <5.4 tons | CHAMPION HEATING AND COOLING | HRCU-A-CB (Split System: Heat Pump with Remote Outdoor Unit-Air-Source) | HMH72B341 |  |  | XAFC36DXXN1+TXV | TM8E100B12MP11 | 34000 | 18 | 8.1 | 33800 | 23800 | 70.41% | 2.06 | 0 | 10 |  |  |  |  | R-410A | 2.8333 | Residential & Commercial | USHP | Ducted CEE Tier 1
211391794 | Central HP <5.4 tons | CHAMPION HEATING AND COOLING | HRCU-A-CB (Split System: Heat Pump with Remote Outdoor Unit-Air-Source) | HMH72B341 |  |  | XAFC30CXXN1+TXV | TM8E100B12MP11 | 32800 | 17.5 | 8.1 | 33400 | 23400 | 70.06% | 2.04 | 0 | 9.5 |  |  |  |  | R-410A | 2.7333 | Residential & Commercial | USHP
211392453 | Central HP <5.4 tons | CHAMPION HEATING AND COOLING | HRCU-A-CB (Split System: Heat Pump with Remote Outdoor Unit-Air-Source) | HMH72B341 |  |  | XAUB36DXXN1+TXV | TMLE080B12MP11 | 34000 | 18 | 8.1 | 34000 | 24400 | 71.76% | 2.06 | 0 | 9.5 |  |  |  |  | R-410A | 2.8333 | Residential & Commercial | USHP
211388241 | Central HP <5.4 tons | CHAMPION HEATING AND COOLING | HRCU-A-CB (Split System: Heat Pump with Remote Outdoor Unit-Air-Source) | HMH72B341 |  |  | XAFC36DBCN1 | TM9V060B12MP12 | 34000 | 17.5 | 8.1 | 34000 | 24200 | 71.18% | 2.06 | 0 | 9.5 |  |  |  |  | R-410A | 2.8333 | Residential & Commercial | USHP
211388289 | Central HP <5.4 tons | CHAMPION HEATING AND COOLING | HRCU-A-CB (Split System: Heat Pump with Remote Outdoor Unit-Air-Source) | HMH72B341 |  |  | XAFC30CXXN1+TXV | TP9C060B12MP13 | 32600 | 17 | 8.1 | 33600 | 23600 | 70.24% | 2.02 | 0 | 9.5 |  |  |  |  | R-410A | 2.7167 | Residential & Commercial | USHP
211388355 | Central HP <5.4 tons | CHAMPION HEATING AND COOLING | HRCU-A-CB (Split System: Heat Pump with Remote Outdoor Unit-Air-Source) | HMH72B341 |  |  | XAUB36DXXN1+TXV | TM9V060B12MP12 | 33800 | 17 | 8.5 | 33400 | 23800 | 71.26% | 2.04 | 0 | 9.5 |  |  |  |  | R-410A | 2.8167 | Residential & Commercial | USHP
211388437 | Central HP <5.4 tons | CHAMPION HEATING AND COOLING | HRCU-A-CB (Split System: Heat Pump with Remote Outdoor Unit-Air-Source) | HMH72B341 |  |  | XAUB30CXXN1+TXV | TM9V060B12MP12 | 32600 | 17 | 8.1 | 33600 | 23600 | 70.24% | 2.02 | 0 | 9.5 |  |  |  |  | R-410A | 2.7167 | Residential & Commercial | USHP
211388522 | Central HP <5.4 tons | CHAMPION HEATING AND COOLING | HRCU-A-CB (Split System: Heat Pump with Remote Outdoor Unit-Air-Source) | HMH72B341 |  |  | XAUB36DXXN1+TXV | TM9V040A10MP12 | 33200 | 17 | 8.1 | 33200 | 23400 | 70.48% | 2 | 0 | 9.5 |  |  |  |  | R-410A | 2.7667 | Residential & Commercial | USHP
211388820 | Central HP <5.4 tons | CHAMPION HEATING AND COOLING | HRCU-A-CB (Split System: Heat Pump with Remote Outdoor Unit-Air-Source) | HMH72B341 |  |  | XAHB30CXXN1+TXV | TM9E080B12MP12 | 32000 | 16.5 | 8.1 | 32800 | 23000 | 70.12% | 1.98 | 0 | 9.5 |  |  |  |  | R-410A | 2.6667 | Residential & Commercial | USHP
211389458 | Central HP <5.4 tons | CHAMPION HEATING AND COOLING | HRCU-A-CB (Split System: Heat Pump with Remote Outdoor Unit-Air-Source) | HMH72B341 |  |  | XAHC36DXXN1+TXV | TM8Y080C16MP11 | 34000 | 18 | 8.1 | 34000 | 24400 | 71.76% | 2.06 | 0 | 9.5 |  |  |  |  | R-410A | 2.8333 | Residential & Commercial | USHP
211390589 | Central HP <5.4 tons | CHAMPION HEATING AND COOLING | HRCU-A-CB (Split System: Heat Pump with Remote Outdoor Unit-Air-Source) | HMH72B341 |  |  | XAHB30CXXN1+TXV | TPLC080B12MP13 | 31600 | 16.5 | 8.1 | 32800 | 23000 | 70.12% | 1.96 | 0 | 9 |  |  |  |  | R-410A | 2.6333 | Residential & Commercial | USHP
211391359 | Central HP <5.4 tons | CHAMPION HEATING AND COOLING | HRCU-A-CB (Split System: Heat Pump with Remote Outdoor Unit-Air-Source) | HMH72B341 |  |  | XAFC36DBCN1 | TMLE120C16MP11 | 34000 | 18 | 8.5 | 33600 | 23800 | 70.83% | 2.08 | 0 | 10 |  |  |  |  | R-410A | 2.8333 | Residential & Commercial | USHP | Ducted CEE Tier 1
210474313 | Central HP <5.4 tons | KEEPRITE | HRCU-A-CB (Split System: Heat Pump with Remote Outdoor Unit-Air-Source) | CVH825GKA3* |  |  | EHD4X42AAL+WALLCON | *80CTL1352422A* | 24200 | 16 | 8.1 | 21400 | 16600 | 77.57% | 2 | 0 | 10.5 |  |  |  |  | R-410A | 2.0167 | Residential & Commercial | USHP | Ducted CEE Tier 1
210474522 | Central HP <5.4 tons | KEEPRITE | HRCU-A-CB (Split System: Heat Pump with Remote Outdoor Unit-Air-Source) | CVH825GKA3* |  |  | EHD4X48AAL+WALLCON | *80CTL0701716A* | 24200 | 16.5 | 8.1 | 21200 | 16600 | 78.3% | 2.02 | 0 | 10.5 |  |  |  |  | R-410A | 2.0167 | Residential & Commercial | USHP | Ducted CEE Tier 1
210473486 | Central HP <5.4 tons | DAY & NIGHT | HRCU-A-CB (Split System: Heat Pump with Remote Outdoor Unit-Air-Source) | CVH825GKA3* |  |  | EA*4X48L24A*+WALLCON | *96CTN1202422A* | 24200 | 17 | 8.1 | 21000 | 16500 | 78.57% | 2.02 | 0 | 11 |  |  |  |  | R-410A | 2.0167 | Residential & Commercial | USHP | Ducted CEE Tier 1
211389243 | Central HP <5.4 tons | CHAMPION HEATING AND COOLING | HRCU-A-CB (Split System: Heat Pump with Remote Outdoor Unit-Air-Source) | HMH72B341 |  |  | XAUB30CXXN1+TXV | TM9E060A10MP12 | 32400 | 17 | 8.1 | 33400 | 23600 | 70.66% | 2 | 0 | 9.5 |  |  |  |  | R-410A | 2.7 | Residential & Commercial | USHP
211390163 | Central HP <5.4 tons | CHAMPION HEATING AND COOLING | HRCU-A-CB (Split System: Heat Pump with Remote Outdoor Unit-Air-Source) | HMH72B341 |  |  | XAFC36DXXN1+TXV | TM8V100C16MP12 | 34000 | 17.5 | 8.5 | 33800 | 23800 | 70.41% | 2.08 | 0 | 10 |  |  |  |  | R-410A | 2.8333 | Residential & Commercial | USHP | Ducted CEE Tier 1
210720661 | Central HP <5.4 tons | CARRIER | HRCU-A-CB (Split System: Heat Pump with Remote Outdoor Unit-Air-Source) | 25VNA436A*031* |  |  | CAP**6124AL*+UI | 59CU5A080C21**20 | 34800 | 20 | 9 | 34400 | 25000 | 72.67% | 2.02 | 0 | 12.5 |  |  |  |  | R-410A | 2.9 | Residential & Commercial | USHP | Ducted CEE Tier 1
211387805 | Central HP <5.4 tons | CHAMPION HEATING AND COOLING | HRCU-A-CB (Split System: Heat Pump with Remote Outdoor Unit-Air-Source) | HMH72B341 |  |  | XAFC36DXXN1+TXV | TM9V080B12MP12 | 34000 | 17 | 8.1 | 34000 | 24400 | 71.76% | 2.06 | 0 | 9.5 |  |  |  |  | R-410A | 2.8333 | Residential & Commercial | USHP
211206963 | Central HP <5.4 tons | CHAMPION HEATING AND COOLING | HRCU-A-CB (Split System: Heat Pump with Remote Outdoor Unit-Air-Source) | HL20B4821 |  |  | XAMC48HE3N1+CC | TMLV120C20MP12 | 43500 | 19 | 9 | 44500 | 36200 | 81.35% | 2.14 | 0 | 12 |  |  |  |  | R-410A | 3.625 | Residential & Commercial | USHP | Ducted CEE Tier 1
211206934 | Central HP <5.4 tons | CHAMPION HEATING AND COOLING | HRCU-A-CB (Split System: Heat Pump with Remote Outdoor Unit-Air-Source) | HL20B4821 |  |  | XAMC48HE3N1+CC | TP9C100C16MP13 | 43500 | 19 | 9 | 44000 | 36200 | 82.27% | 2.14 | 0 | 12 |  |  |  |  | R-410A | 3.625 | Residential & Commercial | USHP | Ducted CEE Tier 1
211393028 | Central HP <5.4 tons | COLEMAN | HRCU-A-CB (Split System: Heat Pump with Remote Outdoor Unit-Air-Source) | HMH72B341 |  |  | XAFC36DBCN1 | TL9E100C20UH11 | 34000 | 17 | 8.5 | 34000 | 25000 | 73.53% | 2.12 | 0 | 9.5 |  |  |  |  | R-410A | 2.8333 | Residential & Commercial | USHP
211387773 | Central HP <5.4 tons | CHAMPION HEATING AND COOLING | HRCU-A-CB (Split System: Heat Pump with Remote Outdoor Unit-Air-Source) | HMH72B341 |  |  | XAHB36DBCN1 | TP9C080B12MP13 | 33200 | 16.5 | 8.1 | 33400 | 23600 | 70.66% | 2 | 0 | 9.5 |  |  |  |  | R-410A | 2.7667 | Residential & Commercial | USHP
210473267 | Central HP <5.4 tons | KEEPRITE | HRCU-A-CB (Split System: Heat Pump with Remote Outdoor Unit-Air-Source) | CVH825GKA3* |  |  | EA*4X48L21A*+WALLCON | *95CSU0601716A* | 24000 | 16.5 | 8.1 | 21000 | 16600 | 79.05% | 2 | 0 | 10.5 |  |  |  |  | R-410A | 2 | Residential & Commercial | USHP | Ducted CEE Tier 1
210473376 | Central HP <5.4 tons | DAY & NIGHT | HRCU-A-CB (Split System: Heat Pump with Remote Outdoor Unit-Air-Source) | CVH825GKA3* |  |  | EA*4X48L21A*+WALLCON | *97CMN0601714A* | 24000 | 16.5 | 8.1 | 21000 | 16700 | 79.52% | 2 | 0 | 11 |  |  |  |  | R-410A | 2 | Residential & Commercial | USHP | Ducted CEE Tier 1
212974621 | Central HP <5.4 tons | KEEPRITE | HRCU-A-CB (Split System: Heat Pump with Remote Outdoor Unit-Air-Source) | DLCURAH18ABK |  |  | EA*4X19L17A* | *96VTN0401410B* | 17600 | 16 | 8.1 | 17700 | 17900 | 101.1% | 2.16 | 0 | 10.5 |  |  |  |  | R-410A | 1.4667 | Residential & Commercial | USHP | Ducted CEE Tier 1
211244004 | Central HP <5.4 tons | BRYANT HEATING AND COOLING SYSTEMS | HRCU-A-CB (Split System: Heat Pump with Remote Outdoor Unit-Air-Source) | 38MURAQ24AB3* |  |  | CNPV*2417AL* | 926TB48080V17*** | 23800 | 16 | 8.5 | 26800 | 23400 | 87.31% | 1.92 | 0 | 10 |  |  |  |  | R-410A | 1.9833 | Residential & Commercial | USHP | Ducted CEE Tier 1
213297975 | Central HP <5.4 tons | FRASER-JOHNSTON | HRCU-A-CB (Split System: Heat Pump with Remote Outdoor Unit-Air-Source) | HMH72B341 |  |  | XAHC36DBCN1 | Z8ES100C16LMPS1 | 34000 | 17.5 | 8.1 | 33400 | 24000 | 71.86% | 2.08 | 0 | 9.5 |  |  |  |  | R-410A | 2.8333 | Residential & Commercial | USHP
214397748 | Central HP <5.4 tons | FRASER-JOHNSTON | HRCU-A-CB (Split System: Heat Pump with Remote Outdoor Unit-Air-Source) | HH836E2S11 |  |  | CTF36C5CDS1 | TM8V080C16MP12 | 34000 | 18 | 8.5 | 31600 | 26000 | 82.28% | 2 | 0 | 11 |  |  |  |  | R-454B | 2.8333 | Residential & Commercial | USHP | Ducted CEE Tier 1
210474580 | Central HP <5.4 tons | CARRIER | HRCU-A-CB (Split System: Heat Pump with Remote Outdoor Unit-Air-Source) | 25VNA825A*032* |  |  | CSPH*4812AL*+UI | 59MN7B080C17**14 | 24200 | 16 | 8.1 | 21400 | 16700 | 78.04% | 2 | 0 | 10.5 |  |  |  |  | R-410A | 2.0167 | Residential & Commercial | USHP | Ducted CEE Tier 1
211244221 | Central HP <5.4 tons | TEMPSTAR | HRCU-A-CB (Split System: Heat Pump with Remote Outdoor Unit-Air-Source) | DLCURAH24ABK |  |  | EN(A,D)4X24L17** | *92ESN0401712A* | 23200 | 15.5 | 8.5 | 26600 | 24200 | 90.98% | 1.98 | 0 | 10 |  |  |  |  | R-410A | 1.9333 | Residential & Commercial | USHP | Ducted CEE Tier 1
211389625 | Central HP <5.4 tons | CHAMPION HEATING AND COOLING | HRCU-A-CB (Split System: Heat Pump with Remote Outdoor Unit-Air-Source) | HMH72B341 |  |  | XAHC36DBCN1 | TM8Y080B12MP11 | 33200 | 17.5 | 8.1 | 32800 | 23200 | 70.73% | 2.02 | 0 | 9.5 |  |  |  |  | R-410A | 2.7667 | Residential & Commercial | USHP
211389639 | Central HP <5.4 tons | CHAMPION HEATING AND COOLING | HRCU-A-CB (Split System: Heat Pump with Remote Outdoor Unit-Air-Source) | HMH72B341 |  |  | XAHC30CXXN1+TXV | TM8Y080B12MP11 | 32000 | 17.5 | 8.1 | 32400 | 22800 | 70.37% | 1.98 | 0 | 9.5 |  |  |  |  | R-410A | 2.6667 | Residential & Commercial | USHP
211390476 | Central HP <5.4 tons | CHAMPION HEATING AND COOLING | HRCU-A-CB (Split System: Heat Pump with Remote Outdoor Unit-Air-Source) | HMH72B341 |  |  | XAHC30CXXN1+TXV | TM8V080B12MP12 | 31800 | 16.5 | 8.1 | 33000 | 23200 | 70.3% | 1.96 | 0 | 9 |  |  |  |  | R-410A | 2.65 | Residential & Commercial | USHP
211390508 | Central HP <5.4 tons | CHAMPION HEATING AND COOLING | HRCU-A-CB (Split System: Heat Pump with Remote Outdoor Unit-Air-Source) | HMH72B341 |  |  | XAHB36DXXN1+TXV | TM8V080B12MP12 | 32800 | 16.5 | 8.1 | 33000 | 23400 | 70.91% | 1.98 | 0 | 9.5 |  |  |  |  | R-410A | 2.7333 | Residential & Commercial | USHP
214241950 | Central HP <5.4 tons | COMFORTMAKER | HRCU-A-CB (Split System: Heat Pump with Remote Outdoor Unit-Air-Source) | CVH825GKA3* |  |  | EN(A,D)4X36L21**+WALLCON | *97CMN1002122B* | 23600 | 16.5 | 8.1 | 21400 | 16700 | 78.04% | 1.92 | 0 | 11 |  |  |  |  | R-410A | 1.9667 | Residential & Commercial | USHP | Ducted CEE Tier 1
214584753 | Central HP <5.4 tons | FRASER-JOHNSTON | HRCU-A-CB (Split System: Heat Pump with Remote Outdoor Unit-Air-Source) | HH860E2S11 |  |  | CTF60C5CGS1 | Z8ES080C20SMPS1 | 44000 | 18 | 9 | 44500 | 33400 | 75.06% | 2 | 0 | 12 |  |  |  |  | R-454B | 3.6667 | Residential & Commercial | USHP | Ducted CEE Tier 1
214584678 | Central HP <5.4 tons | FRASER-JOHNSTON | HRCU-A-CB (Split System: Heat Pump with Remote Outdoor Unit-Air-Source) | HH836E2S11 |  |  | CTF36C5CDS1 | Z8ES080C16SMPS1 | 34000 | 18 | 8.5 | 31200 | 25400 | 81.41% | 2 | 0 | 11.7 |  |  |  |  | R-454B | 2.8333 | Residential & Commercial | USHP | Ducted CEE Tier 1
215933997 | Central HP <5.4 tons | AIRQUEST | HRCU-A-CB (Split System: Heat Pump with Remote Outdoor Unit-Air-Source) | H5H3V48*K*AAA* |  |  | EA*5X48M21A*+WALLCON | *80CTL0702120B* | 43500 | 20.5 | 9.5 | 48000 | 36600 | 76.25% | 2 | 0 | 10.5 |  |  |  |  | R-454B | 3.625 | Residential & Commercial | USHP | Ducted CEE Tier 1
215934067 | Central HP <5.4 tons | AIRQUEST | HRCU-A-CB (Split System: Heat Pump with Remote Outdoor Unit-Air-Source) | H5H3V48*K*AAA* |  |  | EA*5X48M21A*+WALLCON | *97CMN0802120B* | 43500 | 20.5 | 9.5 | 48000 | 36600 | 76.25% | 2 | 0 | 10.5 |  |  |  |  | R-454B | 3.625 | Residential & Commercial | USHP | Ducted CEE Tier 1
215934597 | Central HP <5.4 tons | AIRQUEST | HRCU-A-CB (Split System: Heat Pump with Remote Outdoor Unit-Air-Source) | H5H3V48*K*AAA* |  |  | ESH5X60M12A*+WALLCON | *97CMN0801714B* | 44000 | 19.5 | 9 | 49000 | 36400 | 74.29% | 1.84 | 0 | 11 |  |  |  |  | R-454B | 3.6667 | Residential & Commercial | USHP | Ducted CEE Tier 1
215934027 | Central HP <5.4 tons | AIRQUEST | HRCU-A-CB (Split System: Heat Pump with Remote Outdoor Unit-Air-Source) | H5H3V48*K*AAA* |  |  | EA*5X48M21A*+WALLCON | *95CSU0802120B* | 43500 | 20.5 | 9 | 48000 | 36600 | 76.25% | 2 | 0 | 10.5 |  |  |  |  | R-454B | 3.625 | Residential & Commercial | USHP | Ducted CEE Tier 1
214584756 | Central HP <5.4 tons | COLEMAN | HRCU-A-CB (Split System: Heat Pump with Remote Outdoor Unit-Air-Source) | HH860E2S11 |  |  | CTF60C5CGS1 | Z8ES120C16SMPS1 | 44000 | 18 | 9 | 43500 | 33000 | 75.86% | 2 | 0 | 12 |  |  |  |  | R-454B | 3.6667 | Residential & Commercial | USHP | Ducted CEE Tier 1
211719786 | Central HP <5.4 tons | LUXAIRE | HRCU-A-CB (Split System: Heat Pump with Remote Outdoor Unit-Air-Source) | HMH72B341 |  |  | XAUB36DXXN1+TXV | LPLC060A12MP13 | 34000 | 17.5 | 8.1 | 34000 | 24200 | 71.18% | 2.06 | 0 | 9.5 |  |  |  |  | R-410A | 2.8333 | Residential & Commercial | USHP
211398557 | Central HP <5.4 tons | LUXAIRE | HRCU-A-CB (Split System: Heat Pump with Remote Outdoor Unit-Air-Source) | HMH72B341 |  |  | XAUC48FXXN1+TXV | TM8E100C16MP11 | 33600 | 17 | 8.5 | 32400 | 23600 | 72.84% | 2.06 | 0 | 9.5 |  |  |  |  | R-410A | 2.8 | Residential & Commercial | USHP
211397987 | Central HP <5.4 tons | LUXAIRE | HRCU-A-CB (Split System: Heat Pump with Remote Outdoor Unit-Air-Source) | HMH72B341 |  |  | XAHC48FBCN1 | TPLC080B12MP13 | 32400 | 16 | 8.1 | 32000 | 23600 | 73.75% | 1.98 | 0 | 8.5 |  |  |  |  | R-410A | 2.7 | Residential & Commercial | USHP
211398088 | Central HP <5.4 tons | LUXAIRE | HRCU-A-CB (Split System: Heat Pump with Remote Outdoor Unit-Air-Source) | HMH72B341 |  |  | XAFC48FBCN1 | LPLC080B12MP13 | 33000 | 16 | 8.1 | 32600 | 24000 | 73.62% | 2.02 | 0 | 9 |  |  |  |  | R-410A | 2.75 | Residential & Commercial | USHP
211396719 | Central HP <5.4 tons | LUXAIRE | HRCU-A-CB (Split System: Heat Pump with Remote Outdoor Unit-Air-Source) | HMH72B341 |  |  | XAHD48FXXN1+TXV | TM8Y100C16MP11 | 33600 | 17 | 8.1 | 32600 | 24000 | 73.62% | 2.04 | 0 | 9 |  |  |  |  | R-410A | 2.8 | Residential & Commercial | USHP
211388369 | Central HP <5.4 tons | CHAMPION HEATING AND COOLING | HRCU-A-CB (Split System: Heat Pump with Remote Outdoor Unit-Air-Source) | HMH72B341 |  |  | XAFB36DBCN1 | TP9C060B12MP13 | 33800 | 17 | 8.5 | 33400 | 23800 | 71.26% | 2.04 | 0 | 9.5 |  |  |  |  | R-410A | 2.8167 | Residential & Commercial | USHP
211388723 | Central HP <5.4 tons | CHAMPION HEATING AND COOLING | HRCU-A-CB (Split System: Heat Pump with Remote Outdoor Unit-Air-Source) | HMH72B341 |  |  | XAFC36DBCN1 | TM9E080C16MP12 | 34000 | 18 | 8.1 | 33600 | 23800 | 70.83% | 2.08 | 0 | 10 |  |  |  |  | R-410A | 2.8333 | Residential & Commercial | USHP | Ducted CEE Tier 1
211388805 | Central HP <5.4 tons | CHAMPION HEATING AND COOLING | HRCU-A-CB (Split System: Heat Pump with Remote Outdoor Unit-Air-Source) | HMH72B341 |  |  | XAHB36DBCN1 | TM9E080B12MP12 | 33200 | 17 | 8.1 | 33200 | 23400 | 70.48% | 2 | 0 | 9.5 |  |  |  |  | R-410A | 2.7667 | Residential & Commercial | USHP
211388890 | Central HP <5.4 tons | CHAMPION HEATING AND COOLING | HRCU-A-CB (Split System: Heat Pump with Remote Outdoor Unit-Air-Source) | HMH72B341 |  |  | XAFB36DBCN1 | TM9E080B12MP12 | 34000 | 17.5 | 8.1 | 33800 | 24000 | 71.01% | 2.06 | 0 | 10 |  |  |  |  | R-410A | 2.8333 | Residential & Commercial | USHP | Ducted CEE Tier 1
215934073 | Central HP <5.4 tons | TEMPSTAR | HRCU-A-CB (Split System: Heat Pump with Remote Outdoor Unit-Air-Source) | T5H3V48*K*AAA* |  |  | EA*5X48M21A*+WALLCON | *97CMN0802120B* | 43500 | 20.5 | 9.5 | 48000 | 36600 | 76.25% | 2 | 0 | 10.5 |  |  |  |  | R-454B | 3.625 | Residential & Commercial | USHP | Ducted CEE Tier 1
212978966 | Central HP <5.4 tons | AIRQUEST | HRCU-A-CB (Split System: Heat Pump with Remote Outdoor Unit-Air-Source) | DLCURAH36ABK |  |  | EA*4X48L21A* | *80MS(N,L)0701716A* | 35600 | 16 | 8.1 | 37800 | 34600 | 91.53% | 2 | 0 | 10 |  |  |  |  | R-410A | 2.9667 | Residential & Commercial | USHP | Ducted CEE Tier 1
212970401 | Central HP <5.4 tons | DAY & NIGHT | HRCU-A-CB (Split System: Heat Pump with Remote Outdoor Unit-Air-Source) | DLCURAH36ABK |  |  | EA*4X37L21A* | *80VSL0701716B* | 36400 | 16 | 8.5 | 38000 | 35000 | 92.11% | 2.06 | 0 | 10 |  |  |  |  | R-410A | 3.0333 | Residential & Commercial | USHP | Ducted CEE Tier 1
212985620 | Central HP <5.4 tons | KEEPRITE | HRCU-A-CB (Split System: Heat Pump with Remote Outdoor Unit-Air-Source) | DLCURAH30ABK |  |  | EA*4X42L24A* | *92MSN1202420A* | 30000 | 15.2 | 8.1 | 34200 | 27600 | 80.7% | 1.8 | 0 | 9 |  |  |  |  | R-410A | 2.5 | Residential & Commercial | USHP
211398252 | Central HP <5.4 tons | LUXAIRE | HRCU-A-CB (Split System: Heat Pump with Remote Outdoor Unit-Air-Source) | HMH72B341 |  |  | XAFD48FBCN1 | TMLE120C16MP11 | 33600 | 17 | 8.5 | 32400 | 23600 | 72.84% | 2.08 | 0 | 9.5 |  |  |  |  | R-410A | 2.8 | Residential & Commercial | USHP
213163968 | Central HP <5.4 tons | RHEEM | HRCU-A-CB (Split System: Heat Pump with Remote Outdoor Unit-Air-Source) | RP18AZ24AJVC |  |  | RCFZ2421HEAAM | R962V0855A21M4S | 22800 | 19 | 8.5 | 22800 | 26200 | 114.9% | 2.1 | 0 | 12.5 |  |  |  |  | R-410A | 1.9 | Residential & Commercial | USHP | Ducted CEE Tier 1
211228371 | Central HP <5.4 tons | KEEPRITE | HRCU-A-CB (Split System: Heat Pump with Remote Outdoor Unit-Air-Source) | DLCURAH36ABK |  |  | EA*4X43L21A* | *80ESU1002120A* | 36400 | 16 | 8.5 | 38500 | 34800 | 90.39% | 2.08 | 0 | 10 |  |  |  |  | R-410A | 3.0333 | Residential & Commercial | USHP | Ducted CEE Tier 1
216374561 | Central HP <5.4 tons | FRASER-JOHNSTON | HRCU-A-CB (Split System: Heat Pump with Remote Outdoor Unit-Air-Source) | HH824E2S11 |  |  | CTF36B5ADS1 | Z9ET060B12SMPS1 | 23000 | 18 | 9.5 | 23000 | 18300 | 79.57% | 2 | 0 | 12 |  |  |  |  | R-454B | 1.9167 | Residential & Commercial | USHP | Ducted CEE Tier 1
210474109 | Central HP <5.4 tons | DAY & NIGHT | HRCU-A-CB (Split System: Heat Pump with Remote Outdoor Unit-Air-Source) | CVH825GKA3* |  |  | EN(A,D)4X48L24**+WALLCON | *96CTN1202422A* | 24200 | 17 | 8.1 | 21200 | 16600 | 78.3% | 2.02 | 0 | 11.5 |  |  |  |  | R-410A | 2.0167 | Residential & Commercial | USHP | Ducted CEE Tier 1
211240772 | Central HP <5.4 tons | TEMPSTAR | HRCU-A-CB (Split System: Heat Pump with Remote Outdoor Unit-Air-Source) | DLCURAH24ABK |  |  | EA*4X24L17A* | *80ESU0601716A | 24600 | 16.5 | 8.5 | 27200 | 23000 | 84.56% | 1.9 | 0 | 10 |  |  |  |  | R-410A | 2.05 | Residential & Commercial | USHP | Ducted CEE Tier 1
211240827 | Central HP <5.4 tons | TEMPSTAR | HRCU-A-CB (Split System: Heat Pump with Remote Outdoor Unit-Air-Source) | DLCURAH24ABK |  |  | EA*4X25L17A* | *96VSN0601714A* | 24800 | 16.5 | 8.5 | 25600 | 21200 | 82.81% | 1.78 | 0 | 10 |  |  |  |  | R-410A | 2.0667 | Residential & Commercial | USHP | Ducted CEE Tier 1
211240931 | Central HP <5.4 tons | TEMPSTAR | HRCU-A-CB (Split System: Heat Pump with Remote Outdoor Unit-Air-Source) | DLCURAH24ABK |  |  | EA*4X25L17A* | *95ESU0601716A* | 24800 | 17 | 8.5 | 25600 | 21000 | 82.03% | 1.78 | 0 | 10.5 |  |  |  |  | R-410A | 2.0667 | Residential & Commercial | USHP | Ducted CEE Tier 1
211241447 | Central HP <5.4 tons | TEMPSTAR | HRCU-A-CB (Split System: Heat Pump with Remote Outdoor Unit-Air-Source) | DLCURAH24ABK |  |  | EA*4X30L17A* | *95ESU0401712A* | 23600 | 16.5 | 8.5 | 26000 | 23800 | 91.54% | 1.98 | 0 | 10 |  |  |  |  | R-410A | 1.9667 | Residential & Commercial | USHP | Ducted CEE Tier 1
212987999 | Central HP <5.4 tons | CARRIER | HRCU-A-CB (Split System: Heat Pump with Remote Outdoor Unit-Air-Source) | 38MURAQ36AB3* |  |  | CAP**4821AL* | 59SC6A100M21**20 | 35800 | 16.5 | 8.5 | 37800 | 34600 | 91.53% | 2.04 | 0 | 10 |  |  |  |  | R-410A | 2.9833 | Residential & Commercial | USHP | Ducted CEE Tier 1
211719713 | Central HP <5.4 tons | COLEMAN | HRCU-A-CB (Split System: Heat Pump with Remote Outdoor Unit-Air-Source) | HMH72B341 |  |  | XAFB36DXXN1+TXV | CPLC080B12MP13 | 33600 | 17 | 8.1 | 33600 | 23600 | 70.24% | 2.02 | 0 | 9.5 |  |  |  |  | R-410A | 2.8 | Residential & Commercial | USHP
211387116 | Central HP <5.4 tons | CHAMPION HEATING AND COOLING | HRCU-A-CB (Split System: Heat Pump with Remote Outdoor Unit-Air-Source) | HMH72B341 |  |  | XAHB36DXXN1+TXV | TM9Y060B12MP11 | 33000 | 17 | 8.1 | 33200 | 23400 | 70.48% | 1.98 | 0 | 9.5 |  |  |  |  | R-410A | 2.75 | Residential & Commercial | USHP
215677056 | Central HP <5.4 tons | AIRQUEST | HRCU-A-CB (Split System: Heat Pump with Remote Outdoor Unit-Air-Source) | H5H0V60*K*AAA* |  |  | EVM5X60M21A*+WALLCON | *97CMN0802120B* | 56500 | 18 | 9 | 64000 | 45000 | 70.31% | 2.06 | 0 | 9 |  |  |  |  | R-454B | 4.7083 | Residential & Commercial | USHP
215938307 | Central HP <5.4 tons | AIRQUEST | HRCU-A-CB (Split System: Heat Pump with Remote Outdoor Unit-Air-Source) | H5H3V48*K*AAA* |  |  | EVD5X60M24A*+WALLCON | *80CTL1102120B* | 45500 | 21 | 8.1 | 52500 | 38000 | 72.38% | 1.95 | 0 | 11.5 |  |  |  |  | R-454B | 3.7917 | Residential & Commercial | USHP | Ducted CEE Tier 1
206788961 | Central HP <5.4 tons | CARRIER | HRCU-A-CB (Split System: Heat Pump with Remote Outdoor Unit-Air-Source) | 25VNA448A*031* |  |  | CAP**6024AL*+UI | 59CU5A100C21**22 | 45000 | 21.5 | 9.5 | 45500 | 36000 | 79.12% | 2.36 | 12.5 | 12 |  |  |  |  | R-410A | 3.75 | Residential & Commercial | USHP | Ducted CEE Tier 1
206788963 | Central HP <5.4 tons | CARRIER | HRCU-A-CB (Split System: Heat Pump with Remote Outdoor Unit-Air-Source) | 25VNA448A*031* |  |  | CAP**6121AL*+UI | 59CU5A100C21**22 | 45500 | 21.5 | 9.5 | 46000 | 36200 | 78.7% | 2.38 | 12.5 | 12 |  |  |  |  | R-410A | 3.7917 | Residential & Commercial | USHP | Ducted CEE Tier 1
212988224 | Central HP <5.4 tons | CARRIER | HRCU-A-CB (Split System: Heat Pump with Remote Outdoor Unit-Air-Source) | 38MURAQ36AB3* |  |  | CAP**4824AL* | 59SC6A100M21**22 | 35800 | 16.5 | 8.5 | 37800 | 34600 | 91.53% | 2.06 | 0 | 10 |  |  |  |  | R-410A | 2.9833 | Residential & Commercial | USHP | Ducted CEE Tier 1
211398309 | Central HP <5.4 tons | LUXAIRE | HRCU-A-CB (Split System: Heat Pump with Remote Outdoor Unit-Air-Source) | HMH72B341 |  |  | XAUC48FXXN1+TXV | TM8E120C16MP11 | 33600 | 17 | 8.5 | 32400 | 23600 | 72.84% | 2.08 | 0 | 9.5 |  |  |  |  | R-410A | 2.8 | Residential & Commercial | USHP
211398511 | Central HP <5.4 tons | LUXAIRE | HRCU-A-CB (Split System: Heat Pump with Remote Outdoor Unit-Air-Source) | HMH72B341 |  |  | XAFC48FXXN1+TXV | TM8E100C16MP11 | 33600 | 17 | 8.5 | 32400 | 23600 | 72.84% | 2.06 | 0 | 9.5 |  |  |  |  | R-410A | 2.8 | Residential & Commercial | USHP
212984977 | Central HP <5.4 tons | KEEPRITE | HRCU-A-CB (Split System: Heat Pump with Remote Outdoor Unit-Air-Source) | DLCURAH30ABK |  |  | EA*4X37L21A* | *92MSN0802120A* | 30600 | 15.2 | 8.1 | 33200 | 26200 | 78.92% | 1.86 | 0 | 9 |  |  |  |  | R-410A | 2.55 | Residential & Commercial | USHP
211712646 | Central HP <5.4 tons | CARRIER | HRCU-A-CB (Split System: Heat Pump with Remote Outdoor Unit-Air-Source) | 38MURAQ30AB3* |  |  | CAP**4224AL* | GG96VTAA60100C | 29600 | 15.2 | 8.1 | 33800 | 27200 | 80.47% | 1.78 | 0 | 9 |  |  |  |  | R-410A | 2.4667 | Residential & Commercial | USHP
212969531 | Central HP <5.4 tons | DAY & NIGHT | HRCU-A-CB (Split System: Heat Pump with Remote Outdoor Unit-Air-Source) | DLCURAH18ABK |  |  | EA*4X24L17A* | *80VSL0451412B* | 17700 | 16.5 | 8.5 | 18600 | 19300 | 103.8% | 2.32 | 0 | 10.5 |  |  |  |  | R-410A | 1.475 | Residential & Commercial | USHP | Ducted CEE Tier 1
212970912 | Central HP <5.4 tons | DAY & NIGHT | HRCU-A-CB (Split System: Heat Pump with Remote Outdoor Unit-Air-Source) | DLCURAH18ABK |  |  | EN(A,D)4X18L14** | *80VTL0451412B* | 17400 | 16 | 8.5 | 18600 | 19700 | 105.9% | 2.38 | 0 | 10.5 |  |  |  |  | R-410A | 1.45 | Residential & Commercial | USHP | Ducted CEE Tier 1
212971880 | Central HP <5.4 tons | DAY & NIGHT | HRCU-A-CB (Split System: Heat Pump with Remote Outdoor Unit-Air-Source) | DLCURAH36ABK |  |  | EA*4X48L21A* | *80VTL0701716B* | 35600 | 16 | 8.5 | 37800 | 34800 | 92.06% | 2.02 | 0 | 10 |  |  |  |  | R-410A | 2.9667 | Residential & Commercial | USHP | Ducted CEE Tier 1
211391434 | Central HP <5.4 tons | CHAMPION HEATING AND COOLING | HRCU-A-CB (Split System: Heat Pump with Remote Outdoor Unit-Air-Source) | HMH72B341 |  |  | XAHC36DBCN1 | TM8E100C16MP11 | 33600 | 17.5 | 8.1 | 33000 | 23200 | 70.3% | 2.04 | 0 | 10 |  |  |  |  | R-410A | 2.8 | Residential & Commercial | USHP | Ducted CEE Tier 1
211390028 | Central HP <5.4 tons | CHAMPION HEATING AND COOLING | HRCU-A-CB (Split System: Heat Pump with Remote Outdoor Unit-Air-Source) | HMH72B341 |  |  | XAHC36DBCN1 | TMLV100C16MP12 | 34000 | 17 | 8.1 | 34000 | 24600 | 72.35% | 2.08 | 0 | 9.5 |  |  |  |  | R-410A | 2.8333 | Residential & Commercial | USHP
211390705 | Central HP <5.4 tons | CHAMPION HEATING AND COOLING | HRCU-A-CB (Split System: Heat Pump with Remote Outdoor Unit-Air-Source) | HMH72B341 |  |  | XAFB36DXXN1+TXV | TM8V080B12MP12 | 33600 | 17 | 8.1 | 33600 | 23600 | 70.24% | 2.02 | 0 | 9.5 |  |  |  |  | R-410A | 2.8 | Residential & Commercial | USHP
211394903 | Central HP <5.4 tons | CHAMPION HEATING AND COOLING | HRCU-A-CB (Split System: Heat Pump with Remote Outdoor Unit-Air-Source) | HMH72B341 |  |  | XAFC48FXXN1+TXV | TM9V100C16MP12 | 33800 | 16.5 | 8.5 | 32400 | 23800 | 73.46% | 2.08 | 0 | 9.5 |  |  |  |  | R-410A | 2.8167 | Residential & Commercial | USHP
212974313 | Central HP <5.4 tons | BRYANT HEATING AND COOLING SYSTEMS | HRCU-A-CB (Split System: Heat Pump with Remote Outdoor Unit-Air-Source) | 38MURAQ24AB3* |  |  | CAP**3621AL* | 926SB60100V21*** | 23600 | 17 | 8.5 | 26200 | 24000 | 91.6% | 2 | 0 | 10 |  |  |  |  | R-410A | 1.9667 | Residential & Commercial | USHP | Ducted CEE Tier 1
212970960 | Central HP <5.4 tons | DAY & NIGHT | HRCU-A-CB (Split System: Heat Pump with Remote Outdoor Unit-Air-Source) | DLCURAH18ABK |  |  | EN(A,D)4X30L17** | *80VTL0451412B* | 17400 | 16.5 | 8.1 | 17900 | 18600 | 103.9% | 2.24 | 0 | 11 |  |  |  |  | R-410A | 1.45 | Residential & Commercial | USHP | Ducted CEE Tier 1
214584596 | Central HP <5.4 tons | COLEMAN | HRCU-A-CB (Split System: Heat Pump with Remote Outdoor Unit-Air-Source) | HH860E2S11 |  |  | CTM60C5CGS1 | Z8ES080C20SMPS1 | 44000 | 18 | 9 | 44500 | 33400 | 75.06% | 2 | 0 | 12 |  |  |  |  | R-454B | 3.6667 | Residential & Commercial | USHP | Ducted CEE Tier 1
214066591 | Central HP <5.4 tons | RHEEM | HRCU-A-CB (Split System: Heat Pump with Remote Outdoor Unit-Air-Source) | RD17AZ36AJ3N |  |  | RCFZ3621MTANM | R801V0755A21DZ | 34200 | 17 | 8.1 | 34200 | 29400 | 85.96% | 2 | 0 | 11.7 |  |  |  |  | R-410A | 2.85 | Residential & Commercial | USHP | Ducted CEE Tier 1
214584586 | Central HP <5.4 tons | COLEMAN | HRCU-A-CB (Split System: Heat Pump with Remote Outdoor Unit-Air-Source) | HH836E2S11 |  |  | CTF36B5CDS1 | Z8ET080B12LMPS1 | 33200 | 19 | 9 | 30400 | 24800 | 81.58% | 2 | 0 | 11.7 |  |  |  |  | R-454B | 2.7667 | Residential & Commercial | USHP | Ducted CEE Tier 1
214584741 | Central HP <5.4 tons | COLEMAN | HRCU-A-CB (Split System: Heat Pump with Remote Outdoor Unit-Air-Source) | HH836E2S11 |  |  | CTM36C5CDS1 | Z8ES120C16SMPS1 | 34400 | 18 | 8.5 | 31600 | 25800 | 81.65% | 2 | 0 | 11.7 |  |  |  |  | R-454B | 2.8667 | Residential & Commercial | USHP | Ducted CEE Tier 1
211239881 | Central HP <5.4 tons | CARRIER | HRCU-A-CB (Split System: Heat Pump with Remote Outdoor Unit-Air-Source) | 38MURAQ24AB3* |  |  | CAP**3621AL* | 59TP6B100V21**20 | 24000 | 17 | 8.5 | 26000 | 22800 | 87.69% | 1.9 | 0 | 10 |  |  |  |  | R-410A | 2 | Residential & Commercial | USHP | Ducted CEE Tier 1
211239882 | Central HP <5.4 tons | CARRIER | HRCU-A-CB (Split System: Heat Pump with Remote Outdoor Unit-Air-Source) | 38MURAQ24AB3* |  |  | CAP**3621AL* | 58TP*A110V21**22 | 24000 | 17 | 8.5 | 25800 | 23000 | 89.15% | 1.9 | 0 | 10 |  |  |  |  | R-410A | 2 | Residential & Commercial | USHP | Ducted CEE Tier 1
212970457 | Central HP <5.4 tons | BRYANT HEATING AND COOLING SYSTEMS | HRCU-A-CB (Split System: Heat Pump with Remote Outdoor Unit-Air-Source) | 38MURAQ36AB3* |  |  | CNPV*4217AL* | 82*SB48070V17*** | 35600 | 15.5 | 8.1 | 38500 | 35000 | 90.91% | 1.94 | 0 | 10 |  |  |  |  | R-410A | 2.9667 | Residential & Commercial | USHP | Ducted CEE Tier 1
211244190 | Central HP <5.4 tons | BRYANT HEATING AND COOLING SYSTEMS | HRCU-A-CB (Split System: Heat Pump with Remote Outdoor Unit-Air-Source) | 38MURAQ24AB3* |  |  | CNPV*2417AL* | 915SB48080E17*** | 24200 | 15.2 | 8.5 | 27400 | 22600 | 82.48% | 1.84 | 0 | 10 |  |  |  |  | R-410A | 2.0167 | Residential & Commercial | USHP | Ducted CEE Tier 1
211244399 | Central HP <5.4 tons | BRYANT HEATING AND COOLING SYSTEMS | HRCU-A-CB (Split System: Heat Pump with Remote Outdoor Unit-Air-Source) | 38MURAQ24AB3* |  |  | CNPV*3014AL* | 8(0,1)*SA36070E14*** | 24200 | 16.5 | 8.1 | 26200 | 23000 | 87.79% | 1.9 | 0 | 10.5 |  |  |  |  | R-410A | 2.0167 | Residential & Commercial | USHP | Ducted CEE Tier 1
211244429 | Central HP <5.4 tons | BRYANT HEATING AND COOLING SYSTEMS | HRCU-A-CB (Split System: Heat Pump with Remote Outdoor Unit-Air-Source) | 38MURAQ24AB3* |  |  | CNPV*3017AL* | 926SA42060V17*** | 23400 | 16.5 | 8.1 | 25800 | 24000 | 93.02% | 2 | 0 | 10 |  |  |  |  | R-410A | 1.95 | Residential & Commercial | USHP | Ducted CEE Tier 1
211244465 | Central HP <5.4 tons | BRYANT HEATING AND COOLING SYSTEMS | HRCU-A-CB (Split System: Heat Pump with Remote Outdoor Unit-Air-Source) | 38MURAQ24AB3* |  |  | CNPV*3017AL* | 926SA48080V17*** | 24200 | 16.5 | 8.1 | 26200 | 23000 | 87.79% | 1.9 | 0 | 10.5 |  |  |  |  | R-410A | 2.0167 | Residential & Commercial | USHP | Ducted CEE Tier 1
212984957 | Central HP <5.4 tons | KEEPRITE | HRCU-A-CB (Split System: Heat Pump with Remote Outdoor Unit-Air-Source) | DLCURAH36ABK |  |  | EA*4X48L24A* | *92MSN0802120A* | 35800 | 16.5 | 8.5 | 37800 | 34600 | 91.53% | 2.02 | 0 | 10 |  |  |  |  | R-410A | 2.9833 | Residential & Commercial | USHP | Ducted CEE Tier 1
211241604 | Central HP <5.4 tons | TEMPSTAR | HRCU-A-CB (Split System: Heat Pump with Remote Outdoor Unit-Air-Source) | DLCURAH24ABK |  |  | EA*4X30L17A* | *96VTN0401410A* | 23200 | 16 | 8.5 | 25800 | 24200 | 93.8% | 2.02 | 0 | 10 |  |  |  |  | R-410A | 1.9333 | Residential & Commercial | USHP | Ducted CEE Tier 1
211241681 | Central HP <5.4 tons | TEMPSTAR | HRCU-A-CB (Split System: Heat Pump with Remote Outdoor Unit-Air-Source) | DLCURAH24ABK |  |  | EA*4X30L17A* | *80ES(N,L)0901714A* | 24600 | 16.5 | 8.5 | 26600 | 22600 | 84.96% | 1.86 | 0 | 10 |  |  |  |  | R-410A | 2.05 | Residential & Commercial | USHP | Ducted CEE Tier 1
211241883 | Central HP <5.4 tons | TEMPSTAR | HRCU-A-CB (Split System: Heat Pump with Remote Outdoor Unit-Air-Source) | DLCURAH24ABK |  |  | EA*4X36L17A* | *95ESU0401712A* | 23800 | 16.5 | 8.5 | 25800 | 23200 | 89.92% | 1.92 | 0 | 10 |  |  |  |  | R-410A | 1.9833 | Residential & Commercial | USHP | Ducted CEE Tier 1
211242151 | Central HP <5.4 tons | TEMPSTAR | HRCU-A-CB (Split System: Heat Pump with Remote Outdoor Unit-Air-Source) | DLCURAH24ABK |  |  | EA*4X36L17A* | *92ESN0801716A* | 24400 | 17 | 8.5 | 26200 | 22400 | 85.5% | 1.86 | 0 | 10 |  |  |  |  | R-410A | 2.0333 | Residential & Commercial | USHP | Ducted CEE Tier 1
211388295 | Central HP <5.4 tons | COLEMAN | HRCU-A-CB (Split System: Heat Pump with Remote Outdoor Unit-Air-Source) | HMH72B341 |  |  | XAFC30CXXN1+TXV | CP9C060B12MP13 | 32600 | 17 | 8.1 | 33600 | 23600 | 70.24% | 2.02 | 0 | 9.5 |  |  |  |  | R-410A | 2.7167 | Residential & Commercial | USHP
211389565 | Central HP <5.4 tons | COLEMAN | HRCU-A-CB (Split System: Heat Pump with Remote Outdoor Unit-Air-Source) | HMH72B341 |  |  | XAFC36DBCN1 | TM8Y080C16MP11 | 34000 | 18.5 | 8.5 | 34000 | 24000 | 70.59% | 2.1 | 0 | 10 |  |  |  |  | R-410A | 2.8333 | Residential & Commercial | USHP | Ducted CEE Tier 1
211389616 | Central HP <5.4 tons | COLEMAN | HRCU-A-CB (Split System: Heat Pump with Remote Outdoor Unit-Air-Source) | HMH72B341 |  |  | XAHC36DBCN1 | TM8Y080B12MP11 | 33200 | 17.5 | 8.1 | 32800 | 23200 | 70.73% | 2.02 | 0 | 9.5 |  |  |  |  | R-410A | 2.7667 | Residential & Commercial | USHP
211389801 | Central HP <5.4 tons | COLEMAN | HRCU-A-CB (Split System: Heat Pump with Remote Outdoor Unit-Air-Source) | HMH72B341 |  |  | XAHB36DXXN1+TXV | TM8Y060A12MP11 | 32800 | 17.5 | 8.1 | 32600 | 23000 | 70.55% | 1.98 | 0 | 9.5 |  |  |  |  | R-410A | 2.7333 | Residential & Commercial | USHP
211390183 | Central HP <5.4 tons | COLEMAN | HRCU-A-CB (Split System: Heat Pump with Remote Outdoor Unit-Air-Source) | HMH72B341 |  |  | XAFC36DXXN1+TXV | TMLV100C16MP12 | 34000 | 17.5 | 8.5 | 33800 | 23800 | 70.41% | 2.08 | 0 | 10 |  |  |  |  | R-410A | 2.8333 | Residential & Commercial | USHP | Ducted CEE Tier 1
211390434 | Central HP <5.4 tons | COLEMAN | HRCU-A-CB (Split System: Heat Pump with Remote Outdoor Unit-Air-Source) | HMH72B341 |  |  | XAHC36DBCN1 | TM8V080B12MP12 | 32800 | 16.5 | 8.1 | 32800 | 23200 | 70.73% | 1.98 | 0 | 9.5 |  |  |  |  | R-410A | 2.7333 | Residential & Commercial | USHP
211390919 | Central HP <5.4 tons | COLEMAN | HRCU-A-CB (Split System: Heat Pump with Remote Outdoor Unit-Air-Source) | HMH72B341 |  |  | XAHB36DBCN1 | TMLV060A12MP12 | 33400 | 16.5 | 8.1 | 33600 | 23800 | 70.83% | 2.02 | 0 | 9.5 |  |  |  |  | R-410A | 2.7833 | Residential & Commercial | USHP
211386024 | Central HP <5.4 tons | LUXAIRE | HRCU-A-CB (Split System: Heat Pump with Remote Outdoor Unit-Air-Source) | HMH72B341 |  |  | XAFC48FBCN1 | TMLE080B12MP11 | 33400 | 17 | 8.5 | 32400 | 23800 | 73.46% | 2.04 | 0 | 9 |  |  |  |  | R-410A | 2.7833 | Residential & Commercial | USHP
210473442 | Central HP <5.4 tons | DAY & NIGHT | HRCU-A-CB (Split System: Heat Pump with Remote Outdoor Unit-Air-Source) | CVH825GKA3* |  |  | EA*4X48L24A*+WALLCON | *95CSU0802120A* | 24200 | 17 | 8.1 | 21000 | 16500 | 78.57% | 2.02 | 0 | 11 |  |  |  |  | R-410A | 2.0167 | Residential & Commercial | USHP | Ducted CEE Tier 1
210474010 | Central HP <5.4 tons | DAY & NIGHT | HRCU-A-CB (Split System: Heat Pump with Remote Outdoor Unit-Air-Source) | CVH825GKA3* |  |  | EN(A,D,W)4X48L21**+WALLCON | *97CMN0801714A* | 24000 | 16.5 | 8.1 | 21400 | 16700 | 78.04% | 2 | 0 | 11 |  |  |  |  | R-410A | 2 | Residential & Commercial | USHP | Ducted CEE Tier 1
210474235 | Central HP <5.4 tons | DAY & NIGHT | HRCU-A-CB (Split System: Heat Pump with Remote Outdoor Unit-Air-Source) | CVH825GKA3* |  |  | EHD4X42AAL+WALLCON | *95CSU0802120A* | 24200 | 16 | 8.1 | 21400 | 16600 | 77.57% | 2 | 0 | 11 |  |  |  |  | R-410A | 2.0167 | Residential & Commercial | USHP | Ducted CEE Tier 1
210474312 | Central HP <5.4 tons | DAY & NIGHT | HRCU-A-CB (Split System: Heat Pump with Remote Outdoor Unit-Air-Source) | CVH825GKA3* |  |  | EHD4X42AAL+WALLCON | *80CTL1352422A* | 24200 | 16 | 8.1 | 21400 | 16600 | 77.57% | 2 | 0 | 10.5 |  |  |  |  | R-410A | 2.0167 | Residential & Commercial | USHP | Ducted CEE Tier 1
212383476 | Central HP <5.4 tons | KEEPRITE | HRCU-A-CB (Split System: Heat Pump with Remote Outdoor Unit-Air-Source) | DLCURAH36ABK |  |  | EA*4X43L21A* | *92ESN0801716A* | 36400 | 16 | 8.5 | 38500 | 34800 | 90.39% | 2.08 | 0 | 10 |  |  |  |  | R-410A | 3.0333 | Residential & Commercial | USHP | Ducted CEE Tier 1
211212527 | Central HP <5.4 tons | CHAMPION HEATING AND COOLING | HRCU-A-CB (Split System: Heat Pump with Remote Outdoor Unit-Air-Source) | HL20B6021 |  |  | JHVVC60HE4C2N1+CC | 0 | 52000 | 19 | 8.5 | 52500 | 40000 | 76.19% | 2 | 0 | 12 |  |  |  |  | R-410A | 4.3333 | Residential & Commercial | USHP | Ducted CEE Tier 1
215937109 | Central HP <5.4 tons | COMFORTMAKER | HRCU-A-CB (Split System: Heat Pump with Remote Outdoor Unit-Air-Source) | C5H3V48*K*AAA* |  |  | EVM5X48M21A*+WALLCON | *96CTN0801714B* | 43000 | 19 | 8.1 | 53000 | 37600 | 70.94% | 2 | 0 | 11 |  |  |  |  | R-454B | 3.5833 | Residential & Commercial | USHP | Ducted CEE Tier 1
213076926 | Central HP <5.4 tons | BRYANT HEATING AND COOLING SYSTEMS | HRCU-A-CB (Split System: Heat Pump with Remote Outdoor Unit-Air-Source) | 38MURAQ36AB3* |  |  | CAP**3617AL* | 926SB48080V17*** | 35200 | 15.2 | 8.1 | 39000 | 35400 | 90.77% | 1.82 | 0 | 9.5 |  |  |  |  | R-410A | 2.9333 | Residential & Commercial | USHP
213076946 | Central HP <5.4 tons | BRYANT HEATING AND COOLING SYSTEMS | HRCU-A-CB (Split System: Heat Pump with Remote Outdoor Unit-Air-Source) | 38MURAQ36AB3* |  |  | CAP**3717AL* | 926SB48080V17*** | 36000 | 15.5 | 8.5 | 38500 | 35200 | 91.43% | 2 | 0 | 10 |  |  |  |  | R-410A | 3 | Residential & Commercial | USHP | Ducted CEE Tier 1
213077076 | Central HP <5.4 tons | BRYANT HEATING AND COOLING SYSTEMS | HRCU-A-CB (Split System: Heat Pump with Remote Outdoor Unit-Air-Source) | 38MURAQ36AB3* |  |  | CAP**4321AL* | 926SB60080V21*** | 36600 | 16 | 8.5 | 38500 | 35000 | 90.91% | 2.06 | 0 | 10 |  |  |  |  | R-410A | 3.05 | Residential & Commercial | USHP | Ducted CEE Tier 1
213077146 | Central HP <5.4 tons | BRYANT HEATING AND COOLING SYSTEMS | HRCU-A-CB (Split System: Heat Pump with Remote Outdoor Unit-Air-Source) | 38MURAQ36AB3* |  |  | CAP**3721AL* | 926SB60100V21*** | 36200 | 16 | 8.5 | 38000 | 34800 | 91.58% | 2.04 | 0 | 10 |  |  |  |  | R-410A | 3.0167 | Residential & Commercial | USHP | Ducted CEE Tier 1
211396802 | Central HP <5.4 tons | LUXAIRE | HRCU-A-CB (Split System: Heat Pump with Remote Outdoor Unit-Air-Source) | HMH72B341 |  |  | XAHC48FBCN1 | TM8Y100C16MP11 | 33600 | 17 | 8.1 | 32600 | 24000 | 73.62% | 2.04 | 0 | 9 |  |  |  |  | R-410A | 2.8 | Residential & Commercial | USHP
211396084 | Central HP <5.4 tons | LUXAIRE | HRCU-A-CB (Split System: Heat Pump with Remote Outdoor Unit-Air-Source) | HMH72B341 |  |  | XAHC48FXXN1+TXV | TM9E080C16MP12 | 33600 | 17 | 8.1 | 32800 | 24200 | 73.78% | 2.04 | 0 | 9 |  |  |  |  | R-410A | 2.8 | Residential & Commercial | USHP
211396400 | Central HP <5.4 tons | LUXAIRE | HRCU-A-CB (Split System: Heat Pump with Remote Outdoor Unit-Air-Source) | HMH72B341 |  |  | XAUC48FXXN1+TXV | TM9E060B12MP12 | 33200 | 16.5 | 8.1 | 32600 | 24000 | 73.62% | 2.02 | 0 | 9 |  |  |  |  | R-410A | 2.7667 | Residential & Commercial | USHP
214650618 | Central HP <5.4 tons | FRASER-JOHNSTON | HRCU-A-CB (Split System: Heat Pump with Remote Outdoor Unit-Air-Source) | HH824E2S11 |  |  | CTU36B5XDS1+TXV | Z8ET080B12LMPS1 | 23000 | 19 | 9.5 | 23000 | 18600 | 80.87% | 2 | 0 | 12 |  |  |  |  | R-454B | 1.9167 | Residential & Commercial | USHP | Ducted CEE Tier 1
214584656 | Central HP <5.4 tons | COLEMAN | HRCU-A-CB (Split System: Heat Pump with Remote Outdoor Unit-Air-Source) | HH824E2S11 |  |  | CTM30B5ACS1 | Z8ET080B12LMPS1 | 23000 | 18 | 9.5 | 23000 | 18400 | 80% | 2 | 0 | 12 |  |  |  |  | R-454B | 1.9167 | Residential & Commercial | USHP | Ducted CEE Tier 1
211241695 | Central HP <5.4 tons | BRYANT HEATING AND COOLING SYSTEMS | HRCU-A-CB (Split System: Heat Pump with Remote Outdoor Unit-Air-Source) | 38MURAQ24AB3* |  |  | CAP**3017AL* | 912SD42060E17*** | 24400 | 17 | 8.5 | 26400 | 22800 | 86.36% | 1.88 | 0 | 10 |  |  |  |  | R-410A | 2.0333 | Residential & Commercial | USHP | Ducted CEE Tier 1
215576395 | Central HP <5.4 tons | RHEEM | HRCU-A-CB (Split System: Heat Pump with Remote Outdoor Unit-Air-Source) | RP19AY36AJVC |  |  | RHMVY3621MEACA | 0 | 34200 | 19 | 8.5 | 34200 | 29400 | 85.96% | 2.1 | 0 | 12 |  |  |  |  | R-454B | 2.85 | Residential & Commercial | USHP | Ducted CEE Tier 1
212975106 | Central HP <5.4 tons | DAY & NIGHT | HRCU-A-CB (Split System: Heat Pump with Remote Outdoor Unit-Air-Source) | DLCURAH18ABK |  |  | EA*4X30L17A* | *96VTN0401712B* | 17400 | 16 | 8.5 | 18000 | 18800 | 104.4% | 2.24 | 0 | 10.5 |  |  |  |  | R-410A | 1.45 | Residential & Commercial | USHP | Ducted CEE Tier 1
212983725 | Central HP <5.4 tons | KEEPRITE | HRCU-A-CB (Split System: Heat Pump with Remote Outdoor Unit-Air-Source) | DLCURAH18ABK |  |  | EN(A,D)4X30L14** | *92MSN0601412A* | 17400 | 16 | 8.1 | 17900 | 18600 | 103.9% | 2.24 | 0 | 11 |  |  |  |  | R-410A | 1.45 | Residential & Commercial | USHP | Ducted CEE Tier 1
211243791 | Central HP <5.4 tons | BRYANT HEATING AND COOLING SYSTEMS | HRCU-A-CB (Split System: Heat Pump with Remote Outdoor Unit-Air-Source) | 38MURAQ24AB3* |  |  | CNPV*2414AL* | 8(0,1)*SA36045E14*** | 24200 | 15.5 | 8.5 | 27200 | 22600 | 83.09% | 1.86 | 0 | 10 |  |  |  |  | R-410A | 2.0167 | Residential & Commercial | USHP | Ducted CEE Tier 1
211243990 | Central HP <5.4 tons | BRYANT HEATING AND COOLING SYSTEMS | HRCU-A-CB (Split System: Heat Pump with Remote Outdoor Unit-Air-Source) | 38MURAQ24AB3* |  |  | CNPV*2417AL* | 82*TA36070V14*** | 23800 | 16.5 | 8.5 | 26800 | 23200 | 86.57% | 1.92 | 0 | 10 |  |  |  |  | R-410A | 1.9833 | Residential & Commercial | USHP | Ducted CEE Tier 1
211243708 | Central HP <5.4 tons | BRYANT HEATING AND COOLING SYSTEMS | HRCU-A-CB (Split System: Heat Pump with Remote Outdoor Unit-Air-Source) | 38MURAQ24AB3* |  |  | CNPV*2414AL* | 926SA30040V14*** | 23400 | 15.5 | 8.5 | 26600 | 24000 | 90.23% | 1.96 | 0 | 10 |  |  |  |  | R-410A | 1.95 | Residential & Commercial | USHP | Ducted CEE Tier 1
212978698 | Central HP <5.4 tons | BRYANT HEATING AND COOLING SYSTEMS | HRCU-A-CB (Split System: Heat Pump with Remote Outdoor Unit-Air-Source) | 38MURAQ24AB3* |  |  | CNPV*2417AL* | 8(0,1)*SB36070M17*** | 23400 | 17 | 8.5 | 27000 | 24800 | 91.85% | 2.08 | 0 | 10 |  |  |  |  | R-410A | 1.95 | Residential & Commercial | USHP | Ducted CEE Tier 1
212971464 | Central HP <5.4 tons | KEEPRITE | HRCU-A-CB (Split System: Heat Pump with Remote Outdoor Unit-Air-Source) | DLCURAH18ABK |  |  | EA*4X25L17A* | *80VTL0701716B* | 18000 | 16.5 | 8.5 | 17900 | 17700 | 98.88% | 2.14 | 0 | 11 |  |  |  |  | R-410A | 1.5 | Residential & Commercial | USHP | Ducted CEE Tier 1
212973659 | Central HP <5.4 tons | KEEPRITE | HRCU-A-CB (Split System: Heat Pump with Remote Outdoor Unit-Air-Source) | DLCURAH18ABK |  |  | EA*4X19L17A* | *96VSN0801716B* | 17700 | 16.5 | 8.1 | 17700 | 17900 | 101.1% | 2.16 | 0 | 10.5 |  |  |  |  | R-410A | 1.475 | Residential & Commercial | USHP | Ducted CEE Tier 1
212969601 | Central HP <5.4 tons | DAY & NIGHT | HRCU-A-CB (Split System: Heat Pump with Remote Outdoor Unit-Air-Source) | DLCURAH18ABK |  |  | EN(A,D)4X30L17** | *80VSL0451412B* | 17400 | 16.5 | 8.1 | 17900 | 18600 | 103.9% | 2.24 | 0 | 11 |  |  |  |  | R-410A | 1.45 | Residential & Commercial | USHP | Ducted CEE Tier 1
211227783 | Central HP <5.4 tons | KEEPRITE | HRCU-A-CB (Split System: Heat Pump with Remote Outdoor Unit-Air-Source) | DLCURAH36ABK |  |  | EA*4X42L24A* | *80ES(N,L)0902116A* | 35800 | 16 | 8.1 | 39500 | 35000 | 88.61% | 1.9 | 0 | 10 |  |  |  |  | R-410A | 2.9833 | Residential & Commercial | USHP | Ducted CEE Tier 1
211227901 | Central HP <5.4 tons | KEEPRITE | HRCU-A-CB (Split System: Heat Pump with Remote Outdoor Unit-Air-Source) | DLCURAH36ABK |  |  | EA*4X42L24A* | *80ESU0802120A | 37000 | 15.5 | 8.5 | 40000 | 35200 | 88% | 1.96 | 0 | 10 |  |  |  |  | R-410A | 3.0833 | Residential & Commercial | USHP | Ducted CEE Tier 1
215937006 | Central HP <5.4 tons | HEIL | HRCU-A-CB (Split System: Heat Pump with Remote Outdoor Unit-Air-Source) | H5H3V48*K*AAA* |  |  | EVM5X48M21A*+WALLCON | *80CTL0901716B* | 43500 | 20 | 8.1 | 52500 | 37600 | 71.62% | 2 | 0 | 11.5 |  |  |  |  | R-454B | 3.625 | Residential & Commercial | USHP | Ducted CEE Tier 1
211206835 | Central HP <5.4 tons | CHAMPION HEATING AND COOLING | HRCU-A-CB (Split System: Heat Pump with Remote Outdoor Unit-Air-Source) | HL20B2421 |  |  | XAMB24DE1N1+CC | TM9V060B12MP12 | 22600 | 17 | 8.5 | 23800 | 18500 | 77.73% | 1.92 | 0 | 12 |  |  |  |  | R-410A | 1.8833 | Residential & Commercial | USHP | Ducted CEE Tier 1
211239899 | Central HP <5.4 tons | CARRIER | HRCU-A-CB (Split System: Heat Pump with Remote Outdoor Unit-Air-Source) | 38MURAQ24AB3* |  |  | CAP**3621AL* | OVLAAB036098 | 23400 | 16.5 | 8.5 | 25600 | 23800 | 92.97% | 1.98 | 0 | 10 |  |  |  |  | R-410A | 1.95 | Residential & Commercial | USHP | Ducted CEE Tier 1
211239966 | Central HP <5.4 tons | CARRIER | HRCU-A-CB (Split System: Heat Pump with Remote Outdoor Unit-Air-Source) | 38MURAQ24AB3* |  |  | CAP**3721AL* | 58SU*A040E17**12 | 24600 | 17.5 | 8.5 | 25200 | 21000 | 83.33% | 1.78 | 0 | 10.5 |  |  |  |  | R-410A | 2.05 | Residential & Commercial | USHP | Ducted CEE Tier 1
211239999 | Central HP <5.4 tons | CARRIER | HRCU-A-CB (Split System: Heat Pump with Remote Outdoor Unit-Air-Source) | 38MURAQ24AB3* |  |  | CNPV*2414AL* | 59SP6A060V14**12 | 23200 | 16 | 8.5 | 26400 | 24600 | 93.18% | 2.04 | 0 | 10 |  |  |  |  | R-410A | 1.9333 | Residential & Commercial | USHP | Ducted CEE Tier 1
211240014 | Central HP <5.4 tons | CARRIER | HRCU-A-CB (Split System: Heat Pump with Remote Outdoor Unit-Air-Source) | 38MURAQ24AB3* |  |  | CNPV*2417AL* | 59SP6A040V14**10 | 23400 | 15.5 | 8.5 | 26600 | 24000 | 90.23% | 1.96 | 0 | 10 |  |  |  |  | R-410A | 1.95 | Residential & Commercial | USHP | Ducted CEE Tier 1
213080159 | Central HP <5.4 tons | CARRIER | HRCU-A-CB (Split System: Heat Pump with Remote Outdoor Unit-Air-Source) | 38MURAQ36AB3* |  |  | CAP**4221AL* | 59SC6A080M21**20 | 35600 | 16 | 8.1 | 38500 | 35200 | 91.43% | 1.9 | 0 | 10 |  |  |  |  | R-410A | 2.9667 | Residential & Commercial | USHP | Ducted CEE Tier 1
210450200 | Central HP <5.4 tons | CARRIER | HRCU-A-CB (Split System: Heat Pump with Remote Outdoor Unit-Air-Source) | 38MURAQ36AB3* |  |  | CNPV*4217AL* | 59TP6B080V17**16 | 35400 | 15.5 | 8.5 | 38500 | 35000 | 90.91% | 1.94 | 0 | 10 |  |  |  |  | R-410A | 2.95 | Residential & Commercial | USHP | Ducted CEE Tier 1
211240047 | Central HP <5.4 tons | CARRIER | HRCU-A-CB (Split System: Heat Pump with Remote Outdoor Unit-Air-Source) | 38MURAQ24AB3* |  |  | CNPV*2417AL* | 59SC5B080E17**16 | 24200 | 15.2 | 8.5 | 27400 | 22600 | 82.48% | 1.84 | 0 | 10 |  |  |  |  | R-410A | 2.0167 | Residential & Commercial | USHP | Ducted CEE Tier 1
211387486 | Central HP <5.4 tons | CHAMPION HEATING AND COOLING | HRCU-A-CB (Split System: Heat Pump with Remote Outdoor Unit-Air-Source) | HMH72B341 |  |  | XAHC30CXXN1+TXV | TP9C100C16MP13 | 32400 | 17 | 8.1 | 32800 | 23000 | 70.12% | 2 | 0 | 9.5 |  |  |  |  | R-410A | 2.7 | Residential & Commercial | USHP
211385999 | Central HP <5.4 tons | CHAMPION HEATING AND COOLING | HRCU-A-CB (Split System: Heat Pump with Remote Outdoor Unit-Air-Source) | HMH72B341 |  |  | XAFC48FBCN1 | TM8E080B12MP11 | 33400 | 17 | 8.5 | 32400 | 23800 | 73.46% | 2.04 | 0 | 9 |  |  |  |  | R-410A | 2.7833 | Residential & Commercial | USHP
211727050 | Central HP <5.4 tons | CARRIER | HRCU-A-CB (Split System: Heat Pump with Remote Outdoor Unit-Air-Source) | 38MURAQ24AB3* |  |  | PF4MN*B24L* | 0 | 24000 | 16 | 9 | 26400 | 23400 | 88.64% | 1.92 | 0 | 10 |  |  |  |  | R-410A | 2 | Residential & Commercial | USHP | Ducted CEE Tier 1
212969787 | Central HP <5.4 tons | BRYANT HEATING AND COOLING SYSTEMS | HRCU-A-CB (Split System: Heat Pump with Remote Outdoor Unit-Air-Source) | 38MURAQ24AB3* |  |  | CAP**3717AL* | 82*SB36045V14*** | 24200 | 17 | 8.5 | 25200 | 22000 | 87.3% | 1.84 | 0 | 10 |  |  |  |  | R-410A | 2.0167 | Residential & Commercial | USHP | Ducted CEE Tier 1
212974684 | Central HP <5.4 tons | DAY & NIGHT | HRCU-A-CB (Split System: Heat Pump with Remote Outdoor Unit-Air-Source) | DLCURAH18ABK |  |  | EA*4X30L17A* | *96VTN0401410B* | 17300 | 16 | 8.5 | 18100 | 18900 | 104.4% | 2.26 | 0 | 10.5 |  |  |  |  | R-410A | 1.4417 | Residential & Commercial | USHP | Ducted CEE Tier 1
212972677 | Central HP <5.4 tons | DAY & NIGHT | HRCU-A-CB (Split System: Heat Pump with Remote Outdoor Unit-Air-Source) | DLCURAH18ABK |  |  | EA*4X24L14A* | *96VSN0401410B* | 17200 | 16 | 8.5 | 18200 | 19400 | 106.6% | 2.34 | 0 | 10 |  |  |  |  | R-410A | 1.4333 | Residential & Commercial | USHP | Ducted CEE Tier 1
212972707 | Central HP <5.4 tons | DAY & NIGHT | HRCU-A-CB (Split System: Heat Pump with Remote Outdoor Unit-Air-Source) | DLCURAH18ABK |  |  | EA*4X30L14A* | *96VSN0401410B* | 17300 | 16 | 8.5 | 18100 | 18900 | 104.4% | 2.26 | 0 | 10.5 |  |  |  |  | R-410A | 1.4417 | Residential & Commercial | USHP | Ducted CEE Tier 1
212972727 | Central HP <5.4 tons | DAY & NIGHT | HRCU-A-CB (Split System: Heat Pump with Remote Outdoor Unit-Air-Source) | DLCURAH18ABK |  |  | EN(A,D)4X18L14** | *96VSN0401410B* | 17200 | 15.5 | 8.5 | 18500 | 19800 | 107% | 2.38 | 0 | 10.5 |  |  |  |  | R-410A | 1.4333 | Residential & Commercial | USHP | Ducted CEE Tier 1
212975299 | Central HP <5.4 tons | BRYANT HEATING AND COOLING SYSTEMS | HRCU-A-CB (Split System: Heat Pump with Remote Outdoor Unit-Air-Source) | 38MURAQ24AB3* |  |  | CAP**3621AL* | 926TC36040V17*** | 23400 | 16.5 | 8.5 | 26200 | 24200 | 92.37% | 2 | 0 | 10 |  |  |  |  | R-410A | 1.95 | Residential & Commercial | USHP | Ducted CEE Tier 1
211395326 | Central HP <5.4 tons | CHAMPION HEATING AND COOLING | HRCU-A-CB (Split System: Heat Pump with Remote Outdoor Unit-Air-Source) | HMH72B341 |  |  | XAFC48FXXN1+TXV | TP9C080C16MP13 | 33400 | 16.5 | 8.5 | 32400 | 23600 | 72.84% | 2.06 | 0 | 9.5 |  |  |  |  | R-410A | 2.7833 | Residential & Commercial | USHP
211387661 | Central HP <5.4 tons | LUXAIRE | HRCU-A-CB (Split System: Heat Pump with Remote Outdoor Unit-Air-Source) | HMH72B341 |  |  | XAFC30CXXN1+TXV | TM9V080C16MP12 | 32800 | 17 | 8.1 | 33400 | 23400 | 70.06% | 2.04 | 0 | 9.5 |  |  |  |  | R-410A | 2.7333 | Residential & Commercial | USHP
211387678 | Central HP <5.4 tons | LUXAIRE | HRCU-A-CB (Split System: Heat Pump with Remote Outdoor Unit-Air-Source) | HMH72B341 |  |  | XAFC30CXXN1+TXV | LP9C080C16MP13 | 32800 | 17 | 8.1 | 33400 | 23400 | 70.06% | 2.04 | 0 | 9.5 |  |  |  |  | R-410A | 2.7333 | Residential & Commercial | USHP
211386121 | Central HP <5.4 tons | LUXAIRE | HRCU-A-CB (Split System: Heat Pump with Remote Outdoor Unit-Air-Source) | HMH72B341 |  |  | XAFD48FBCN1 | TL9E100C20UH11 | 34000 | 16 | 8.5 | 32400 | 23800 | 73.46% | 2.08 | 0 | 9.5 |  |  |  |  | R-410A | 2.8333 | Residential & Commercial | USHP
211387194 | Central HP <5.4 tons | LUXAIRE | HRCU-A-CB (Split System: Heat Pump with Remote Outdoor Unit-Air-Source) | HMH72B341 |  |  | XAFB36DXXN1+TXV | TM9Y060B12MP11 | 33600 | 16.5 | 8.5 | 33400 | 23600 | 70.66% | 2.04 | 0 | 9.5 |  |  |  |  | R-410A | 2.8 | Residential & Commercial | USHP
211386776 | Central HP <5.4 tons | LUXAIRE | HRCU-A-CB (Split System: Heat Pump with Remote Outdoor Unit-Air-Source) | HMH72B341 |  |  | XAFC30CXXN1+TXV | TM9Y100C16MP11 | 32800 | 18 | 8.1 | 33400 | 23400 | 70.06% | 2.04 | 0 | 10 |  |  |  |  | R-410A | 2.7333 | Residential & Commercial | USHP | Ducted CEE Tier 1
211386990 | Central HP <5.4 tons | LUXAIRE | HRCU-A-CB (Split System: Heat Pump with Remote Outdoor Unit-Air-Source) | HMH72B341 |  |  | XAFC30CXXN1+TXV | TM9Y080B12MP11 | 32800 | 17.5 | 8.1 | 34000 | 23800 | 70% | 2.02 | 0 | 9.5 |  |  |  |  | R-410A | 2.7333 | Residential & Commercial | USHP
211387060 | Central HP <5.4 tons | LUXAIRE | HRCU-A-CB (Split System: Heat Pump with Remote Outdoor Unit-Air-Source) | HMH72B341 |  |  | XAUB30CXXN1+TXV | TM9Y080B12MP11 | 32800 | 17.5 | 8.1 | 34000 | 23800 | 70% | 2.02 | 0 | 9.5 |  |  |  |  | R-410A | 2.7333 | Residential & Commercial | USHP
211387110 | Central HP <5.4 tons | LUXAIRE | HRCU-A-CB (Split System: Heat Pump with Remote Outdoor Unit-Air-Source) | HMH72B341 |  |  | XAHB36DXXN1+TXV | TM9Y060B12MP11 | 33000 | 17 | 8.1 | 33200 | 23400 | 70.48% | 1.98 | 0 | 9.5 |  |  |  |  | R-410A | 2.75 | Residential & Commercial | USHP
211239661 | Central HP <5.4 tons | CARRIER | HRCU-A-CB (Split System: Heat Pump with Remote Outdoor Unit-Air-Source) | 38MURAQ24AB3* |  |  | CAP**2417AL* | 58SP*A045V14**12 | 24000 | 16 | 8.5 | 27000 | 23800 | 88.15% | 1.96 | 0 | 10 |  |  |  |  | R-410A | 2 | Residential & Commercial | USHP | Ducted CEE Tier 1
211239666 | Central HP <5.4 tons | CARRIER | HRCU-A-CB (Split System: Heat Pump with Remote Outdoor Unit-Air-Source) | 38MURAQ24AB3* |  |  | CAP**2417AL* | 59SP6A060V14**12 | 23200 | 16.5 | 8.5 | 26400 | 25600 | 96.97% | 2.14 | 0 | 10 |  |  |  |  | R-410A | 1.9333 | Residential & Commercial | USHP | Ducted CEE Tier 1
211239675 | Central HP <5.4 tons | CARRIER | HRCU-A-CB (Split System: Heat Pump with Remote Outdoor Unit-Air-Source) | 38MURAQ24AB3* |  |  | CAP**2417AL* | 58SU*A040E17**12 | 23600 | 17 | 8.5 | 26600 | 24600 | 92.48% | 2.04 | 0 | 10 |  |  |  |  | R-410A | 1.9667 | Residential & Commercial | USHP | Ducted CEE Tier 1
211239677 | Central HP <5.4 tons | CARRIER | HRCU-A-CB (Split System: Heat Pump with Remote Outdoor Unit-Air-Source) | 38MURAQ24AB3* |  |  | CAP**2417AL* | 58TP*A070V14**12 | 24000 | 16.5 | 8.5 | 26800 | 23600 | 88.06% | 1.96 | 0 | 10 |  |  |  |  | R-410A | 2 | Residential & Commercial | USHP | Ducted CEE Tier 1
211239686 | Central HP <5.4 tons | CARRIER | HRCU-A-CB (Split System: Heat Pump with Remote Outdoor Unit-Air-Source) | 38MURAQ24AB3* |  |  | CAP**2417AL* | 59TP6B060V14**12 | 23200 | 16.5 | 8.5 | 26400 | 25600 | 96.97% | 2.14 | 0 | 10 |  |  |  |  | R-410A | 1.9333 | Residential & Commercial | USHP | Ducted CEE Tier 1
211239691 | Central HP <5.4 tons | CARRIER | HRCU-A-CB (Split System: Heat Pump with Remote Outdoor Unit-Air-Source) | 38MURAQ24AB3* |  |  | CAP**2417AL* | 58S(B,C)*A070E17**12 | 24000 | 16 | 8.5 | 27000 | 23600 | 87.41% | 1.94 | 0 | 10 |  |  |  |  | R-410A | 2 | Residential & Commercial | USHP | Ducted CEE Tier 1
211240049 | Central HP <5.4 tons | CARRIER | HRCU-A-CB (Split System: Heat Pump with Remote Outdoor Unit-Air-Source) | 38MURAQ24AB3* |  |  | CNPV*2417AL* | 59SC2D040E17**12 | 23200 | 15.5 | 8.5 | 26600 | 24200 | 90.98% | 1.98 | 0 | 10 |  |  |  |  | R-410A | 1.9333 | Residential & Commercial | USHP | Ducted CEE Tier 1
211240082 | Central HP <5.4 tons | CARRIER | HRCU-A-CB (Split System: Heat Pump with Remote Outdoor Unit-Air-Source) | 38MURAQ24AB3* |  |  | CNPV*3017AL* | 59SU5A060E17**16 | 24200 | 16.5 | 8.1 | 26200 | 22800 | 87.02% | 1.9 | 0 | 10.5 |  |  |  |  | R-410A | 2.0167 | Residential & Commercial | USHP | Ducted CEE Tier 1
211240097 | Central HP <5.4 tons | CARRIER | HRCU-A-CB (Split System: Heat Pump with Remote Outdoor Unit-Air-Source) | 38MURAQ24AB3* |  |  | CNPV*3017AL* | 58S(B,C)*A045E14**12 | 24600 | 16 | 8.1 | 26600 | 22400 | 84.21% | 1.84 | 0 | 10.5 |  |  |  |  | R-410A | 2.05 | Residential & Commercial | USHP | Ducted CEE Tier 1
211240098 | Central HP <5.4 tons | CARRIER | HRCU-A-CB (Split System: Heat Pump with Remote Outdoor Unit-Air-Source) | 38MURAQ24AB3* |  |  | CNPV*3017AL* | 58S(B,C)*A045E17**12 | 24000 | 16.5 | 8.1 | 26200 | 23000 | 87.79% | 1.9 | 0 | 10.5 |  |  |  |  | R-410A | 2 | Residential & Commercial | USHP | Ducted CEE Tier 1
211240099 | Central HP <5.4 tons | CARRIER | HRCU-A-CB (Split System: Heat Pump with Remote Outdoor Unit-Air-Source) | 38MURAQ24AB3* |  |  | CNPV*3017AL* | 58S(B,C)*A070E17**12 | 24400 | 16.5 | 8.1 | 26400 | 22600 | 85.61% | 1.88 | 0 | 10.5 |  |  |  |  | R-410A | 2.0333 | Residential & Commercial | USHP | Ducted CEE Tier 1
211240115 | Central HP <5.4 tons | CARRIER | HRCU-A-CB (Split System: Heat Pump with Remote Outdoor Unit-Air-Source) | 38MURAQ24AB3* |  |  | CNPV*3617AL* | 59SP6A060V17**14 | 23400 | 16.5 | 8.1 | 25800 | 24000 | 93.02% | 2 | 0 | 10 |  |  |  |  | R-410A | 1.95 | Residential & Commercial | USHP | Ducted CEE Tier 1
211240131 | Central HP <5.4 tons | CARRIER | HRCU-A-CB (Split System: Heat Pump with Remote Outdoor Unit-Air-Source) | 38MURAQ24AB3* |  |  | CNPV*3617AL* | 59TP6B040V17**12 | 23400 | 16 | 8.1 | 25800 | 24000 | 93.02% | 1.98 | 0 | 10 |  |  |  |  | R-410A | 1.95 | Residential & Commercial | USHP | Ducted CEE Tier 1
211241978 | Central HP <5.4 tons | BRYANT HEATING AND COOLING SYSTEMS | HRCU-A-CB (Split System: Heat Pump with Remote Outdoor Unit-Air-Source) | 38MURAQ24AB3* |  |  | CAP**3617AL* | 926TB48080V17*** | 24200 | 16.5 | 8.5 | 26200 | 22600 | 86.26% | 1.86 | 0 | 10 |  |  |  |  | R-410A | 2.0167 | Residential & Commercial | USHP | Ducted CEE Tier 1
211242330 | Central HP <5.4 tons | BRYANT HEATING AND COOLING SYSTEMS | HRCU-A-CB (Split System: Heat Pump with Remote Outdoor Unit-Air-Source) | 38MURAQ24AB3* |  |  | CAP**3621AL* | 8(0,1)*SA48070E17*** | 25000 | 16.5 | 8.5 | 26800 | 21800 | 81.34% | 1.8 | 0 | 10 |  |  |  |  | R-410A | 2.0833 | Residential & Commercial | USHP | Ducted CEE Tier 1
211242631 | Central HP <5.4 tons | BRYANT HEATING AND COOLING SYSTEMS | HRCU-A-CB (Split System: Heat Pump with Remote Outdoor Unit-Air-Source) | 38MURAQ24AB3* |  |  | CAP**3621AL* | 912SD48080E17*** | 24400 | 17 | 8.5 | 26200 | 22400 | 85.5% | 1.86 | 0 | 10 |  |  |  |  | R-410A | 2.0333 | Residential & Commercial | USHP | Ducted CEE Tier 1
211242697 | Central HP <5.4 tons | BRYANT HEATING AND COOLING SYSTEMS | HRCU-A-CB (Split System: Heat Pump with Remote Outdoor Unit-Air-Source) | 38MURAQ24AB3* |  |  | CAP**3621AL* | 83*SA60080E21*** | 24600 | 17.5 | 8.5 | 26200 | 22200 | 84.73% | 1.86 | 0 | 10.5 |  |  |  |  | R-410A | 2.05 | Residential & Commercial | USHP | Ducted CEE Tier 1
211395946 | Central HP <5.4 tons | CHAMPION HEATING AND COOLING | HRCU-A-CB (Split System: Heat Pump with Remote Outdoor Unit-Air-Source) | HMH72B341 |  |  | XAHD48FBCN1 | TM9E100C16MP12 | 32800 | 16.5 | 8.5 | 31800 | 23200 | 72.96% | 2.02 | 0 | 9 |  |  |  |  | R-410A | 2.7333 | Residential & Commercial | USHP
211392002 | Central HP <5.4 tons | CHAMPION HEATING AND COOLING | HRCU-A-CB (Split System: Heat Pump with Remote Outdoor Unit-Air-Source) | HMH72B341 |  |  | XAHC36DBCN1 | TM8E080C16MP11 | 33600 | 17.5 | 8.1 | 32800 | 23200 | 70.73% | 2.04 | 0 | 10 |  |  |  |  | R-410A | 2.8 | Residential & Commercial | USHP | Ducted CEE Tier 1
211392268 | Central HP <5.4 tons | CHAMPION HEATING AND COOLING | HRCU-A-CB (Split System: Heat Pump with Remote Outdoor Unit-Air-Source) | HMH72B341 |  |  | XAHB36DBCN1 | TMLE080B12MP11 | 33200 | 17 | 8.1 | 33200 | 23400 | 70.48% | 2 | 0 | 9.5 |  |  |  |  | R-410A | 2.7667 | Residential & Commercial | USHP
212974645 | Central HP <5.4 tons | DAY & NIGHT | HRCU-A-CB (Split System: Heat Pump with Remote Outdoor Unit-Air-Source) | DLCURAH18ABK |  |  | EA*4X24L17A* | *96VTN0401410B* | 17200 | 16.5 | 8.5 | 18200 | 19400 | 106.6% | 2.34 | 0 | 10 |  |  |  |  | R-410A | 1.4333 | Residential & Commercial | USHP | Ducted CEE Tier 1
212975117 | Central HP <5.4 tons | DAY & NIGHT | HRCU-A-CB (Split System: Heat Pump with Remote Outdoor Unit-Air-Source) | DLCURAH18ABK |  |  | EN(A,D)4X24L17** | *96VTN0401712B* | 17500 | 15.5 | 8.5 | 18600 | 19200 | 103.2% | 2.3 | 0 | 10.5 |  |  |  |  | R-410A | 1.4583 | Residential & Commercial | USHP | Ducted CEE Tier 1
211239702 | Central HP <5.4 tons | CARRIER | HRCU-A-CB (Split System: Heat Pump with Remote Outdoor Unit-Air-Source) | 38MURAQ24AB3* |  |  | CAP**2417AL* | OVMAAB036098 | 23400 | 16.5 | 8.5 | 26600 | 25000 | 93.98% | 2.08 | 0 | 10 |  |  |  |  | R-410A | 1.95 | Residential & Commercial | USHP | Ducted CEE Tier 1
211239718 | Central HP <5.4 tons | CARRIER | HRCU-A-CB (Split System: Heat Pump with Remote Outdoor Unit-Air-Source) | 38MURAQ24AB3* |  |  | CAP**2517AL* | 59SU5A060E17**16 | 24800 | 17 | 8.5 | 25600 | 21000 | 82.03% | 1.78 | 0 | 10.5 |  |  |  |  | R-410A | 2.0667 | Residential & Commercial | USHP | Ducted CEE Tier 1
211239759 | Central HP <5.4 tons | CARRIER | HRCU-A-CB (Split System: Heat Pump with Remote Outdoor Unit-Air-Source) | 38MURAQ24AB3* |  |  | CAP**3014AL* | 58S(B,C)*A045E14**12 | 24400 | 16 | 8.5 | 26600 | 22600 | 84.96% | 1.86 | 0 | 10 |  |  |  |  | R-410A | 2.0333 | Residential & Commercial | USHP | Ducted CEE Tier 1
211239766 | Central HP <5.4 tons | CARRIER | HRCU-A-CB (Split System: Heat Pump with Remote Outdoor Unit-Air-Source) | 38MURAQ24AB3* |  |  | CAP**3017AL* | 59SP6A040V14**10 | 23200 | 16 | 8.5 | 25800 | 24200 | 93.8% | 2.02 | 0 | 10 |  |  |  |  | R-410A | 1.9333 | Residential & Commercial | USHP | Ducted CEE Tier 1
211239777 | Central HP <5.4 tons | CARRIER | HRCU-A-CB (Split System: Heat Pump with Remote Outdoor Unit-Air-Source) | 38MURAQ24AB3* |  |  | CAP**3017AL* | 58SU*A040E17**12 | 24000 | 17 | 8.5 | 26000 | 23200 | 89.23% | 1.94 | 0 | 10 |  |  |  |  | R-410A | 2 | Residential & Commercial | USHP | Ducted CEE Tier 1
211239786 | Central HP <5.4 tons | CARRIER | HRCU-A-CB (Split System: Heat Pump with Remote Outdoor Unit-Air-Source) | 38MURAQ24AB3* |  |  | CAP**3017AL* | 59SC5B060E14**12 | 24400 | 15.5 | 8.5 | 26600 | 22800 | 85.71% | 1.86 | 0 | 10 |  |  |  |  | R-410A | 2.0333 | Residential & Commercial | USHP | Ducted CEE Tier 1
211239793 | Central HP <5.4 tons | CARRIER | HRCU-A-CB (Split System: Heat Pump with Remote Outdoor Unit-Air-Source) | 38MURAQ24AB3* |  |  | CAP**3017AL* | 58S(B,C)*A070E17**12 | 24400 | 16.5 | 8.5 | 26400 | 22800 | 86.36% | 1.88 | 0 | 10 |  |  |  |  | R-410A | 2.0333 | Residential & Commercial | USHP | Ducted CEE Tier 1
211239809 | Central HP <5.4 tons | CARRIER | HRCU-A-CB (Split System: Heat Pump with Remote Outdoor Unit-Air-Source) | 38MURAQ24AB3* |  |  | CAP**3617AL* | 59SP6A060V17**14 | 23400 | 16.5 | 8.5 | 25600 | 23600 | 92.19% | 1.96 | 0 | 10 |  |  |  |  | R-410A | 1.95 | Residential & Commercial | USHP | Ducted CEE Tier 1
211239841 | Central HP <5.4 tons | CARRIER | HRCU-A-CB (Split System: Heat Pump with Remote Outdoor Unit-Air-Source) | 38MURAQ24AB3* |  |  | CAP**3617AL* | 59SC2D080E17**16 | 24400 | 17 | 8.5 | 26200 | 22400 | 85.5% | 1.86 | 0 | 10 |  |  |  |  | R-410A | 2.0333 | Residential & Commercial | USHP | Ducted CEE Tier 1
211239859 | Central HP <5.4 tons | CARRIER | HRCU-A-CB (Split System: Heat Pump with Remote Outdoor Unit-Air-Source) | 38MURAQ24AB3* |  |  | CAP**3621AL* | 59SU5A040E17**12 | 23800 | 17 | 8.5 | 25800 | 23200 | 89.92% | 1.92 | 0 | 10 |  |  |  |  | R-410A | 1.9833 | Residential & Commercial | USHP | Ducted CEE Tier 1
211239861 | Central HP <5.4 tons | CARRIER | HRCU-A-CB (Split System: Heat Pump with Remote Outdoor Unit-Air-Source) | 38MURAQ24AB3* |  |  | CAP**3621AL* | 59TP6B100V21**22 | 23800 | 17 | 8.5 | 25800 | 23200 | 89.92% | 1.92 | 0 | 10 |  |  |  |  | R-410A | 1.9833 | Residential & Commercial | USHP | Ducted CEE Tier 1
211239920 | Central HP <5.4 tons | CARRIER | HRCU-A-CB (Split System: Heat Pump with Remote Outdoor Unit-Air-Source) | 38MURAQ24AB3* |  |  | CAP**3717AL* | 59TP6B040V17**12 | 24600 | 15.5 | 8.5 | 25800 | 21600 | 83.72% | 1.78 | 0 | 10 |  |  |  |  | R-410A | 2.05 | Residential & Commercial | USHP | Ducted CEE Tier 1
211239925 | Central HP <5.4 tons | CARRIER | HRCU-A-CB (Split System: Heat Pump with Remote Outdoor Unit-Air-Source) | 38MURAQ24AB3* |  |  | CAP**3717AL* | 59SC5B060E14**12 | 25000 | 16 | 8.5 | 26000 | 21200 | 81.54% | 1.76 | 0 | 10 |  |  |  |  | R-410A | 2.0833 | Residential & Commercial | USHP | Ducted CEE Tier 1
211240146 | Central HP <5.4 tons | CARRIER | HRCU-A-CB (Split System: Heat Pump with Remote Outdoor Unit-Air-Source) | 38MURAQ24AB3* |  |  | CNPV*3617AL* | 59SC2D060E17**14 | 24400 | 16.5 | 8.1 | 26400 | 22800 | 86.36% | 1.88 | 0 | 10.5 |  |  |  |  | R-410A | 2.0333 | Residential & Commercial | USHP | Ducted CEE Tier 1
211240183 | Central HP <5.4 tons | CARRIER | HRCU-A-CB (Split System: Heat Pump with Remote Outdoor Unit-Air-Source) | 38MURAQ24AB3* |  |  | CNPV*3621AL* | 58TP*A070V17**16 | 24200 | 17 | 8.1 | 26200 | 23000 | 87.79% | 1.9 | 0 | 10.5 |  |  |  |  | R-410A | 2.0167 | Residential & Commercial | USHP | Ducted CEE Tier 1
211240213 | Central HP <5.4 tons | CARRIER | HRCU-A-CB (Split System: Heat Pump with Remote Outdoor Unit-Air-Source) | 38MURAQ24AB3* |  |  | FX4DNF031L | 0 | 24200 | 16.5 | 8.5 | 26000 | 22600 | 86.92% | 1.86 | 0 | 10 |  |  |  |  | R-410A | 2.0167 | Residential & Commercial | USHP | Ducted CEE Tier 1
211389091 | Central HP <5.4 tons | CHAMPION HEATING AND COOLING | HRCU-A-CB (Split System: Heat Pump with Remote Outdoor Unit-Air-Source) | HMH72B341 |  |  | XAFB36DBCN1 | TM9E060B12MP12 | 34000 | 17.5 | 8.1 | 34000 | 24200 | 71.18% | 2.04 | 0 | 9.5 |  |  |  |  | R-410A | 2.8333 | Residential & Commercial | USHP
211390443 | Central HP <5.4 tons | CHAMPION HEATING AND COOLING | HRCU-A-CB (Split System: Heat Pump with Remote Outdoor Unit-Air-Source) | HMH72B341 |  |  | XAHC36DBCN1 | TM8V080B12MP12 | 32800 | 16.5 | 8.1 | 32800 | 23200 | 70.73% | 1.98 | 0 | 9.5 |  |  |  |  | R-410A | 2.7333 | Residential & Commercial | USHP
211239961 | Central HP <5.4 tons | CARRIER | HRCU-A-CB (Split System: Heat Pump with Remote Outdoor Unit-Air-Source) | 38MURAQ24AB3* |  |  | CAP**3721AL* | 58SP*A045V17**16 | 24800 | 16.5 | 8.5 | 25600 | 21000 | 82.03% | 1.76 | 0 | 10.5 |  |  |  |  | R-410A | 2.0667 | Residential & Commercial | USHP | Ducted CEE Tier 1
211239968 | Central HP <5.4 tons | CARRIER | HRCU-A-CB (Split System: Heat Pump with Remote Outdoor Unit-Air-Source) | 38MURAQ24AB3* |  |  | CAP**3721AL* | 58TP*A090V21**20 | 24600 | 17 | 8.5 | 25400 | 21200 | 83.46% | 1.78 | 0 | 10.5 |  |  |  |  | R-410A | 2.05 | Residential & Commercial | USHP | Ducted CEE Tier 1
211239975 | Central HP <5.4 tons | CARRIER | HRCU-A-CB (Split System: Heat Pump with Remote Outdoor Unit-Air-Source) | 38MURAQ24AB3* |  |  | CAP**3721AL* | 59TP6B080V21**20 | 24200 | 17 | 8.1 | 25000 | 21400 | 85.6% | 1.8 | 0 | 10 |  |  |  |  | R-410A | 2.0167 | Residential & Commercial | USHP | Ducted CEE Tier 1
211240025 | Central HP <5.4 tons | CARRIER | HRCU-A-CB (Split System: Heat Pump with Remote Outdoor Unit-Air-Source) | 38MURAQ24AB3* |  |  | CNPV*2417AL* | 58SU*A040E17**12 | 23600 | 17 | 8.5 | 26400 | 23800 | 90.15% | 1.98 | 0 | 10 |  |  |  |  | R-410A | 1.9667 | Residential & Commercial | USHP | Ducted CEE Tier 1
211240043 | Central HP <5.4 tons | CARRIER | HRCU-A-CB (Split System: Heat Pump with Remote Outdoor Unit-Air-Source) | 38MURAQ24AB3* |  |  | CNPV*2417AL* | 59SC2D060E14**12 | 24200 | 15.5 | 8.5 | 27200 | 22600 | 83.09% | 1.86 | 0 | 10 |  |  |  |  | R-410A | 2.0167 | Residential & Commercial | USHP | Ducted CEE Tier 1
211240045 | Central HP <5.4 tons | CARRIER | HRCU-A-CB (Split System: Heat Pump with Remote Outdoor Unit-Air-Source) | 38MURAQ24AB3* |  |  | CNPV*2417AL* | 59SC2D080E17**16 | 23800 | 16.5 | 8.5 | 26800 | 23200 | 86.57% | 1.92 | 0 | 10 |  |  |  |  | R-410A | 1.9833 | Residential & Commercial | USHP | Ducted CEE Tier 1
211240059 | Central HP <5.4 tons | CARRIER | HRCU-A-CB (Split System: Heat Pump with Remote Outdoor Unit-Air-Source) | 38MURAQ24AB3* |  |  | CNPV*3014AL* | 58TP*A070V14**12 | 24200 | 16.5 | 8.1 | 26200 | 22800 | 87.02% | 1.88 | 0 | 10.5 |  |  |  |  | R-410A | 2.0167 | Residential & Commercial | USHP | Ducted CEE Tier 1
211240061 | Central HP <5.4 tons | CARRIER | HRCU-A-CB (Split System: Heat Pump with Remote Outdoor Unit-Air-Source) | 38MURAQ24AB3* |  |  | CNPV*3014AL* | 59SC5B060E14**12 | 24200 | 15.5 | 8.1 | 26600 | 22800 | 85.71% | 1.86 | 0 | 10 |  |  |  |  | R-410A | 2.0167 | Residential & Commercial | USHP | Ducted CEE Tier 1
211240109 | Central HP <5.4 tons | CARRIER | HRCU-A-CB (Split System: Heat Pump with Remote Outdoor Unit-Air-Source) | 38MURAQ24AB3* |  |  | CNPV*3017AL* | 58SU*A060E17**16 | 24800 | 16.5 | 8.5 | 26600 | 22200 | 83.46% | 1.84 | 0 | 10.5 |  |  |  |  | R-410A | 2.0667 | Residential & Commercial | USHP | Ducted CEE Tier 1
211240111 | Central HP <5.4 tons | CARRIER | HRCU-A-CB (Split System: Heat Pump with Remote Outdoor Unit-Air-Source) | 38MURAQ24AB3* |  |  | CNPV*3017AL* | OVLAAB036098 | 23400 | 16.5 | 8.1 | 25800 | 24200 | 93.8% | 2 | 0 | 10 |  |  |  |  | R-410A | 1.95 | Residential & Commercial | USHP | Ducted CEE Tier 1
211240127 | Central HP <5.4 tons | CARRIER | HRCU-A-CB (Split System: Heat Pump with Remote Outdoor Unit-Air-Source) | 38MURAQ24AB3* |  |  | CNPV*3617AL* | 58SU*A040E17**12 | 24000 | 17 | 8.1 | 26000 | 23200 | 89.23% | 1.94 | 0 | 10.5 |  |  |  |  | R-410A | 2 | Residential & Commercial | USHP | Ducted CEE Tier 1
211240136 | Central HP <5.4 tons | CARRIER | HRCU-A-CB (Split System: Heat Pump with Remote Outdoor Unit-Air-Source) | 38MURAQ24AB3* |  |  | CNPV*3617AL* | 59SC5B060E14**12 | 24400 | 15.5 | 8.1 | 26600 | 22600 | 84.96% | 1.86 | 0 | 10 |  |  |  |  | R-410A | 2.0333 | Residential & Commercial | USHP | Ducted CEE Tier 1
211240143 | Central HP <5.4 tons | CARRIER | HRCU-A-CB (Split System: Heat Pump with Remote Outdoor Unit-Air-Source) | 38MURAQ24AB3* |  |  | CNPV*3617AL* | 58S(B,C)*A070E17**12 | 24400 | 16.5 | 8.1 | 26400 | 22600 | 85.61% | 1.88 | 0 | 10.5 |  |  |  |  | R-410A | 2.0333 | Residential & Commercial | USHP | Ducted CEE Tier 1
211240145 | Central HP <5.4 tons | CARRIER | HRCU-A-CB (Split System: Heat Pump with Remote Outdoor Unit-Air-Source) | 38MURAQ24AB3* |  |  | CNPV*3617AL* | 59SC2D060E14**12 | 23400 | 17 | 8.1 | 25800 | 24000 | 93.02% | 2 | 0 | 10 |  |  |  |  | R-410A | 1.95 | Residential & Commercial | USHP | Ducted CEE Tier 1
212974686 | Central HP <5.4 tons | KEEPRITE | HRCU-A-CB (Split System: Heat Pump with Remote Outdoor Unit-Air-Source) | DLCURAH18ABK |  |  | EA*4X30L17A* | *96VTN0401410B* | 17300 | 16 | 8.5 | 18100 | 18900 | 104.4% | 2.26 | 0 | 10.5 |  |  |  |  | R-410A | 1.4417 | Residential & Commercial | USHP | Ducted CEE Tier 1
212971411 | Central HP <5.4 tons | BRYANT HEATING AND COOLING SYSTEMS | HRCU-A-CB (Split System: Heat Pump with Remote Outdoor Unit-Air-Source) | 38MURAQ24AB3* |  |  | CNPV*2417AL* | 82*TB36045V14*** | 23400 | 17 | 8.5 | 27000 | 24800 | 91.85% | 2.06 | 0 | 10 |  |  |  |  | R-410A | 1.95 | Residential & Commercial | USHP | Ducted CEE Tier 1
212975471 | Central HP <5.4 tons | KEEPRITE | HRCU-A-CB (Split System: Heat Pump with Remote Outdoor Unit-Air-Source) | DLCURAH18ABK |  |  | EN(A,D)4X24L17** | *96VTN0601412B* | 17500 | 16 | 8.5 | 18500 | 19200 | 103.8% | 2.3 | 0 | 10.5 |  |  |  |  | R-410A | 1.4583 | Residential & Commercial | USHP | Ducted CEE Tier 1
212971644 | Central HP <5.4 tons | BRYANT HEATING AND COOLING SYSTEMS | HRCU-A-CB (Split System: Heat Pump with Remote Outdoor Unit-Air-Source) | 38MURAQ24AB3* |  |  | CAP**3017AL* | 82*TB48070V17*** | 23600 | 17 | 8.5 | 26000 | 24000 | 92.31% | 2 | 0 | 10 |  |  |  |  | R-410A | 1.9667 | Residential & Commercial | USHP | Ducted CEE Tier 1
214573031 | Central HP <5.4 tons | AIRQUEST | HRCU-A-CB (Split System: Heat Pump with Remote Outdoor Unit-Air-Source) | HVH837GKA** |  |  | EA*4X61L24A*+WALLCON | *95CSU1002122B* | 33200 | 18.5 | 8.5 | 31800 | 24800 | 77.99% | 2 | 0 | 11.5 |  |  |  |  | R-410A | 2.7667 | Residential & Commercial | USHP | Ducted CEE Tier 1
213772888 | Central HP <5.4 tons | AIRQUEST | HRCU-A-CB (Split System: Heat Pump with Remote Outdoor Unit-Air-Source) | HVH825GKA3* |  |  | EA*4X30L17A*+WALLCON | *97CMN0601714B* | 23200 | 16 | 8.1 | 21600 | 16800 | 77.78% | 1.9 | 0 | 10.5 |  |  |  |  | R-410A | 1.9333 | Residential & Commercial | USHP | Ducted CEE Tier 1
213773038 | Central HP <5.4 tons | AIRQUEST | HRCU-A-CB (Split System: Heat Pump with Remote Outdoor Unit-Air-Source) | HVH825GKA3* |  |  | EA*4X36L21A*+WALLCON | *80CTL0451712B* | 23400 | 16 | 8.1 | 21600 | 16700 | 77.31% | 1.92 | 0 | 10.5 |  |  |  |  | R-410A | 1.95 | Residential & Commercial | USHP | Ducted CEE Tier 1
213773458 | Central HP <5.4 tons | AIRQUEST | HRCU-A-CB (Split System: Heat Pump with Remote Outdoor Unit-Air-Source) | HVH825GKA3* |  |  | EA*4X42L21A*+WALLCON | *97CMN1002122B* | 23800 | 16.5 | 8.1 | 21400 | 16600 | 77.57% | 1.96 | 0 | 11 |  |  |  |  | R-410A | 1.9833 | Residential & Commercial | USHP | Ducted CEE Tier 1
215935197 | Central HP <5.4 tons | AIRQUEST | HRCU-A-CB (Split System: Heat Pump with Remote Outdoor Unit-Air-Source) | H5H3V36*K*AAA* |  |  | EVM5X60M21A*+WALLCON | *80CTL0702120B* | 35600 | 21.5 | 8.5 | 38000 | 28600 | 75.26% | 2.02 | 0 | 12 |  |  |  |  | R-454B | 2.9667 | Residential & Commercial | USHP | Ducted CEE Tier 1
215935247 | Central HP <5.4 tons | AIRQUEST | HRCU-A-CB (Split System: Heat Pump with Remote Outdoor Unit-Air-Source) | H5H3V36*K*AAA* |  |  | EVM5X60M21A*+WALLCON | *95CSU0802120B* | 35600 | 21.5 | 8.5 | 38000 | 28600 | 75.26% | 2.04 | 0 | 12 |  |  |  |  | R-454B | 2.9667 | Residential & Commercial | USHP | Ducted CEE Tier 1
212979985 | Central HP <5.4 tons | KEEPRITE | HRCU-A-CB (Split System: Heat Pump with Remote Outdoor Unit-Air-Source) | DLCURAH18ABK |  |  | EA*4X30L17A* | *80MS(N,L)0901714A* | 17700 | 16 | 8.5 | 18300 | 18700 | 102.2% | 2.24 | 0 | 10.5 |  |  |  |  | R-410A | 1.475 | Residential & Commercial | USHP | Ducted CEE Tier 1
212981852 | Central HP <5.4 tons | KEEPRITE | HRCU-A-CB (Split System: Heat Pump with Remote Outdoor Unit-Air-Source) | DLCURAH18ABK |  |  | EA*4X25L17A* | *80MSU1002120A* | 17800 | 16 | 8.1 | 17800 | 17800 | 100% | 2.14 | 0 | 10.5 |  |  |  |  | R-410A | 1.4833 | Residential & Commercial | USHP | Ducted CEE Tier 1
212982668 | Central HP <5.4 tons | KEEPRITE | HRCU-A-CB (Split System: Heat Pump with Remote Outdoor Unit-Air-Source) | DLCURAH30ABK |  |  | EA*4X43L21A* | *80MSU0601716A* | 30800 | 15.2 | 8.5 | 33000 | 26200 | 79.39% | 1.86 | 0 | 9 |  |  |  |  | R-410A | 2.5667 | Residential & Commercial | USHP
211206902 | Central HP <5.4 tons | COLEMAN | HRCU-A-CB (Split System: Heat Pump with Remote Outdoor Unit-Air-Source) | HC20B6021 |  |  | XAMC60HE4N1+CC | TM9V100C20MP12 | 52000 | 18 | 8.5 | 55000 | 42000 | 76.36% | 2.16 | 0 | 11 |  |  |  |  | R-410A | 4.3333 | Residential & Commercial | USHP | Ducted CEE Tier 1
211398053 | Central HP <5.4 tons | LUXAIRE | HRCU-A-CB (Split System: Heat Pump with Remote Outdoor Unit-Air-Source) | HMH72B341 |  |  | XAUC48FXXN1+TXV | TM8V080B12MP12 | 33000 | 16 | 8.1 | 32600 | 24000 | 73.62% | 2.02 | 0 | 9 |  |  |  |  | R-410A | 2.75 | Residential & Commercial | USHP
211398526 | Central HP <5.4 tons | LUXAIRE | HRCU-A-CB (Split System: Heat Pump with Remote Outdoor Unit-Air-Source) | HMH72B341 |  |  | XAFC48FXXN1+TXV | TMLE100C16MP11 | 33600 | 17 | 8.5 | 32400 | 23600 | 72.84% | 2.06 | 0 | 9.5 |  |  |  |  | R-410A | 2.8 | Residential & Commercial | USHP
211201009 | Central HP <5.4 tons | BRYANT HEATING AND COOLING SYSTEMS | HRCU-A-CB (Split System: Heat Pump with Remote Outdoor Unit-Air-Source) | 38MURAQ30AB3* |  |  | FM(C,U)4Z30**AL* | 0 | 30400 | 15.5 | 8.5 | 35000 | 27400 | 78.29% | 1.82 | 0 | 9 |  |  |  |  | R-410A | 2.5333 | Residential & Commercial | USHP
212384313 | Central HP <5.4 tons | BRYANT HEATING AND COOLING SYSTEMS | HRCU-A-CB (Split System: Heat Pump with Remote Outdoor Unit-Air-Source) | 38MURAQ36AB3* |  |  | CNPV*4217AL* | 912SD42060E17*** | 35800 | 16 | 8.1 | 39000 | 35000 | 89.74% | 1.96 | 0 | 10 |  |  |  |  | R-410A | 2.9833 | Residential & Commercial | USHP | Ducted CEE Tier 1
211242349 | Central HP <5.4 tons | TEMPSTAR | HRCU-A-CB (Split System: Heat Pump with Remote Outdoor Unit-Air-Source) | DLCURAH24ABK |  |  | EA*4X36L21A* | *96VTN1002122A* | 23800 | 17 | 8.5 | 25800 | 23200 | 89.92% | 1.92 | 0 | 10 |  |  |  |  | R-410A | 1.9833 | Residential & Commercial | USHP | Ducted CEE Tier 1
211242517 | Central HP <5.4 tons | TEMPSTAR | HRCU-A-CB (Split System: Heat Pump with Remote Outdoor Unit-Air-Source) | DLCURAH24ABK |  |  | EA*4X36L21A* | *96VTN0601714A* | 24000 | 16.5 | 8.5 | 26000 | 22800 | 87.69% | 1.88 | 0 | 10 |  |  |  |  | R-410A | 2 | Residential & Commercial | USHP | Ducted CEE Tier 1
212970924 | Central HP <5.4 tons | DAY & NIGHT | HRCU-A-CB (Split System: Heat Pump with Remote Outdoor Unit-Air-Source) | DLCURAH18ABK |  |  | EN(A,D)4X24L14** | *80VTL0451412B* | 17700 | 16.5 | 8.5 | 18700 | 19100 | 102.1% | 2.3 | 0 | 11 |  |  |  |  | R-410A | 1.475 | Residential & Commercial | USHP | Ducted CEE Tier 1
212971409 | Central HP <5.4 tons | BRYANT HEATING AND COOLING SYSTEMS | HRCU-A-CB (Split System: Heat Pump with Remote Outdoor Unit-Air-Source) | 38MURAQ24AB3* |  |  | CNPV*2414AL* | 82*TB36045V14*** | 23400 | 17 | 8.5 | 27000 | 24800 | 91.85% | 2.06 | 0 | 10 |  |  |  |  | R-410A | 1.95 | Residential & Commercial | USHP | Ducted CEE Tier 1
212971976 | Central HP <5.4 tons | BRYANT HEATING AND COOLING SYSTEMS | HRCU-A-CB (Split System: Heat Pump with Remote Outdoor Unit-Air-Source) | 38MURAQ24AB3* |  |  | CAP**2417AL* | 82*TB48090V17*** | 23200 | 17 | 8.5 | 26800 | 27200 | 101.5% | 2.32 | 0 | 10 |  |  |  |  | R-410A | 1.9333 | Residential & Commercial | USHP | Ducted CEE Tier 1
211386466 | Central HP <5.4 tons | CHAMPION HEATING AND COOLING | HRCU-A-CB (Split System: Heat Pump with Remote Outdoor Unit-Air-Source) | HMH72B341 |  |  | XAUC48FXXN1+TXV | TL8E100C20UH11 | 34000 | 16.5 | 8.5 | 32400 | 23800 | 73.46% | 2.1 | 0 | 9.5 |  |  |  |  | R-410A | 2.8333 | Residential & Commercial | USHP
211386648 | Central HP <5.4 tons | CHAMPION HEATING AND COOLING | HRCU-A-CB (Split System: Heat Pump with Remote Outdoor Unit-Air-Source) | HMH72B341 |  |  | XAUC48FXXN1+JMET12CS2N1+TXV | 0 | 34000 | 17.5 | 8.5 | 32600 | 23800 | 73.01% | 2.12 | 0 | 9.5 |  |  |  |  | R-410A | 2.8333 | Residential & Commercial | USHP
212978560 | Central HP <5.4 tons | DAY & NIGHT | HRCU-A-CB (Split System: Heat Pump with Remote Outdoor Unit-Air-Source) | DLCURAH30ABK |  |  | EA*4X43L21A* | *80MS(N,L)0701712A* | 30600 | 15.2 | 8.1 | 33400 | 26400 | 79.04% | 1.86 | 0 | 9 |  |  |  |  | R-410A | 2.55 | Residential & Commercial | USHP
212974167 | Central HP <5.4 tons | DAY & NIGHT | HRCU-A-CB (Split System: Heat Pump with Remote Outdoor Unit-Air-Source) | DLCURAH30ABK |  |  | EA*4X43L21A* | *96VSN0802120B* | 30600 | 15.2 | 8.1 | 33400 | 26400 | 79.04% | 1.86 | 0 | 9 |  |  |  |  | R-410A | 2.55 | Residential & Commercial | USHP
213077593 | Central HP <5.4 tons | KEEPRITE | HRCU-A-CB (Split System: Heat Pump with Remote Outdoor Unit-Air-Source) | DLCURAH36ABK |  |  | EA*4X36L21A* | *96VTN1002120B* | 35200 | 16 | 8.1 | 38500 | 35200 | 91.43% | 1.82 | 0 | 10 |  |  |  |  | R-410A | 2.9333 | Residential & Commercial | USHP | Ducted CEE Tier 1
215934097 | Central HP <5.4 tons | AIRQUEST | HRCU-A-CB (Split System: Heat Pump with Remote Outdoor Unit-Air-Source) | H5H3V48*K*AAA* |  |  | EA*5X60M24A*+WALLCON | *80CTL0702120B* | 44500 | 21 | 9.5 | 48500 | 36600 | 75.46% | 2 | 0 | 11 |  |  |  |  | R-454B | 3.7083 | Residential & Commercial | USHP | Ducted CEE Tier 1
215934217 | Central HP <5.4 tons | AIRQUEST | HRCU-A-CB (Split System: Heat Pump with Remote Outdoor Unit-Air-Source) | H5H3V48*K*AAA* |  |  | EA*5X61M21A*+WALLCON | *95CSU0802120B* | 45000 | 21 | 9.5 | 48500 | 37000 | 76.29% | 2 | 0 | 11 |  |  |  |  | R-454B | 3.75 | Residential & Commercial | USHP | Ducted CEE Tier 1
216680854 | Central HP <5.4 tons | AIRQUEST | HRCU-A-CB (Split System: Heat Pump with Remote Outdoor Unit-Air-Source) | DLCURAH18ABK |  |  | EA*4X25L17A* | *97VTN0801716A* | 17700 | 16.5 | 8.5 | 17600 | 17500 | 99.43% | 1.94 | 0 | 10.5 |  |  |  |  | R-410A | 1.475 | Residential & Commercial | USHP | Ducted CEE Tier 1
212980476 | Central HP <5.4 tons | BRYANT HEATING AND COOLING SYSTEMS | HRCU-A-CB (Split System: Heat Pump with Remote Outdoor Unit-Air-Source) | 38MURAQ36AB3* |  |  | CAP**4821AL* | 8(0,1)*SB60090M21*** | 35800 | 16.5 | 8.5 | 37800 | 34600 | 91.53% | 2.02 | 0 | 10 |  |  |  |  | R-410A | 2.9833 | Residential & Commercial | USHP | Ducted CEE Tier 1
210450241 | Central HP <5.4 tons | CARRIER | HRCU-A-CB (Split System: Heat Pump with Remote Outdoor Unit-Air-Source) | 38MURAQ36AB3* |  |  | CAP**3621AL* | GG96VTAA48080B | 35000 | 15.5 | 8.5 | 39000 | 35400 | 90.77% | 1.8 | 0 | 9.5 |  |  |  |  | R-410A | 2.9167 | Residential & Commercial | USHP
212973389 | Central HP <5.4 tons | KEEPRITE | HRCU-A-CB (Split System: Heat Pump with Remote Outdoor Unit-Air-Source) | DLCURAH18ABK |  |  | EN(A,D)4X30L14** | *96VSN0601412B* | 17400 | 16 | 8.1 | 18000 | 18700 | 103.9% | 2.24 | 0 | 11 |  |  |  |  | R-410A | 1.45 | Residential & Commercial | USHP | Ducted CEE Tier 1
213076724 | Central HP <5.4 tons | KEEPRITE | HRCU-A-CB (Split System: Heat Pump with Remote Outdoor Unit-Air-Source) | DLCURAH36ABK |  |  | EN(A,D)4X48L24** | *80VTL0902120B* | 36000 | 16.5 | 8.1 | 38500 | 35000 | 90.91% | 2 | 0 | 10 |  |  |  |  | R-410A | 3 | Residential & Commercial | USHP | Ducted CEE Tier 1
212982092 | Central HP <5.4 tons | KEEPRITE | HRCU-A-CB (Split System: Heat Pump with Remote Outdoor Unit-Air-Source) | DLCURAH36ABK |  |  | EA*4X48L21A* | *80MSU0401712A* | 35600 | 16 | 8.5 | 37800 | 34600 | 91.53% | 2.04 | 0 | 10 |  |  |  |  | R-410A | 2.9667 | Residential & Commercial | USHP | Ducted CEE Tier 1
212985911 | Central HP <5.4 tons | KEEPRITE | HRCU-A-CB (Split System: Heat Pump with Remote Outdoor Unit-Air-Source) | DLCURAH18ABK |  |  | EA*4X25L17A* | *96MSN0261410A* | 17800 | 16.5 | 8.1 | 17700 | 17700 | 100% | 2.14 | 0 | 10.5 |  |  |  |  | R-410A | 1.4833 | Residential & Commercial | USHP | Ducted CEE Tier 1
212985961 | Central HP <5.4 tons | KEEPRITE | HRCU-A-CB (Split System: Heat Pump with Remote Outdoor Unit-Air-Source) | DLCURAH18ABK |  |  | EN(A,D)4X24L17** | *96MSN0261410A* | 17300 | 20 | 8.1 | 18300 | 19200 | 104.9% | 2.3 | 0 | 10.5 |  |  |  |  | R-410A | 1.4417 | Residential & Commercial | USHP | Ducted CEE Tier 1
211712941 | Central HP <5.4 tons | CARRIER | HRCU-A-CB (Split System: Heat Pump with Remote Outdoor Unit-Air-Source) | 38MURAQ30AB3* |  |  | CAP**4224AL* | 58SU*A080E21**20 | 29800 | 15.2 | 8.1 | 33800 | 27200 | 80.47% | 1.78 | 0 | 9 |  |  |  |  | R-410A | 2.4833 | Residential & Commercial | USHP
211201010 | Central HP <5.4 tons | BRYANT HEATING AND COOLING SYSTEMS | HRCU-A-CB (Split System: Heat Pump with Remote Outdoor Unit-Air-Source) | 38MURAQ30AB3* |  |  | FM(C,U)4Z36**AL* | 0 | 30400 | 15.5 | 8.5 | 35000 | 27400 | 78.29% | 1.82 | 0 | 9 |  |  |  |  | R-410A | 2.5333 | Residential & Commercial | USHP
213077246 | Central HP <5.4 tons | BRYANT HEATING AND COOLING SYSTEMS | HRCU-A-CB (Split System: Heat Pump with Remote Outdoor Unit-Air-Source) | 38MURAQ36AB3* |  |  | CAP**4824AL* | 926SB66120V24*** | 36000 | 16.5 | 8.5 | 38000 | 34800 | 91.58% | 2.04 | 0 | 10 |  |  |  |  | R-410A | 3 | Residential & Commercial | USHP | Ducted CEE Tier 1
213077437 | Central HP <5.4 tons | BRYANT HEATING AND COOLING SYSTEMS | HRCU-A-CB (Split System: Heat Pump with Remote Outdoor Unit-Air-Source) | 38MURAQ36AB3* |  |  | CNPV*4217AL* | 926TC48080V17*** | 35800 | 15.5 | 8.1 | 39000 | 35200 | 90.26% | 1.96 | 0 | 10 |  |  |  |  | R-410A | 2.9833 | Residential & Commercial | USHP | Ducted CEE Tier 1
214608224 | Central HP <5.4 tons | ECOER | HRCU-A-CB (Split System: Heat Pump with Remote Outdoor Unit-Air-Source) | EODA18H-2436BAA |  |  | EAHATN-36BAA | 0 | 34200 | 18 | 9 | 36000 | 25200 | 70% | 2 | 11.5 | 11.2 |  |  |  |  | R-410A | 2.85 | Residential & Commercial | USHP | Ducted CEE Tier 1
213076678 | Central HP <5.4 tons | DAY & NIGHT | HRCU-A-CB (Split System: Heat Pump with Remote Outdoor Unit-Air-Source) | DLCURAH36ABK |  |  | EA*4X43L21A* | *80VTL0902120B* | 36800 | 16 | 8.5 | 38500 | 35000 | 90.91% | 2.08 | 0 | 10 |  |  |  |  | R-410A | 3.0667 | Residential & Commercial | USHP | Ducted CEE Tier 1
211242617 | Central HP <5.4 tons | TEMPSTAR | HRCU-A-CB (Split System: Heat Pump with Remote Outdoor Unit-Air-Source) | DLCURAH24ABK |  |  | EA*4X36L21A* | *80ES(N,L)1102120A* | 25200 | 16.5 | 8.5 | 26800 | 21800 | 81.34% | 1.8 | 0 | 10 |  |  |  |  | R-410A | 2.1 | Residential & Commercial | USHP | Ducted CEE Tier 1
211242885 | Central HP <5.4 tons | TEMPSTAR | HRCU-A-CB (Split System: Heat Pump with Remote Outdoor Unit-Air-Source) | DLCURAH24ABK |  |  | EA*4X37L17A* | *95ESU0601716A* | 24800 | 17 | 8.5 | 25600 | 21400 | 83.59% | 1.8 | 0 | 10.5 |  |  |  |  | R-410A | 2.0667 | Residential & Commercial | USHP | Ducted CEE Tier 1
211398571 | Central HP <5.4 tons | LUXAIRE | HRCU-A-CB (Split System: Heat Pump with Remote Outdoor Unit-Air-Source) | HMH72B341 |  |  | XAFC48FBCN1 | TMLE100C16MP11 | 33600 | 17 | 8.5 | 32400 | 23600 | 72.84% | 2.06 | 0 | 9.5 |  |  |  |  | R-410A | 2.8 | Residential & Commercial | USHP
211398653 | Central HP <5.4 tons | LUXAIRE | HRCU-A-CB (Split System: Heat Pump with Remote Outdoor Unit-Air-Source) | HMH72B341 |  |  | XAFC48FXXN1+TXV | TM8E100B12MP11 | 33400 | 17 | 8.5 | 32400 | 23800 | 73.46% | 2.06 | 0 | 9.5 |  |  |  |  | R-410A | 2.7833 | Residential & Commercial | USHP
212981225 | Central HP <5.4 tons | KEEPRITE | HRCU-A-CB (Split System: Heat Pump with Remote Outdoor Unit-Air-Source) | DLCURAH30ABK |  |  | EA*4X42L24A* | *80MS(N,L)1352420A* | 30200 | 15.2 | 8.1 | 34400 | 27400 | 79.65% | 1.8 | 0 | 9 |  |  |  |  | R-410A | 2.5167 | Residential & Commercial | USHP
214075430 | Central HP <5.4 tons | RHEEM | HRCU-A-CB (Split System: Heat Pump with Remote Outdoor Unit-Air-Source) | RD17AZ24AJ3N |  |  | RCFZ2417MTANM | R951V0403A17M4S | 22600 | 17 | 9.5 | 22600 | 16900 | 74.78% | 2 | 0 | 11.2 |  |  |  |  | R-410A | 1.8833 | Residential & Commercial | USHP | Ducted CEE Tier 1
210471254 | Central HP <5.4 tons | CARRIER | HRCU-A-CB (Split System: Heat Pump with Remote Outdoor Unit-Air-Source) | 25VNA837A*031* |  |  | CSPH*6012AL*+UI | 59MN7B120C24**22 | 33000 | 17 | 8.1 | 32200 | 25000 | 77.64% | 2 | 0 | 11 |  |  |  |  | R-410A | 2.75 | Residential & Commercial | USHP | Ducted CEE Tier 1
210450203 | Central HP <5.4 tons | CARRIER | HRCU-A-CB (Split System: Heat Pump with Remote Outdoor Unit-Air-Source) | 38MURAQ36AB3* |  |  | CNPV*4821AL* | 59TP6B080V17**16 | 35800 | 16 | 8.5 | 38500 | 35000 | 90.91% | 2 | 0 | 10 |  |  |  |  | R-410A | 2.9833 | Residential & Commercial | USHP | Ducted CEE Tier 1
211229355 | Central HP <5.4 tons | KEEPRITE | HRCU-A-CB (Split System: Heat Pump with Remote Outdoor Unit-Air-Source) | DLCURAH36ABK |  |  | EA*4X48L24A* | *80VSL0902120A* | 35600 | 16.5 | 8.1 | 37800 | 34600 | 91.53% | 2.04 | 0 | 10 |  |  |  |  | R-410A | 2.9667 | Residential & Commercial | USHP | Ducted CEE Tier 1
211226288 | Central HP <5.4 tons | DAY & NIGHT | HRCU-A-CB (Split System: Heat Pump with Remote Outdoor Unit-Air-Source) | DLCURAH36ABK |  |  | EA*4X36L21A* | *80ES(N,L)1102120A* | 35200 | 16 | 8.1 | 38500 | 35200 | 91.43% | 1.82 | 0 | 9.5 |  |  |  |  | R-410A | 2.9333 | Residential & Commercial | USHP
211226331 | Central HP <5.4 tons | DAY & NIGHT | HRCU-A-CB (Split System: Heat Pump with Remote Outdoor Unit-Air-Source) | DLCURAH36ABK |  |  | EA*4X36L21A* | *92ESN0601714A* | 35200 | 16 | 8.1 | 38500 | 35200 | 91.43% | 1.82 | 0 | 9.5 |  |  |  |  | R-410A | 2.9333 | Residential & Commercial | USHP
216682578 | Central HP <5.4 tons | AIRQUEST | HRCU-A-CB (Split System: Heat Pump with Remote Outdoor Unit-Air-Source) | DLCURAH36ABK |  |  | EA*4X43L21A* | *97VTN1002122A* | 36600 | 16.5 | 9 | 38500 | 34400 | 89.35% | 1.96 | 0 | 10 |  |  |  |  | R-410A | 3.05 | Residential & Commercial | USHP | Ducted CEE Tier 1
216682598 | Central HP <5.4 tons | AIRQUEST | HRCU-A-CB (Split System: Heat Pump with Remote Outdoor Unit-Air-Source) | DLCURAH36ABK |  |  | EA*4X48L24A* | *97VTN1002122A* | 35800 | 16.5 | 9 | 37400 | 34200 | 91.44% | 1.94 | 0 | 10 |  |  |  |  | R-410A | 2.9833 | Residential & Commercial | USHP | Ducted CEE Tier 1
211245695 | Central HP <5.4 tons | HEIL | HRCU-A-CB (Split System: Heat Pump with Remote Outdoor Unit-Air-Source) | DLCURAH24ABK |  |  | EN(A,D)4X36L21** | *92ESN1002120A* | 24800 | 16.5 | 8.5 | 26800 | 22200 | 82.84% | 1.84 | 0 | 10.5 |  |  |  |  | R-410A | 2.0667 | Residential & Commercial | USHP | Ducted CEE Tier 1
213076769 | Central HP <5.4 tons | DAY & NIGHT | HRCU-A-CB (Split System: Heat Pump with Remote Outdoor Unit-Air-Source) | DLCURAH36ABK |  |  | EA*4X42L24A* | *80VTL1102122B* | 35800 | 16 | 8.1 | 38500 | 35200 | 91.43% | 1.9 | 0 | 10 |  |  |  |  | R-410A | 2.9833 | Residential & Commercial | USHP | Ducted CEE Tier 1
213076855 | Central HP <5.4 tons | KEEPRITE | HRCU-A-CB (Split System: Heat Pump with Remote Outdoor Unit-Air-Source) | DLCURAH36ABK |  |  | EN(A,D)4X48L24** | *80VTL1102122B* | 36400 | 16.5 | 8.1 | 38500 | 35000 | 90.91% | 2.02 | 0 | 10.5 |  |  |  |  | R-410A | 3.0333 | Residential & Commercial | USHP | Ducted CEE Tier 1
212981212 | Central HP <5.4 tons | DAY & NIGHT | HRCU-A-CB (Split System: Heat Pump with Remote Outdoor Unit-Air-Source) | DLCURAH36ABK |  |  | EA*4X48L24A* | *80MS(N,L)1352420A* | 35800 | 16.5 | 8.5 | 37800 | 34600 | 91.53% | 2.02 | 0 | 10 |  |  |  |  | R-410A | 2.9833 | Residential & Commercial | USHP | Ducted CEE Tier 1
210470363 | Central HP <5.4 tons | CARRIER | HRCU-A-CB (Split System: Heat Pump with Remote Outdoor Unit-Air-Source) | 25VNA837A*031* |  |  | CAP**6024AL*+UI | 59MN7B060C21**20 | 32600 | 17 | 8.1 | 32200 | 25000 | 77.64% | 1.96 | 0 | 11.5 |  |  |  |  | R-410A | 2.7167 | Residential & Commercial | USHP | Ducted CEE Tier 1
210470462 | Central HP <5.4 tons | CARRIER | HRCU-A-CB (Split System: Heat Pump with Remote Outdoor Unit-Air-Source) | 25VNA837A*031* |  |  | CAP**6121AL*+UI | 59MN7B100C21**22 | 33200 | 17.5 | 8.5 | 32000 | 24800 | 77.5% | 2 | 0 | 12 |  |  |  |  | R-410A | 2.7667 | Residential & Commercial | USHP | Ducted CEE Tier 1
212973667 | Central HP <5.4 tons | DAY & NIGHT | HRCU-A-CB (Split System: Heat Pump with Remote Outdoor Unit-Air-Source) | DLCURAH18ABK |  |  | EA*4X24L17A* | *96VSN0801716B* | 17200 | 16 | 8.5 | 18200 | 19400 | 106.6% | 2.34 | 0 | 10.5 |  |  |  |  | R-410A | 1.4333 | Residential & Commercial | USHP | Ducted CEE Tier 1
212974619 | Central HP <5.4 tons | DAY & NIGHT | HRCU-A-CB (Split System: Heat Pump with Remote Outdoor Unit-Air-Source) | DLCURAH18ABK |  |  | EA*4X19L17A* | *96VTN0401410B* | 17600 | 16 | 8.1 | 17700 | 17900 | 101.1% | 2.16 | 0 | 10.5 |  |  |  |  | R-410A | 1.4667 | Residential & Commercial | USHP | Ducted CEE Tier 1
212982090 | Central HP <5.4 tons | DAY & NIGHT | HRCU-A-CB (Split System: Heat Pump with Remote Outdoor Unit-Air-Source) | DLCURAH36ABK |  |  | EA*4X48L21A* | *80MSU0401712A* | 35600 | 16 | 8.5 | 37800 | 34600 | 91.53% | 2.04 | 0 | 10 |  |  |  |  | R-410A | 2.9667 | Residential & Commercial | USHP | Ducted CEE Tier 1
212970371 | Central HP <5.4 tons | DAY & NIGHT | HRCU-A-CB (Split System: Heat Pump with Remote Outdoor Unit-Air-Source) | DLCURAH36ABK |  |  | EA*4X36L17A* | *80VSL0701716B* | 35000 | 15.5 | 8.1 | 38500 | 35200 | 91.43% | 1.82 | 0 | 9.5 |  |  |  |  | R-410A | 2.9167 | Residential & Commercial | USHP
212970391 | Central HP <5.4 tons | DAY & NIGHT | HRCU-A-CB (Split System: Heat Pump with Remote Outdoor Unit-Air-Source) | DLCURAH36ABK |  |  | EA*4X37L17A* | *80VSL0701716B* | 36000 | 15.5 | 8.1 | 38500 | 35000 | 90.91% | 2 | 0 | 10 |  |  |  |  | R-410A | 3 | Residential & Commercial | USHP | Ducted CEE Tier 1
212970691 | Central HP <5.4 tons | DAY & NIGHT | HRCU-A-CB (Split System: Heat Pump with Remote Outdoor Unit-Air-Source) | DLCURAH36ABK |  |  | EA*4X48L21A* | *80VSL0902120B* | 35600 | 16.5 | 8.5 | 38500 | 34600 | 89.87% | 2.02 | 0 | 10 |  |  |  |  | R-410A | 2.9667 | Residential & Commercial | USHP | Ducted CEE Tier 1
212981876 | Central HP <5.4 tons | KEEPRITE | HRCU-A-CB (Split System: Heat Pump with Remote Outdoor Unit-Air-Source) | DLCURAH18ABK |  |  | EN(A,D)4X24L17** | *80MSU1002120A* | 17900 | 15.5 | 8.5 | 19000 | 19000 | 100% | 2.28 | 0 | 10.5 |  |  |  |  | R-410A | 1.4917 | Residential & Commercial | USHP | Ducted CEE Tier 1
212983664 | Central HP <5.4 tons | KEEPRITE | HRCU-A-CB (Split System: Heat Pump with Remote Outdoor Unit-Air-Source) | DLCURAH18ABK |  |  | EA*4X25L17A* | *92MSN0601412A* | 17700 | 16.5 | 8.1 | 17700 | 17800 | 100.6% | 2.14 | 0 | 10.5 |  |  |  |  | R-410A | 1.475 | Residential & Commercial | USHP | Ducted CEE Tier 1
211387097 | Central HP <5.4 tons | LUXAIRE | HRCU-A-CB (Split System: Heat Pump with Remote Outdoor Unit-Air-Source) | HMH72B341 |  |  | XAHC30CXXN1+TXV | TM9Y060B12MP11 | 31800 | 17 | 8.1 | 33000 | 23200 | 70.3% | 1.96 | 0 | 9 |  |  |  |  | R-410A | 2.65 | Residential & Commercial | USHP
212978278 | Central HP <5.4 tons | KEEPRITE | HRCU-A-CB (Split System: Heat Pump with Remote Outdoor Unit-Air-Source) | DLCURAH18ABK |  |  | EA*4X30L14A* | *80MS(N,L)0701412A* | 17700 | 16.5 | 8.5 | 18200 | 18700 | 102.7% | 2.24 | 0 | 10.5 |  |  |  |  | R-410A | 1.475 | Residential & Commercial | USHP | Ducted CEE Tier 1
211244310 | Central HP <5.4 tons | BRYANT HEATING AND COOLING SYSTEMS | HRCU-A-CB (Split System: Heat Pump with Remote Outdoor Unit-Air-Source) | 38MURAQ24AB3* |  |  | CNPV*3014AL* | 82*TA36070V14*** | 24200 | 16.5 | 8.1 | 26200 | 22800 | 87.02% | 1.88 | 0 | 10.5 |  |  |  |  | R-410A | 2.0167 | Residential & Commercial | USHP | Ducted CEE Tier 1
211244344 | Central HP <5.4 tons | BRYANT HEATING AND COOLING SYSTEMS | HRCU-A-CB (Split System: Heat Pump with Remote Outdoor Unit-Air-Source) | 38MURAQ24AB3* |  |  | CNPV*3014AL* | 926TB36060V14*** | 23400 | 16.5 | 8.1 | 25800 | 24000 | 93.02% | 1.98 | 0 | 10 |  |  |  |  | R-410A | 1.95 | Residential & Commercial | USHP | Ducted CEE Tier 1
211244411 | Central HP <5.4 tons | BRYANT HEATING AND COOLING SYSTEMS | HRCU-A-CB (Split System: Heat Pump with Remote Outdoor Unit-Air-Source) | 38MURAQ24AB3* |  |  | CNPV*3017AL* | 82*SA36045V14*** | 23400 | 16.5 | 8.1 | 25800 | 24200 | 93.8% | 2 | 0 | 10 |  |  |  |  | R-410A | 1.95 | Residential & Commercial | USHP | Ducted CEE Tier 1
215576397 | Central HP <5.4 tons | RHEEM | HRCU-A-CB (Split System: Heat Pump with Remote Outdoor Unit-Air-Source) | RP19AY60AJVC |  |  | RHMVY6021SEACA | 0 | 54500 | 17.5 | 8.1 | 54500 | 53000 | 97.25% | 2 | 0 | 10.5 |  |  |  |  | R-454B | 4.5417 | Residential & Commercial | USHP | Ducted CEE Tier 1
211387086 | Central HP <5.4 tons | LUXAIRE | HRCU-A-CB (Split System: Heat Pump with Remote Outdoor Unit-Air-Source) | HMH72B341 |  |  | XAHC36DBCN1 | TM9Y060B12MP11 | 33200 | 17.5 | 8.1 | 33400 | 23600 | 70.66% | 2 | 0 | 9.5 |  |  |  |  | R-410A | 2.7667 | Residential & Commercial | USHP
211244159 | Central HP <5.4 tons | AIRQUEST | HRCU-A-CB (Split System: Heat Pump with Remote Outdoor Unit-Air-Source) | DLCURAH24ABK |  |  | EN(A,D)4X24L17** | *92ESN0601714A* | 23800 | 16.5 | 8.5 | 26800 | 23200 | 86.57% | 1.92 | 0 | 10 |  |  |  |  | R-410A | 1.9833 | Residential & Commercial | USHP | Ducted CEE Tier 1
214229141 | Central HP <5.4 tons | KEEPRITE | HRCU-A-CB (Split System: Heat Pump with Remote Outdoor Unit-Air-Source) | DLCURAH24ABK |  |  | EA*4X25L17A* | *80MSU0601716A* | 24200 | 17.5 | 8.5 | 25200 | 21200 | 84.13% | 1.8 | 0 | 10 |  |  |  |  | R-410A | 2.0167 | Residential & Commercial | USHP | Ducted CEE Tier 1
213080808 | Central HP <5.4 tons | KEEPRITE | HRCU-A-CB (Split System: Heat Pump with Remote Outdoor Unit-Air-Source) | DLCURAH36ABK |  |  | EA*4X42L21A* | *95MSU0802120A* | 35200 | 16 | 8.1 | 38500 | 35000 | 90.91% | 1.88 | 0 | 9.5 |  |  |  |  | R-410A | 2.9333 | Residential & Commercial | USHP
211390082 | Central HP <5.4 tons | CHAMPION HEATING AND COOLING | HRCU-A-CB (Split System: Heat Pump with Remote Outdoor Unit-Air-Source) | HMH72B341 |  |  | XAHC30CXXN1+TXV | TM8V100C16MP12 | 32400 | 17 | 8.1 | 32400 | 22800 | 70.37% | 2 | 0 | 9.5 |  |  |  |  | R-410A | 2.7 | Residential & Commercial | USHP
211387745 | Central HP <5.4 tons | CHAMPION HEATING AND COOLING | HRCU-A-CB (Split System: Heat Pump with Remote Outdoor Unit-Air-Source) | HMH72B341 |  |  | XAHB36DXXN1+TXV | TM9V080B12MP12 | 33200 | 16.5 | 8.1 | 33400 | 23600 | 70.66% | 2 | 0 | 9.5 |  |  |  |  | R-410A | 2.7667 | Residential & Commercial | USHP
213353782 | Central HP <5.4 tons | DAY & NIGHT | HRCU-A-CB (Split System: Heat Pump with Remote Outdoor Unit-Air-Source) | DLCURAH24ABK |  |  | F5MA4*30L*B* | 0 | 24800 | 17 | 9 | 26000 | 21800 | 83.85% | 1.82 | 0 | 10.5 |  |  |  |  | R-410A | 2.0667 | Residential & Commercial | USHP | Ducted CEE Tier 1
211244669 | Central HP <5.4 tons | KEEPRITE | HRCU-A-CB (Split System: Heat Pump with Remote Outdoor Unit-Air-Source) | DLCURAH24ABK |  |  | EN(A,D)4X30L17** | *96VTN0601714A* | 24000 | 16.5 | 8.1 | 26200 | 23200 | 88.55% | 1.92 | 0 | 10 |  |  |  |  | R-410A | 2 | Residential & Commercial | USHP | Ducted CEE Tier 1
211226499 | Central HP <5.4 tons | DAY & NIGHT | HRCU-A-CB (Split System: Heat Pump with Remote Outdoor Unit-Air-Source) | DLCURAH36ABK |  |  | EA*4X37L17A* | *80ES(N,L)0701412A* | 35800 | 15.5 | 8.1 | 38500 | 35000 | 90.91% | 2 | 0 | 10 |  |  |  |  | R-410A | 2.9833 | Residential & Commercial | USHP | Ducted CEE Tier 1
211226563 | Central HP <5.4 tons | DAY & NIGHT | HRCU-A-CB (Split System: Heat Pump with Remote Outdoor Unit-Air-Source) | DLCURAH36ABK |  |  | EA*4X37L17A* | *80VSL0701716A* | 36200 | 15.2 | 8.1 | 38500 | 35000 | 90.91% | 2.02 | 0 | 10 |  |  |  |  | R-410A | 3.0167 | Residential & Commercial | USHP | Ducted CEE Tier 1
211226699 | Central HP <5.4 tons | DAY & NIGHT | HRCU-A-CB (Split System: Heat Pump with Remote Outdoor Unit-Air-Source) | DLCURAH36ABK |  |  | EA*4X37L17A* | *95ESU0601716A* | 36200 | 15.5 | 8.5 | 38500 | 35000 | 90.91% | 2.02 | 0 | 10 |  |  |  |  | R-410A | 3.0167 | Residential & Commercial | USHP | Ducted CEE Tier 1
211226831 | Central HP <5.4 tons | DAY & NIGHT | HRCU-A-CB (Split System: Heat Pump with Remote Outdoor Unit-Air-Source) | DLCURAH36ABK |  |  | EA*4X37L21A* | *80ES(N,L)0902116A* | 36600 | 16 | 8.5 | 38500 | 34800 | 90.39% | 2.1 | 0 | 10 |  |  |  |  | R-410A | 3.05 | Residential & Commercial | USHP | Ducted CEE Tier 1
211229207 | Central HP <5.4 tons | KEEPRITE | HRCU-A-CB (Split System: Heat Pump with Remote Outdoor Unit-Air-Source) | DLCURAH36ABK |  |  | EA*4X48L21A* | OLV112A16A | 35800 | 15.5 | 8.5 | 38500 | 34800 | 90.39% | 2.04 | 0 | 9.5 |  |  |  |  | R-410A | 2.9833 | Residential & Commercial | USHP
211229053 | Central HP <5.4 tons | KEEPRITE | HRCU-A-CB (Split System: Heat Pump with Remote Outdoor Unit-Air-Source) | DLCURAH36ABK |  |  | EA*4X48L21A* | *95ESN1002120A* | 36400 | 15.5 | 8.5 | 38500 | 34800 | 90.39% | 2.08 | 0 | 10 |  |  |  |  | R-410A | 3.0333 | Residential & Commercial | USHP | Ducted CEE Tier 1
211228671 | Central HP <5.4 tons | KEEPRITE | HRCU-A-CB (Split System: Heat Pump with Remote Outdoor Unit-Air-Source) | DLCURAH36ABK |  |  | EA*4X43L21A* | OLV098A12* | 36200 | 15.2 | 8.5 | 38500 | 35000 | 90.91% | 2.06 | 0 | 9.5 |  |  |  |  | R-410A | 3.0167 | Residential & Commercial | USHP
212975458 | Central HP <5.4 tons | DAY & NIGHT | HRCU-A-CB (Split System: Heat Pump with Remote Outdoor Unit-Air-Source) | DLCURAH18ABK |  |  | EN(A,D)4X24L14** | *96VTN0601412B* | 17500 | 16 | 8.5 | 18500 | 19200 | 103.8% | 2.3 | 0 | 10.5 |  |  |  |  | R-410A | 1.4583 | Residential & Commercial | USHP | Ducted CEE Tier 1
212978659 | Central HP <5.4 tons | DAY & NIGHT | HRCU-A-CB (Split System: Heat Pump with Remote Outdoor Unit-Air-Source) | DLCURAH24ABK |  |  | EA*4X36L17A* | *80MS(N,L)0701712A* | 23600 | 17.5 | 8.5 | 26000 | 24200 | 93.08% | 2.02 | 0 | 10 |  |  |  |  | R-410A | 1.9667 | Residential & Commercial | USHP | Ducted CEE Tier 1
211386952 | Central HP <5.4 tons | CHAMPION HEATING AND COOLING | HRCU-A-CB (Split System: Heat Pump with Remote Outdoor Unit-Air-Source) | HMH72B341 |  |  | XAHB30CXXN1+TXV | TM9Y080B12MP11 | 32000 | 17 | 8.1 | 33400 | 23400 | 70.06% | 1.98 | 0 | 9 |  |  |  |  | R-410A | 2.6667 | Residential & Commercial | USHP
211386967 | Central HP <5.4 tons | CHAMPION HEATING AND COOLING | HRCU-A-CB (Split System: Heat Pump with Remote Outdoor Unit-Air-Source) | HMH72B341 |  |  | XAFC36DXXN1+TXV | TM9Y080B12MP11 | 34000 | 18 | 8.1 | 34000 | 24400 | 71.76% | 2.06 | 0 | 9.5 |  |  |  |  | R-410A | 2.8333 | Residential & Commercial | USHP
212974419 | Central HP <5.4 tons | KEEPRITE | HRCU-A-CB (Split System: Heat Pump with Remote Outdoor Unit-Air-Source) | DLCURAH36ABK |  |  | EA*4X48L21A* | *96VSN1002120B* | 35800 | 16 | 8.5 | 37800 | 34800 | 92.06% | 2.02 | 0 | 10 |  |  |  |  | R-410A | 2.9833 | Residential & Commercial | USHP | Ducted CEE Tier 1
212970421 | Central HP <5.4 tons | DAY & NIGHT | HRCU-A-CB (Split System: Heat Pump with Remote Outdoor Unit-Air-Source) | DLCURAH36ABK |  |  | EA*4X43L21A* | *80VSL0701716B* | 36400 | 16 | 8.5 | 38500 | 35000 | 90.91% | 2.06 | 0 | 10 |  |  |  |  | R-410A | 3.0333 | Residential & Commercial | USHP | Ducted CEE Tier 1
212970641 | Central HP <5.4 tons | DAY & NIGHT | HRCU-A-CB (Split System: Heat Pump with Remote Outdoor Unit-Air-Source) | DLCURAH36ABK |  |  | EA*4X36L21A* | *80VSL0902120B* | 35000 | 16 | 8.1 | 38500 | 35200 | 91.43% | 1.82 | 0 | 9.5 |  |  |  |  | R-410A | 2.9167 | Residential & Commercial | USHP
212978714 | Central HP <5.4 tons | DAY & NIGHT | HRCU-A-CB (Split System: Heat Pump with Remote Outdoor Unit-Air-Source) | DLCURAH24ABK |  |  | EN(A,D)4X30L17** | *80MS(N,L)0701712A* | 23400 | 17 | 8.1 | 25800 | 24200 | 93.8% | 2.04 | 0 | 10.5 |  |  |  |  | R-410A | 1.95 | Residential & Commercial | USHP | Ducted CEE Tier 1
212979149 | Central HP <5.4 tons | DAY & NIGHT | HRCU-A-CB (Split System: Heat Pump with Remote Outdoor Unit-Air-Source) | DLCURAH24ABK |  |  | EA*4X30L17A* | *80MS(N,L)0701716A* | 23600 | 17 | 8.5 | 26400 | 24600 | 93.18% | 2.04 | 0 | 10 |  |  |  |  | R-410A | 1.9667 | Residential & Commercial | USHP | Ducted CEE Tier 1
212981000 | Central HP <5.4 tons | DAY & NIGHT | HRCU-A-CB (Split System: Heat Pump with Remote Outdoor Unit-Air-Source) | DLCURAH24ABK |  |  | EA*4X37L21A* | *80MS(N,L)1102120A* | 24800 | 17.5 | 8.5 | 25600 | 21200 | 82.81% | 1.8 | 0 | 10.5 |  |  |  |  | R-410A | 2.0667 | Residential & Commercial | USHP | Ducted CEE Tier 1
211392343 | Central HP <5.4 tons | CHAMPION HEATING AND COOLING | HRCU-A-CB (Split System: Heat Pump with Remote Outdoor Unit-Air-Source) | HMH72B341 |  |  | XAFC36DBCN1 | TMLE080B12MP11 | 34000 | 18 | 8.1 | 34000 | 24400 | 71.76% | 2.06 | 0 | 9.5 |  |  |  |  | R-410A | 2.8333 | Residential & Commercial | USHP
211389369 | Central HP <5.4 tons | CHAMPION HEATING AND COOLING | HRCU-A-CB (Split System: Heat Pump with Remote Outdoor Unit-Air-Source) | HMH72B341 |  |  | XAFC36DXXN1+TXV | TM8Y120C20MP11 | 34000 | 17.5 | 8.5 | 33800 | 23800 | 70.41% | 2.1 | 0 | 10 |  |  |  |  | R-410A | 2.8333 | Residential & Commercial | USHP | Ducted CEE Tier 1
211389076 | Central HP <5.4 tons | CHAMPION HEATING AND COOLING | HRCU-A-CB (Split System: Heat Pump with Remote Outdoor Unit-Air-Source) | HMH72B341 |  |  | XAFB36DXXN1+TXV | TM9E060B12MP12 | 34000 | 17.5 | 8.1 | 34000 | 24200 | 71.18% | 2.04 | 0 | 9.5 |  |  |  |  | R-410A | 2.8333 | Residential & Commercial | USHP
211387713 | Central HP <5.4 tons | CHAMPION HEATING AND COOLING | HRCU-A-CB (Split System: Heat Pump with Remote Outdoor Unit-Air-Source) | HMH72B341 |  |  | XAHC36DBCN1 | TP9C080B12MP13 | 33200 | 17 | 8.1 | 33200 | 23400 | 70.48% | 2.02 | 0 | 9.5 |  |  |  |  | R-410A | 2.7667 | Residential & Commercial | USHP
212973019 | Central HP <5.4 tons | KEEPRITE | HRCU-A-CB (Split System: Heat Pump with Remote Outdoor Unit-Air-Source) | DLCURAH18ABK |  |  | EA*4X19L17A* | *96VSN0401712B* | 17700 | 16 | 8.1 | 17800 | 17900 | 100.6% | 2.16 | 0 | 10.5 |  |  |  |  | R-410A | 1.475 | Residential & Commercial | USHP | Ducted CEE Tier 1
212978115 | Central HP <5.4 tons | BRYANT HEATING AND COOLING SYSTEMS | HRCU-A-CB (Split System: Heat Pump with Remote Outdoor Unit-Air-Source) | 38MURAQ24AB3* |  |  | CAP**3014AL* | 8(0,1)*SB36070M14*** | 23400 | 17 | 8.5 | 26200 | 24800 | 94.66% | 2.08 | 0 | 10 |  |  |  |  | R-410A | 1.95 | Residential & Commercial | USHP | Ducted CEE Tier 1
211242728 | Central HP <5.4 tons | BRYANT HEATING AND COOLING SYSTEMS | HRCU-A-CB (Split System: Heat Pump with Remote Outdoor Unit-Air-Source) | 38MURAQ24AB3* |  |  | CAP**3621AL* | OVLAAB036098 | 23400 | 16.5 | 8.5 | 25600 | 23800 | 92.97% | 1.98 | 0 | 10 |  |  |  |  | R-410A | 1.95 | Residential & Commercial | USHP | Ducted CEE Tier 1
211242782 | Central HP <5.4 tons | BRYANT HEATING AND COOLING SYSTEMS | HRCU-A-CB (Split System: Heat Pump with Remote Outdoor Unit-Air-Source) | 38MURAQ24AB3* |  |  | CAP**3717AL* | 926SA30040V14*** | 24200 | 16 | 8.5 | 25600 | 21800 | 85.16% | 1.8 | 0 | 10 |  |  |  |  | R-410A | 2.0167 | Residential & Commercial | USHP | Ducted CEE Tier 1
211243164 | Central HP <5.4 tons | BRYANT HEATING AND COOLING SYSTEMS | HRCU-A-CB (Split System: Heat Pump with Remote Outdoor Unit-Air-Source) | 38MURAQ24AB3* |  |  | CAP**3717AL* | OVMAAB036098 | 24200 | 16.5 | 8.5 | 25400 | 21800 | 85.83% | 1.82 | 0 | 10 |  |  |  |  | R-410A | 2.0167 | Residential & Commercial | USHP | Ducted CEE Tier 1
211243182 | Central HP <5.4 tons | BRYANT HEATING AND COOLING SYSTEMS | HRCU-A-CB (Split System: Heat Pump with Remote Outdoor Unit-Air-Source) | 38MURAQ24AB3* |  |  | CAP**3717AL* | OVMAAB042112 | 24800 | 16 | 8.5 | 25800 | 21400 | 82.95% | 1.78 | 0 | 10 |  |  |  |  | R-410A | 2.0667 | Residential & Commercial | USHP | Ducted CEE Tier 1
211243330 | Central HP <5.4 tons | BRYANT HEATING AND COOLING SYSTEMS | HRCU-A-CB (Split System: Heat Pump with Remote Outdoor Unit-Air-Source) | 38MURAQ24AB3* |  |  | CAP**3721AL* | 82*SA48045V17*** | 24800 | 16.5 | 8.5 | 25600 | 21000 | 82.03% | 1.76 | 0 | 10.5 |  |  |  |  | R-410A | 2.0667 | Residential & Commercial | USHP | Ducted CEE Tier 1
211243400 | Central HP <5.4 tons | BRYANT HEATING AND COOLING SYSTEMS | HRCU-A-CB (Split System: Heat Pump with Remote Outdoor Unit-Air-Source) | 38MURAQ24AB3* |  |  | CAP**3721AL* | 926TB36040V17*** | 24000 | 16 | 8.1 | 25000 | 21600 | 86.4% | 1.8 | 0 | 10 |  |  |  |  | R-410A | 2 | Residential & Commercial | USHP | Ducted CEE Tier 1
211243482 | Central HP <5.4 tons | BRYANT HEATING AND COOLING SYSTEMS | HRCU-A-CB (Split System: Heat Pump with Remote Outdoor Unit-Air-Source) | 38MURAQ24AB3* |  |  | CAP**3721AL* | 82*TA66110V21*** | 24400 | 17 | 8.5 | 25200 | 21200 | 84.13% | 1.8 | 0 | 10.5 |  |  |  |  | R-410A | 2.0333 | Residential & Commercial | USHP | Ducted CEE Tier 1
213353772 | Central HP <5.4 tons | DAY & NIGHT | HRCU-A-CB (Split System: Heat Pump with Remote Outdoor Unit-Air-Source) | DLCURAH24ABK |  |  | F5MA4*24L*B* | 0 | 24400 | 17 | 9.5 | 26600 | 22800 | 85.71% | 1.9 | 0 | 10 |  |  |  |  | R-410A | 2.0333 | Residential & Commercial | USHP | Ducted CEE Tier 1
214573651 | Central HP <5.4 tons | AIRQUEST | HRCU-A-CB (Split System: Heat Pump with Remote Outdoor Unit-Air-Source) | HVH837GKA2* |  |  | EA*4X36L21A*+WALLCON | *97CMN0802120B* | 31600 | 17 | 8.1 | 33000 | 24200 | 73.33% | 1.86 | 0 | 11 |  |  |  |  | R-410A | 2.6333 | Residential & Commercial | USHP | Ducted CEE Tier 1
214573701 | Central HP <5.4 tons | AIRQUEST | HRCU-A-CB (Split System: Heat Pump with Remote Outdoor Unit-Air-Source) | HVH837GKA2* |  |  | EA*4X37L21A*+WALLCON | *97CMN0602120B* | 32800 | 17 | 8.5 | 33000 | 25400 | 76.97% | 1.98 | 0 | 11 |  |  |  |  | R-410A | 2.7333 | Residential & Commercial | USHP | Ducted CEE Tier 1
214574001 | Central HP <5.4 tons | AIRQUEST | HRCU-A-CB (Split System: Heat Pump with Remote Outdoor Unit-Air-Source) | HVH837GKA2* |  |  | EA*4X48L24A*+WALLCON | *97CMN0602120B* | 32200 | 17 | 8.5 | 32600 | 25200 | 77.3% | 1.96 | 0 | 11 |  |  |  |  | R-410A | 2.6833 | Residential & Commercial | USHP | Ducted CEE Tier 1
211243749 | Central HP <5.4 tons | BRYANT HEATING AND COOLING SYSTEMS | HRCU-A-CB (Split System: Heat Pump with Remote Outdoor Unit-Air-Source) | 38MURAQ24AB3* |  |  | CNPV*2414AL* | 915SB36060E14*** | 24000 | 15.2 | 8.5 | 27200 | 23000 | 84.56% | 1.88 | 0 | 10 |  |  |  |  | R-410A | 2 | Residential & Commercial | USHP | Ducted CEE Tier 1
213249278 | Central HP <5.4 tons | TEMPSTAR | HRCU-A-CB (Split System: Heat Pump with Remote Outdoor Unit-Air-Source) | DLCURAH24ABK |  |  | FEVA0024**+NAVA43601CK | 0 | 24200 | 17 | 9 | 25800 | 22200 | 86.05% | 1.84 | 0 | 10 |  |  |  |  | R-410A | 2.0167 | Residential & Commercial | USHP | Ducted CEE Tier 1
211240240 | Central HP <5.4 tons | DAY & NIGHT | HRCU-A-CB (Split System: Heat Pump with Remote Outdoor Unit-Air-Source) | DLCURAH24ABK |  |  | EA*4X24L14A* | *96VSN0401410A* | 23400 | 15.5 | 8.5 | 26800 | 24800 | 92.54% | 2.04 | 0 | 9.5 |  |  |  |  | R-410A | 1.95 | Residential & Commercial | USHP
211240358 | Central HP <5.4 tons | DAY & NIGHT | HRCU-A-CB (Split System: Heat Pump with Remote Outdoor Unit-Air-Source) | DLCURAH24ABK |  |  | EA*4X24L14A* | *80ES(N,L)0701412A* | 24000 | 16.5 | 8.5 | 26800 | 24000 | 89.55% | 1.98 | 0 | 10 |  |  |  |  | R-410A | 2 | Residential & Commercial | USHP | Ducted CEE Tier 1
211240423 | Central HP <5.4 tons | DAY & NIGHT | HRCU-A-CB (Split System: Heat Pump with Remote Outdoor Unit-Air-Source) | DLCURAH24ABK |  |  | EA*4X24L17A* | *96VSN0801716A* | 23800 | 16.5 | 8.5 | 26800 | 24000 | 89.55% | 1.98 | 0 | 10 |  |  |  |  | R-410A | 1.9833 | Residential & Commercial | USHP | Ducted CEE Tier 1
211240491 | Central HP <5.4 tons | DAY & NIGHT | HRCU-A-CB (Split System: Heat Pump with Remote Outdoor Unit-Air-Source) | DLCURAH24ABK |  |  | EA*4X24L17A* | *95ESU0601716A* | 24000 | 16.5 | 8.5 | 26800 | 24000 | 89.55% | 1.98 | 0 | 10 |  |  |  |  | R-410A | 2 | Residential & Commercial | USHP | Ducted CEE Tier 1
212979223 | Central HP <5.4 tons | KEEPRITE | HRCU-A-CB (Split System: Heat Pump with Remote Outdoor Unit-Air-Source) | DLCURAH24ABK |  |  | EN(A,D)4X30L17** | *80MS(N,L)0701716A* | 23600 | 17 | 8.5 | 26400 | 24400 | 92.42% | 2.02 | 0 | 10.5 |  |  |  |  | R-410A | 1.9667 | Residential & Commercial | USHP | Ducted CEE Tier 1
211240152 | Central HP <5.4 tons | CARRIER | HRCU-A-CB (Split System: Heat Pump with Remote Outdoor Unit-Air-Source) | 38MURAQ24AB3* |  |  | CNPV*3617AL* | 58S(B,C)*A070E14**12 | 24200 | 16.5 | 8.1 | 26400 | 22800 | 86.36% | 1.88 | 0 | 10.5 |  |  |  |  | R-410A | 2.0167 | Residential & Commercial | USHP | Ducted CEE Tier 1
211240177 | Central HP <5.4 tons | CARRIER | HRCU-A-CB (Split System: Heat Pump with Remote Outdoor Unit-Air-Source) | 38MURAQ24AB3* |  |  | CNPV*3621AL* | 58SU*A040E17**12 | 24000 | 17 | 8.1 | 26000 | 23200 | 89.23% | 1.92 | 0 | 10.5 |  |  |  |  | R-410A | 2 | Residential & Commercial | USHP | Ducted CEE Tier 1
211240179 | Central HP <5.4 tons | CARRIER | HRCU-A-CB (Split System: Heat Pump with Remote Outdoor Unit-Air-Source) | 38MURAQ24AB3* |  |  | CNPV*3621AL* | 58TP*A090V21**20 | 23800 | 16.5 | 8.1 | 26000 | 23200 | 89.23% | 1.92 | 0 | 10.5 |  |  |  |  | R-410A | 1.9833 | Residential & Commercial | USHP | Ducted CEE Tier 1
211240202 | Central HP <5.4 tons | CARRIER | HRCU-A-CB (Split System: Heat Pump with Remote Outdoor Unit-Air-Source) | 38MURAQ24AB3* |  |  | CNPV*3621AL* | 58SU*A080E21**20 | 24400 | 17 | 8.5 | 26200 | 22800 | 87.02% | 1.88 | 0 | 10.5 |  |  |  |  | R-410A | 2.0333 | Residential & Commercial | USHP | Ducted CEE Tier 1
211240218 | Central HP <5.4 tons | CARRIER | HRCU-A-CB (Split System: Heat Pump with Remote Outdoor Unit-Air-Source) | 38MURAQ24AB3* |  |  | FMA4X30**AL* | 0 | 25800 | 18 | 9 | 27600 | 21000 | 76.09% | 1.8 | 0 | 10.5 |  |  |  |  | R-410A | 2.15 | Residential & Commercial | USHP | Ducted CEE Tier 1
211240220 | Central HP <5.4 tons | CARRIER | HRCU-A-CB (Split System: Heat Pump with Remote Outdoor Unit-Air-Source) | 38MURAQ24AB3* |  |  | FM(C,U)4X30**AL* | 0 | 25000 | 15.2 | 8.5 | 27800 | 21800 | 78.42% | 1.8 | 0 | 10 |  |  |  |  | R-410A | 2.0833 | Residential & Commercial | USHP | Ducted CEE Tier 1
211240387 | Central HP <5.4 tons | DAY & NIGHT | HRCU-A-CB (Split System: Heat Pump with Remote Outdoor Unit-Air-Source) | DLCURAH24ABK |  |  | EA*4X24L17A* | *96VSN0601714A* | 23800 | 16 | 8.5 | 26800 | 24000 | 89.55% | 1.98 | 0 | 10 |  |  |  |  | R-410A | 1.9833 | Residential & Commercial | USHP | Ducted CEE Tier 1
211241641 | Central HP <5.4 tons | DAY & NIGHT | HRCU-A-CB (Split System: Heat Pump with Remote Outdoor Unit-Air-Source) | DLCURAH24ABK |  |  | EA*4X30L17A* | *80ES(N,L)0451412A* | 24600 | 16 | 8.5 | 26600 | 22600 | 84.96% | 1.84 | 0 | 10 |  |  |  |  | R-410A | 2.05 | Residential & Commercial | USHP | Ducted CEE Tier 1
211241948 | Central HP <5.4 tons | DAY & NIGHT | HRCU-A-CB (Split System: Heat Pump with Remote Outdoor Unit-Air-Source) | DLCURAH24ABK |  |  | EA*4X36L17A* | *80ESU0401712A* | 24000 | 17.5 | 8.5 | 26000 | 22800 | 87.69% | 1.9 | 0 | 10 |  |  |  |  | R-410A | 2 | Residential & Commercial | USHP | Ducted CEE Tier 1
215576396 | Central HP <5.4 tons | RHEEM | HRCU-A-CB (Split System: Heat Pump with Remote Outdoor Unit-Air-Source) | RP19AY48AJVC |  |  | RHMVY4821SEACA | 0 | 45500 | 19 | 8.5 | 45500 | 42000 | 92.31% | 2.1 | 0 | 12 |  |  |  |  | R-454B | 3.7917 | Residential & Commercial | USHP | Ducted CEE Tier 1
211719714 | Central HP <5.4 tons | COLEMAN | HRCU-A-CB (Split System: Heat Pump with Remote Outdoor Unit-Air-Source) | HMH72B341 |  |  | XAHC48FXXN1+TXV | CPLC100C20MP13 | 33800 | 16.5 | 8.5 | 32400 | 23800 | 73.46% | 2.06 | 0 | 9 |  |  |  |  | R-410A | 2.8167 | Residential & Commercial | USHP
211397829 | Central HP <5.4 tons | LUXAIRE | HRCU-A-CB (Split System: Heat Pump with Remote Outdoor Unit-Air-Source) | HMH72B341 |  |  | XAFC48FBCN1 | TMLV100C16MP12 | 34000 | 16.5 | 8.5 | 33200 | 24400 | 73.49% | 2.1 | 0 | 9 |  |  |  |  | R-410A | 2.8333 | Residential & Commercial | USHP
211397480 | Central HP <5.4 tons | LUXAIRE | HRCU-A-CB (Split System: Heat Pump with Remote Outdoor Unit-Air-Source) | HMH72B341 |  |  | XAHC48FBCN1 | TPLC080C16MP13 | 33600 | 16.5 | 8.5 | 32400 | 23800 | 73.46% | 2.06 | 0 | 9 |  |  |  |  | R-410A | 2.8 | Residential & Commercial | USHP
211397999 | Central HP <5.4 tons | LUXAIRE | HRCU-A-CB (Split System: Heat Pump with Remote Outdoor Unit-Air-Source) | HMH72B341 |  |  | XAHC48FBCN1 | LPLC080B12MP13 | 32400 | 16 | 8.1 | 32000 | 23600 | 73.75% | 1.98 | 0 | 8.5 |  |  |  |  | R-410A | 2.7 | Residential & Commercial | USHP
211398332 | Central HP <5.4 tons | LUXAIRE | HRCU-A-CB (Split System: Heat Pump with Remote Outdoor Unit-Air-Source) | HMH72B341 |  |  | XAUC48FXXN1+TXV | TMLE120C16MP11 | 33600 | 17 | 8.5 | 32400 | 23600 | 72.84% | 2.08 | 0 | 9.5 |  |  |  |  | R-410A | 2.8 | Residential & Commercial | USHP
211228680 | Central HP <5.4 tons | KEEPRITE | HRCU-A-CB (Split System: Heat Pump with Remote Outdoor Unit-Air-Source) | DLCURAH36ABK |  |  | EA*4X43L21A* | OLV112A16A | 36600 | 15.2 | 8.5 | 38500 | 35000 | 90.91% | 2.08 | 0 | 10 |  |  |  |  | R-410A | 3.05 | Residential & Commercial | USHP | Ducted CEE Tier 1
211228978 | Central HP <5.4 tons | KEEPRITE | HRCU-A-CB (Split System: Heat Pump with Remote Outdoor Unit-Air-Source) | DLCURAH36ABK |  |  | EA*4X48L21A* | *92ESN0801716A* | 36000 | 16 | 8.5 | 38500 | 34600 | 89.87% | 2.06 | 0 | 10 |  |  |  |  | R-410A | 3 | Residential & Commercial | USHP | Ducted CEE Tier 1
211228276 | Central HP <5.4 tons | DAY & NIGHT | HRCU-A-CB (Split System: Heat Pump with Remote Outdoor Unit-Air-Source) | DLCURAH36ABK |  |  | EA*4X43L21A* | *80ES(N,L)0902120A* | 36800 | 16 | 8.5 | 38500 | 34800 | 90.39% | 2.1 | 0 | 10 |  |  |  |  | R-410A | 3.0667 | Residential & Commercial | USHP | Ducted CEE Tier 1
211228369 | Central HP <5.4 tons | DAY & NIGHT | HRCU-A-CB (Split System: Heat Pump with Remote Outdoor Unit-Air-Source) | DLCURAH36ABK |  |  | EA*4X43L21A* | *80ESU1002120A* | 36400 | 16 | 8.5 | 38500 | 34800 | 90.39% | 2.08 | 0 | 10 |  |  |  |  | R-410A | 3.0333 | Residential & Commercial | USHP | Ducted CEE Tier 1
212978692 | Central HP <5.4 tons | DAY & NIGHT | HRCU-A-CB (Split System: Heat Pump with Remote Outdoor Unit-Air-Source) | DLCURAH24ABK |  |  | EA*4X37L21A* | *80MS(N,L)0701712A* | 24400 | 17.5 | 8.5 | 25200 | 21200 | 84.13% | 1.8 | 0 | 10.5 |  |  |  |  | R-410A | 2.0333 | Residential & Commercial | USHP | Ducted CEE Tier 1
213076367 | Central HP <5.4 tons | KEEPRITE | HRCU-A-CB (Split System: Heat Pump with Remote Outdoor Unit-Air-Source) | DLCURAH24ABK |  |  | EN(A,D)4X36L21** | *95MSU1002122A* | 23400 | 17 | 8.5 | 26200 | 24600 | 93.89% | 2.06 | 0 | 10.5 |  |  |  |  | R-410A | 1.95 | Residential & Commercial | USHP | Ducted CEE Tier 1
213077718 | Central HP <5.4 tons | KEEPRITE | HRCU-A-CB (Split System: Heat Pump with Remote Outdoor Unit-Air-Source) | DLCURAH36ABK |  |  | EA*4X37L21A* | *96VTN1002122B* | 36600 | 16.5 | 8.5 | 38000 | 34800 | 91.58% | 2.08 | 0 | 10 |  |  |  |  | R-410A | 3.05 | Residential & Commercial | USHP | Ducted CEE Tier 1
213077684 | Central HP <5.4 tons | KEEPRITE | HRCU-A-CB (Split System: Heat Pump with Remote Outdoor Unit-Air-Source) | DLCURAH36ABK |  |  | EN(A,D,W)4X48L21** | *96VTN1002120B* | 36000 | 16.5 | 8.1 | 38500 | 35000 | 90.91% | 2 | 0 | 10 |  |  |  |  | R-410A | 3 | Residential & Commercial | USHP | Ducted CEE Tier 1
211243177 | Central HP <5.4 tons | DAY & NIGHT | HRCU-A-CB (Split System: Heat Pump with Remote Outdoor Unit-Air-Source) | DLCURAH24ABK |  |  | EA*4X37L17A* | OLV098A12* | 23800 | 16.5 | 8.1 | 25200 | 22200 | 88.1% | 1.84 | 0 | 10 |  |  |  |  | R-410A | 1.9833 | Residential & Commercial | USHP | Ducted CEE Tier 1
212974998 | Central HP <5.4 tons | KEEPRITE | HRCU-A-CB (Split System: Heat Pump with Remote Outdoor Unit-Air-Source) | DLCURAH24ABK |  |  | EA*4X37L17A* | *96VTN0401410B* | 23800 | 16 | 8.1 | 25200 | 22400 | 88.89% | 1.84 | 0 | 10 |  |  |  |  | R-410A | 1.9833 | Residential & Commercial | USHP | Ducted CEE Tier 1
212979827 | Central HP <5.4 tons | DAY & NIGHT | HRCU-A-CB (Split System: Heat Pump with Remote Outdoor Unit-Air-Source) | DLCURAH24ABK |  |  | EA*4X25L17A* | *80MS(N,L)0901714A* | 24200 | 17 | 8.5 | 25200 | 21800 | 86.51% | 1.82 | 0 | 10 |  |  |  |  | R-410A | 2.0167 | Residential & Commercial | USHP | Ducted CEE Tier 1
212981790 | Central HP <5.4 tons | DAY & NIGHT | HRCU-A-CB (Split System: Heat Pump with Remote Outdoor Unit-Air-Source) | DLCURAH24ABK |  |  | EN(A,D)4X30L17** | *80MSU1002120A* | 23800 | 16.5 | 8.5 | 26400 | 24000 | 90.91% | 1.98 | 0 | 10.5 |  |  |  |  | R-410A | 1.9833 | Residential & Commercial | USHP | Ducted CEE Tier 1
212982294 | Central HP <5.4 tons | DAY & NIGHT | HRCU-A-CB (Split System: Heat Pump with Remote Outdoor Unit-Air-Source) | DLCURAH24ABK |  |  | EA*4X36L21A* | *80MSU0401712A* | 23600 | 17 | 8.5 | 25800 | 23200 | 89.92% | 1.94 | 0 | 10 |  |  |  |  | R-410A | 1.9667 | Residential & Commercial | USHP | Ducted CEE Tier 1
212982342 | Central HP <5.4 tons | DAY & NIGHT | HRCU-A-CB (Split System: Heat Pump with Remote Outdoor Unit-Air-Source) | DLCURAH24ABK |  |  | EN(A,D)4X30L17** | *80MSU0401712A* | 23800 | 16.5 | 8.5 | 25800 | 23800 | 92.25% | 1.98 | 0 | 10.5 |  |  |  |  | R-410A | 1.9833 | Residential & Commercial | USHP | Ducted CEE Tier 1
212983612 | Central HP <5.4 tons | DAY & NIGHT | HRCU-A-CB (Split System: Heat Pump with Remote Outdoor Unit-Air-Source) | DLCURAH24ABK |  |  | EN(A,D)4X30L17** | *92MSN0601412A* | 23800 | 17 | 8.5 | 26400 | 23800 | 90.15% | 1.98 | 0 | 10.5 |  |  |  |  | R-410A | 1.9833 | Residential & Commercial | USHP | Ducted CEE Tier 1
212969751 | Central HP <5.4 tons | DAY & NIGHT | HRCU-A-CB (Split System: Heat Pump with Remote Outdoor Unit-Air-Source) | DLCURAH24ABK |  |  | EA*4X25L17A* | *80VSL0451412B* | 24000 | 17.5 | 8.5 | 25000 | 21800 | 87.2% | 1.82 | 0 | 10 |  |  |  |  | R-410A | 2 | Residential & Commercial | USHP | Ducted CEE Tier 1
211243426 | Central HP <5.4 tons | DAY & NIGHT | HRCU-A-CB (Split System: Heat Pump with Remote Outdoor Unit-Air-Source) | DLCURAH24ABK |  |  | EA*4X37L21A* | *96VTN0801716A* | 24800 | 17 | 8.5 | 25600 | 21000 | 82.03% | 1.76 | 0 | 10.5 |  |  |  |  | R-410A | 2.0667 | Residential & Commercial | USHP | Ducted CEE Tier 1
211243796 | Central HP <5.4 tons | DAY & NIGHT | HRCU-A-CB (Split System: Heat Pump with Remote Outdoor Unit-Air-Source) | DLCURAH24ABK |  |  | EN(A,D)4X24L14** | *80ES(N,L)0451412A* | 24200 | 15.5 | 8.5 | 27200 | 22600 | 83.09% | 1.86 | 0 | 10 |  |  |  |  | R-410A | 2.0167 | Residential & Commercial | USHP | Ducted CEE Tier 1
211244382 | Central HP <5.4 tons | DAY & NIGHT | HRCU-A-CB (Split System: Heat Pump with Remote Outdoor Unit-Air-Source) | DLCURAH24ABK |  |  | EN(A,D)4X30L14** | *92ESN0601412A* | 23400 | 16.5 | 8.1 | 25800 | 24200 | 93.8% | 2.02 | 0 | 10 |  |  |  |  | R-410A | 1.95 | Residential & Commercial | USHP | Ducted CEE Tier 1
212973827 | Central HP <5.4 tons | DAY & NIGHT | HRCU-A-CB (Split System: Heat Pump with Remote Outdoor Unit-Air-Source) | DLCURAH24ABK |  |  | EA*4X24L17A* | *96VSN0801716B* | 23600 | 16.5 | 8.5 | 27000 | 25600 | 94.81% | 2.14 | 0 | 10 |  |  |  |  | R-410A | 1.9667 | Residential & Commercial | USHP | Ducted CEE Tier 1
211387942 | Central HP <5.4 tons | CHAMPION HEATING AND COOLING | HRCU-A-CB (Split System: Heat Pump with Remote Outdoor Unit-Air-Source) | HMH72B341 |  |  | XAFB36DBCN1 | TP9C080B12MP13 | 33600 | 17.5 | 8.5 | 33400 | 23400 | 70.06% | 2.04 | 0 | 10 |  |  |  |  | R-410A | 2.8 | Residential & Commercial | USHP | Ducted CEE Tier 1
211388174 | Central HP <5.4 tons | CHAMPION HEATING AND COOLING | HRCU-A-CB (Split System: Heat Pump with Remote Outdoor Unit-Air-Source) | HMH72B341 |  |  | XAHB36DBCN1 | TP9C060B12MP13 | 32800 | 17 | 8.1 | 33000 | 23400 | 70.91% | 1.98 | 0 | 9.5 |  |  |  |  | R-410A | 2.7333 | Residential & Commercial | USHP
212972977 | Central HP <5.4 tons | DAY & NIGHT | HRCU-A-CB (Split System: Heat Pump with Remote Outdoor Unit-Air-Source) | DLCURAH24ABK |  |  | EN(A,D)4X24L17** | *96VSN0401410B* | 23000 | 16 | 8.5 | 27000 | 25600 | 94.81% | 2.12 | 0 | 10 |  |  |  |  | R-410A | 1.9167 | Residential & Commercial | USHP | Ducted CEE Tier 1
212972963 | Central HP <5.4 tons | BRYANT HEATING AND COOLING SYSTEMS | HRCU-A-CB (Split System: Heat Pump with Remote Outdoor Unit-Air-Source) | 38MURAQ24AB3* |  |  | CNPV*2414AL* | 926SB30040V14*** | 23000 | 16 | 8.5 | 27000 | 25600 | 94.81% | 2.12 | 0 | 10 |  |  |  |  | R-410A | 1.9167 | Residential & Commercial | USHP | Ducted CEE Tier 1
212973533 | Central HP <5.4 tons | BRYANT HEATING AND COOLING SYSTEMS | HRCU-A-CB (Split System: Heat Pump with Remote Outdoor Unit-Air-Source) | 38MURAQ24AB3* |  |  | CAP**2417AL* | 926SB36060V14*** | 23200 | 16.5 | 8.5 | 26800 | 26800 | 100% | 2.28 | 0 | 10 |  |  |  |  | R-410A | 1.9333 | Residential & Commercial | USHP | Ducted CEE Tier 1
212973633 | Central HP <5.4 tons | BRYANT HEATING AND COOLING SYSTEMS | HRCU-A-CB (Split System: Heat Pump with Remote Outdoor Unit-Air-Source) | 38MURAQ24AB3* |  |  | CNPV*3617AL* | 926SB36060V14*** | 23400 | 16.5 | 8.1 | 26200 | 24600 | 93.89% | 2.04 | 0 | 10 |  |  |  |  | R-410A | 1.95 | Residential & Commercial | USHP | Ducted CEE Tier 1
213078273 | Central HP <5.4 tons | DAY & NIGHT | HRCU-A-CB (Split System: Heat Pump with Remote Outdoor Unit-Air-Source) | DLCURAH36ABK |  |  | EA*4X36L21A* | *80MS(N,L)0901714A* | 35200 | 16 | 8.1 | 38500 | 35200 | 91.43% | 1.84 | 0 | 9.5 |  |  |  |  | R-410A | 2.9333 | Residential & Commercial | USHP
213078321 | Central HP <5.4 tons | DAY & NIGHT | HRCU-A-CB (Split System: Heat Pump with Remote Outdoor Unit-Air-Source) | DLCURAH36ABK |  |  | EA*4X43L21A* | *80MS(N,L)0901714A* | 36200 | 16.5 | 8.5 | 38000 | 34800 | 91.58% | 2.04 | 0 | 10 |  |  |  |  | R-410A | 3.0167 | Residential & Commercial | USHP | Ducted CEE Tier 1
213077232 | Central HP <5.4 tons | KEEPRITE | HRCU-A-CB (Split System: Heat Pump with Remote Outdoor Unit-Air-Source) | DLCURAH36ABK |  |  | EN(A,D)4X48L24** | *96VSN1002120B* | 36000 | 16.5 | 8.1 | 38500 | 35000 | 90.91% | 2 | 0 | 10 |  |  |  |  | R-410A | 3 | Residential & Commercial | USHP | Ducted CEE Tier 1
213077366 | Central HP <5.4 tons | KEEPRITE | HRCU-A-CB (Split System: Heat Pump with Remote Outdoor Unit-Air-Source) | DLCURAH36ABK |  |  | EA*4X37L17A* | *96VTN0801716B* | 36000 | 15.5 | 8.5 | 38500 | 35200 | 91.43% | 2 | 0 | 10 |  |  |  |  | R-410A | 3 | Residential & Commercial | USHP | Ducted CEE Tier 1
211243830 | Central HP <5.4 tons | DAY & NIGHT | HRCU-A-CB (Split System: Heat Pump with Remote Outdoor Unit-Air-Source) | DLCURAH24ABK |  |  | EN(A,D)4X24L14** | *80ES(N,L)0701412A* | 23800 | 16 | 8.5 | 26800 | 23200 | 86.57% | 1.92 | 0 | 10 |  |  |  |  | R-410A | 1.9833 | Residential & Commercial | USHP | Ducted CEE Tier 1
211244062 | Central HP <5.4 tons | DAY & NIGHT | HRCU-A-CB (Split System: Heat Pump with Remote Outdoor Unit-Air-Source) | DLCURAH24ABK |  |  | EN(A,D)4X24L17** | *96VTN0401410A* | 23400 | 15.5 | 8.5 | 26600 | 24000 | 90.23% | 1.96 | 0 | 10 |  |  |  |  | R-410A | 1.95 | Residential & Commercial | USHP | Ducted CEE Tier 1
211244173 | Central HP <5.4 tons | DAY & NIGHT | HRCU-A-CB (Split System: Heat Pump with Remote Outdoor Unit-Air-Source) | DLCURAH24ABK |  |  | EN(A,D)4X24L17** | *92ESN0801716A* | 23800 | 16.5 | 8.5 | 26800 | 23200 | 86.57% | 1.92 | 0 | 10 |  |  |  |  | R-410A | 1.9833 | Residential & Commercial | USHP | Ducted CEE Tier 1
212970651 | Central HP <5.4 tons | DAY & NIGHT | HRCU-A-CB (Split System: Heat Pump with Remote Outdoor Unit-Air-Source) | DLCURAH36ABK |  |  | EA*4X37L21A* | *80VSL0902120B* | 36600 | 16 | 8.5 | 39000 | 35000 | 89.74% | 2.08 | 0 | 10 |  |  |  |  | R-410A | 3.05 | Residential & Commercial | USHP | Ducted CEE Tier 1
212975011 | Central HP <5.4 tons | KEEPRITE | HRCU-A-CB (Split System: Heat Pump with Remote Outdoor Unit-Air-Source) | DLCURAH24ABK |  |  | EN(A,D)4X24L14** | *96VTN0401410B* | 23200 | 15.5 | 8.5 | 27000 | 25000 | 92.59% | 2.06 | 0 | 10 |  |  |  |  | R-410A | 1.9333 | Residential & Commercial | USHP | Ducted CEE Tier 1
212973839 | Central HP <5.4 tons | KEEPRITE | HRCU-A-CB (Split System: Heat Pump with Remote Outdoor Unit-Air-Source) | DLCURAH24ABK |  |  | EA*4X25L17A* | *96VSN0801716B* | 24400 | 17 | 8.5 | 25400 | 21600 | 85.04% | 1.8 | 0 | 10 |  |  |  |  | R-410A | 2.0333 | Residential & Commercial | USHP | Ducted CEE Tier 1
214574351 | Central HP <5.4 tons | AIRQUEST | HRCU-A-CB (Split System: Heat Pump with Remote Outdoor Unit-Air-Source) | HVH837GKA2* |  |  | EHD4X48AAL+WALLCON | *95CSU1002122B* | 32600 | 17.5 | 8.5 | 32600 | 24800 | 76.07% | 1.98 | 0 | 11 |  |  |  |  | R-410A | 2.7167 | Residential & Commercial | USHP | Ducted CEE Tier 1
214574401 | Central HP <5.4 tons | AIRQUEST | HRCU-A-CB (Split System: Heat Pump with Remote Outdoor Unit-Air-Source) | HVH837GKA2* |  |  | EHD4X60AAL+WALLCON | *95CSU0802120B* | 33000 | 17 | 8.5 | 32200 | 25000 | 77.64% | 2 | 0 | 11 |  |  |  |  | R-410A | 2.75 | Residential & Commercial | USHP | Ducted CEE Tier 1
216678754 | Central HP <5.4 tons | AIRQUEST | HRCU-A-CB (Split System: Heat Pump with Remote Outdoor Unit-Air-Source) | DLCURAH36ABK |  |  | EHD4X36AAL | *97VTN0601716A* | 35600 | 15.2 | 8.5 | 38500 | 34600 | 89.87% | 1.8 | 0 | 9.5 |  |  |  |  | R-410A | 2.9667 | Residential & Commercial | USHP
216679822 | Central HP <5.4 tons | AIRQUEST | HRCU-A-CB (Split System: Heat Pump with Remote Outdoor Unit-Air-Source) | DLCURAH36ABK |  |  | EA*4X36L21A* | *97VTN0801716A* | 34800 | 15.5 | 8.5 | 38500 | 34800 | 90.39% | 1.75 | 0 | 9.5 |  |  |  |  | R-410A | 2.9 | Residential & Commercial | USHP
213773608 | Central HP <5.4 tons | AIRQUEST | HRCU-A-CB (Split System: Heat Pump with Remote Outdoor Unit-Air-Source) | HVH825GKA3* |  |  | EA*4X43L21A*+WALLCON | *80CTL1102120B* | 24400 | 17 | 8.1 | 21200 | 16600 | 78.3% | 2.02 | 0 | 11 |  |  |  |  | R-410A | 2.0333 | Residential & Commercial | USHP | Ducted CEE Tier 1
211244161 | Central HP <5.4 tons | COMFORTMAKER | HRCU-A-CB (Split System: Heat Pump with Remote Outdoor Unit-Air-Source) | DLCURAH24ABK |  |  | EN(A,D)4X24L17** | *92ESN0601714A* | 23800 | 16.5 | 8.5 | 26800 | 23200 | 86.57% | 1.92 | 0 | 10 |  |  |  |  | R-410A | 1.9833 | Residential & Commercial | USHP | Ducted CEE Tier 1
216679918 | Central HP <5.4 tons | AIRQUEST | HRCU-A-CB (Split System: Heat Pump with Remote Outdoor Unit-Air-Source) | DLCURAH36ABK |  |  | EHD4X48AAL | *97VTN0801716A* | 35800 | 15.2 | 8.5 | 38500 | 34400 | 89.35% | 1.82 | 0 | 9.8 |  |  |  |  | R-410A | 2.9833 | Residential & Commercial | USHP
216682808 | Central HP <5.4 tons | AIRQUEST | HRCU-A-CB (Split System: Heat Pump with Remote Outdoor Unit-Air-Source) | DLCURAH30ABK |  |  | EA*4X42L24A* | *97VTN1002122A* | 30000 | 15.2 | 8.5 | 34000 | 27200 | 80% | 1.75 | 0 | 9 |  |  |  |  | R-410A | 2.5 | Residential & Commercial | USHP
215935217 | Central HP <5.4 tons | AIRQUEST | HRCU-A-CB (Split System: Heat Pump with Remote Outdoor Unit-Air-Source) | H5H3V36*K*AAA* |  |  | EVM5X60M21A*+WALLCON | *80CTL0902120B* | 35600 | 22 | 8.5 | 38000 | 28400 | 74.74% | 2.02 | 0 | 12.5 |  |  |  |  | R-454B | 2.9667 | Residential & Commercial | USHP | Ducted CEE Tier 1
212969801 | Central HP <5.4 tons | DAY & NIGHT | HRCU-A-CB (Split System: Heat Pump with Remote Outdoor Unit-Air-Source) | DLCURAH24ABK |  |  | EN(A,D)4X24L14** | *80VSL0451412B* | 23400 | 17 | 8.5 | 27000 | 25000 | 92.59% | 2.08 | 0 | 10 |  |  |  |  | R-410A | 1.95 | Residential & Commercial | USHP | Ducted CEE Tier 1
212971128 | Central HP <5.4 tons | DAY & NIGHT | HRCU-A-CB (Split System: Heat Pump with Remote Outdoor Unit-Air-Source) | DLCURAH24ABK |  |  | EA*4X24L17A* | *80VTL0451412B* | 23200 | 17 | 8.5 | 38500 | 27000 | 70.13% | 2.3 | 0 | 10 |  |  |  |  | R-410A | 1.9333 | Residential & Commercial | USHP | Ducted CEE Tier 1
211398631 | Central HP <5.4 tons | LUXAIRE | HRCU-A-CB (Split System: Heat Pump with Remote Outdoor Unit-Air-Source) | HMH72B341 |  |  | XAHC48FBCN1 | TM8E100B12MP11 | 32600 | 17 | 8.1 | 31800 | 23200 | 72.96% | 2.02 | 0 | 9 |  |  |  |  | R-410A | 2.7167 | Residential & Commercial | USHP
212982404 | Central HP <5.4 tons | KEEPRITE | HRCU-A-CB (Split System: Heat Pump with Remote Outdoor Unit-Air-Source) | DLCURAH18ABK |  |  | EA*4X25L17A* | *80MSU0401712A* | 17800 | 16 | 8.1 | 17800 | 17600 | 98.88% | 2.12 | 0 | 10.5 |  |  |  |  | R-410A | 1.4833 | Residential & Commercial | USHP | Ducted CEE Tier 1
212980164 | Central HP <5.4 tons | KEEPRITE | HRCU-A-CB (Split System: Heat Pump with Remote Outdoor Unit-Air-Source) | DLCURAH36ABK |  |  | EA*4X48L21A* | *80MS(N,L)0902116A* | 35600 | 16.5 | 8.5 | 37800 | 34600 | 91.53% | 2.02 | 0 | 10 |  |  |  |  | R-410A | 2.9667 | Residential & Commercial | USHP | Ducted CEE Tier 1
214075546 | Central HP <5.4 tons | RHEEM | HRCU-A-CB (Split System: Heat Pump with Remote Outdoor Unit-Air-Source) | RD17AZ24AJ3N |  |  | RCFZ2417MTANM | R801V0504A17UHS | 22600 | 17 | 9.5 | 22600 | 16900 | 74.78% | 2 | 0 | 11.2 |  |  |  |  | R-410A | 1.8833 | Residential & Commercial | USHP | Ducted CEE Tier 1
214075564 | Central HP <5.4 tons | RHEEM | HRCU-A-CB (Split System: Heat Pump with Remote Outdoor Unit-Air-Source) | RD17AZ24AJ3N |  |  | RCFZ2417MTANM | R801V0504A17UHN | 22600 | 17 | 9.5 | 22600 | 16900 | 74.78% | 2 | 0 | 11.2 |  |  |  |  | R-410A | 1.8833 | Residential & Commercial | USHP | Ducted CEE Tier 1
212972699 | Central HP <5.4 tons | KEEPRITE | HRCU-A-CB (Split System: Heat Pump with Remote Outdoor Unit-Air-Source) | DLCURAH18ABK |  |  | EA*4X25L17A* | *96VSN0401410B* | 17700 | 16 | 8.1 | 17800 | 17800 | 100% | 2.14 | 0 | 10.5 |  |  |  |  | R-410A | 1.475 | Residential & Commercial | USHP | Ducted CEE Tier 1
212978199 | Central HP <5.4 tons | BRYANT HEATING AND COOLING SYSTEMS | HRCU-A-CB (Split System: Heat Pump with Remote Outdoor Unit-Air-Source) | 38MURAQ24AB3* |  |  | CNPV*3017AL* | 8(0,1)*SB36070M14*** | 23600 | 17 | 8.1 | 26000 | 24000 | 92.31% | 2 | 0 | 10.5 |  |  |  |  | R-410A | 1.9667 | Residential & Commercial | USHP | Ducted CEE Tier 1
215935267 | Central HP <5.4 tons | AIRQUEST | HRCU-A-CB (Split System: Heat Pump with Remote Outdoor Unit-Air-Source) | H5H3V36*K*AAA* |  |  | EVM5X60M21A*+WALLCON | *97CMN0602120B* | 35400 | 21 | 8.5 | 38500 | 29000 | 75.32% | 2.02 | 0 | 12 |  |  |  |  | R-454B | 2.95 | Residential & Commercial | USHP | Ducted CEE Tier 1
215935287 | Central HP <5.4 tons | AIRQUEST | HRCU-A-CB (Split System: Heat Pump with Remote Outdoor Unit-Air-Source) | H5H3V36*K*AAA* |  |  | EVM5X60M21A*+WALLCON | *97CMN0802120B* | 35600 | 21.5 | 8.5 | 38000 | 28600 | 75.26% | 2.02 | 0 | 12 |  |  |  |  | R-454B | 2.9667 | Residential & Commercial | USHP | Ducted CEE Tier 1
211244708 | Central HP <5.4 tons | BRYANT HEATING AND COOLING SYSTEMS | HRCU-A-CB (Split System: Heat Pump with Remote Outdoor Unit-Air-Source) | 38MURAQ24AB3* |  |  | CNPV*3017AL* | 8(0,1)*SA42090E17*** | 24600 | 16.5 | 8.1 | 26400 | 22600 | 85.61% | 1.86 | 0 | 10.5 |  |  |  |  | R-410A | 2.05 | Residential & Commercial | USHP | Ducted CEE Tier 1
211245233 | Central HP <5.4 tons | BRYANT HEATING AND COOLING SYSTEMS | HRCU-A-CB (Split System: Heat Pump with Remote Outdoor Unit-Air-Source) | 38MURAQ24AB3* |  |  | CNPV*3617AL* | 8(0,1)*SA36070E14*** | 24200 | 16.5 | 8.1 | 26400 | 22800 | 86.36% | 1.88 | 0 | 10.5 |  |  |  |  | R-410A | 2.0167 | Residential & Commercial | USHP | Ducted CEE Tier 1
211245274 | Central HP <5.4 tons | BRYANT HEATING AND COOLING SYSTEMS | HRCU-A-CB (Split System: Heat Pump with Remote Outdoor Unit-Air-Source) | 38MURAQ24AB3* |  |  | CNPV*3617AL* | OVMAAB042112 | 24000 | 16 | 8.1 | 26400 | 23000 | 87.12% | 1.88 | 0 | 10 |  |  |  |  | R-410A | 2 | Residential & Commercial | USHP | Ducted CEE Tier 1
211245458 | Central HP <5.4 tons | BRYANT HEATING AND COOLING SYSTEMS | HRCU-A-CB (Split System: Heat Pump with Remote Outdoor Unit-Air-Source) | 38MURAQ24AB3* |  |  | CNPV*3621AL* | 935SA48060E17*** | 24200 | 16.5 | 8.1 | 26200 | 22800 | 87.02% | 1.9 | 0 | 10.5 |  |  |  |  | R-410A | 2.0167 | Residential & Commercial | USHP | Ducted CEE Tier 1
211226304 | Central HP <5.4 tons | BRYANT HEATING AND COOLING SYSTEMS | HRCU-A-CB (Split System: Heat Pump with Remote Outdoor Unit-Air-Source) | 38MURAQ36AB3* |  |  | CAP**3621AL* | 83*SA60100E21*** | 35200 | 16 | 8.1 | 38500 | 35200 | 91.43% | 1.82 | 0 | 9.5 |  |  |  |  | R-410A | 2.9333 | Residential & Commercial | USHP
211227283 | Central HP <5.4 tons | BRYANT HEATING AND COOLING SYSTEMS | HRCU-A-CB (Split System: Heat Pump with Remote Outdoor Unit-Air-Source) | 38MURAQ36AB3* |  |  | CAP**4221AL* | 8(0,1)*SA36045E17*** | 35200 | 15.5 | 8.1 | 38500 | 35000 | 90.91% | 1.86 | 0 | 9.5 |  |  |  |  | R-410A | 2.9333 | Residential & Commercial | USHP
212972709 | Central HP <5.4 tons | KEEPRITE | HRCU-A-CB (Split System: Heat Pump with Remote Outdoor Unit-Air-Source) | DLCURAH18ABK |  |  | EA*4X30L14A* | *96VSN0401410B* | 17300 | 16 | 8.5 | 18100 | 18900 | 104.4% | 2.26 | 0 | 10.5 |  |  |  |  | R-410A | 1.4417 | Residential & Commercial | USHP | Ducted CEE Tier 1
212975819 | Central HP <5.4 tons | KEEPRITE | HRCU-A-CB (Split System: Heat Pump with Remote Outdoor Unit-Air-Source) | DLCURAH18ABK |  |  | EA*4X30L17A* | *96VTN0801716B* | 17400 | 16 | 8.5 | 18000 | 18700 | 103.9% | 2.26 | 0 | 10.5 |  |  |  |  | R-410A | 1.45 | Residential & Commercial | USHP | Ducted CEE Tier 1
213078945 | Central HP <5.4 tons | KEEPRITE | HRCU-A-CB (Split System: Heat Pump with Remote Outdoor Unit-Air-Source) | DLCURAH36ABK |  |  | EN(A,D,W)4X48L21** | *80MSU1002120A* | 35800 | 16.5 | 8.5 | 38500 | 34800 | 90.39% | 2 | 0 | 10 |  |  |  |  | R-410A | 2.9833 | Residential & Commercial | USHP | Ducted CEE Tier 1
213078795 | Central HP <5.4 tons | KEEPRITE | HRCU-A-CB (Split System: Heat Pump with Remote Outdoor Unit-Air-Source) | DLCURAH36ABK |  |  | EA*4X42L24A* | *80MS(N,L)1552420A* | 35600 | 16.5 | 8.1 | 38500 | 35000 | 90.91% | 1.9 | 0 | 10 |  |  |  |  | R-410A | 2.9667 | Residential & Commercial | USHP | Ducted CEE Tier 1
213078861 | Central HP <5.4 tons | KEEPRITE | HRCU-A-CB (Split System: Heat Pump with Remote Outdoor Unit-Air-Source) | DLCURAH36ABK |  |  | EA*4X37L21A* | *80MSU1002120A* | 36400 | 16 | 8.5 | 38000 | 34800 | 91.58% | 2.1 | 0 | 10 |  |  |  |  | R-410A | 3.0333 | Residential & Commercial | USHP | Ducted CEE Tier 1
216683390 | Central HP <5.4 tons | TEMPSTAR | HRCU-A-CB (Split System: Heat Pump with Remote Outdoor Unit-Air-Source) | DLCURAH24ABK |  |  | EHD4X24AAL | *97VTN1202422A* | 23800 | 16 | 9 | 26400 | 23400 | 88.64% | 1.8 | 0 | 10 |  |  |  |  | R-410A | 1.9833 | Residential & Commercial | USHP | Ducted CEE Tier 1
212971166 | Central HP <5.4 tons | KEEPRITE | HRCU-A-CB (Split System: Heat Pump with Remote Outdoor Unit-Air-Source) | DLCURAH24ABK |  |  | EA*4X30L17A* | *80VTL0451412B* | 23400 | 17 | 8.5 | 26200 | 24800 | 94.66% | 2.08 | 0 | 10 |  |  |  |  | R-410A | 1.95 | Residential & Commercial | USHP | Ducted CEE Tier 1
212979221 | Central HP <5.4 tons | DAY & NIGHT | HRCU-A-CB (Split System: Heat Pump with Remote Outdoor Unit-Air-Source) | DLCURAH24ABK |  |  | EN(A,D)4X30L17** | *80MS(N,L)0701716A* | 23600 | 17 | 8.5 | 26400 | 24400 | 92.42% | 2.02 | 0 | 10.5 |  |  |  |  | R-410A | 1.9667 | Residential & Commercial | USHP | Ducted CEE Tier 1
212979507 | Central HP <5.4 tons | DAY & NIGHT | HRCU-A-CB (Split System: Heat Pump with Remote Outdoor Unit-Air-Source) | DLCURAH24ABK |  |  | EA*4X37L21A* | *80MS(N,L)0702116A* | 24400 | 17 | 8.5 | 25200 | 21200 | 84.13% | 1.8 | 0 | 10.5 |  |  |  |  | R-410A | 2.0333 | Residential & Commercial | USHP | Ducted CEE Tier 1
214066791 | Central HP <5.4 tons | RHEEM | HRCU-A-CB (Split System: Heat Pump with Remote Outdoor Unit-Air-Source) | RD17AZ36AJ3N |  |  | RCFZ3621MTANM | R802V0504A17UHN | 34200 | 18 | 8.1 | 34200 | 29800 | 87.13% | 1.9 | 0 | 10 |  |  |  |  | R-410A | 2.85 | Residential & Commercial | USHP | Ducted CEE Tier 1
214066823 | Central HP <5.4 tons | RHEEM | HRCU-A-CB (Split System: Heat Pump with Remote Outdoor Unit-Air-Source) | RD17AZ36AJ3N |  |  | RCFZ3621MTANM | R801V0754A17UHN | 34200 | 18 | 8.1 | 34200 | 29400 | 85.96% | 2 | 0 | 10 |  |  |  |  | R-410A | 2.85 | Residential & Commercial | USHP | Ducted CEE Tier 1
214066466 | Central HP <5.4 tons | RHEEM | HRCU-A-CB (Split System: Heat Pump with Remote Outdoor Unit-Air-Source) | RD17AZ36AJ3N |  |  | RCFZ3621MTANM | R97MV1005A21DHS | 34200 | 18 | 8.1 | 34200 | 29400 | 85.96% | 1.9 | 0 | 10 |  |  |  |  | R-410A | 2.85 | Residential & Commercial | USHP | Ducted CEE Tier 1
215935337 | Central HP <5.4 tons | AIRQUEST | HRCU-A-CB (Split System: Heat Pump with Remote Outdoor Unit-Air-Source) | H5H3V36*K*AAA* |  |  | EVM5X60M24A*+WALLCON | *80CTL0702120B* | 35400 | 21.5 | 8.5 | 38000 | 28600 | 75.26% | 2.04 | 0 | 12 |  |  |  |  | R-454B | 2.95 | Residential & Commercial | USHP | Ducted CEE Tier 1
215935167 | Central HP <5.4 tons | AIRQUEST | HRCU-A-CB (Split System: Heat Pump with Remote Outdoor Unit-Air-Source) | H5H3V36*K*AAA* |  |  | EVM5X60M21A*+WALLCON | *80CSU1002120A* | 35600 | 21.5 | 8.5 | 38000 | 28800 | 75.79% | 2.02 | 0 | 12 |  |  |  |  | R-454B | 2.9667 | Residential & Commercial | USHP | Ducted CEE Tier 1
212979139 | Central HP <5.4 tons | KEEPRITE | HRCU-A-CB (Split System: Heat Pump with Remote Outdoor Unit-Air-Source) | DLCURAH24ABK |  |  | EA*4X25L17A* | *80MS(N,L)0701716A* | 24200 | 17.5 | 8.5 | 25200 | 21800 | 86.51% | 1.82 | 0 | 10 |  |  |  |  | R-410A | 2.0167 | Residential & Commercial | USHP | Ducted CEE Tier 1
212981696 | Central HP <5.4 tons | KEEPRITE | HRCU-A-CB (Split System: Heat Pump with Remote Outdoor Unit-Air-Source) | DLCURAH24ABK |  |  | EA*4X24L17A* | *80MSU1002120A* | 23400 | 16.5 | 8.5 | 27000 | 25800 | 95.56% | 2.16 | 0 | 10 |  |  |  |  | R-410A | 1.95 | Residential & Commercial | USHP | Ducted CEE Tier 1
211243900 | Central HP <5.4 tons | BRYANT HEATING AND COOLING SYSTEMS | HRCU-A-CB (Split System: Heat Pump with Remote Outdoor Unit-Air-Source) | 38MURAQ24AB3* |  |  | CNPV*2417AL* | 935SA36040E17*** | 23200 | 16.5 | 8.5 | 26400 | 24400 | 92.42% | 2.04 | 0 | 10 |  |  |  |  | R-410A | 1.9333 | Residential & Commercial | USHP | Ducted CEE Tier 1
212978254 | Central HP <5.4 tons | KEEPRITE | HRCU-A-CB (Split System: Heat Pump with Remote Outdoor Unit-Air-Source) | DLCURAH18ABK |  |  | EA*4X24L17A* | *80MS(N,L)0701412A* | 17600 | 16.5 | 8.5 | 18500 | 19400 | 104.9% | 2.34 | 0 | 10.5 |  |  |  |  | R-410A | 1.4667 | Residential & Commercial | USHP | Ducted CEE Tier 1
211244134 | Central HP <5.4 tons | BRYANT HEATING AND COOLING SYSTEMS | HRCU-A-CB (Split System: Heat Pump with Remote Outdoor Unit-Air-Source) | 38MURAQ24AB3* |  |  | CNPV*2417AL* | 8(0,1)*SA42090E17*** | 24000 | 16 | 8.5 | 27000 | 23000 | 85.19% | 1.9 | 0 | 10 |  |  |  |  | R-410A | 2 | Residential & Commercial | USHP | Ducted CEE Tier 1
211244168 | Central HP <5.4 tons | BRYANT HEATING AND COOLING SYSTEMS | HRCU-A-CB (Split System: Heat Pump with Remote Outdoor Unit-Air-Source) | 38MURAQ24AB3* |  |  | CNPV*2417AL* | 912SD48080E17*** | 23800 | 16.5 | 8.5 | 26800 | 23200 | 86.57% | 1.92 | 0 | 10 |  |  |  |  | R-410A | 1.9833 | Residential & Commercial | USHP | Ducted CEE Tier 1
211244235 | Central HP <5.4 tons | BRYANT HEATING AND COOLING SYSTEMS | HRCU-A-CB (Split System: Heat Pump with Remote Outdoor Unit-Air-Source) | 38MURAQ24AB3* |  |  | CNPV*2417AL* | 83*SA48060E17*** | 24400 | 16 | 8.5 | 27200 | 22600 | 83.09% | 1.86 | 0 | 10 |  |  |  |  | R-410A | 2.0333 | Residential & Commercial | USHP | Ducted CEE Tier 1
214398634 | Central HP <5.4 tons | FRASER-JOHNSTON | HRCU-A-CB (Split System: Heat Pump with Remote Outdoor Unit-Air-Source) | HH860E2S11 |  |  | JHE48D5CG2SS1 | 0 | 45000 | 19 | 9 | 44500 | 33400 | 75.06% | 2 | 0 | 12 |  |  |  |  | R-454B | 3.75 | Residential & Commercial | USHP | Ducted CEE Tier 1
214397866 | Central HP <5.4 tons | FRASER-JOHNSTON | HRCU-A-CB (Split System: Heat Pump with Remote Outdoor Unit-Air-Source) | HH860E2S11 |  |  | CTM60C5CGS1 | TMLE120C16MP11 | 44500 | 18 | 9 | 45500 | 34200 | 75.16% | 2 | 0 | 11 |  |  |  |  | R-454B | 3.7083 | Residential & Commercial | USHP | Ducted CEE Tier 1
214397896 | Central HP <5.4 tons | FRASER-JOHNSTON | HRCU-A-CB (Split System: Heat Pump with Remote Outdoor Unit-Air-Source) | HH860E2S11 |  |  | CTM60C5CGS1 | TPLC100C20MP13 | 44000 | 18 | 9 | 44500 | 33600 | 75.51% | 2 | 0 | 11.7 |  |  |  |  | R-454B | 3.6667 | Residential & Commercial | USHP | Ducted CEE Tier 1
213077192 | Central HP <5.4 tons | KEEPRITE | HRCU-A-CB (Split System: Heat Pump with Remote Outdoor Unit-Air-Source) | DLCURAH36ABK |  |  | EA*4X48L24A* | *96VSN1002120B* | 35800 | 16 | 8.5 | 38000 | 34800 | 91.58% | 2.02 | 0 | 10 |  |  |  |  | R-410A | 2.9833 | Residential & Commercial | USHP | Ducted CEE Tier 1
213077042 | Central HP <5.4 tons | KEEPRITE | HRCU-A-CB (Split System: Heat Pump with Remote Outdoor Unit-Air-Source) | DLCURAH36ABK |  |  | EA*4X36L21A* | *96VSN0802120B* | 34800 | 16 | 8.1 | 38500 | 35200 | 91.43% | 1.82 | 0 | 9.5 |  |  |  |  | R-410A | 2.9 | Residential & Commercial | USHP
213076471 | Central HP <5.4 tons | KEEPRITE | HRCU-A-CB (Split System: Heat Pump with Remote Outdoor Unit-Air-Source) | DLCURAH36ABK |  |  | EA*4X36L17A* | *80VTL0701716B* | 34800 | 15.5 | 8.1 | 38500 | 35200 | 91.43% | 1.82 | 0 | 9.5 |  |  |  |  | R-410A | 2.9 | Residential & Commercial | USHP
213076504 | Central HP <5.4 tons | KEEPRITE | HRCU-A-CB (Split System: Heat Pump with Remote Outdoor Unit-Air-Source) | DLCURAH36ABK |  |  | EA*4X37L21A* | *80VTL0701716B* | 36200 | 16 | 8.5 | 38000 | 34800 | 91.58% | 2.04 | 0 | 10 |  |  |  |  | R-410A | 3.0167 | Residential & Commercial | USHP | Ducted CEE Tier 1
211719787 | Central HP <5.4 tons | COLEMAN | HRCU-A-CB (Split System: Heat Pump with Remote Outdoor Unit-Air-Source) | HMH72B341 |  |  | XAHC48FBCN1 | CPLC080B12MP13 | 32400 | 16 | 8.1 | 32000 | 23600 | 73.75% | 1.98 | 0 | 8.5 |  |  |  |  | R-410A | 2.7 | Residential & Commercial | USHP
213078527 | Central HP <5.4 tons | KEEPRITE | HRCU-A-CB (Split System: Heat Pump with Remote Outdoor Unit-Air-Source) | DLCURAH36ABK |  |  | EA*4X42L24A* | *80MS(N,L)0902120A* | 35400 | 16.5 | 8.1 | 38500 | 35000 | 90.91% | 1.9 | 0 | 10 |  |  |  |  | R-410A | 2.95 | Residential & Commercial | USHP | Ducted CEE Tier 1
213078193 | Central HP <5.4 tons | KEEPRITE | HRCU-A-CB (Split System: Heat Pump with Remote Outdoor Unit-Air-Source) | DLCURAH36ABK |  |  | EA*4X42L21A* | *80MS(N,L)0702116A* | 35000 | 16.5 | 8.1 | 38500 | 35000 | 90.91% | 1.88 | 0 | 9.5 |  |  |  |  | R-410A | 2.9167 | Residential & Commercial | USHP
211206847 | Central HP <5.4 tons | CHAMPION HEATING AND COOLING | HRCU-A-CB (Split System: Heat Pump with Remote Outdoor Unit-Air-Source) | HL20B2421 |  |  | XAMB24DE1N1+CC | TM8V080B12MP12 | 22400 | 18 | 8.5 | 23600 | 18400 | 77.97% | 1.92 | 0 | 12 |  |  |  |  | R-410A | 1.8667 | Residential & Commercial | USHP | Ducted CEE Tier 1
213078494 | Central HP <5.4 tons | KEEPRITE | HRCU-A-CB (Split System: Heat Pump with Remote Outdoor Unit-Air-Source) | DLCURAH36ABK |  |  | EA*4X36L21A* | *80MS(N,L)0902120A* | 35200 | 16.5 | 8.1 | 38500 | 35200 | 91.43% | 1.84 | 0 | 9.5 |  |  |  |  | R-410A | 2.9333 | Residential & Commercial | USHP
213077526 | Central HP <5.4 tons | KEEPRITE | HRCU-A-CB (Split System: Heat Pump with Remote Outdoor Unit-Air-Source) | DLCURAH36ABK |  |  | EA*4X43L21A* | *96VTN0802120B* | 36600 | 16 | 8.5 | 38500 | 35000 | 90.91% | 2.06 | 0 | 10 |  |  |  |  | R-410A | 3.05 | Residential & Commercial | USHP | Ducted CEE Tier 1
213076340 | Central HP <5.4 tons | KEEPRITE | HRCU-A-CB (Split System: Heat Pump with Remote Outdoor Unit-Air-Source) | DLCURAH36ABK |  |  | EN(A,D)4X48L24** | *95MSU1002122A* | 36200 | 16.5 | 8.1 | 38500 | 35000 | 90.91% | 2.02 | 0 | 10.5 |  |  |  |  | R-410A | 3.0167 | Residential & Commercial | USHP | Ducted CEE Tier 1
214229163 | Central HP <5.4 tons | KEEPRITE | HRCU-A-CB (Split System: Heat Pump with Remote Outdoor Unit-Air-Source) | DLCURAH24ABK |  |  | EA*4X36L17A* | *80MSU0601716A* | 23800 | 17.5 | 8.5 | 25600 | 23600 | 92.19% | 1.96 | 0 | 10 |  |  |  |  | R-410A | 1.9833 | Residential & Commercial | USHP | Ducted CEE Tier 1
213080299 | Central HP <5.4 tons | KEEPRITE | HRCU-A-CB (Split System: Heat Pump with Remote Outdoor Unit-Air-Source) | DLCURAH36ABK |  |  | EA*4X42L21A* | *96MSN1002120A* | 35400 | 16 | 8.1 | 38500 | 35000 | 90.91% | 1.88 | 0 | 10 |  |  |  |  | R-410A | 2.95 | Residential & Commercial | USHP | Ducted CEE Tier 1
213079999 | Central HP <5.4 tons | KEEPRITE | HRCU-A-CB (Split System: Heat Pump with Remote Outdoor Unit-Air-Source) | DLCURAH36ABK |  |  | EA*4X36L17A* | *96MSN0801716A* | 35000 | 15.2 | 8.1 | 39000 | 35400 | 90.77% | 1.82 | 0 | 9.5 |  |  |  |  | R-410A | 2.9167 | Residential & Commercial | USHP
213080167 | Central HP <5.4 tons | KEEPRITE | HRCU-A-CB (Split System: Heat Pump with Remote Outdoor Unit-Air-Source) | DLCURAH36ABK |  |  | EA*4X42L21A* | *96MSN0802120A* | 35600 | 16 | 8.1 | 38500 | 35200 | 91.43% | 1.9 | 0 | 10 |  |  |  |  | R-410A | 2.9667 | Residential & Commercial | USHP | Ducted CEE Tier 1
213080251 | Central HP <5.4 tons | KEEPRITE | HRCU-A-CB (Split System: Heat Pump with Remote Outdoor Unit-Air-Source) | DLCURAH36ABK |  |  | EN(A,D,W)4X48L21** | *96MSN0802120A* | 36200 | 16 | 8.1 | 38500 | 35000 | 90.91% | 2.02 | 0 | 10 |  |  |  |  | R-410A | 3.0167 | Residential & Commercial | USHP | Ducted CEE Tier 1
213079916 | Central HP <5.4 tons | KEEPRITE | HRCU-A-CB (Split System: Heat Pump with Remote Outdoor Unit-Air-Source) | DLCURAH36ABK |  |  | EN(A,D)4X48L24** | *92MSN1002122A* | 36000 | 16.5 | 8.1 | 38500 | 35000 | 90.91% | 2 | 0 | 10.5 |  |  |  |  | R-410A | 3 | Residential & Commercial | USHP | Ducted CEE Tier 1
214075562 | Central HP <5.4 tons | RHEEM | HRCU-A-CB (Split System: Heat Pump with Remote Outdoor Unit-Air-Source) | RD17AZ24AJ3N |  |  | RCFZ2417MTANM | R801V0503A14DZ | 22600 | 17 | 9.5 | 22600 | 16800 | 74.34% | 2 | 0 | 11.2 |  |  |  |  | R-410A | 1.8833 | Residential & Commercial | USHP | Ducted CEE Tier 1
211206899 | Central HP <5.4 tons | CHAMPION HEATING AND COOLING | HRCU-A-CB (Split System: Heat Pump with Remote Outdoor Unit-Air-Source) | HL20B3621 |  |  | XAMB36DE2N1+CC | TPLC080B12MP13 | 32600 | 18 | 8.5 | 34400 | 29600 | 86.05% | 1.94 | 0 | 11.7 |  |  |  |  | R-410A | 2.7167 | Residential & Commercial | USHP | Ducted CEE Tier 1
214066721 | Central HP <5.4 tons | RHEEM | HRCU-A-CB (Split System: Heat Pump with Remote Outdoor Unit-Air-Source) | RD17AZ36AJ3N |  |  | RCFZ3621MTANM | R962V0703A17M4S | 34200 | 18 | 8.1 | 34200 | 29600 | 86.55% | 1.9 | 0 | 10 |  |  |  |  | R-410A | 2.85 | Residential & Commercial | USHP | Ducted CEE Tier 1
214650805 | Central HP <5.4 tons | LUXAIRE | HRCU-A-CB (Split System: Heat Pump with Remote Outdoor Unit-Air-Source) | HH824E2S11 |  |  | CTU30B5XCS1+TXV | TP9C060B12MP13 | 23000 | 17 | 9.5 | 23000 | 18300 | 79.57% | 2 | 0 | 12 |  |  |  |  | R-454B | 1.9167 | Residential & Commercial | USHP | Ducted CEE Tier 1
216374612 | Central HP <5.4 tons | FRASER-JOHNSTON | HRCU-A-CB (Split System: Heat Pump with Remote Outdoor Unit-Air-Source) | HH860E2S11 |  |  | CTF60C5CGS1 | Z9ET100C16SMPS1 | 44500 | 19 | 9 | 45500 | 33200 | 72.97% | 2 | 0 | 11 |  |  |  |  | R-454B | 3.7083 | Residential & Commercial | USHP | Ducted CEE Tier 1
214649785 | Central HP <5.4 tons | LUXAIRE | HRCU-A-CB (Split System: Heat Pump with Remote Outdoor Unit-Air-Source) | HH860E2S11 |  |  | CTU60D5XGS1+TXV | LP9C120D20MP13 | 44000 | 18 | 9 | 44500 | 33400 | 75.06% | 2 | 0 | 11.7 |  |  |  |  | R-454B | 3.6667 | Residential & Commercial | USHP | Ducted CEE Tier 1
214066702 | Central HP <5.4 tons | RHEEM | HRCU-A-CB (Split System: Heat Pump with Remote Outdoor Unit-Air-Source) | RD17AZ36AJ3N |  |  | RCFZ3621MTANM | R802V0754A17UHS | 34200 | 18 | 8.1 | 34200 | 29400 | 85.96% | 2 | 0 | 10 |  |  |  |  | R-410A | 2.85 | Residential & Commercial | USHP | Ducted CEE Tier 1
206133646 | Central HP <5.4 tons | CARRIER | HRCU-A-CB (Split System: Heat Pump with Remote Outdoor Unit-Air-Source) | 25VNA825A*031* |  |  | CSPH*3012AL*+UI | 58CU*A040C17**12 | 23800 | 16 | 8.1 | 21800 | 16800 | 77.06% | 1.98 | 11 | 10.5 |  |  |  |  | R-410A | 1.9833 | Residential & Commercial | USHP | Ducted CEE Tier 1
214066901 | Central HP <5.4 tons | RHEEM | HRCU-A-CB (Split System: Heat Pump with Remote Outdoor Unit-Air-Source) | RD17AZ36AJ3N |  |  | RCFZ3621MTANM | R921V0603A17M4S | 34200 | 18 | 8.1 | 34200 | 29800 | 87.13% | 1.9 | 0 | 10 |  |  |  |  | R-410A | 2.85 | Residential & Commercial | USHP | Ducted CEE Tier 1
214066519 | Central HP <5.4 tons | RHEEM | HRCU-A-CB (Split System: Heat Pump with Remote Outdoor Unit-Air-Source) | RD17AZ36AJ3N |  |  | RCFZ3621MTANM | R921V0703A17M4S | 34200 | 18 | 8.1 | 34200 | 29600 | 86.55% | 1.9 | 0 | 10 |  |  |  |  | R-410A | 2.85 | Residential & Commercial | USHP | Ducted CEE Tier 1
206135652 | Central HP <5.4 tons | CARRIER | HRCU-A-CB (Split System: Heat Pump with Remote Outdoor Unit-Air-Source) | 25VNA837A*030* |  |  | CAP**3721AL*+UI | 58CU*A040C17**12 | 32800 | 17.5 | 8.5 | 33000 | 25200 | 76.36% | 1.98 | 12 | 11 |  |  |  |  | R-410A | 2.7333 | Residential & Commercial | USHP | Ducted CEE Tier 1
213076636 | Central HP <5.4 tons | KEEPRITE | HRCU-A-CB (Split System: Heat Pump with Remote Outdoor Unit-Air-Source) | DLCURAH36ABK |  |  | EA*4X36L21A* | *80VTL0902120B* | 35000 | 16 | 8.1 | 38500 | 35200 | 91.43% | 1.82 | 0 | 9.5 |  |  |  |  | R-410A | 2.9167 | Residential & Commercial | USHP
212971164 | Central HP <5.4 tons | DAY & NIGHT | HRCU-A-CB (Split System: Heat Pump with Remote Outdoor Unit-Air-Source) | DLCURAH24ABK |  |  | EA*4X30L17A* | *80VTL0451412B* | 23400 | 17 | 8.5 | 26200 | 24800 | 94.66% | 2.08 | 0 | 10 |  |  |  |  | R-410A | 1.95 | Residential & Commercial | USHP | Ducted CEE Tier 1
212971248 | Central HP <5.4 tons | DAY & NIGHT | HRCU-A-CB (Split System: Heat Pump with Remote Outdoor Unit-Air-Source) | DLCURAH24ABK |  |  | EN(A,D,W)4X36L17** | *80VTL0451412B* | 23600 | 17 | 8.5 | 26200 | 24600 | 93.89% | 2.04 | 0 | 10.5 |  |  |  |  | R-410A | 1.9667 | Residential & Commercial | USHP | Ducted CEE Tier 1
212972416 | Central HP <5.4 tons | DAY & NIGHT | HRCU-A-CB (Split System: Heat Pump with Remote Outdoor Unit-Air-Source) | DLCURAH24ABK |  |  | EA*4X37L21A* | *80VTL1102122B* | 24400 | 17.5 | 8.5 | 25400 | 21600 | 85.04% | 1.8 | 0 | 10.5 |  |  |  |  | R-410A | 2.0333 | Residential & Commercial | USHP | Ducted CEE Tier 1
212972907 | Central HP <5.4 tons | DAY & NIGHT | HRCU-A-CB (Split System: Heat Pump with Remote Outdoor Unit-Air-Source) | DLCURAH24ABK |  |  | EA*4X24L17A* | *96VSN0401410B* | 23200 | 16 | 8.5 | 27000 | 26600 | 98.52% | 2.24 | 0 | 9.5 |  |  |  |  | R-410A | 1.9333 | Residential & Commercial | USHP
212979144 | Central HP <5.4 tons | BRYANT HEATING AND COOLING SYSTEMS | HRCU-A-CB (Split System: Heat Pump with Remote Outdoor Unit-Air-Source) | 38MURAQ24AB3* |  |  | CAP**3017AL* | 8(0,1)*SB48070M17*** | 23600 | 17 | 8.5 | 26400 | 24600 | 93.18% | 2.04 | 0 | 10 |  |  |  |  | R-410A | 1.9667 | Residential & Commercial | USHP | Ducted CEE Tier 1
212979846 | Central HP <5.4 tons | BRYANT HEATING AND COOLING SYSTEMS | HRCU-A-CB (Split System: Heat Pump with Remote Outdoor Unit-Air-Source) | 38MURAQ24AB3* |  |  | CAP**3617AL* | 8(0,1)*SB42090M17*** | 23800 | 17 | 8.5 | 26200 | 23800 | 90.84% | 1.98 | 0 | 10 |  |  |  |  | R-410A | 1.9833 | Residential & Commercial | USHP | Ducted CEE Tier 1
211241214 | Central HP <5.4 tons | DAY & NIGHT | HRCU-A-CB (Split System: Heat Pump with Remote Outdoor Unit-Air-Source) | DLCURAH24ABK |  |  | EA*4X25L17A* | OMV098J12* | 24200 | 17 | 8.5 | 25200 | 21600 | 85.71% | 1.8 | 0 | 10 |  |  |  |  | R-410A | 2.0167 | Residential & Commercial | USHP | Ducted CEE Tier 1
212975757 | Central HP <5.4 tons | KEEPRITE | HRCU-A-CB (Split System: Heat Pump with Remote Outdoor Unit-Air-Source) | DLCURAH24ABK |  |  | EN(A,D,W)4X36L17** | *96VTN0601412B* | 23400 | 16.5 | 8.1 | 26200 | 24600 | 93.89% | 2.04 | 0 | 10 |  |  |  |  | R-410A | 1.95 | Residential & Commercial | USHP | Ducted CEE Tier 1
212975702 | Central HP <5.4 tons | KEEPRITE | HRCU-A-CB (Split System: Heat Pump with Remote Outdoor Unit-Air-Source) | DLCURAH24ABK |  |  | EA*4X37L17A* | *96VTN0601412B* | 24000 | 17 | 8.1 | 25200 | 22400 | 88.89% | 1.86 | 0 | 10 |  |  |  |  | R-410A | 2 | Residential & Commercial | USHP | Ducted CEE Tier 1
212975273 | Central HP <5.4 tons | KEEPRITE | HRCU-A-CB (Split System: Heat Pump with Remote Outdoor Unit-Air-Source) | DLCURAH24ABK |  |  | EA*4X25L17A* | *96VTN0401712B* | 24200 | 16 | 8.5 | 25400 | 21800 | 85.83% | 1.8 | 0 | 10 |  |  |  |  | R-410A | 2.0167 | Residential & Commercial | USHP | Ducted CEE Tier 1
213075918 | Central HP <5.4 tons | KEEPRITE | HRCU-A-CB (Split System: Heat Pump with Remote Outdoor Unit-Air-Source) | DLCURAH36ABK |  |  | EA*4X42L24A* | *95MSU1002120A* | 35600 | 16 | 8.1 | 38500 | 35200 | 91.43% | 1.9 | 0 | 10 |  |  |  |  | R-410A | 2.9667 | Residential & Commercial | USHP | Ducted CEE Tier 1
213076268 | Central HP <5.4 tons | KEEPRITE | HRCU-A-CB (Split System: Heat Pump with Remote Outdoor Unit-Air-Source) | DLCURAH36ABK |  |  | EA*4X42L21A* | *95MSU1002122A* | 35600 | 16.5 | 8.1 | 38500 | 35000 | 90.91% | 1.9 | 0 | 10 |  |  |  |  | R-410A | 2.9667 | Residential & Commercial | USHP | Ducted CEE Tier 1
211386334 | Central HP <5.4 tons | LUXAIRE | HRCU-A-CB (Split System: Heat Pump with Remote Outdoor Unit-Air-Source) | HMH72B341 |  |  | XAFC48FBCN1 | TL9E060B12UH11 | 33200 | 17 | 8.1 | 32600 | 24000 | 73.62% | 2.02 | 0 | 9 |  |  |  |  | R-410A | 2.7667 | Residential & Commercial | USHP
211386370 | Central HP <5.4 tons | LUXAIRE | HRCU-A-CB (Split System: Heat Pump with Remote Outdoor Unit-Air-Source) | HMH72B341 |  |  | XAHD48FBCN1 | TL8E100C20UH11 | 33400 | 16 | 8.5 | 32000 | 23200 | 72.5% | 2.06 | 0 | 9.5 |  |  |  |  | R-410A | 2.7833 | Residential & Commercial | USHP
211386543 | Central HP <5.4 tons | LUXAIRE | HRCU-A-CB (Split System: Heat Pump with Remote Outdoor Unit-Air-Source) | HMH72B341 |  |  | XAFD48FBCN1 | TL8E080C16UH11 | 34000 | 16.5 | 8.5 | 32600 | 24000 | 73.62% | 2.08 | 0 | 9.5 |  |  |  |  | R-410A | 2.8333 | Residential & Commercial | USHP
211386604 | Central HP <5.4 tons | LUXAIRE | HRCU-A-CB (Split System: Heat Pump with Remote Outdoor Unit-Air-Source) | HMH72B341 |  |  | XAHC48FBCN1+JMET12CS2N1 | 0 | 33800 | 17.5 | 8.5 | 32000 | 23400 | 73.12% | 2.08 | 0 | 9.5 |  |  |  |  | R-410A | 2.8167 | Residential & Commercial | USHP
212984189 | Central HP <5.4 tons | KEEPRITE | HRCU-A-CB (Split System: Heat Pump with Remote Outdoor Unit-Air-Source) | DLCURAH18ABK |  |  | EA*4X25L17A* | *92MSN0601714A* | 18100 | 16.5 | 8.5 | 17900 | 17700 | 98.88% | 2.14 | 0 | 11 |  |  |  |  | R-410A | 1.5083 | Residential & Commercial | USHP | Ducted CEE Tier 1
211386697 | Central HP <5.4 tons | LUXAIRE | HRCU-A-CB (Split System: Heat Pump with Remote Outdoor Unit-Air-Source) | HMH72B341 |  |  | XAHC36DBCN1 | TM9Y100C20MP11 | 34000 | 15.5 | 8.1 | 34000 | 24400 | 71.76% | 2.06 | 0 | 9.5 |  |  |  |  | R-410A | 2.8333 | Residential & Commercial | USHP
211385927 | Central HP <5.4 tons | LUXAIRE | HRCU-A-CB (Split System: Heat Pump with Remote Outdoor Unit-Air-Source) | HMH72B341 |  |  | XAHC48FXXN1+TXV | TMLE080B12MP11 | 32800 | 16.5 | 8.1 | 32400 | 23800 | 73.46% | 2 | 0 | 9 |  |  |  |  | R-410A | 2.7333 | Residential & Commercial | USHP
210473293 | Central HP <5.4 tons | BRYANT HEATING AND COOLING SYSTEMS | HRCU-A-CB (Split System: Heat Pump with Remote Outdoor Unit-Air-Source) | 288BNV025*0**C* |  |  | CAP**4821AL*+UI | 83*CA36040C17*** | 24200 | 17 | 8.1 | 21000 | 16500 | 78.57% | 2.02 | 0 | 11 |  |  |  |  | R-410A | 2.0167 | Residential & Commercial | USHP | Ducted CEE Tier 1
214066548 | Central HP <5.4 tons | RHEEM | HRCU-A-CB (Split System: Heat Pump with Remote Outdoor Unit-Air-Source) | RD17AZ36AJ3N |  |  | RCFZ3621MTANM | R951V0403A17UHU | 34200 | 18 | 8.1 | 34200 | 29800 | 87.13% | 1.9 | 0 | 10 |  |  |  |  | R-410A | 2.85 | Residential & Commercial | USHP | Ducted CEE Tier 1
214066730 | Central HP <5.4 tons | RHEEM | HRCU-A-CB (Split System: Heat Pump with Remote Outdoor Unit-Air-Source) | RD17AZ36AJ3N |  |  | RCFZ3621MTANM | R951V0403A17M4S | 34200 | 18 | 8.1 | 34200 | 29600 | 86.55% | 1.9 | 0 | 10 |  |  |  |  | R-410A | 2.85 | Residential & Commercial | USHP | Ducted CEE Tier 1
214066532 | Central HP <5.4 tons | RHEEM | HRCU-A-CB (Split System: Heat Pump with Remote Outdoor Unit-Air-Source) | RD17AZ36AJ3N |  |  | RCFZ3621MTANM | R801V0504A17UHU | 34200 | 18 | 8.1 | 34200 | 29800 | 87.13% | 1.9 | 0 | 10 |  |  |  |  | R-410A | 2.85 | Residential & Commercial | USHP | Ducted CEE Tier 1
211388092 | Central HP <5.4 tons | CHAMPION HEATING AND COOLING | HRCU-A-CB (Split System: Heat Pump with Remote Outdoor Unit-Air-Source) | HMH72B341 |  |  | XAHC30CXXN1+TXV | TM9V060B12MP12 | 31800 | 16.5 | 8.1 | 33000 | 23200 | 70.3% | 1.96 | 0 | 9 |  |  |  |  | R-410A | 2.65 | Residential & Commercial | USHP
213076277 | Central HP <5.4 tons | KEEPRITE | HRCU-A-CB (Split System: Heat Pump with Remote Outdoor Unit-Air-Source) | DLCURAH36ABK |  |  | EA*4X42L24A* | *95MSU1002122A* | 35600 | 16.5 | 8.1 | 38500 | 35000 | 90.91% | 1.9 | 0 | 10 |  |  |  |  | R-410A | 2.9667 | Residential & Commercial | USHP | Ducted CEE Tier 1
213079233 | Central HP <5.4 tons | KEEPRITE | HRCU-A-CB (Split System: Heat Pump with Remote Outdoor Unit-Air-Source) | DLCURAH36ABK |  |  | EA*4X42L21A* | *80MSU0802120A* | 35000 | 16.5 | 8.1 | 38500 | 35000 | 90.91% | 1.9 | 0 | 10 |  |  |  |  | R-410A | 2.9167 | Residential & Commercial | USHP | Ducted CEE Tier 1
213079737 | Central HP <5.4 tons | KEEPRITE | HRCU-A-CB (Split System: Heat Pump with Remote Outdoor Unit-Air-Source) | DLCURAH36ABK |  |  | EA*4X36L21A* | *92MSN1002120A* | 35000 | 16.5 | 8.1 | 38500 | 35200 | 91.43% | 1.82 | 0 | 9.5 |  |  |  |  | R-410A | 2.9167 | Residential & Commercial | USHP
212973227 | Central HP <5.4 tons | DAY & NIGHT | HRCU-A-CB (Split System: Heat Pump with Remote Outdoor Unit-Air-Source) | DLCURAH24ABK |  |  | EA*4X36L21A* | *96VSN0401712B* | 23400 | 16.5 | 8.5 | 26200 | 24200 | 92.37% | 2 | 0 | 10 |  |  |  |  | R-410A | 1.95 | Residential & Commercial | USHP | Ducted CEE Tier 1
212986579 | Central HP <5.4 tons | KEEPRITE | HRCU-A-CB (Split System: Heat Pump with Remote Outdoor Unit-Air-Source) | DLCURAH24ABK |  |  | EA*4X36L21A* | *96MSN0401712A* | 23400 | 16 | 8.5 | 26200 | 24200 | 92.37% | 2 | 0 | 9.5 |  |  |  |  | R-410A | 1.95 | Residential & Commercial | USHP
212986615 | Central HP <5.4 tons | KEEPRITE | HRCU-A-CB (Split System: Heat Pump with Remote Outdoor Unit-Air-Source) | DLCURAH24ABK |  |  | EN(A,D)4X24L17** | *96MSN0401712A* | 23200 | 15.2 | 8.5 | 27200 | 24800 | 91.18% | 2.04 | 0 | 10 |  |  |  |  | R-410A | 1.9333 | Residential & Commercial | USHP | Ducted CEE Tier 1
212985861 | Central HP <5.4 tons | KEEPRITE | HRCU-A-CB (Split System: Heat Pump with Remote Outdoor Unit-Air-Source) | DLCURAH24ABK |  |  | EN(A,D)4X30L17** | *96MSN0261410A* | 23400 | 16.5 | 8.1 | 26000 | 24400 | 93.85% | 2.02 | 0 | 10 |  |  |  |  | R-410A | 1.95 | Residential & Commercial | USHP | Ducted CEE Tier 1
213078299 | Central HP <5.4 tons | KEEPRITE | HRCU-A-CB (Split System: Heat Pump with Remote Outdoor Unit-Air-Source) | DLCURAH36ABK |  |  | EA*4X37L21A* | *80MS(N,L)0901714A* | 36200 | 16.5 | 8.5 | 38000 | 34800 | 91.58% | 2.04 | 0 | 10 |  |  |  |  | R-410A | 3.0167 | Residential & Commercial | USHP | Ducted CEE Tier 1
212980514 | Central HP <5.4 tons | DAY & NIGHT | HRCU-A-CB (Split System: Heat Pump with Remote Outdoor Unit-Air-Source) | DLCURAH30ABK |  |  | EA*4X37L21A* | *80MS(N,L)0902120A* | 30800 | 15.2 | 8.5 | 33600 | 26400 | 78.57% | 1.86 | 0 | 9 |  |  |  |  | R-410A | 2.5667 | Residential & Commercial | USHP
212979442 | Central HP <5.4 tons | BRYANT HEATING AND COOLING SYSTEMS | HRCU-A-CB (Split System: Heat Pump with Remote Outdoor Unit-Air-Source) | 38MURAQ30AB3* |  |  | CAP**4221AL* | 8(0,1)*SB48070M21*** | 29800 | 15.2 | 8.1 | 34200 | 27600 | 80.7% | 1.8 | 0 | 9 |  |  |  |  | R-410A | 2.4833 | Residential & Commercial | USHP
211244524 | Central HP <5.4 tons | AIRQUEST | HRCU-A-CB (Split System: Heat Pump with Remote Outdoor Unit-Air-Source) | DLCURAH24ABK |  |  | EN(A,D)4X30L17** | *80VSL0701716A* | 23800 | 16.5 | 8.1 | 26000 | 23200 | 89.23% | 1.92 | 0 | 10.5 |  |  |  |  | R-410A | 1.9833 | Residential & Commercial | USHP | Ducted CEE Tier 1
212979853 | Central HP <5.4 tons | KEEPRITE | HRCU-A-CB (Split System: Heat Pump with Remote Outdoor Unit-Air-Source) | DLCURAH24ABK |  |  | EA*4X36L17A* | *80MS(N,L)0901714A* | 23800 | 17 | 8.5 | 26200 | 23800 | 90.84% | 1.98 | 0 | 10 |  |  |  |  | R-410A | 1.9833 | Residential & Commercial | USHP | Ducted CEE Tier 1
212979519 | Central HP <5.4 tons | KEEPRITE | HRCU-A-CB (Split System: Heat Pump with Remote Outdoor Unit-Air-Source) | DLCURAH24ABK |  |  | EN(A,D)4X36L21** | *80MS(N,L)0702116A* | 23800 | 17 | 8.5 | 26400 | 24000 | 90.91% | 2 | 0 | 10.5 |  |  |  |  | R-410A | 1.9833 | Residential & Commercial | USHP | Ducted CEE Tier 1
212979151 | Central HP <5.4 tons | KEEPRITE | HRCU-A-CB (Split System: Heat Pump with Remote Outdoor Unit-Air-Source) | DLCURAH24ABK |  |  | EA*4X30L17A* | *80MS(N,L)0701716A* | 23600 | 17 | 8.5 | 26400 | 24600 | 93.18% | 2.04 | 0 | 10 |  |  |  |  | R-410A | 1.9667 | Residential & Commercial | USHP | Ducted CEE Tier 1
216680842 | Central HP <5.4 tons | AIRQUEST | HRCU-A-CB (Split System: Heat Pump with Remote Outdoor Unit-Air-Source) | DLCURAH18ABK |  |  | EA*4X24L17A* | *97VTN0801716A* | 17200 | 16 | 8.5 | 18100 | 19200 | 106.1% | 2.2 | 0 | 10.5 |  |  |  |  | R-410A | 1.4333 | Residential & Commercial | USHP | Ducted CEE Tier 1
214574671 | Central HP <5.4 tons | AIRQUEST | HRCU-A-CB (Split System: Heat Pump with Remote Outdoor Unit-Air-Source) | HVH837GKA2* |  |  | EN(A,D)4X48L24**+WALLCON | *97CMN0802120B* | 32400 | 17.5 | 8.5 | 32800 | 24800 | 75.61% | 1.96 | 0 | 11.5 |  |  |  |  | R-410A | 2.7 | Residential & Commercial | USHP | Ducted CEE Tier 1
213781648 | Central HP <5.4 tons | AIRQUEST | HRCU-A-CB (Split System: Heat Pump with Remote Outdoor Unit-Air-Source) | HVH837GKA2* |  |  | EA*4X61L21A*+WALLCON | *96CTN1002122B* | 33200 | 17.5 | 8.5 | 32000 | 24800 | 77.5% | 1.98 | 0 | 11.7 |  |  |  |  | R-410A | 2.7667 | Residential & Commercial | USHP | Ducted CEE Tier 1
213781678 | Central HP <5.4 tons | AIRQUEST | HRCU-A-CB (Split System: Heat Pump with Remote Outdoor Unit-Air-Source) | HVH837GKA2* |  |  | EA*4X61L24A*+WALLCON | *80CTL1352422B* | 33200 | 17.5 | 8.5 | 32000 | 24800 | 77.5% | 2 | 0 | 11.7 |  |  |  |  | R-410A | 2.7667 | Residential & Commercial | USHP | Ducted CEE Tier 1
213782098 | Central HP <5.4 tons | AIRQUEST | HRCU-A-CB (Split System: Heat Pump with Remote Outdoor Unit-Air-Source) | HVH837GKA2* |  |  | EHD4X48AAL+WALLCON | *80CTL1102120B* | 32600 | 16.5 | 8.1 | 32800 | 24800 | 75.61% | 1.96 | 0 | 11 |  |  |  |  | R-410A | 2.7167 | Residential & Commercial | USHP | Ducted CEE Tier 1
213078472 | Central HP <5.4 tons | KEEPRITE | HRCU-A-CB (Split System: Heat Pump with Remote Outdoor Unit-Air-Source) | DLCURAH36ABK |  |  | EN(A,D,W)4X48L21** | *80MS(N,L)0902116A* | 35800 | 16.5 | 8.1 | 38500 | 34800 | 90.39% | 2 | 0 | 10 |  |  |  |  | R-410A | 2.9833 | Residential & Commercial | USHP | Ducted CEE Tier 1
213078065 | Central HP <5.4 tons | KEEPRITE | HRCU-A-CB (Split System: Heat Pump with Remote Outdoor Unit-Air-Source) | DLCURAH36ABK |  |  | EA*4X37L17A* | *80MS(N,L)0701716A* | 36000 | 15.5 | 8.5 | 38500 | 35000 | 90.91% | 2 | 0 | 10 |  |  |  |  | R-410A | 3 | Residential & Commercial | USHP | Ducted CEE Tier 1
213077379 | Central HP <5.4 tons | KEEPRITE | HRCU-A-CB (Split System: Heat Pump with Remote Outdoor Unit-Air-Source) | DLCURAH36ABK |  |  | EA*4X37L21A* | *96VTN0801716B* | 36400 | 15.5 | 8.5 | 38500 | 35000 | 90.91% | 2.06 | 0 | 10 |  |  |  |  | R-410A | 3.0333 | Residential & Commercial | USHP | Ducted CEE Tier 1
213079563 | Central HP <5.4 tons | KEEPRITE | HRCU-A-CB (Split System: Heat Pump with Remote Outdoor Unit-Air-Source) | DLCURAH36ABK |  |  | EA*4X42L21A* | *92MSN0801716A* | 35400 | 16 | 8.1 | 38500 | 35000 | 90.91% | 1.88 | 0 | 10 |  |  |  |  | R-410A | 2.95 | Residential & Commercial | USHP | Ducted CEE Tier 1
214398095 | Central HP <5.4 tons | FRASER-JOHNSTON | HRCU-A-CB (Split System: Heat Pump with Remote Outdoor Unit-Air-Source) | HH836E2S11 |  |  | CTM36B5CDS1 | TP9C060B12MP13 | 33000 | 17 | 8.5 | 31000 | 25400 | 81.94% | 2 | 0 | 11 |  |  |  |  | R-454B | 2.75 | Residential & Commercial | USHP | Ducted CEE Tier 1
212596826 | Central HP <5.4 tons | BRYANT HEATING AND COOLING SYSTEMS | HRCU-A-CB (Split System: Heat Pump with Remote Outdoor Unit-Air-Source) | 284ANV024*0**B* |  |  | CNPV*3017AL*+UI | 987MB42060C17*** | 23000 | 19 | 9.5 | 26800 | 20200 | 75.37% | 2.34 | 0 | 12.5 |  |  |  |  | R-410A | 1.9167 | Residential & Commercial | USHP | Ducted CEE Tier 1
212978168 | Central HP <5.4 tons | DAY & NIGHT | HRCU-A-CB (Split System: Heat Pump with Remote Outdoor Unit-Air-Source) | DLCURAH24ABK |  |  | EN(A,D)4X24L14** | *80MS(N,L)0701412A* | 23200 | 17 | 8.5 | 26800 | 25400 | 94.78% | 2.14 | 0 | 10 |  |  |  |  | R-410A | 1.9333 | Residential & Commercial | USHP | Ducted CEE Tier 1
212979839 | Central HP <5.4 tons | DAY & NIGHT | HRCU-A-CB (Split System: Heat Pump with Remote Outdoor Unit-Air-Source) | DLCURAH24ABK |  |  | EA*4X30L17A* | *80MS(N,L)0901714A* | 23600 | 17 | 8.5 | 26400 | 24600 | 93.18% | 2.04 | 0 | 10 |  |  |  |  | R-410A | 1.9667 | Residential & Commercial | USHP | Ducted CEE Tier 1
211387627 | Central HP <5.4 tons | CHAMPION HEATING AND COOLING | HRCU-A-CB (Split System: Heat Pump with Remote Outdoor Unit-Air-Source) | HMH72B341 |  |  | XAFC36DXXN1+TXV | TM9V080C16MP12 | 34000 | 17.5 | 8.1 | 33800 | 23800 | 70.41% | 2.08 | 0 | 10 |  |  |  |  | R-410A | 2.8333 | Residential & Commercial | USHP | Ducted CEE Tier 1
211386492 | Central HP <5.4 tons | CHAMPION HEATING AND COOLING | HRCU-A-CB (Split System: Heat Pump with Remote Outdoor Unit-Air-Source) | HMH72B341 |  |  | XAHD48FBCN1 | TL8E080C16UH11 | 33600 | 16 | 8.1 | 32600 | 24200 | 74.23% | 2.04 | 0 | 9 |  |  |  |  | R-410A | 2.8 | Residential & Commercial | USHP
215938039 | Central HP <5.4 tons | COMFORTMAKER | HRCU-A-CB (Split System: Heat Pump with Remote Outdoor Unit-Air-Source) | C5H3V48*K*AAA* |  |  | EVD5X49M24A*+WALLCON | *80CTL1352422B* | 45500 | 21 | 8.1 | 52500 | 38000 | 72.38% | 1.95 | 0 | 11.5 |  |  |  |  | R-454B | 3.7917 | Residential & Commercial | USHP | Ducted CEE Tier 1
211712543 | Central HP <5.4 tons | KEEPRITE | HRCU-A-CB (Split System: Heat Pump with Remote Outdoor Unit-Air-Source) | DLCURAH30ABK |  |  | EA*4X42L21A* | *92ESN0802120A* | 30600 | 15.2 | 8.1 | 34200 | 27000 | 78.95% | 1.82 | 0 | 9 |  |  |  |  | R-410A | 2.55 | Residential & Commercial | USHP
214075466 | Central HP <5.4 tons | RHEEM | HRCU-A-CB (Split System: Heat Pump with Remote Outdoor Unit-Air-Source) | RD17AZ24AJ3N |  |  | RCFZ2417MTANM | R802V1004A17UHS | 22600 | 17 | 9.5 | 22600 | 16800 | 74.34% | 2.1 | 0 | 11.2 |  |  |  |  | R-410A | 1.8833 | Residential & Commercial | USHP | Ducted CEE Tier 1
212979817 | Central HP <5.4 tons | KEEPRITE | HRCU-A-CB (Split System: Heat Pump with Remote Outdoor Unit-Air-Source) | DLCURAH24ABK |  |  | EA*4X24L17A* | *80MS(N,L)0901714A* | 23200 | 17 | 8.5 | 26800 | 26600 | 99.25% | 2.26 | 0 | 10 |  |  |  |  | R-410A | 1.9333 | Residential & Commercial | USHP | Ducted CEE Tier 1
212979865 | Central HP <5.4 tons | KEEPRITE | HRCU-A-CB (Split System: Heat Pump with Remote Outdoor Unit-Air-Source) | DLCURAH24ABK |  |  | EA*4X36L21A* | *80MS(N,L)0901714A* | 23800 | 17.5 | 8.5 | 26200 | 23600 | 90.08% | 1.98 | 0 | 10 |  |  |  |  | R-410A | 1.9833 | Residential & Commercial | USHP | Ducted CEE Tier 1
213076491 | Central HP <5.4 tons | DAY & NIGHT | HRCU-A-CB (Split System: Heat Pump with Remote Outdoor Unit-Air-Source) | DLCURAH36ABK |  |  | EA*4X37L17A* | *80VTL0701716B* | 36000 | 15.5 | 8.5 | 38500 | 35000 | 90.91% | 2 | 0 | 10 |  |  |  |  | R-410A | 3 | Residential & Commercial | USHP | Ducted CEE Tier 1
213076645 | Central HP <5.4 tons | DAY & NIGHT | HRCU-A-CB (Split System: Heat Pump with Remote Outdoor Unit-Air-Source) | DLCURAH36ABK |  |  | EA*4X37L21A* | *80VTL0902120B* | 36600 | 16 | 8.5 | 38500 | 35000 | 90.91% | 2.08 | 0 | 10 |  |  |  |  | R-410A | 3.05 | Residential & Commercial | USHP | Ducted CEE Tier 1
212985761 | Central HP <5.4 tons | KEEPRITE | HRCU-A-CB (Split System: Heat Pump with Remote Outdoor Unit-Air-Source) | DLCURAH24ABK |  |  | EA*4X24L14A* | *96MSN0261410A* | 23200 | 16.5 | 8.5 | 27000 | 26400 | 97.78% | 2.2 | 0 | 10 |  |  |  |  | R-410A | 1.9333 | Residential & Commercial | USHP | Ducted CEE Tier 1
212985811 | Central HP <5.4 tons | KEEPRITE | HRCU-A-CB (Split System: Heat Pump with Remote Outdoor Unit-Air-Source) | DLCURAH24ABK |  |  | EA*4X36L17A* | *96MSN0261410A* | 23400 | 16.5 | 8.5 | 26200 | 24400 | 93.13% | 2.02 | 0 | 10 |  |  |  |  | R-410A | 1.95 | Residential & Commercial | USHP | Ducted CEE Tier 1
212982308 | Central HP <5.4 tons | KEEPRITE | HRCU-A-CB (Split System: Heat Pump with Remote Outdoor Unit-Air-Source) | DLCURAH24ABK |  |  | EA*4X37L17A* | *80MSU0401712A* | 24200 | 16.5 | 8.5 | 25200 | 22000 | 87.3% | 1.84 | 0 | 10 |  |  |  |  | R-410A | 2.0167 | Residential & Commercial | USHP | Ducted CEE Tier 1
211227519 | Central HP <5.4 tons | BRYANT HEATING AND COOLING SYSTEMS | HRCU-A-CB (Split System: Heat Pump with Remote Outdoor Unit-Air-Source) | 38MURAQ36AB3* |  |  | CAP**4221AL* | 912SD48080E17*** | 35400 | 16 | 8.1 | 38500 | 35000 | 90.91% | 1.88 | 0 | 10 |  |  |  |  | R-410A | 2.95 | Residential & Commercial | USHP | Ducted CEE Tier 1
211227592 | Central HP <5.4 tons | BRYANT HEATING AND COOLING SYSTEMS | HRCU-A-CB (Split System: Heat Pump with Remote Outdoor Unit-Air-Source) | 38MURAQ36AB3* |  |  | CAP**4221AL* | 926SA42060V17*** | 35000 | 15.2 | 8.1 | 38500 | 35200 | 91.43% | 1.86 | 0 | 9.5 |  |  |  |  | R-410A | 2.9167 | Residential & Commercial | USHP
211227719 | Central HP <5.4 tons | BRYANT HEATING AND COOLING SYSTEMS | HRCU-A-CB (Split System: Heat Pump with Remote Outdoor Unit-Air-Source) | 38MURAQ36AB3* |  |  | CAP**4221AL* | OVLAAB036098 | 35000 | 15.2 | 8.1 | 38500 | 35200 | 91.43% | 1.86 | 0 | 9.5 |  |  |  |  | R-410A | 2.9167 | Residential & Commercial | USHP
211227776 | Central HP <5.4 tons | BRYANT HEATING AND COOLING SYSTEMS | HRCU-A-CB (Split System: Heat Pump with Remote Outdoor Unit-Air-Source) | 38MURAQ36AB3* |  |  | CAP**4224AL* | 8(0,1)*SA48090E21*** | 35800 | 16 | 8.1 | 39500 | 35000 | 88.61% | 1.9 | 0 | 10 |  |  |  |  | R-410A | 2.9833 | Residential & Commercial | USHP | Ducted CEE Tier 1
213076110 | Central HP <5.4 tons | KEEPRITE | HRCU-A-CB (Split System: Heat Pump with Remote Outdoor Unit-Air-Source) | DLCURAH24ABK |  |  | EA*4X37L21A* | *95MSU1002120A* | 24400 | 17 | 8.5 | 25200 | 21200 | 84.13% | 1.8 | 0 | 10.5 |  |  |  |  | R-410A | 2.0333 | Residential & Commercial | USHP | Ducted CEE Tier 1
212981792 | Central HP <5.4 tons | KEEPRITE | HRCU-A-CB (Split System: Heat Pump with Remote Outdoor Unit-Air-Source) | DLCURAH24ABK |  |  | EN(A,D)4X30L17** | *80MSU1002120A* | 23800 | 16.5 | 8.5 | 26400 | 24000 | 90.91% | 1.98 | 0 | 10.5 |  |  |  |  | R-410A | 1.9833 | Residential & Commercial | USHP | Ducted CEE Tier 1
211397702 | Central HP <5.4 tons | CHAMPION HEATING AND COOLING | HRCU-A-CB (Split System: Heat Pump with Remote Outdoor Unit-Air-Source) | HMH72B341 |  |  | XAFC48FXXN1+TXV | TM8V100C16MP12 | 34000 | 16.5 | 8.5 | 33200 | 24400 | 73.49% | 2.1 | 0 | 9 |  |  |  |  | R-410A | 2.8333 | Residential & Commercial | USHP
211395151 | Central HP <5.4 tons | CHAMPION HEATING AND COOLING | HRCU-A-CB (Split System: Heat Pump with Remote Outdoor Unit-Air-Source) | HMH72B341 |  |  | XAHC48FBCN1 | TP9C080C16MP13 | 32800 | 16.5 | 8.5 | 31800 | 23200 | 72.96% | 2.02 | 0 | 9 |  |  |  |  | R-410A | 2.7333 | Residential & Commercial | USHP
211395301 | Central HP <5.4 tons | CHAMPION HEATING AND COOLING | HRCU-A-CB (Split System: Heat Pump with Remote Outdoor Unit-Air-Source) | HMH72B341 |  |  | XAFC48FXXN1+TXV | TM9V080C16MP12 | 33400 | 16.5 | 8.5 | 32400 | 23600 | 72.84% | 2.06 | 0 | 9.5 |  |  |  |  | R-410A | 2.7833 | Residential & Commercial | USHP
211395562 | Central HP <5.4 tons | CHAMPION HEATING AND COOLING | HRCU-A-CB (Split System: Heat Pump with Remote Outdoor Unit-Air-Source) | HMH72B341 |  |  | XAFC48FXXN1+TXV | TM9V080B12MP12 | 33400 | 16.5 | 8.5 | 32600 | 24000 | 73.62% | 2.06 | 0 | 9 |  |  |  |  | R-410A | 2.7833 | Residential & Commercial | USHP
211396807 | Central HP <5.4 tons | CHAMPION HEATING AND COOLING | HRCU-A-CB (Split System: Heat Pump with Remote Outdoor Unit-Air-Source) | HMH72B341 |  |  | XAHC48FBCN1 | TM8Y100C16MP11 | 33600 | 17 | 8.1 | 32600 | 24000 | 73.62% | 2.04 | 0 | 9 |  |  |  |  | R-410A | 2.8 | Residential & Commercial | USHP
211396966 | Central HP <5.4 tons | CHAMPION HEATING AND COOLING | HRCU-A-CB (Split System: Heat Pump with Remote Outdoor Unit-Air-Source) | HMH72B341 |  |  | XAUC48FXXN1+TXV | TM8Y080C16MP11 | 34000 | 17.5 | 8.5 | 33200 | 24400 | 73.49% | 2.08 | 0 | 9 |  |  |  |  | R-410A | 2.8333 | Residential & Commercial | USHP
212982296 | Central HP <5.4 tons | KEEPRITE | HRCU-A-CB (Split System: Heat Pump with Remote Outdoor Unit-Air-Source) | DLCURAH24ABK |  |  | EA*4X36L21A* | *80MSU0401712A* | 23600 | 17 | 8.5 | 25800 | 23200 | 89.92% | 1.94 | 0 | 10 |  |  |  |  | R-410A | 1.9667 | Residential & Commercial | USHP | Ducted CEE Tier 1
212982716 | Central HP <5.4 tons | KEEPRITE | HRCU-A-CB (Split System: Heat Pump with Remote Outdoor Unit-Air-Source) | DLCURAH24ABK |  |  | EA*4X37L21A* | *80MSU0601716A* | 24200 | 17.5 | 8.5 | 24800 | 21400 | 86.29% | 1.8 | 0 | 10.5 |  |  |  |  | R-410A | 2.0167 | Residential & Commercial | USHP | Ducted CEE Tier 1
211240723 | Central HP <5.4 tons | DAY & NIGHT | HRCU-A-CB (Split System: Heat Pump with Remote Outdoor Unit-Air-Source) | DLCURAH24ABK |  |  | EA*4X24L17A* | *95ESN0801716A* | 24400 | 15.5 | 8.5 | 27400 | 23000 | 83.94% | 1.88 | 0 | 10 |  |  |  |  | R-410A | 2.0333 | Residential & Commercial | USHP | Ducted CEE Tier 1
211240927 | Central HP <5.4 tons | DAY & NIGHT | HRCU-A-CB (Split System: Heat Pump with Remote Outdoor Unit-Air-Source) | DLCURAH24ABK |  |  | EA*4X25L17A* | *95ESU0601716A* | 24800 | 17 | 8.5 | 25600 | 21000 | 82.03% | 1.78 | 0 | 10.5 |  |  |  |  | R-410A | 2.0667 | Residential & Commercial | USHP | Ducted CEE Tier 1
211241057 | Central HP <5.4 tons | DAY & NIGHT | HRCU-A-CB (Split System: Heat Pump with Remote Outdoor Unit-Air-Source) | DLCURAH24ABK |  |  | EA*4X25L17A* | *96VTN0601714A* | 24600 | 16.5 | 8.5 | 25400 | 21400 | 84.25% | 1.78 | 0 | 10 |  |  |  |  | R-410A | 2.05 | Residential & Commercial | USHP | Ducted CEE Tier 1
211241241 | Central HP <5.4 tons | DAY & NIGHT | HRCU-A-CB (Split System: Heat Pump with Remote Outdoor Unit-Air-Source) | DLCURAH24ABK |  |  | EA*4X30L14A* | *80VSL0451412A* | 24200 | 16 | 8.5 | 26400 | 23000 | 87.12% | 1.9 | 0 | 10 |  |  |  |  | R-410A | 2.0167 | Residential & Commercial | USHP | Ducted CEE Tier 1
211396980 | Central HP <5.4 tons | CHAMPION HEATING AND COOLING | HRCU-A-CB (Split System: Heat Pump with Remote Outdoor Unit-Air-Source) | HMH72B341 |  |  | XAHC48FXXN1+TXV | TM8Y080B12MP11 | 32600 | 17 | 8.1 | 31600 | 23000 | 72.78% | 2.02 | 0 | 9 |  |  |  |  | R-410A | 2.7167 | Residential & Commercial | USHP
211397382 | Central HP <5.4 tons | CHAMPION HEATING AND COOLING | HRCU-A-CB (Split System: Heat Pump with Remote Outdoor Unit-Air-Source) | HMH72B341 |  |  | XAHC48FXXN1+TXV | TM8V080C16MP12 | 33600 | 16.5 | 8.5 | 32400 | 23800 | 73.46% | 2.06 | 0 | 9 |  |  |  |  | R-410A | 2.8 | Residential & Commercial | USHP
213076486 | Central HP <5.4 tons | BRYANT HEATING AND COOLING SYSTEMS | HRCU-A-CB (Split System: Heat Pump with Remote Outdoor Unit-Air-Source) | 38MURAQ36AB3* |  |  | CAP**3717AL* | 82*TB48070V17*** | 36000 | 15.5 | 8.5 | 38500 | 35000 | 90.91% | 2 | 0 | 10 |  |  |  |  | R-410A | 3 | Residential & Commercial | USHP | Ducted CEE Tier 1
212982728 | Central HP <5.4 tons | KEEPRITE | HRCU-A-CB (Split System: Heat Pump with Remote Outdoor Unit-Air-Source) | DLCURAH24ABK |  |  | EN(A,D)4X36L21** | *80MSU0601716A* | 23600 | 17 | 8.5 | 25600 | 24000 | 93.75% | 2 | 0 | 10.5 |  |  |  |  | R-410A | 1.9667 | Residential & Commercial | USHP | Ducted CEE Tier 1
212984693 | Central HP <5.4 tons | KEEPRITE | HRCU-A-CB (Split System: Heat Pump with Remote Outdoor Unit-Air-Source) | DLCURAH24ABK |  |  | EN(A,D)4X36L21** | *92MSN0801716A* | 23600 | 17.5 | 8.5 | 26200 | 24600 | 93.89% | 2.04 | 0 | 10.5 |  |  |  |  | R-410A | 1.9667 | Residential & Commercial | USHP | Ducted CEE Tier 1
211397543 | Central HP <5.4 tons | CHAMPION HEATING AND COOLING | HRCU-A-CB (Split System: Heat Pump with Remote Outdoor Unit-Air-Source) | HMH72B341 |  |  | XAFD48FXXN1+TXV | TM8V080C16MP12 | 34000 | 16.5 | 8.5 | 33000 | 24400 | 73.94% | 2.1 | 0 | 9 |  |  |  |  | R-410A | 2.8333 | Residential & Commercial | USHP
211397993 | Central HP <5.4 tons | CHAMPION HEATING AND COOLING | HRCU-A-CB (Split System: Heat Pump with Remote Outdoor Unit-Air-Source) | HMH72B341 |  |  | XAHC48FBCN1 | TPLC080B12MP13 | 32400 | 16 | 8.1 | 32000 | 23600 | 73.75% | 1.98 | 0 | 8.5 |  |  |  |  | R-410A | 2.7 | Residential & Commercial | USHP
211396571 | Central HP <5.4 tons | CHAMPION HEATING AND COOLING | HRCU-A-CB (Split System: Heat Pump with Remote Outdoor Unit-Air-Source) | HMH72B341 |  |  | XAHC48FBCN1 | TM8Y100C20MP11 | 33800 | 16.5 | 8.5 | 32400 | 23800 | 73.46% | 2.06 | 0 | 9 |  |  |  |  | R-410A | 2.8167 | Residential & Commercial | USHP
211396614 | Central HP <5.4 tons | CHAMPION HEATING AND COOLING | HRCU-A-CB (Split System: Heat Pump with Remote Outdoor Unit-Air-Source) | HMH72B341 |  |  | XAFD48FBCN1 | TM8Y120C20MP11 | 34000 | 16.5 | 8.5 | 34000 | 24200 | 71.18% | 2.1 | 0 | 9.5 |  |  |  |  | R-410A | 2.8333 | Residential & Commercial | USHP
211394315 | Central HP <5.4 tons | CHAMPION HEATING AND COOLING | HRCU-A-CB (Split System: Heat Pump with Remote Outdoor Unit-Air-Source) | HMH72B341 |  |  | XAHD48FBCN1 | TP9C120D20MP13 | 33400 | 16.5 | 8.5 | 32000 | 23200 | 72.5% | 2.06 | 0 | 9.5 |  |  |  |  | R-410A | 2.7833 | Residential & Commercial | USHP
211393538 | Central HP <5.4 tons | CHAMPION HEATING AND COOLING | HRCU-A-CB (Split System: Heat Pump with Remote Outdoor Unit-Air-Source) | HMH72B341 |  |  | XAFB36DXXN1+TXV | TL8E060A12UH11 | 34000 | 18 | 8.1 | 33800 | 23800 | 70.41% | 2.06 | 0 | 10 |  |  |  |  | R-410A | 2.8333 | Residential & Commercial | USHP | Ducted CEE Tier 1
211396846 | Central HP <5.4 tons | LUXAIRE | HRCU-A-CB (Split System: Heat Pump with Remote Outdoor Unit-Air-Source) | HMH72B341 |  |  | XAFD48FXXN1+TXV | TM8Y080C16MP11 | 34000 | 17.5 | 8.5 | 33200 | 24400 | 73.49% | 2.08 | 0 | 9 |  |  |  |  | R-410A | 2.8333 | Residential & Commercial | USHP
211396945 | Central HP <5.4 tons | LUXAIRE | HRCU-A-CB (Split System: Heat Pump with Remote Outdoor Unit-Air-Source) | HMH72B341 |  |  | XAFC48FBCN1 | TM8Y080C16MP11 | 34000 | 17.5 | 8.5 | 33200 | 24400 | 73.49% | 2.08 | 0 | 9 |  |  |  |  | R-410A | 2.8333 | Residential & Commercial | USHP
212979247 | Central HP <5.4 tons | KEEPRITE | HRCU-A-CB (Split System: Heat Pump with Remote Outdoor Unit-Air-Source) | DLCURAH24ABK |  |  | EN(A,D)4X36L21** | *80MS(N,L)0701716A* | 23600 | 17 | 8.5 | 26400 | 24200 | 91.67% | 2.02 | 0 | 10.5 |  |  |  |  | R-410A | 1.9667 | Residential & Commercial | USHP | Ducted CEE Tier 1
211243775 | Central HP <5.4 tons | DAY & NIGHT | HRCU-A-CB (Split System: Heat Pump with Remote Outdoor Unit-Air-Source) | DLCURAH24ABK |  |  | EN(A,D)4X24L14** | *96VTN0601412A* | 23200 | 16 | 8.5 | 26400 | 24600 | 93.18% | 2.04 | 0 | 10 |  |  |  |  | R-410A | 1.9333 | Residential & Commercial | USHP | Ducted CEE Tier 1
211243808 | Central HP <5.4 tons | DAY & NIGHT | HRCU-A-CB (Split System: Heat Pump with Remote Outdoor Unit-Air-Source) | DLCURAH24ABK |  |  | EN(A,D)4X24L14** | *92ESN0601412A* | 24200 | 15.5 | 8.5 | 27200 | 22600 | 83.09% | 1.86 | 0 | 10 |  |  |  |  | R-410A | 2.0167 | Residential & Commercial | USHP | Ducted CEE Tier 1
211243859 | Central HP <5.4 tons | DAY & NIGHT | HRCU-A-CB (Split System: Heat Pump with Remote Outdoor Unit-Air-Source) | DLCURAH24ABK |  |  | EN(A,D)4X24L17** | *96VSN0601714A* | 23600 | 16 | 8.5 | 26800 | 23400 | 87.31% | 1.92 | 0 | 10 |  |  |  |  | R-410A | 1.9667 | Residential & Commercial | USHP | Ducted CEE Tier 1
211244009 | Central HP <5.4 tons | DAY & NIGHT | HRCU-A-CB (Split System: Heat Pump with Remote Outdoor Unit-Air-Source) | DLCURAH24ABK |  |  | EN(A,D)4X24L17** | *96VTN0801716A* | 23800 | 16 | 8.5 | 26800 | 23400 | 87.31% | 1.92 | 0 | 10 |  |  |  |  | R-410A | 1.9833 | Residential & Commercial | USHP | Ducted CEE Tier 1
211385932 | Central HP <5.4 tons | CHAMPION HEATING AND COOLING | HRCU-A-CB (Split System: Heat Pump with Remote Outdoor Unit-Air-Source) | HMH72B341 |  |  | XAHC48FXXN1+TXV | TMLE080B12MP11 | 32800 | 16.5 | 8.1 | 32400 | 23800 | 73.46% | 2 | 0 | 9 |  |  |  |  | R-410A | 2.7333 | Residential & Commercial | USHP
211398482 | Central HP <5.4 tons | LUXAIRE | HRCU-A-CB (Split System: Heat Pump with Remote Outdoor Unit-Air-Source) | HMH72B341 |  |  | XAFD48FBCN1 | TM8E100C16MP11 | 33600 | 17 | 8.5 | 32400 | 23600 | 72.84% | 2.08 | 0 | 9.5 |  |  |  |  | R-410A | 2.8 | Residential & Commercial | USHP
211398698 | Central HP <5.4 tons | LUXAIRE | HRCU-A-CB (Split System: Heat Pump with Remote Outdoor Unit-Air-Source) | HMH72B341 |  |  | XAUC48FXXN1+TXV | TM8E100B12MP11 | 33400 | 17 | 8.5 | 32400 | 23800 | 73.46% | 2.06 | 0 | 9.5 |  |  |  |  | R-410A | 2.7833 | Residential & Commercial | USHP
211393638 | Central HP <5.4 tons | CHAMPION HEATING AND COOLING | HRCU-A-CB (Split System: Heat Pump with Remote Outdoor Unit-Air-Source) | HMH72B341 |  |  | JHETB36DBCS2N1 | 0 | 34000 | 18.5 | 8.5 | 33800 | 23800 | 70.41% | 2.12 | 0 | 10 |  |  |  |  | R-410A | 2.8333 | Residential & Commercial | USHP | Ducted CEE Tier 1
211392947 | Central HP <5.4 tons | CHAMPION HEATING AND COOLING | HRCU-A-CB (Split System: Heat Pump with Remote Outdoor Unit-Air-Source) | HMH72B341 |  |  | XAUB30CXXN1+TXV | TM8E040A12MP11 | 32800 | 18 | 8.1 | 33400 | 23400 | 70.06% | 2.04 | 0 | 10 |  |  |  |  | R-410A | 2.7333 | Residential & Commercial | USHP | Ducted CEE Tier 1
211393006 | Central HP <5.4 tons | CHAMPION HEATING AND COOLING | HRCU-A-CB (Split System: Heat Pump with Remote Outdoor Unit-Air-Source) | HMH72B341 |  |  | XAHC30CXXN1+TXV | TL9E100C20UH11 | 32600 | 16.5 | 8.1 | 32800 | 23000 | 70.12% | 2.02 | 0 | 9.5 |  |  |  |  | R-410A | 2.7167 | Residential & Commercial | USHP
211393145 | Central HP <5.4 tons | CHAMPION HEATING AND COOLING | HRCU-A-CB (Split System: Heat Pump with Remote Outdoor Unit-Air-Source) | HMH72B341 |  |  | XAHC36DXXN1+TXV | TL9E060B12UH11 | 32800 | 17.5 | 8.1 | 32400 | 22800 | 70.37% | 1.98 | 0 | 9.5 |  |  |  |  | R-410A | 2.7333 | Residential & Commercial | USHP
211393231 | Central HP <5.4 tons | CHAMPION HEATING AND COOLING | HRCU-A-CB (Split System: Heat Pump with Remote Outdoor Unit-Air-Source) | HMH72B341 |  |  | XAFC30CXXN1+TXV | TL9E060B12UH11 | 32600 | 17.5 | 8.1 | 33600 | 23600 | 70.24% | 2 | 0 | 9.5 |  |  |  |  | R-410A | 2.7167 | Residential & Commercial | USHP
211393524 | Central HP <5.4 tons | CHAMPION HEATING AND COOLING | HRCU-A-CB (Split System: Heat Pump with Remote Outdoor Unit-Air-Source) | HMH72B341 |  |  | XAHB30CXXN1+TXV | TL8E060A12UH11 | 32000 | 17.5 | 8.1 | 32600 | 23000 | 70.55% | 1.98 | 0 | 9.5 |  |  |  |  | R-410A | 2.6667 | Residential & Commercial | USHP
211390898 | Central HP <5.4 tons | CHAMPION HEATING AND COOLING | HRCU-A-CB (Split System: Heat Pump with Remote Outdoor Unit-Air-Source) | HMH72B341 |  |  | XAHB36DXXN1+TXV | TPLC060A12MP13 | 33400 | 16.5 | 8.1 | 33600 | 23800 | 70.83% | 2.02 | 0 | 9.5 |  |  |  |  | R-410A | 2.7833 | Residential & Commercial | USHP
211391032 | Central HP <5.4 tons | CHAMPION HEATING AND COOLING | HRCU-A-CB (Split System: Heat Pump with Remote Outdoor Unit-Air-Source) | HMH72B341 |  |  | XAFB36DXXN1+TXV | TPLC060A12MP13 | 34000 | 17.5 | 8.1 | 34000 | 24200 | 71.18% | 2.06 | 0 | 9.5 |  |  |  |  | R-410A | 2.8333 | Residential & Commercial | USHP
211391809 | Central HP <5.4 tons | CHAMPION HEATING AND COOLING | HRCU-A-CB (Split System: Heat Pump with Remote Outdoor Unit-Air-Source) | HMH72B341 |  |  | XAFC30CXXN1+TXV | TMLE100B12MP11 | 32800 | 17.5 | 8.1 | 33400 | 23400 | 70.06% | 2.04 | 0 | 9.5 |  |  |  |  | R-410A | 2.7333 | Residential & Commercial | USHP
211388340 | Central HP <5.4 tons | CHAMPION HEATING AND COOLING | HRCU-A-CB (Split System: Heat Pump with Remote Outdoor Unit-Air-Source) | HMH72B341 |  |  | XAFB36DBCN1 | TM9V060B12MP12 | 33800 | 17 | 8.5 | 33400 | 23800 | 71.26% | 2.04 | 0 | 9.5 |  |  |  |  | R-410A | 2.8167 | Residential & Commercial | USHP
211388476 | Central HP <5.4 tons | CHAMPION HEATING AND COOLING | HRCU-A-CB (Split System: Heat Pump with Remote Outdoor Unit-Air-Source) | HMH72B341 |  |  | XAHB36DBCN1 | TM9V040A10MP12 | 32400 | 16.5 | 8.1 | 32600 | 23000 | 70.55% | 1.96 | 0 | 9.5 |  |  |  |  | R-410A | 2.7 | Residential & Commercial | USHP
211390523 | Central HP <5.4 tons | CHAMPION HEATING AND COOLING | HRCU-A-CB (Split System: Heat Pump with Remote Outdoor Unit-Air-Source) | HMH72B341 |  |  | XAHB36DXXN1+TXV | TPLC080B12MP13 | 32800 | 16.5 | 8.1 | 33000 | 23400 | 70.91% | 1.98 | 0 | 9.5 |  |  |  |  | R-410A | 2.7333 | Residential & Commercial | USHP
211390607 | Central HP <5.4 tons | CHAMPION HEATING AND COOLING | HRCU-A-CB (Split System: Heat Pump with Remote Outdoor Unit-Air-Source) | HMH72B341 |  |  | XAFC36DXXN1+TXV | TM8V080B12MP12 | 33800 | 17 | 8.1 | 34000 | 24200 | 71.18% | 2.04 | 0 | 9.5 |  |  |  |  | R-410A | 2.8167 | Residential & Commercial | USHP
211388619 | Central HP <5.4 tons | CHAMPION HEATING AND COOLING | HRCU-A-CB (Split System: Heat Pump with Remote Outdoor Unit-Air-Source) | HMH72B341 |  |  | XAFC36DXXN1+TXV | TM9E100C16MP12 | 34000 | 18 | 8.1 | 33600 | 23800 | 70.83% | 2.08 | 0 | 10 |  |  |  |  | R-410A | 2.8333 | Residential & Commercial | USHP | Ducted CEE Tier 1
214229174 | Central HP <5.4 tons | KEEPRITE | HRCU-A-CB (Split System: Heat Pump with Remote Outdoor Unit-Air-Source) | DLCURAH24ABK |  |  | EA*4X37L17A* | *80MSU0601716A* | 24000 | 17.5 | 8.5 | 25600 | 21600 | 84.38% | 1.82 | 0 | 10 |  |  |  |  | R-410A | 2 | Residential & Commercial | USHP | Ducted CEE Tier 1
211386316 | Central HP <5.4 tons | CHAMPION HEATING AND COOLING | HRCU-A-CB (Split System: Heat Pump with Remote Outdoor Unit-Air-Source) | HMH72B341 |  |  | XAHC48FBCN1 | TL9E060B12UH11 | 32400 | 16.5 | 8.1 | 32000 | 23600 | 73.75% | 2 | 0 | 9 |  |  |  |  | R-410A | 2.7 | Residential & Commercial | USHP
211396275 | Central HP <5.4 tons | CHAMPION HEATING AND COOLING | HRCU-A-CB (Split System: Heat Pump with Remote Outdoor Unit-Air-Source) | HMH72B341 |  |  | XAFC48FBCN1 | TM9E080B12MP12 | 33200 | 16.5 | 8.5 | 32400 | 23800 | 73.46% | 2.04 | 0 | 9 |  |  |  |  | R-410A | 2.7667 | Residential & Commercial | USHP
211396342 | Central HP <5.4 tons | CHAMPION HEATING AND COOLING | HRCU-A-CB (Split System: Heat Pump with Remote Outdoor Unit-Air-Source) | HMH72B341 |  |  | XAHC48FBCN1 | TM9E060B12MP12 | 32400 | 16 | 8.1 | 32000 | 23600 | 73.75% | 2 | 0 | 9 |  |  |  |  | R-410A | 2.7 | Residential & Commercial | USHP
211397347 | Central HP <5.4 tons | CHAMPION HEATING AND COOLING | HRCU-A-CB (Split System: Heat Pump with Remote Outdoor Unit-Air-Source) | HMH72B341 |  |  | XAHD48FBCN1 | TPLC100C16MP13 | 33600 | 16 | 8.5 | 32400 | 23800 | 73.46% | 2.06 | 0 | 9 |  |  |  |  | R-410A | 2.8 | Residential & Commercial | USHP
211241557 | Central HP <5.4 tons | DAY & NIGHT | HRCU-A-CB (Split System: Heat Pump with Remote Outdoor Unit-Air-Source) | DLCURAH24ABK |  |  | EA*4X30L17A* | *80VTL0701716A* | 24200 | 17 | 8.5 | 26200 | 23000 | 87.79% | 1.92 | 0 | 10 |  |  |  |  | R-410A | 2.0167 | Residential & Commercial | USHP | Ducted CEE Tier 1
211243011 | Central HP <5.4 tons | DAY & NIGHT | HRCU-A-CB (Split System: Heat Pump with Remote Outdoor Unit-Air-Source) | DLCURAH24ABK |  |  | EA*4X37L17A* | *96VTN0601714A* | 24400 | 16.5 | 8.5 | 25600 | 21600 | 84.38% | 1.8 | 0 | 10 |  |  |  |  | R-410A | 2.0333 | Residential & Commercial | USHP | Ducted CEE Tier 1
212979235 | Central HP <5.4 tons | KEEPRITE | HRCU-A-CB (Split System: Heat Pump with Remote Outdoor Unit-Air-Source) | DLCURAH24ABK |  |  | EN(A,D,W)4X36L17** | *80MS(N,L)0701716A* | 23600 | 17 | 8.5 | 26400 | 24400 | 92.42% | 2.02 | 0 | 10.5 |  |  |  |  | R-410A | 1.9667 | Residential & Commercial | USHP | Ducted CEE Tier 1
211244072 | Central HP <5.4 tons | DAY & NIGHT | HRCU-A-CB (Split System: Heat Pump with Remote Outdoor Unit-Air-Source) | DLCURAH24ABK |  |  | EN(A,D)4X24L17** | *96VTN0601412A* | 23200 | 16 | 8.5 | 26400 | 24600 | 93.18% | 2.04 | 0 | 10 |  |  |  |  | R-410A | 1.9333 | Residential & Commercial | USHP | Ducted CEE Tier 1
211244195 | Central HP <5.4 tons | DAY & NIGHT | HRCU-A-CB (Split System: Heat Pump with Remote Outdoor Unit-Air-Source) | DLCURAH24ABK |  |  | EN(A,D)4X24L17** | *95ESN0801716A* | 24200 | 15.2 | 8.5 | 27400 | 22600 | 82.48% | 1.84 | 0 | 10 |  |  |  |  | R-410A | 2.0167 | Residential & Commercial | USHP | Ducted CEE Tier 1
211244404 | Central HP <5.4 tons | DAY & NIGHT | HRCU-A-CB (Split System: Heat Pump with Remote Outdoor Unit-Air-Source) | DLCURAH24ABK |  |  | EN(A,D)4X30L14** | *80ES(N,L)0701412A* | 24200 | 16.5 | 8.1 | 26200 | 23000 | 87.79% | 1.9 | 0 | 10.5 |  |  |  |  | R-410A | 2.0167 | Residential & Commercial | USHP | Ducted CEE Tier 1
211244479 | Central HP <5.4 tons | DAY & NIGHT | HRCU-A-CB (Split System: Heat Pump with Remote Outdoor Unit-Air-Source) | DLCURAH24ABK |  |  | EN(A,D)4X30L17** | *95ESU0401712A* | 23600 | 16.5 | 8.1 | 25800 | 23600 | 91.47% | 1.96 | 0 | 10 |  |  |  |  | R-410A | 1.9667 | Residential & Commercial | USHP | Ducted CEE Tier 1
212973883 | Central HP <5.4 tons | BRYANT HEATING AND COOLING SYSTEMS | HRCU-A-CB (Split System: Heat Pump with Remote Outdoor Unit-Air-Source) | 38MURAQ24AB3* |  |  | CAP**3721AL* | 926SB48080V17*** | 24600 | 17 | 8.5 | 25200 | 21200 | 84.13% | 1.78 | 0 | 10.5 |  |  |  |  | R-410A | 2.05 | Residential & Commercial | USHP | Ducted CEE Tier 1
212983157 | Central HP <5.4 tons | DAY & NIGHT | HRCU-A-CB (Split System: Heat Pump with Remote Outdoor Unit-Air-Source) | DLCURAH24ABK |  |  | EA*4X30L17A* | *92MSN0401712A* | 23400 | 16 | 8.5 | 26400 | 24800 | 93.94% | 2.04 | 0 | 9.5 |  |  |  |  | R-410A | 1.95 | Residential & Commercial | USHP
212973617 | Central HP <5.4 tons | DAY & NIGHT | HRCU-A-CB (Split System: Heat Pump with Remote Outdoor Unit-Air-Source) | DLCURAH24ABK |  |  | EN(A,D)4X30L14** | *96VSN0601412B* | 23400 | 16.5 | 8.1 | 26000 | 24400 | 93.85% | 2.02 | 0 | 10 |  |  |  |  | R-410A | 1.95 | Residential & Commercial | USHP | Ducted CEE Tier 1
212974918 | Central HP <5.4 tons | DAY & NIGHT | HRCU-A-CB (Split System: Heat Pump with Remote Outdoor Unit-Air-Source) | DLCURAH24ABK |  |  | EA*4X24L14A* | *96VTN0401410B* | 23000 | 16 | 8.5 | 27000 | 27200 | 100.7% | 2.3 | 0 | 9.5 |  |  |  |  | R-410A | 1.9167 | Residential & Commercial | USHP
212975035 | Central HP <5.4 tons | DAY & NIGHT | HRCU-A-CB (Split System: Heat Pump with Remote Outdoor Unit-Air-Source) | DLCURAH24ABK |  |  | EN(A,D)4X30L14** | *96VTN0401410B* | 23200 | 15.5 | 8.1 | 25800 | 24200 | 93.8% | 2 | 0 | 10 |  |  |  |  | R-410A | 1.9333 | Residential & Commercial | USHP | Ducted CEE Tier 1
212971627 | Central HP <5.4 tons | DAY & NIGHT | HRCU-A-CB (Split System: Heat Pump with Remote Outdoor Unit-Air-Source) | DLCURAH24ABK |  |  | EA*4X24L17A* | *80VTL0701716B* | 23400 | 17 | 8.5 | 27000 | 26200 | 97.04% | 2.22 | 0 | 10 |  |  |  |  | R-410A | 1.95 | Residential & Commercial | USHP | Ducted CEE Tier 1
212972126 | Central HP <5.4 tons | DAY & NIGHT | HRCU-A-CB (Split System: Heat Pump with Remote Outdoor Unit-Air-Source) | DLCURAH24ABK |  |  | EA*4X36L21A* | *80VTL0902120B* | 23600 | 17 | 8.5 | 26200 | 24000 | 91.6% | 1.98 | 0 | 10 |  |  |  |  | R-410A | 1.9667 | Residential & Commercial | USHP | Ducted CEE Tier 1
216820354 | Central HP <5.4 tons | RHEEM | HRCU-A-CB (Split System: Heat Pump with Remote Outdoor Unit-Air-Source) | RD18AY60AJVC |  |  | RCFY6024STANM | R802V0755A21UH | 51000 | 17 | 10 | 51000 | 38000 | 74.51% | 2 | 0 | 10 |  |  |  |  | R-454B | 4.25 | Residential & Commercial | USHP | Ducted CEE Tier 1
216680518 | Central HP <5.4 tons | AIRQUEST | HRCU-A-CB (Split System: Heat Pump with Remote Outdoor Unit-Air-Source) | DLCURAH24ABK |  |  | EA*4X30L17A* | *97VTN0801716A* | 23400 | 16.5 | 9 | 25800 | 24000 | 93.02% | 1.9 | 0 | 10 |  |  |  |  | R-410A | 1.95 | Residential & Commercial | USHP | Ducted CEE Tier 1
216680638 | Central HP <5.4 tons | AIRQUEST | HRCU-A-CB (Split System: Heat Pump with Remote Outdoor Unit-Air-Source) | DLCURAH24ABK |  |  | EN(A,D,W)4X36L17** | *97VTN0801716A* | 23400 | 16.5 | 9 | 25800 | 23800 | 92.25% | 1.78 | 0 | 10 |  |  |  |  | R-410A | 1.95 | Residential & Commercial | USHP | Ducted CEE Tier 1
213780958 | Central HP <5.4 tons | AIRQUEST | HRCU-A-CB (Split System: Heat Pump with Remote Outdoor Unit-Air-Source) | HVH837GKA2* |  |  | EA*4X37L21A*+WALLCON | *96CTN1002122B* | 33000 | 17 | 8.5 | 32600 | 25000 | 76.69% | 1.98 | 0 | 11.5 |  |  |  |  | R-410A | 2.75 | Residential & Commercial | USHP | Ducted CEE Tier 1
213781008 | Central HP <5.4 tons | AIRQUEST | HRCU-A-CB (Split System: Heat Pump with Remote Outdoor Unit-Air-Source) | HVH837GKA2* |  |  | EA*4X42L21A*+WALLCON | *80CTL1102120B* | 31800 | 17 | 8.1 | 32800 | 24200 | 73.78% | 1.88 | 0 | 11 |  |  |  |  | R-410A | 2.65 | Residential & Commercial | USHP | Ducted CEE Tier 1
214833523 | Central HP <5.4 tons | LUXAIRE | HRCU-A-CB (Split System: Heat Pump with Remote Outdoor Unit-Air-Source) | HH860E2S11 |  |  | JSE60D5CJ2SS1 | 0 | 53000 | 19 | 8.5 | 54000 | 39000 | 72.22% | 2 | 0 | 11 |  |  |  |  | R-454B | 4.4167 | Residential & Commercial | USHP | Ducted CEE Tier 1
212609404 | Central HP <5.4 tons | RHEEM | HRCU-A-CB (Split System: Heat Pump with Remote Outdoor Unit-Air-Source) | RP18AZ60AJVC |  |  | RCFZ6021SEAAM | R802V1005A21DZ | 53000 | 19 | 8.1 | 52500 | 50000 | 95.24% | 1.9 | 0 | 10 |  |  |  |  | R-410A | 4.4167 | Residential & Commercial | USHP | Ducted CEE Tier 1
212973627 | Central HP <5.4 tons | DAY & NIGHT | HRCU-A-CB (Split System: Heat Pump with Remote Outdoor Unit-Air-Source) | DLCURAH24ABK |  |  | EN(A,D)4X30L17** | *96VSN0601412B* | 23400 | 16.5 | 8.1 | 26200 | 24600 | 93.89% | 2.04 | 0 | 10 |  |  |  |  | R-410A | 1.95 | Residential & Commercial | USHP | Ducted CEE Tier 1
212973877 | Central HP <5.4 tons | DAY & NIGHT | HRCU-A-CB (Split System: Heat Pump with Remote Outdoor Unit-Air-Source) | DLCURAH24ABK |  |  | EA*4X37L17A* | *96VSN0801716B* | 24200 | 17 | 8.5 | 25800 | 22200 | 86.05% | 1.84 | 0 | 10 |  |  |  |  | R-410A | 2.0167 | Residential & Commercial | USHP | Ducted CEE Tier 1
212973897 | Central HP <5.4 tons | DAY & NIGHT | HRCU-A-CB (Split System: Heat Pump with Remote Outdoor Unit-Air-Source) | DLCURAH24ABK |  |  | EN(A,D)4X24L17** | *96VSN0801716B* | 23400 | 16.5 | 8.5 | 27000 | 24800 | 91.85% | 2.04 | 0 | 10 |  |  |  |  | R-410A | 1.95 | Residential & Commercial | USHP | Ducted CEE Tier 1
212976103 | Central HP <5.4 tons | DAY & NIGHT | HRCU-A-CB (Split System: Heat Pump with Remote Outdoor Unit-Air-Source) | DLCURAH24ABK |  |  | EN(A,D)4X30L17** | *96VTN0801716B* | 23400 | 16.5 | 8.1 | 25800 | 24200 | 93.8% | 2 | 0 | 10 |  |  |  |  | R-410A | 1.95 | Residential & Commercial | USHP | Ducted CEE Tier 1
211387038 | Central HP <5.4 tons | CHAMPION HEATING AND COOLING | HRCU-A-CB (Split System: Heat Pump with Remote Outdoor Unit-Air-Source) | HMH72B341 |  |  | XAUB36DXXN1+TXV | TM9Y080B12MP11 | 33600 | 17.5 | 8.5 | 33400 | 23600 | 70.66% | 2.04 | 0 | 9.5 |  |  |  |  | R-410A | 2.8 | Residential & Commercial | USHP
211387440 | Central HP <5.4 tons | CHAMPION HEATING AND COOLING | HRCU-A-CB (Split System: Heat Pump with Remote Outdoor Unit-Air-Source) | HMH72B341 |  |  | XAHC36DBCN1 | TM9V100C16MP12 | 33800 | 17 | 8.1 | 33400 | 23600 | 70.66% | 2.06 | 0 | 9.5 |  |  |  |  | R-410A | 2.8167 | Residential & Commercial | USHP
214398307 | Central HP <5.4 tons | FRASER-JOHNSTON | HRCU-A-CB (Split System: Heat Pump with Remote Outdoor Unit-Air-Source) | HH860E2S11 |  |  | CTF60C5CGS1 | TMLE080C20MP11 | 44500 | 17 | 9 | 45000 | 33800 | 75.11% | 2 | 0 | 11.7 |  |  |  |  | R-454B | 3.7083 | Residential & Commercial | USHP | Ducted CEE Tier 1
211393616 | Central HP <5.4 tons | COLEMAN | HRCU-A-CB (Split System: Heat Pump with Remote Outdoor Unit-Air-Source) | HMH72B341 |  |  | JHVTB36DBCC2N1 | 0 | 34000 | 18.5 | 8.5 | 33800 | 23800 | 70.41% | 2.1 | 0 | 10 |  |  |  |  | R-410A | 2.8333 | Residential & Commercial | USHP | Ducted CEE Tier 1
214397814 | Central HP <5.4 tons | FRASER-JOHNSTON | HRCU-A-CB (Split System: Heat Pump with Remote Outdoor Unit-Air-Source) | HH836E2S11 |  |  | CTF48C5CFS1 | TMLE080C20MP11 | 34600 | 17 | 8.5 | 32800 | 25800 | 78.66% | 2 | 0 | 11 |  |  |  |  | R-454B | 2.8833 | Residential & Commercial | USHP | Ducted CEE Tier 1
214398223 | Central HP <5.4 tons | FRASER-JOHNSTON | HRCU-A-CB (Split System: Heat Pump with Remote Outdoor Unit-Air-Source) | HH836E2S11 |  |  | CTF48C5CFS1 | TMLE120C16MP11 | 33600 | 19 | 9 | 31400 | 25400 | 80.89% | 2 | 0 | 11 |  |  |  |  | R-454B | 2.8 | Residential & Commercial | USHP | Ducted CEE Tier 1
213297230 | Central HP <5.4 tons | FRASER-JOHNSTON | HRCU-A-CB (Split System: Heat Pump with Remote Outdoor Unit-Air-Source) | HMH72B341 |  |  | XAUB30CXXN1+JMET12BS2N1+TXV | 0 | 33200 | 18.5 | 8.5 | 33000 | 23200 | 70.3% | 2.06 | 0 | 10 |  |  |  |  | R-410A | 2.7667 | Residential & Commercial | USHP | Ducted CEE Tier 1
212979745 | Central HP <5.4 tons | KEEPRITE | HRCU-A-CB (Split System: Heat Pump with Remote Outdoor Unit-Air-Source) | DLCURAH30ABK |  |  | EA*4X43L21A* | *80MS(N,L)0901714A* | 30400 | 15.2 | 8.1 | 33000 | 26400 | 80% | 1.84 | 0 | 9 |  |  |  |  | R-410A | 2.5333 | Residential & Commercial | USHP
214584561 | Central HP <5.4 tons | COLEMAN | HRCU-A-CB (Split System: Heat Pump with Remote Outdoor Unit-Air-Source) | HH860E2S11 |  |  | CTM60C5CGS1 | Z8ES100C16SMPS1 | 44000 | 18 | 9 | 44000 | 33200 | 75.45% | 2 | 0 | 12 |  |  |  |  | R-454B | 3.6667 | Residential & Commercial | USHP | Ducted CEE Tier 1
214398433 | Central HP <5.4 tons | FRASER-JOHNSTON | HRCU-A-CB (Split System: Heat Pump with Remote Outdoor Unit-Air-Source) | HH860E2S11 |  |  | CTF60C5CHS1 | TM8E100C20MP11 | 53500 | 19 | 8.5 | 55000 | 39000 | 70.91% | 2 | 0 | 11 |  |  |  |  | R-454B | 4.4583 | Residential & Commercial | USHP | Ducted CEE Tier 1
211244307 | Central HP <5.4 tons | KEEPRITE | HRCU-A-CB (Split System: Heat Pump with Remote Outdoor Unit-Air-Source) | DLCURAH24ABK |  |  | EN(A,D)4X30L14** | *80VTL0451412A* | 24000 | 16.5 | 8.1 | 26200 | 23000 | 87.79% | 1.9 | 0 | 10.5 |  |  |  |  | R-410A | 2 | Residential & Commercial | USHP | Ducted CEE Tier 1
212972939 | Central HP <5.4 tons | KEEPRITE | HRCU-A-CB (Split System: Heat Pump with Remote Outdoor Unit-Air-Source) | DLCURAH24ABK |  |  | EA*4X30L17A* | *96VSN0401410B* | 23400 | 16 | 8.5 | 26400 | 24800 | 93.94% | 2.04 | 0 | 10 |  |  |  |  | R-410A | 1.95 | Residential & Commercial | USHP | Ducted CEE Tier 1
212973189 | Central HP <5.4 tons | KEEPRITE | HRCU-A-CB (Split System: Heat Pump with Remote Outdoor Unit-Air-Source) | DLCURAH24ABK |  |  | EA*4X24L17A* | *96VSN0401712B* | 23400 | 16 | 8.5 | 27000 | 26200 | 97.04% | 2.18 | 0 | 9.5 |  |  |  |  | R-410A | 1.95 | Residential & Commercial | USHP
212973289 | Central HP <5.4 tons | KEEPRITE | HRCU-A-CB (Split System: Heat Pump with Remote Outdoor Unit-Air-Source) | DLCURAH24ABK |  |  | EN(A,D)4X36L21** | *96VSN0401712B* | 23200 | 16 | 8.1 | 26200 | 24800 | 94.66% | 2.06 | 0 | 10 |  |  |  |  | R-410A | 1.9333 | Residential & Commercial | USHP | Ducted CEE Tier 1
212978670 | Central HP <5.4 tons | DAY & NIGHT | HRCU-A-CB (Split System: Heat Pump with Remote Outdoor Unit-Air-Source) | DLCURAH24ABK |  |  | EA*4X36L21A* | *80MS(N,L)0701712A* | 23600 | 17.5 | 8.5 | 26000 | 24000 | 92.31% | 2 | 0 | 10 |  |  |  |  | R-410A | 1.9667 | Residential & Commercial | USHP | Ducted CEE Tier 1
211395815 | Central HP <5.4 tons | CHAMPION HEATING AND COOLING | HRCU-A-CB (Split System: Heat Pump with Remote Outdoor Unit-Air-Source) | HMH72B341 |  |  | XAFC48FXXN1+TXV | TM9V060B12MP12 | 33000 | 16.5 | 8.1 | 32400 | 24000 | 74.07% | 2.04 | 0 | 9 |  |  |  |  | R-410A | 2.75 | Residential & Commercial | USHP
211396017 | Central HP <5.4 tons | CHAMPION HEATING AND COOLING | HRCU-A-CB (Split System: Heat Pump with Remote Outdoor Unit-Air-Source) | HMH72B341 |  |  | XAFC48FXXN1+TXV | TM9E100C16MP12 | 33400 | 17 | 8.5 | 32400 | 23600 | 72.84% | 2.06 | 0 | 9.5 |  |  |  |  | R-410A | 2.7833 | Residential & Commercial | USHP
211394446 | Central HP <5.4 tons | CHAMPION HEATING AND COOLING | HRCU-A-CB (Split System: Heat Pump with Remote Outdoor Unit-Air-Source) | HMH72B341 |  |  | XAHD48FBCN1 | TP9C100C20MP13 | 33600 | 16.5 | 8.5 | 32400 | 23800 | 73.46% | 2.06 | 0 | 9 |  |  |  |  | R-410A | 2.8 | Residential & Commercial | USHP
211394413 | Central HP <5.4 tons | CHAMPION HEATING AND COOLING | HRCU-A-CB (Split System: Heat Pump with Remote Outdoor Unit-Air-Source) | HMH72B341 |  |  | XAHD48FXXN1+TXV | TP9C100C20MP13 | 33600 | 16.5 | 8.5 | 32400 | 23800 | 73.46% | 2.06 | 0 | 9 |  |  |  |  | R-410A | 2.8 | Residential & Commercial | USHP
211394779 | Central HP <5.4 tons | CHAMPION HEATING AND COOLING | HRCU-A-CB (Split System: Heat Pump with Remote Outdoor Unit-Air-Source) | HMH72B341 |  |  | XAHC48FXXN1+TXV | TP9C100C16MP13 | 33000 | 16.5 | 8.5 | 31800 | 23200 | 72.96% | 2.04 | 0 | 9 |  |  |  |  | R-410A | 2.75 | Residential & Commercial | USHP
211395079 | Central HP <5.4 tons | CHAMPION HEATING AND COOLING | HRCU-A-CB (Split System: Heat Pump with Remote Outdoor Unit-Air-Source) | HMH72B341 |  |  | XAHC48FXXN1+TXV | TM9V080C16MP12 | 32800 | 16.5 | 8.5 | 31800 | 23200 | 72.96% | 2.02 | 0 | 9 |  |  |  |  | R-410A | 2.7333 | Residential & Commercial | USHP
211392539 | Central HP <5.4 tons | CHAMPION HEATING AND COOLING | HRCU-A-CB (Split System: Heat Pump with Remote Outdoor Unit-Air-Source) | HMH72B341 |  |  | XAHB36DXXN1+TXV | TMLE060A12MP11 | 33200 | 17 | 8.1 | 33200 | 23400 | 70.48% | 2 | 0 | 9.5 |  |  |  |  | R-410A | 2.7667 | Residential & Commercial | USHP
211392625 | Central HP <5.4 tons | CHAMPION HEATING AND COOLING | HRCU-A-CB (Split System: Heat Pump with Remote Outdoor Unit-Air-Source) | HMH72B341 |  |  | XAFB36DXXN1+TXV | TMLE060A12MP11 | 34000 | 18 | 8.1 | 33800 | 23800 | 70.41% | 2.06 | 0 | 10 |  |  |  |  | R-410A | 2.8333 | Residential & Commercial | USHP | Ducted CEE Tier 1
211393074 | Central HP <5.4 tons | CHAMPION HEATING AND COOLING | HRCU-A-CB (Split System: Heat Pump with Remote Outdoor Unit-Air-Source) | HMH72B341 |  |  | XAHC36DBCN1 | TL9E080C16UH11 | 34000 | 17 | 8.1 | 33800 | 24000 | 71.01% | 2.06 | 0 | 9.5 |  |  |  |  | R-410A | 2.8333 | Residential & Commercial | USHP
211393610 | Central HP <5.4 tons | CHAMPION HEATING AND COOLING | HRCU-A-CB (Split System: Heat Pump with Remote Outdoor Unit-Air-Source) | HMH72B341 |  |  | JHVTC36DBCC2N1 | 0 | 34000 | 18.5 | 8.5 | 34000 | 24000 | 70.59% | 2.18 | 0 | 10.5 |  |  |  |  | R-410A | 2.8333 | Residential & Commercial | USHP | Ducted CEE Tier 1
213781058 | Central HP <5.4 tons | AIRQUEST | HRCU-A-CB (Split System: Heat Pump with Remote Outdoor Unit-Air-Source) | HVH837GKA2* |  |  | EA*4X42L21A*+WALLCON | *96CTN0601714B* | 31600 | 16.5 | 8.1 | 33200 | 24600 | 74.1% | 1.86 | 0 | 10.5 |  |  |  |  | R-410A | 2.6333 | Residential & Commercial | USHP | Ducted CEE Tier 1
213781558 | Central HP <5.4 tons | AIRQUEST | HRCU-A-CB (Split System: Heat Pump with Remote Outdoor Unit-Air-Source) | HVH837GKA2* |  |  | EA*4X61L21A*+WALLCON | *80CTL0901716B* | 33200 | 17.5 | 8.1 | 32000 | 24800 | 77.5% | 1.98 | 0 | 11.5 |  |  |  |  | R-410A | 2.7667 | Residential & Commercial | USHP | Ducted CEE Tier 1
213781708 | Central HP <5.4 tons | AIRQUEST | HRCU-A-CB (Split System: Heat Pump with Remote Outdoor Unit-Air-Source) | HVH837GKA2* |  |  | EA*4X61L24A*+WALLCON | *96CTN1002122B* | 33200 | 17.5 | 8.5 | 32000 | 24800 | 77.5% | 2 | 0 | 11.7 |  |  |  |  | R-410A | 2.7667 | Residential & Commercial | USHP | Ducted CEE Tier 1
213782178 | Central HP <5.4 tons | AIRQUEST | HRCU-A-CB (Split System: Heat Pump with Remote Outdoor Unit-Air-Source) | HVH837GKA2* |  |  | EHD4X48AAL+WALLCON | *96CTN0801714B* | 32600 | 16.5 | 8.1 | 33000 | 25000 | 75.76% | 1.94 | 0 | 11 |  |  |  |  | R-410A | 2.7167 | Residential & Commercial | USHP | Ducted CEE Tier 1
213782278 | Central HP <5.4 tons | AIRQUEST | HRCU-A-CB (Split System: Heat Pump with Remote Outdoor Unit-Air-Source) | HVH837GKA2* |  |  | EHD4X60AAL+WALLCON | *95CSU0601716B* | 32800 | 16.5 | 8.1 | 32200 | 25000 | 77.64% | 1.96 | 0 | 11 |  |  |  |  | R-410A | 2.7333 | Residential & Commercial | USHP | Ducted CEE Tier 1
213782328 | Central HP <5.4 tons | AIRQUEST | HRCU-A-CB (Split System: Heat Pump with Remote Outdoor Unit-Air-Source) | HVH837GKA2* |  |  | EHD4X60AAL+WALLCON | *96CTN0601714B* | 32800 | 16.5 | 8.1 | 32400 | 25000 | 77.16% | 1.96 | 0 | 11 |  |  |  |  | R-410A | 2.7333 | Residential & Commercial | USHP | Ducted CEE Tier 1
213781108 | Central HP <5.4 tons | AIRQUEST | HRCU-A-CB (Split System: Heat Pump with Remote Outdoor Unit-Air-Source) | HVH837GKA2* |  |  | EA*4X42L24A*+WALLCON | *80CTL1352422B* | 31800 | 17 | 8.1 | 33000 | 24200 | 73.33% | 1.88 | 0 | 11 |  |  |  |  | R-410A | 2.65 | Residential & Commercial | USHP | Ducted CEE Tier 1
211387294 | Central HP <5.4 tons | LUXAIRE | HRCU-A-CB (Split System: Heat Pump with Remote Outdoor Unit-Air-Source) | HMH72B341 |  |  | XAHC30CXXN1+TXV | LP9C100C20MP13 | 32800 | 17 | 8.1 | 33000 | 23200 | 70.3% | 2.02 | 0 | 9 |  |  |  |  | R-410A | 2.7333 | Residential & Commercial | USHP
211244351 | Central HP <5.4 tons | KEEPRITE | HRCU-A-CB (Split System: Heat Pump with Remote Outdoor Unit-Air-Source) | DLCURAH24ABK |  |  | EN(A,D)4X30L14** | *96VTN0601412A* | 23400 | 16.5 | 8.1 | 25800 | 24000 | 93.02% | 1.98 | 0 | 10 |  |  |  |  | R-410A | 1.95 | Residential & Commercial | USHP | Ducted CEE Tier 1
211244417 | Central HP <5.4 tons | KEEPRITE | HRCU-A-CB (Split System: Heat Pump with Remote Outdoor Unit-Air-Source) | DLCURAH24ABK |  |  | EN(A,D)4X30L17** | *80VSL0451412A* | 23400 | 16.5 | 8.1 | 25800 | 24200 | 93.8% | 2 | 0 | 10 |  |  |  |  | R-410A | 1.95 | Residential & Commercial | USHP | Ducted CEE Tier 1
211244453 | Central HP <5.4 tons | KEEPRITE | HRCU-A-CB (Split System: Heat Pump with Remote Outdoor Unit-Air-Source) | DLCURAH24ABK |  |  | EN(A,D)4X30L17** | *96VSN0401712A* | 23400 | 16 | 8.1 | 25800 | 24000 | 93.02% | 1.98 | 0 | 10 |  |  |  |  | R-410A | 1.95 | Residential & Commercial | USHP | Ducted CEE Tier 1
211244186 | Central HP <5.4 tons | KEEPRITE | HRCU-A-CB (Split System: Heat Pump with Remote Outdoor Unit-Air-Source) | DLCURAH24ABK |  |  | EN(A,D)4X24L17** | *95ESN0601714A* | 24200 | 15.5 | 8.5 | 27200 | 22800 | 83.82% | 1.86 | 0 | 10 |  |  |  |  | R-410A | 2.0167 | Residential & Commercial | USHP | Ducted CEE Tier 1
211244117 | Central HP <5.4 tons | KEEPRITE | HRCU-A-CB (Split System: Heat Pump with Remote Outdoor Unit-Air-Source) | DLCURAH24ABK |  |  | EN(A,D)4X24L17** | *80ES(N,L)0451712A* | 23600 | 16 | 8.5 | 26800 | 23600 | 88.06% | 1.94 | 0 | 10 |  |  |  |  | R-410A | 1.9667 | Residential & Commercial | USHP | Ducted CEE Tier 1
211243648 | Central HP <5.4 tons | KEEPRITE | HRCU-A-CB (Split System: Heat Pump with Remote Outdoor Unit-Air-Source) | DLCURAH24ABK |  |  | EA*4X37L21A* | *80ESU0802120A | 25000 | 17.5 | 8.5 | 25600 | 20800 | 81.25% | 1.76 | 0 | 10.5 |  |  |  |  | R-410A | 2.0833 | Residential & Commercial | USHP | Ducted CEE Tier 1
211243733 | Central HP <5.4 tons | KEEPRITE | HRCU-A-CB (Split System: Heat Pump with Remote Outdoor Unit-Air-Source) | DLCURAH24ABK |  |  | EN(A,D)4X24L14** | *80VTL0451412A* | 23800 | 16 | 8.5 | 26800 | 23200 | 86.57% | 1.92 | 0 | 10 |  |  |  |  | R-410A | 1.9833 | Residential & Commercial | USHP | Ducted CEE Tier 1
211243047 | Central HP <5.4 tons | KEEPRITE | HRCU-A-CB (Split System: Heat Pump with Remote Outdoor Unit-Air-Source) | DLCURAH24ABK |  |  | EA*4X37L17A* | *80ES(N,L)0701712A* | 24800 | 16.5 | 8.5 | 25800 | 21400 | 82.95% | 1.78 | 0 | 10 |  |  |  |  | R-410A | 2.0667 | Residential & Commercial | USHP | Ducted CEE Tier 1
211243397 | Central HP <5.4 tons | KEEPRITE | HRCU-A-CB (Split System: Heat Pump with Remote Outdoor Unit-Air-Source) | DLCURAH24ABK |  |  | EA*4X37L21A* | *80VTL0902120A* | 24600 | 17 | 8.5 | 25400 | 21200 | 83.46% | 1.78 | 0 | 10.5 |  |  |  |  | R-410A | 2.05 | Residential & Commercial | USHP | Ducted CEE Tier 1
211242494 | Central HP <5.4 tons | KEEPRITE | HRCU-A-CB (Split System: Heat Pump with Remote Outdoor Unit-Air-Source) | DLCURAH24ABK |  |  | EA*4X36L21A* | *80VTL0701716A* | 24400 | 17 | 8.5 | 26200 | 22400 | 85.5% | 1.88 | 0 | 10 |  |  |  |  | R-410A | 2.0333 | Residential & Commercial | USHP | Ducted CEE Tier 1
211241995 | Central HP <5.4 tons | KEEPRITE | HRCU-A-CB (Split System: Heat Pump with Remote Outdoor Unit-Air-Source) | DLCURAH24ABK |  |  | EA*4X36L17A* | *80VTL0701716A* | 24200 | 17 | 8.5 | 26000 | 22600 | 86.92% | 1.88 | 0 | 10 |  |  |  |  | R-410A | 2.0167 | Residential & Commercial | USHP | Ducted CEE Tier 1
211242079 | Central HP <5.4 tons | KEEPRITE | HRCU-A-CB (Split System: Heat Pump with Remote Outdoor Unit-Air-Source) | DLCURAH24ABK |  |  | EA*4X36L17A* | *80ES(N,L)0451412A* | 24600 | 16 | 8.5 | 26600 | 22200 | 83.46% | 1.82 | 0 | 10 |  |  |  |  | R-410A | 2.05 | Residential & Commercial | USHP | Ducted CEE Tier 1
211244228 | Central HP <5.4 tons | DAY & NIGHT | HRCU-A-CB (Split System: Heat Pump with Remote Outdoor Unit-Air-Source) | DLCURAH24ABK |  |  | EN(A,D)4X24L17** | *80ES(N,L)0701412A* | 23800 | 16 | 8.5 | 26800 | 23200 | 86.57% | 1.92 | 0 | 10 |  |  |  |  | R-410A | 1.9833 | Residential & Commercial | USHP | Ducted CEE Tier 1
212971673 | Central HP <5.4 tons | KEEPRITE | HRCU-A-CB (Split System: Heat Pump with Remote Outdoor Unit-Air-Source) | DLCURAH24ABK |  |  | EA*4X36L21A* | *80VTL0701716B* | 23800 | 17 | 8.5 | 26200 | 23600 | 90.08% | 1.96 | 0 | 10 |  |  |  |  | R-410A | 1.9833 | Residential & Commercial | USHP | Ducted CEE Tier 1
212979245 | Central HP <5.4 tons | DAY & NIGHT | HRCU-A-CB (Split System: Heat Pump with Remote Outdoor Unit-Air-Source) | DLCURAH24ABK |  |  | EN(A,D)4X36L21** | *80MS(N,L)0701716A* | 23600 | 17 | 8.5 | 26400 | 24200 | 91.67% | 2.02 | 0 | 10.5 |  |  |  |  | R-410A | 1.9667 | Residential & Commercial | USHP | Ducted CEE Tier 1
212971178 | Central HP <5.4 tons | KEEPRITE | HRCU-A-CB (Split System: Heat Pump with Remote Outdoor Unit-Air-Source) | DLCURAH24ABK |  |  | EA*4X36L17A* | *80VTL0451412B* | 23600 | 17 | 8.5 | 26000 | 24200 | 93.08% | 2 | 0 | 10 |  |  |  |  | R-410A | 1.9667 | Residential & Commercial | USHP | Ducted CEE Tier 1
211386911 | Central HP <5.4 tons | CHAMPION HEATING AND COOLING | HRCU-A-CB (Split System: Heat Pump with Remote Outdoor Unit-Air-Source) | HMH72B341 |  |  | XAHC30CXXN1+TXV | TM9Y080B12MP11 | 32000 | 17 | 8.1 | 33400 | 23400 | 70.06% | 1.98 | 0 | 9 |  |  |  |  | R-410A | 2.6667 | Residential & Commercial | USHP
211387065 | Central HP <5.4 tons | CHAMPION HEATING AND COOLING | HRCU-A-CB (Split System: Heat Pump with Remote Outdoor Unit-Air-Source) | HMH72B341 |  |  | XAUB30CXXN1+TXV | TM9Y080B12MP11 | 32800 | 17.5 | 8.1 | 34000 | 23800 | 70% | 2.02 | 0 | 9.5 |  |  |  |  | R-410A | 2.7333 | Residential & Commercial | USHP
211387474 | Central HP <5.4 tons | CHAMPION HEATING AND COOLING | HRCU-A-CB (Split System: Heat Pump with Remote Outdoor Unit-Air-Source) | HMH72B341 |  |  | XAHC30CXXN1+TXV | TM9V100C16MP12 | 32400 | 17 | 8.1 | 32800 | 23000 | 70.12% | 2 | 0 | 9.5 |  |  |  |  | R-410A | 2.7 | Residential & Commercial | USHP
211386100 | Central HP <5.4 tons | CHAMPION HEATING AND COOLING | HRCU-A-CB (Split System: Heat Pump with Remote Outdoor Unit-Air-Source) | HMH72B341 |  |  | XAHC48FBCN1 | TL9E100C20UH11 | 33400 | 15.5 | 8.5 | 32000 | 23400 | 73.12% | 2.04 | 0 | 9 |  |  |  |  | R-410A | 2.7833 | Residential & Commercial | USHP
212973259 | Central HP <5.4 tons | KEEPRITE | HRCU-A-CB (Split System: Heat Pump with Remote Outdoor Unit-Air-Source) | DLCURAH24ABK |  |  | EN(A,D)4X24L17** | *96VSN0401712B* | 23200 | 15.5 | 8.5 | 27000 | 25000 | 92.59% | 2.06 | 0 | 10 |  |  |  |  | R-410A | 1.9333 | Residential & Commercial | USHP | Ducted CEE Tier 1
211386145 | Central HP <5.4 tons | CHAMPION HEATING AND COOLING | HRCU-A-CB (Split System: Heat Pump with Remote Outdoor Unit-Air-Source) | HMH72B341 |  |  | XAFC48FXXN1+TXV | TL9E100C20UH11 | 34000 | 15.5 | 8.5 | 32400 | 23800 | 73.46% | 2.08 | 0 | 9.5 |  |  |  |  | R-410A | 2.8333 | Residential & Commercial | USHP
211386086 | Central HP <5.4 tons | CHAMPION HEATING AND COOLING | HRCU-A-CB (Split System: Heat Pump with Remote Outdoor Unit-Air-Source) | HMH72B341 |  |  | XAHC48FXXN1+TXV | TL9E100C20UH11 | 33400 | 15.5 | 8.5 | 32000 | 23400 | 73.12% | 2.04 | 0 | 9 |  |  |  |  | R-410A | 2.7833 | Residential & Commercial | USHP
212973009 | Central HP <5.4 tons | KEEPRITE | HRCU-A-CB (Split System: Heat Pump with Remote Outdoor Unit-Air-Source) | DLCURAH24ABK |  |  | EN(A,D,W)4X36L17** | *96VSN0401410B* | 23400 | 16 | 8.1 | 26400 | 24600 | 93.18% | 2.02 | 0 | 10 |  |  |  |  | R-410A | 1.95 | Residential & Commercial | USHP | Ducted CEE Tier 1
212971682 | Central HP <5.4 tons | DAY & NIGHT | HRCU-A-CB (Split System: Heat Pump with Remote Outdoor Unit-Air-Source) | DLCURAH24ABK |  |  | EA*4X37L17A* | *80VTL0701716B* | 24000 | 17 | 8.5 | 25200 | 22000 | 87.3% | 1.84 | 0 | 10 |  |  |  |  | R-410A | 2 | Residential & Commercial | USHP | Ducted CEE Tier 1
211398099 | Central HP <5.4 tons | CHAMPION HEATING AND COOLING | HRCU-A-CB (Split System: Heat Pump with Remote Outdoor Unit-Air-Source) | HMH72B341 |  |  | XAHD48FXXN1+TXV | TM8E120C16MP11 | 33000 | 16.5 | 8.5 | 31800 | 23200 | 72.96% | 2.04 | 0 | 9.5 |  |  |  |  | R-410A | 2.75 | Residential & Commercial | USHP
211395960 | Central HP <5.4 tons | CHAMPION HEATING AND COOLING | HRCU-A-CB (Split System: Heat Pump with Remote Outdoor Unit-Air-Source) | HMH72B341 |  |  | XAHC48FXXN1+TXV | TM9E100C16MP12 | 32800 | 16.5 | 8.5 | 31800 | 23200 | 72.96% | 2.02 | 0 | 9 |  |  |  |  | R-410A | 2.7333 | Residential & Commercial | USHP
211396710 | Central HP <5.4 tons | CHAMPION HEATING AND COOLING | HRCU-A-CB (Split System: Heat Pump with Remote Outdoor Unit-Air-Source) | HMH72B341 |  |  | XAUC48FXXN1+TXV | TM8Y100C20MP11 | 34000 | 16.5 | 8.5 | 33000 | 24200 | 73.33% | 2.1 | 0 | 9.5 |  |  |  |  | R-410A | 2.8333 | Residential & Commercial | USHP
211396725 | Central HP <5.4 tons | CHAMPION HEATING AND COOLING | HRCU-A-CB (Split System: Heat Pump with Remote Outdoor Unit-Air-Source) | HMH72B341 |  |  | XAHD48FXXN1+TXV | TM8Y100C16MP11 | 33600 | 17 | 8.1 | 32600 | 24000 | 73.62% | 2.04 | 0 | 9 |  |  |  |  | R-410A | 2.8 | Residential & Commercial | USHP
211396912 | Central HP <5.4 tons | CHAMPION HEATING AND COOLING | HRCU-A-CB (Split System: Heat Pump with Remote Outdoor Unit-Air-Source) | HMH72B341 |  |  | XAFC48FXXN1+TXV | TM8Y080C16MP11 | 34000 | 17.5 | 8.5 | 33200 | 24400 | 73.49% | 2.08 | 0 | 9 |  |  |  |  | R-410A | 2.8333 | Residential & Commercial | USHP
211395037 | Central HP <5.4 tons | CHAMPION HEATING AND COOLING | HRCU-A-CB (Split System: Heat Pump with Remote Outdoor Unit-Air-Source) | HMH72B341 |  |  | XAHD48FBCN1 | TM9V080C16MP12 | 32600 | 16 | 8.1 | 31800 | 23200 | 72.96% | 2.02 | 0 | 9 |  |  |  |  | R-410A | 2.7167 | Residential & Commercial | USHP
211243678 | Central HP <5.4 tons | KEEPRITE | HRCU-A-CB (Split System: Heat Pump with Remote Outdoor Unit-Air-Source) | DLCURAH24ABK |  |  | EA*4X37L21A* | OLV098A12* | 24000 | 16.5 | 8.1 | 25000 | 21600 | 86.4% | 1.8 | 0 | 10 |  |  |  |  | R-410A | 2 | Residential & Commercial | USHP | Ducted CEE Tier 1
211243987 | Central HP <5.4 tons | KEEPRITE | HRCU-A-CB (Split System: Heat Pump with Remote Outdoor Unit-Air-Source) | DLCURAH24ABK |  |  | EN(A,D)4X24L17** | *80VTL0451412A* | 23800 | 16 | 8.5 | 26800 | 23200 | 86.57% | 1.92 | 0 | 10 |  |  |  |  | R-410A | 1.9833 | Residential & Commercial | USHP | Ducted CEE Tier 1
211244021 | Central HP <5.4 tons | KEEPRITE | HRCU-A-CB (Split System: Heat Pump with Remote Outdoor Unit-Air-Source) | DLCURAH24ABK |  |  | EN(A,D)4X24L17** | *80VTL0701716A* | 23600 | 16.5 | 8.5 | 26600 | 23400 | 87.97% | 1.94 | 0 | 10 |  |  |  |  | R-410A | 1.9667 | Residential & Commercial | USHP | Ducted CEE Tier 1
211243669 | Central HP <5.4 tons | KEEPRITE | HRCU-A-CB (Split System: Heat Pump with Remote Outdoor Unit-Air-Source) | DLCURAH24ABK |  |  | EA*4X37L21A* | OMV098J12* | 24400 | 17 | 8.5 | 25200 | 21200 | 84.13% | 1.78 | 0 | 10 |  |  |  |  | R-410A | 2.0333 | Residential & Commercial | USHP | Ducted CEE Tier 1
212979829 | Central HP <5.4 tons | KEEPRITE | HRCU-A-CB (Split System: Heat Pump with Remote Outdoor Unit-Air-Source) | DLCURAH24ABK |  |  | EA*4X25L17A* | *80MS(N,L)0901714A* | 24200 | 17 | 8.5 | 25200 | 21800 | 86.51% | 1.82 | 0 | 10 |  |  |  |  | R-410A | 2.0167 | Residential & Commercial | USHP | Ducted CEE Tier 1
212979877 | Central HP <5.4 tons | KEEPRITE | HRCU-A-CB (Split System: Heat Pump with Remote Outdoor Unit-Air-Source) | DLCURAH24ABK |  |  | EA*4X37L17A* | *80MS(N,L)0901714A* | 24000 | 17 | 8.1 | 25200 | 22400 | 88.89% | 1.86 | 0 | 10 |  |  |  |  | R-410A | 2 | Residential & Commercial | USHP | Ducted CEE Tier 1
214075263 | Central HP <5.4 tons | RUUD | HRCU-A-CB (Split System: Heat Pump with Remote Outdoor Unit-Air-Source) | RD17AZ60AJ3N |  |  | RCFZ6024STANM | R802V1255A24UHS | 55500 | 18 | 8.1 | 53500 | 49000 | 91.59% | 1.75 | 0 | 10 |  |  |  |  | R-410A | 4.625 | Residential & Commercial | USHP | Ducted CEE Tier 1
214228969 | Central HP <5.4 tons | BRYANT HEATING AND COOLING SYSTEMS | HRCU-A-CB (Split System: Heat Pump with Remote Outdoor Unit-Air-Source) | 38MURAQ18AB3* |  |  | CAP**1917AL* | 83*SB48060M17*** | 18100 | 16.5 | 8.5 | 18000 | 17700 | 98.33% | 2.14 | 0 | 11 |  |  |  |  | R-410A | 1.5083 | Residential & Commercial | USHP | Ducted CEE Tier 1
213782148 | Central HP <5.4 tons | AIRQUEST | HRCU-A-CB (Split System: Heat Pump with Remote Outdoor Unit-Air-Source) | HVH837GKA2* |  |  | EHD4X48AAL+WALLCON | *97CMN1002122B* | 32600 | 16.5 | 8.1 | 33000 | 24800 | 75.15% | 1.96 | 0 | 11 |  |  |  |  | R-410A | 2.7167 | Residential & Commercial | USHP | Ducted CEE Tier 1
216680542 | Central HP <5.4 tons | AIRQUEST | HRCU-A-CB (Split System: Heat Pump with Remote Outdoor Unit-Air-Source) | DLCURAH24ABK |  |  | EA*4X36L21A* | *97VTN0801716A* | 23600 | 17 | 9 | 25600 | 23200 | 90.62% | 1.84 | 0 | 10 |  |  |  |  | R-410A | 1.9667 | Residential & Commercial | USHP | Ducted CEE Tier 1
215674383 | Central HP <5.4 tons | TEMPSTAR | HRCU-A-CB (Split System: Heat Pump with Remote Outdoor Unit-Air-Source) | T5H0V48*K*AAA* |  |  | EA*5X61M21A*+WALLCON | *80CTL1102120B* | 46000 | 18.5 | 9 | 47500 | 33600 | 70.74% | 2.06 | 0 | 10 |  |  |  |  | R-454B | 3.8333 | Residential & Commercial | USHP | Ducted CEE Tier 1
213781158 | Central HP <5.4 tons | AIRQUEST | HRCU-A-CB (Split System: Heat Pump with Remote Outdoor Unit-Air-Source) | HVH837GKA2* |  |  | EA*4X43L21A*+WALLCON | *80CTL0451712B* | 32600 | 16.5 | 8.1 | 33200 | 25400 | 76.51% | 1.94 | 0 | 10.5 |  |  |  |  | R-410A | 2.7167 | Residential & Commercial | USHP | Ducted CEE Tier 1
213781258 | Central HP <5.4 tons | AIRQUEST | HRCU-A-CB (Split System: Heat Pump with Remote Outdoor Unit-Air-Source) | HVH837GKA2* |  |  | EA*4X43L21A*+WALLCON | *96CTN0801714B* | 32800 | 17 | 8.5 | 32800 | 25200 | 76.83% | 1.96 | 0 | 11 |  |  |  |  | R-410A | 2.7333 | Residential & Commercial | USHP | Ducted CEE Tier 1
213781408 | Central HP <5.4 tons | AIRQUEST | HRCU-A-CB (Split System: Heat Pump with Remote Outdoor Unit-Air-Source) | HVH837GKA2* |  |  | EA*4X48L24A*+WALLCON | *80CTL1102120B* | 32400 | 17.5 | 8.5 | 32200 | 24800 | 77.02% | 1.98 | 0 | 11.5 |  |  |  |  | R-410A | 2.7 | Residential & Commercial | USHP | Ducted CEE Tier 1
215935303 | Central HP <5.4 tons | TEMPSTAR | HRCU-A-CB (Split System: Heat Pump with Remote Outdoor Unit-Air-Source) | T5H3V36*K*AAA* |  |  | EVM5X60M21A*+WALLCON | *97CMN1002122B* | 35600 | 22 | 8.5 | 38000 | 28600 | 75.26% | 2.02 | 0 | 12.5 |  |  |  |  | R-454B | 2.9667 | Residential & Commercial | USHP | Ducted CEE Tier 1
215674053 | Central HP <5.4 tons | TEMPSTAR | HRCU-A-CB (Split System: Heat Pump with Remote Outdoor Unit-Air-Source) | T5H0V48*K*AAA* |  |  | EA*5X48M21A*+WALLCON | *80CTL0901716B* | 44000 | 17.5 | 9 | 48500 | 34200 | 70.52% | 2.06 | 0 | 9.5 |  |  |  |  | R-454B | 3.6667 | Residential & Commercial | USHP
215674503 | Central HP <5.4 tons | TEMPSTAR | HRCU-A-CB (Split System: Heat Pump with Remote Outdoor Unit-Air-Source) | T5H0V48*K*AAA* |  |  | EA*5X61M24A*+WALLCON | *80CTL1102120B* | 46000 | 18.5 | 9 | 47500 | 33600 | 70.74% | 2.08 | 0 | 10 |  |  |  |  | R-454B | 3.8333 | Residential & Commercial | USHP | Ducted CEE Tier 1
215675382 | Central HP <5.4 tons | TEMPSTAR | HRCU-A-CB (Split System: Heat Pump with Remote Outdoor Unit-Air-Source) | T5H0V48*K*AAA* |  |  | EVM5X48M21A*+WALLCON | *80CTL0701716B* | 46500 | 18 | 9 | 50000 | 36800 | 73.6% | 2 | 0 | 9.5 |  |  |  |  | R-454B | 3.875 | Residential & Commercial | USHP
212982284 | Central HP <5.4 tons | KEEPRITE | HRCU-A-CB (Split System: Heat Pump with Remote Outdoor Unit-Air-Source) | DLCURAH24ABK |  |  | EA*4X36L17A* | *80MSU0401712A* | 23400 | 17 | 8.5 | 25600 | 23400 | 91.41% | 1.94 | 0 | 10 |  |  |  |  | R-410A | 1.95 | Residential & Commercial | USHP | Ducted CEE Tier 1
212981816 | Central HP <5.4 tons | KEEPRITE | HRCU-A-CB (Split System: Heat Pump with Remote Outdoor Unit-Air-Source) | DLCURAH24ABK |  |  | EN(A,D)4X36L21** | *80MSU1002120A* | 23400 | 16.5 | 8.1 | 26200 | 24800 | 94.66% | 2.08 | 0 | 10 |  |  |  |  | R-410A | 1.95 | Residential & Commercial | USHP | Ducted CEE Tier 1
212981732 | Central HP <5.4 tons | KEEPRITE | HRCU-A-CB (Split System: Heat Pump with Remote Outdoor Unit-Air-Source) | DLCURAH24ABK |  |  | EA*4X36L17A* | *80MSU1002120A* | 23400 | 17 | 8.5 | 26000 | 24400 | 93.85% | 2.02 | 0 | 10 |  |  |  |  | R-410A | 1.95 | Residential & Commercial | USHP | Ducted CEE Tier 1
211398785 | Central HP <5.4 tons | LUXAIRE | HRCU-A-CB (Split System: Heat Pump with Remote Outdoor Unit-Air-Source) | HMH72B341 |  |  | XAHD48FBCN1 | TMLE080C16MP11 | 32800 | 16.5 | 8.5 | 31600 | 23000 | 72.78% | 2.02 | 0 | 9.5 |  |  |  |  | R-410A | 2.7333 | Residential & Commercial | USHP
211387257 | Central HP <5.4 tons | CHAMPION HEATING AND COOLING | HRCU-A-CB (Split System: Heat Pump with Remote Outdoor Unit-Air-Source) | HMH72B341 |  |  | XAUB30CXXN1+TXV | TM9Y060B12MP11 | 32600 | 17.5 | 8.1 | 34000 | 23800 | 70% | 2 | 0 | 9.5 |  |  |  |  | R-410A | 2.7167 | Residential & Commercial | USHP
212972969 | Central HP <5.4 tons | KEEPRITE | HRCU-A-CB (Split System: Heat Pump with Remote Outdoor Unit-Air-Source) | DLCURAH24ABK |  |  | EN(A,D)4X24L14** | *96VSN0401410B* | 23000 | 16 | 8.5 | 27000 | 25600 | 94.81% | 2.12 | 0 | 10 |  |  |  |  | R-410A | 1.9167 | Residential & Commercial | USHP | Ducted CEE Tier 1
212972919 | Central HP <5.4 tons | KEEPRITE | HRCU-A-CB (Split System: Heat Pump with Remote Outdoor Unit-Air-Source) | DLCURAH24ABK |  |  | EA*4X25L17A* | *96VSN0401410B* | 24000 | 16.5 | 8.1 | 25200 | 21800 | 86.51% | 1.82 | 0 | 10 |  |  |  |  | R-410A | 2 | Residential & Commercial | USHP | Ducted CEE Tier 1
212976001 | Central HP <5.4 tons | KEEPRITE | HRCU-A-CB (Split System: Heat Pump with Remote Outdoor Unit-Air-Source) | DLCURAH24ABK |  |  | EA*4X24L17A* | *96VTN0801716B* | 23600 | 16.5 | 8.5 | 27000 | 25600 | 94.81% | 2.14 | 0 | 10 |  |  |  |  | R-410A | 1.9667 | Residential & Commercial | USHP | Ducted CEE Tier 1
212976092 | Central HP <5.4 tons | KEEPRITE | HRCU-A-CB (Split System: Heat Pump with Remote Outdoor Unit-Air-Source) | DLCURAH24ABK |  |  | EN(A,D)4X24L17** | *96VTN0801716B* | 23400 | 16.5 | 8.5 | 27000 | 24800 | 91.85% | 2.04 | 0 | 10 |  |  |  |  | R-410A | 1.95 | Residential & Commercial | USHP | Ducted CEE Tier 1
211258084 | Central HP <5.4 tons | CARRIER | HRCU-A-CB (Split System: Heat Pump with Remote Outdoor Unit-Air-Source) | 38MURAQ18AB3* |  |  | CNPV*3017AL* | 59SC5B060E14**12 | 18000 | 16 | 8.5 | 18500 | 18400 | 99.46% | 2.22 | 0 | 11 |  |  |  |  | R-410A | 1.5 | Residential & Commercial | USHP | Ducted CEE Tier 1
212983687 | Central HP <5.4 tons | BRYANT HEATING AND COOLING SYSTEMS | HRCU-A-CB (Split System: Heat Pump with Remote Outdoor Unit-Air-Source) | 38MURAQ18AB3* |  |  | CNPV*1814AL* | 912SE36060M14*** | 17300 | 16 | 8.5 | 18500 | 19800 | 107% | 2.38 | 0 | 10.5 |  |  |  |  | R-410A | 1.4417 | Residential & Commercial | USHP | Ducted CEE Tier 1
214066530 | Central HP <5.4 tons | RHEEM | HRCU-A-CB (Split System: Heat Pump with Remote Outdoor Unit-Air-Source) | RD17AZ36AJ3N |  |  | RCFZ3621MTANM | R801V0754A17DZ | 34200 | 18 | 8.1 | 34200 | 29600 | 86.55% | 1.9 | 0 | 10 |  |  |  |  | R-410A | 2.85 | Residential & Commercial | USHP | Ducted CEE Tier 1
214066650 | Central HP <5.4 tons | RHEEM | HRCU-A-CB (Split System: Heat Pump with Remote Outdoor Unit-Air-Source) | RD17AZ36AJ3N |  |  | RCFZ3621MTANM | R802V0755A21DZ | 34200 | 17 | 8.1 | 34200 | 29400 | 85.96% | 2 | 0 | 11.7 |  |  |  |  | R-410A | 2.85 | Residential & Commercial | USHP | Ducted CEE Tier 1
212983707 | Central HP <5.4 tons | BRYANT HEATING AND COOLING SYSTEMS | HRCU-A-CB (Split System: Heat Pump with Remote Outdoor Unit-Air-Source) | 38MURAQ18AB3* |  |  | CNPV*2417AL* | 912SE36060M14*** | 17500 | 16 | 8.5 | 18500 | 19200 | 103.8% | 2.3 | 0 | 11 |  |  |  |  | R-410A | 1.4583 | Residential & Commercial | USHP | Ducted CEE Tier 1
211258112 | Central HP <5.4 tons | CARRIER | HRCU-A-CB (Split System: Heat Pump with Remote Outdoor Unit-Air-Source) | 38MURAQ18AB3* |  |  | FB4CNP018L | 0 | 17400 | 16 | 8.5 | 18300 | 19400 | 106% | 2.34 | 0 | 10.5 |  |  |  |  | R-410A | 1.45 | Residential & Commercial | USHP | Ducted CEE Tier 1
213607587 | Central HP <5.4 tons | BRYANT HEATING AND COOLING SYSTEMS | HRCU-A-CB (Split System: Heat Pump with Remote Outdoor Unit-Air-Source) | 38MURAQ18AB3* |  |  | FG4ANXB24L* | 0 | 18100 | 16.5 | 8.5 | 18200 | 18200 | 100% | 2.2 | 0 | 11 |  |  |  |  | R-410A | 1.5083 | Residential & Commercial | USHP | Ducted CEE Tier 1
213296900 | Central HP <5.4 tons | FRASER-JOHNSTON | HRCU-A-CB (Split System: Heat Pump with Remote Outdoor Unit-Air-Source) | HMH72B341 |  |  | XAFC36DXXN1+TXV | Z8ES100C16LMPS1 | 34000 | 18 | 8.5 | 33400 | 24400 | 73.05% | 2.12 | 0 | 9.5 |  |  |  |  | R-410A | 2.8333 | Residential & Commercial | USHP
211393845 | Central HP <5.4 tons | CHAMPION HEATING AND COOLING | HRCU-A-CB (Split System: Heat Pump with Remote Outdoor Unit-Air-Source) | HMH72B341 |  |  | XAFD48FBCN1 | TM9Y120D20MP11 | 34000 | 16.5 | 8.5 | 32400 | 23800 | 73.46% | 2.08 | 0 | 9.5 |  |  |  |  | R-410A | 2.8333 | Residential & Commercial | USHP
211393494 | Central HP <5.4 tons | CHAMPION HEATING AND COOLING | HRCU-A-CB (Split System: Heat Pump with Remote Outdoor Unit-Air-Source) | HMH72B341 |  |  | XAHB36DXXN1+TXV | TL8E060A12UH11 | 33200 | 17.5 | 8.1 | 33000 | 23400 | 70.91% | 2 | 0 | 9.5 |  |  |  |  | R-410A | 2.7667 | Residential & Commercial | USHP
211394113 | Central HP <5.4 tons | CHAMPION HEATING AND COOLING | HRCU-A-CB (Split System: Heat Pump with Remote Outdoor Unit-Air-Source) | HMH72B341 |  |  | XAUC48FXXN1+TXV | TM9Y080C16MP11 | 33800 | 17.5 | 8.5 | 32800 | 24200 | 73.78% | 2.06 | 0 | 9 |  |  |  |  | R-410A | 2.8167 | Residential & Commercial | USHP
206135752 | Central HP <5.4 tons | CARRIER | HRCU-A-CB (Split System: Heat Pump with Remote Outdoor Unit-Air-Source) | 25VNA837A*030* |  |  | CAP**4321AL*+UI | 58CU*A100C21**20 | 32800 | 17 | 8.5 | 33000 | 25200 | 76.36% | 1.98 | 12 | 11 |  |  |  |  | R-410A | 2.7333 | Residential & Commercial | USHP | Ducted CEE Tier 1
206136184 | Central HP <5.4 tons | CARRIER | HRCU-A-CB (Split System: Heat Pump with Remote Outdoor Unit-Air-Source) | 25VNA837A*030* |  |  | CAP**4824AL*+UI | 59CU5A080C21**20 | 32400 | 17.5 | 8.5 | 32400 | 24800 | 76.54% | 2 | 12 | 11.5 |  |  |  |  | R-410A | 2.7 | Residential & Commercial | USHP | Ducted CEE Tier 1
215935799 | Central HP <5.4 tons | COMFORTMAKER | HRCU-A-CB (Split System: Heat Pump with Remote Outdoor Unit-Air-Source) | C5H3V36*K*AAA* |  |  | EVD5X37M21A*+WALLCON | *96CTN0601714B* | 34600 | 20.5 | 8.5 | 38000 | 27600 | 72.63% | 2.06 | 0 | 11.5 |  |  |  |  | R-454B | 2.8833 | Residential & Commercial | USHP | Ducted CEE Tier 1
206765049 | Central HP <5.4 tons | CARRIER | HRCU-A-CB (Split System: Heat Pump with Remote Outdoor Unit-Air-Source) | 25VNA837A*031* |  |  | CSPH*3612AL*+UI | 59TN6B120C24**22 | 32200 | 16.5 | 8.1 | 33200 | 24600 | 74.1% | 1.94 | 11 | 11 |  |  |  |  | R-410A | 2.6833 | Residential & Commercial | USHP | Ducted CEE Tier 1
213297325 | Central HP <5.4 tons | FRASER-JOHNSTON | HRCU-A-CB (Split System: Heat Pump with Remote Outdoor Unit-Air-Source) | HMH72B341 |  |  | XAHC30CXXN1+TXV | Z8ES120C16SMPS1 | 32600 | 17 | 8.5 | 32000 | 22600 | 70.62% | 2.04 | 0 | 9.5 |  |  |  |  | R-410A | 2.7167 | Residential & Commercial | USHP
213297400 | Central HP <5.4 tons | FRASER-JOHNSTON | HRCU-A-CB (Split System: Heat Pump with Remote Outdoor Unit-Air-Source) | HMH72B341 |  |  | XAHB30CXXN1+TXV | Z8ES080B12LMPS1 | 31800 | 17 | 8.1 | 32200 | 22600 | 70.19% | 2 | 0 | 10 |  |  |  |  | R-410A | 2.65 | Residential & Commercial | USHP | Ducted CEE Tier 1
213297425 | Central HP <5.4 tons | FRASER-JOHNSTON | HRCU-A-CB (Split System: Heat Pump with Remote Outdoor Unit-Air-Source) | HMH72B341 |  |  | XAUB36DXXN1+JMVT12BC2N1+TXV | 0 | 34000 | 18.5 | 8.5 | 33600 | 23600 | 70.24% | 2.1 | 0 | 10 |  |  |  |  | R-410A | 2.8333 | Residential & Commercial | USHP | Ducted CEE Tier 1
213297505 | Central HP <5.4 tons | FRASER-JOHNSTON | HRCU-A-CB (Split System: Heat Pump with Remote Outdoor Unit-Air-Source) | HMH72B341 |  |  | XAUC48FXXN1+TXV | Z8ET080C16LMPS1 | 33600 | 17.5 | 8.5 | 32800 | 23200 | 70.73% | 2.08 | 0 | 9.5 |  |  |  |  | R-410A | 2.8 | Residential & Commercial | USHP
213297550 | Central HP <5.4 tons | FRASER-JOHNSTON | HRCU-A-CB (Split System: Heat Pump with Remote Outdoor Unit-Air-Source) | HMH72B341 |  |  | XAHC36DBCN1 | Z8ES100C20SMPS1 | 34000 | 17 | 8.5 | 33400 | 23600 | 70.66% | 2.08 | 0 | 9.5 |  |  |  |  | R-410A | 2.8333 | Residential & Commercial | USHP
213297625 | Central HP <5.4 tons | FRASER-JOHNSTON | HRCU-A-CB (Split System: Heat Pump with Remote Outdoor Unit-Air-Source) | HMH72B341 |  |  | XAHC36DBCN1 | Z8ES080C16LMPS1 | 34000 | 17.5 | 8.5 | 33400 | 23600 | 70.66% | 2.08 | 0 | 10 |  |  |  |  | R-410A | 2.8333 | Residential & Commercial | USHP | Ducted CEE Tier 1
214397930 | Central HP <5.4 tons | FRASER-JOHNSTON | HRCU-A-CB (Split System: Heat Pump with Remote Outdoor Unit-Air-Source) | HH824E2S11 |  |  | CTF36B5ADS1+JME12B2SN1 | 0 | 23000 | 19 | 9.5 | 23000 | 18500 | 80.43% | 2 | 0 | 12 |  |  |  |  | R-454B | 1.9167 | Residential & Commercial | USHP | Ducted CEE Tier 1
214066792 | Central HP <5.4 tons | RHEEM | HRCU-A-CB (Split System: Heat Pump with Remote Outdoor Unit-Air-Source) | RD17AZ36AJ3N |  |  | RCFZ3621MTANM | R962V1005A21M4S | 34200 | 17 | 8.1 | 34200 | 29600 | 86.55% | 1.9 | 0 | 10 |  |  |  |  | R-410A | 2.85 | Residential & Commercial | USHP | Ducted CEE Tier 1
214066515 | Central HP <5.4 tons | RHEEM | HRCU-A-CB (Split System: Heat Pump with Remote Outdoor Unit-Air-Source) | RD17AZ36AJ3N |  |  | RCFZ3621MTANM | R802V0754A17UHN | 34200 | 18 | 8.1 | 34200 | 29400 | 85.96% | 2 | 0 | 10 |  |  |  |  | R-410A | 2.85 | Residential & Commercial | USHP | Ducted CEE Tier 1
214066606 | Central HP <5.4 tons | RHEEM | HRCU-A-CB (Split System: Heat Pump with Remote Outdoor Unit-Air-Source) | RD17AZ36AJ3N |  |  | RCFZ3621MTANM | R802VA100521Z | 34200 | 18 | 8.1 | 34200 | 29400 | 85.96% | 2 | 0 | 10 |  |  |  |  | R-410A | 2.85 | Residential & Commercial | USHP | Ducted CEE Tier 1
211398463 | Central HP <5.4 tons | LUXAIRE | HRCU-A-CB (Split System: Heat Pump with Remote Outdoor Unit-Air-Source) | HMH72B341 |  |  | XAFD48FXXN1+TXV | TM8E100C16MP11 | 33600 | 17 | 8.5 | 32400 | 23600 | 72.84% | 2.08 | 0 | 9.5 |  |  |  |  | R-410A | 2.8 | Residential & Commercial | USHP
212975037 | Central HP <5.4 tons | KEEPRITE | HRCU-A-CB (Split System: Heat Pump with Remote Outdoor Unit-Air-Source) | DLCURAH24ABK |  |  | EN(A,D)4X30L14** | *96VTN0401410B* | 23200 | 15.5 | 8.1 | 25800 | 24200 | 93.8% | 2 | 0 | 10 |  |  |  |  | R-410A | 1.9333 | Residential & Commercial | USHP | Ducted CEE Tier 1
212989309 | Central HP <5.4 tons | CARRIER | HRCU-A-CB (Split System: Heat Pump with Remote Outdoor Unit-Air-Source) | 38MURAQ18AB3* |  |  | CNPV*2417AL* | 59SU5B060M17**16 | 17300 | 16 | 8.1 | 18300 | 19200 | 104.9% | 2.32 | 0 | 10.5 |  |  |  |  | R-410A | 1.4417 | Residential & Commercial | USHP | Ducted CEE Tier 1
214779597 | Central HP <5.4 tons | FRASER-JOHNSTON | HRCU-A-CB (Split System: Heat Pump with Remote Outdoor Unit-Air-Source) | HMH72B341 |  |  | XAHB36DBCN1 | Z9ES060B12SMPS1 | 32800 | 16.5 | 8.5 | 31600 | 22200 | 70.25% | 1.8 | 0 | 10 |  |  |  |  | R-410A | 2.7333 | Residential & Commercial | USHP | Ducted CEE Tier 1
214398134 | Central HP <5.4 tons | FRASER-JOHNSTON | HRCU-A-CB (Split System: Heat Pump with Remote Outdoor Unit-Air-Source) | HH836E2S11 |  |  | CTF36C5CDS1 | TM8Y080C16MP11 | 33600 | 18 | 8.5 | 30800 | 25200 | 81.82% | 2 | 0 | 11.7 |  |  |  |  | R-454B | 2.8 | Residential & Commercial | USHP | Ducted CEE Tier 1
211259795 | Central HP <5.4 tons | BRYANT HEATING AND COOLING SYSTEMS | HRCU-A-CB (Split System: Heat Pump with Remote Outdoor Unit-Air-Source) | 38MURAQ18AB3* |  |  | CAP**1917AL* | 915SB30040E14*** | 18300 | 16 | 8.5 | 18300 | 17600 | 96.17% | 2.12 | 0 | 10.5 |  |  |  |  | R-410A | 1.525 | Residential & Commercial | USHP | Ducted CEE Tier 1
211260163 | Central HP <5.4 tons | BRYANT HEATING AND COOLING SYSTEMS | HRCU-A-CB (Split System: Heat Pump with Remote Outdoor Unit-Air-Source) | 38MURAQ18AB3* |  |  | CAP**2414AL* | 926TB36060V14*** | 17800 | 16 | 8.5 | 18800 | 19000 | 101.1% | 2.28 | 0 | 10.5 |  |  |  |  | R-410A | 1.4833 | Residential & Commercial | USHP | Ducted CEE Tier 1
211260828 | Central HP <5.4 tons | BRYANT HEATING AND COOLING SYSTEMS | HRCU-A-CB (Split System: Heat Pump with Remote Outdoor Unit-Air-Source) | 38MURAQ18AB3* |  |  | CAP**2517AL* | 82*TA36045V14*** | 18200 | 16.5 | 8.5 | 18000 | 17500 | 97.22% | 2.12 | 0 | 11 |  |  |  |  | R-410A | 1.5167 | Residential & Commercial | USHP | Ducted CEE Tier 1
211261032 | Central HP <5.4 tons | BRYANT HEATING AND COOLING SYSTEMS | HRCU-A-CB (Split System: Heat Pump with Remote Outdoor Unit-Air-Source) | 38MURAQ18AB3* |  |  | CAP**2517AL* | 912SD42060E17*** | 18300 | 16.5 | 8.5 | 18000 | 17500 | 97.22% | 2.12 | 0 | 11 |  |  |  |  | R-410A | 1.525 | Residential & Commercial | USHP | Ducted CEE Tier 1
211261699 | Central HP <5.4 tons | BRYANT HEATING AND COOLING SYSTEMS | HRCU-A-CB (Split System: Heat Pump with Remote Outdoor Unit-Air-Source) | 38MURAQ18AB3* |  |  | CAP**3017AL* | 82*SA48045V17*** | 17800 | 16 | 8.5 | 18300 | 18600 | 101.6% | 2.22 | 0 | 10.5 |  |  |  |  | R-410A | 1.4833 | Residential & Commercial | USHP | Ducted CEE Tier 1
214779586 | Central HP <5.4 tons | FRASER-JOHNSTON | HRCU-A-CB (Split System: Heat Pump with Remote Outdoor Unit-Air-Source) | HMH72B341 |  |  | XAHB36DBCN1 | Z9ES080B12SMPS1 | 33000 | 17 | 8.5 | 32000 | 22400 | 70% | 1.8 | 0 | 10 |  |  |  |  | R-410A | 2.75 | Residential & Commercial | USHP | Ducted CEE Tier 1
214398567 | Central HP <5.4 tons | FRASER-JOHNSTON | HRCU-A-CB (Split System: Heat Pump with Remote Outdoor Unit-Air-Source) | HH836E2S11 |  |  | CTM36C5CDS1 | TL9E100C20UH11 | 34200 | 17 | 8.5 | 32000 | 26200 | 81.88% | 2 | 0 | 11 |  |  |  |  | R-454B | 2.85 | Residential & Commercial | USHP | Ducted CEE Tier 1
214584736 | Central HP <5.4 tons | COLEMAN | HRCU-A-CB (Split System: Heat Pump with Remote Outdoor Unit-Air-Source) | HH824E2S11 |  |  | CTM30B5ACS1 | Z8ES080B12SMPS1 | 23000 | 18 | 9.5 | 23000 | 19100 | 83.04% | 2 | 0 | 12 |  |  |  |  | R-454B | 1.9167 | Residential & Commercial | USHP | Ducted CEE Tier 1
214398381 | Central HP <5.4 tons | FRASER-JOHNSTON | HRCU-A-CB (Split System: Heat Pump with Remote Outdoor Unit-Air-Source) | HH824E2S11 |  |  | CTM30B5ACS1 | TM9E060B12MP12 | 23000 | 17 | 9.5 | 23000 | 18800 | 81.74% | 2 | 0 | 11.7 |  |  |  |  | R-454B | 1.9167 | Residential & Commercial | USHP | Ducted CEE Tier 1
212979913 | Central HP <5.4 tons | KEEPRITE | HRCU-A-CB (Split System: Heat Pump with Remote Outdoor Unit-Air-Source) | DLCURAH24ABK |  |  | EN(A,D)4X30L17** | *80MS(N,L)0901714A* | 23600 | 17 | 8.5 | 26400 | 24400 | 92.42% | 2.02 | 0 | 10.5 |  |  |  |  | R-410A | 1.9667 | Residential & Commercial | USHP | Ducted CEE Tier 1
212609388 | Central HP <5.4 tons | RHEEM | HRCU-A-CB (Split System: Heat Pump with Remote Outdoor Unit-Air-Source) | RP18AZ48AJVC |  |  | RCFZ6021SEAAM | R802V0504A17UHN | 45000 | 19 | 8.5 | 44000 | 45500 | 103.4% | 1.9 | 0 | 12 |  |  |  |  | R-410A | 3.75 | Residential & Commercial | USHP | Ducted CEE Tier 1
212984182 | Central HP <5.4 tons | BRYANT HEATING AND COOLING SYSTEMS | HRCU-A-CB (Split System: Heat Pump with Remote Outdoor Unit-Air-Source) | 38MURAQ18AB3* |  |  | CAP**2517AL* | 912SE42060M17*** | 18100 | 16.5 | 8.5 | 17900 | 17700 | 98.88% | 2.14 | 0 | 11 |  |  |  |  | R-410A | 1.5083 | Residential & Commercial | USHP | Ducted CEE Tier 1
212986272 | Central HP <5.4 tons | BRYANT HEATING AND COOLING SYSTEMS | HRCU-A-CB (Split System: Heat Pump with Remote Outdoor Unit-Air-Source) | 38MURAQ18AB3* |  |  | CAP**1917AL* | 916SA30040M14*** | 17900 | 16 | 8.5 | 18000 | 17800 | 98.89% | 2.14 | 0 | 10.5 |  |  |  |  | R-410A | 1.4917 | Residential & Commercial | USHP | Ducted CEE Tier 1
212986356 | Central HP <5.4 tons | BRYANT HEATING AND COOLING SYSTEMS | HRCU-A-CB (Split System: Heat Pump with Remote Outdoor Unit-Air-Source) | 38MURAQ18AB3* |  |  | CNPV*2417AL* | 916SA30040M14*** | 17400 | 15.5 | 8.5 | 18500 | 19200 | 103.8% | 2.3 | 0 | 10.5 |  |  |  |  | R-410A | 1.45 | Residential & Commercial | USHP | Ducted CEE Tier 1
212987058 | Central HP <5.4 tons | BRYANT HEATING AND COOLING SYSTEMS | HRCU-A-CB (Split System: Heat Pump with Remote Outdoor Unit-Air-Source) | 38MURAQ18AB3* |  |  | CNPV*2417AL* | 916SA36060M14*** | 17300 | 16 | 8.1 | 18300 | 19200 | 104.9% | 2.32 | 0 | 10.5 |  |  |  |  | R-410A | 1.4417 | Residential & Commercial | USHP | Ducted CEE Tier 1
211388140 | Central HP <5.4 tons | CHAMPION HEATING AND COOLING | HRCU-A-CB (Split System: Heat Pump with Remote Outdoor Unit-Air-Source) | HMH72B341 |  |  | XAHB36DXXN1+TXV | TP9C060B12MP13 | 32800 | 17 | 8.1 | 33000 | 23400 | 70.91% | 1.98 | 0 | 9.5 |  |  |  |  | R-410A | 2.7333 | Residential & Commercial | USHP
212976051 | Central HP <5.4 tons | DAY & NIGHT | HRCU-A-CB (Split System: Heat Pump with Remote Outdoor Unit-Air-Source) | DLCURAH24ABK |  |  | EA*4X36L21A* | *96VTN0801716B* | 23600 | 17 | 8.5 | 26200 | 24000 | 91.6% | 2 | 0 | 10 |  |  |  |  | R-410A | 1.9667 | Residential & Commercial | USHP | Ducted CEE Tier 1
214398473 | Central HP <5.4 tons | FRASER-JOHNSTON | HRCU-A-CB (Split System: Heat Pump with Remote Outdoor Unit-Air-Source) | HH836E2S11 |  |  | CTF48C5CFS1+JMVT16CC2N1 | 0 | 34400 | 19 | 9 | 32000 | 25200 | 78.75% | 2 | 0 | 11.7 |  |  |  |  | R-454B | 2.8667 | Residential & Commercial | USHP | Ducted CEE Tier 1
214397787 | Central HP <5.4 tons | FRASER-JOHNSTON | HRCU-A-CB (Split System: Heat Pump with Remote Outdoor Unit-Air-Source) | HH836E2S11 |  |  | CTF48C5CFS1 | TP9C080C16MP13 | 33200 | 18 | 9 | 31600 | 25400 | 80.38% | 2 | 0 | 11 |  |  |  |  | R-454B | 2.7667 | Residential & Commercial | USHP | Ducted CEE Tier 1
214397589 | Central HP <5.4 tons | FRASER-JOHNSTON | HRCU-A-CB (Split System: Heat Pump with Remote Outdoor Unit-Air-Source) | HH860E2S11 |  |  | CTF60D5CHS1+JMET18DS2N1 | 0 | 54000 | 19 | 9 | 53500 | 38500 | 71.96% | 2 | 0 | 12 |  |  |  |  | R-454B | 4.5 | Residential & Commercial | USHP | Ducted CEE Tier 1
214398673 | Central HP <5.4 tons | FRASER-JOHNSTON | HRCU-A-CB (Split System: Heat Pump with Remote Outdoor Unit-Air-Source) | HH860E2S11 |  |  | CTM60C5CGS1+JME16C2SN1 | 0 | 44500 | 19 | 9 | 44000 | 33000 | 75% | 2 | 0 | 12 |  |  |  |  | R-454B | 3.7083 | Residential & Commercial | USHP | Ducted CEE Tier 1
214397871 | Central HP <5.4 tons | FRASER-JOHNSTON | HRCU-A-CB (Split System: Heat Pump with Remote Outdoor Unit-Air-Source) | HH860E2S11 |  |  | CTF60C5CGS1 | TM9E080C20MP12 | 44500 | 17 | 9 | 45000 | 33800 | 75.11% | 2 | 0 | 11.7 |  |  |  |  | R-454B | 3.7083 | Residential & Commercial | USHP | Ducted CEE Tier 1
214397891 | Central HP <5.4 tons | FRASER-JOHNSTON | HRCU-A-CB (Split System: Heat Pump with Remote Outdoor Unit-Air-Source) | HH860E2S11 |  |  | CTM60C5CGS1 | TMLV120C20MP12 | 44000 | 18 | 9 | 44500 | 33600 | 75.51% | 2 | 0 | 11.7 |  |  |  |  | R-454B | 3.6667 | Residential & Commercial | USHP | Ducted CEE Tier 1
210450250 | Central HP <5.4 tons | CARRIER | HRCU-A-CB (Split System: Heat Pump with Remote Outdoor Unit-Air-Source) | 38MURAQ36AB3* |  |  | CAP**4821AL* | GG96VTAA48080B | 35600 | 16 | 9 | 38500 | 34800 | 90.39% | 2.04 | 0 | 10 |  |  |  |  | R-410A | 2.9667 | Residential & Commercial | USHP | Ducted CEE Tier 1
212983170 | Central HP <5.4 tons | KEEPRITE | HRCU-A-CB (Split System: Heat Pump with Remote Outdoor Unit-Air-Source) | DLCURAH24ABK |  |  | EA*4X36L17A* | *92MSN0401712A* | 23400 | 16 | 8.5 | 26400 | 24000 | 90.91% | 1.98 | 0 | 10 |  |  |  |  | R-410A | 1.95 | Residential & Commercial | USHP | Ducted CEE Tier 1
212982704 | Central HP <5.4 tons | KEEPRITE | HRCU-A-CB (Split System: Heat Pump with Remote Outdoor Unit-Air-Source) | DLCURAH24ABK |  |  | EA*4X36L21A* | *80MSU0601716A* | 23800 | 17.5 | 8.5 | 25600 | 23400 | 91.41% | 1.96 | 0 | 10 |  |  |  |  | R-410A | 1.9833 | Residential & Commercial | USHP | Ducted CEE Tier 1
212979887 | Central HP <5.4 tons | DAY & NIGHT | HRCU-A-CB (Split System: Heat Pump with Remote Outdoor Unit-Air-Source) | DLCURAH24ABK |  |  | EA*4X37L21A* | *80MS(N,L)0901714A* | 24200 | 17.5 | 8.5 | 25200 | 21800 | 86.51% | 1.82 | 0 | 10 |  |  |  |  | R-410A | 2.0167 | Residential & Commercial | USHP | Ducted CEE Tier 1
212978156 | Central HP <5.4 tons | DAY & NIGHT | HRCU-A-CB (Split System: Heat Pump with Remote Outdoor Unit-Air-Source) | DLCURAH24ABK |  |  | EA*4X37L17A* | *80MS(N,L)0701412A* | 24000 | 17.5 | 8.5 | 25200 | 22200 | 88.1% | 1.86 | 0 | 10 |  |  |  |  | R-410A | 2 | Residential & Commercial | USHP | Ducted CEE Tier 1
210450196 | Central HP <5.4 tons | CARRIER | HRCU-A-CB (Split System: Heat Pump with Remote Outdoor Unit-Air-Source) | 38MURAQ36AB3* |  |  | CAP**4821AL* | 59TP6B080V17**16 | 35600 | 16 | 9 | 38500 | 34800 | 90.39% | 2.04 | 0 | 10 |  |  |  |  | R-410A | 2.9667 | Residential & Commercial | USHP | Ducted CEE Tier 1
213077180 | Central HP <5.4 tons | DAY & NIGHT | HRCU-A-CB (Split System: Heat Pump with Remote Outdoor Unit-Air-Source) | DLCURAH36ABK |  |  | EA*4X43L21A* | *96VSN1002120B* | 36200 | 16 | 8.5 | 38000 | 34800 | 91.58% | 2.04 | 0 | 10 |  |  |  |  | R-410A | 3.0167 | Residential & Commercial | USHP | Ducted CEE Tier 1
213077260 | Central HP <5.4 tons | DAY & NIGHT | HRCU-A-CB (Split System: Heat Pump with Remote Outdoor Unit-Air-Source) | DLCURAH36ABK |  |  | EN(A,D)4X48L24** | *96VSN1202422B* | 36000 | 16.5 | 8.1 | 38500 | 35000 | 90.91% | 2 | 0 | 10 |  |  |  |  | R-410A | 3 | Residential & Commercial | USHP | Ducted CEE Tier 1
213077957 | Central HP <5.4 tons | BRYANT HEATING AND COOLING SYSTEMS | HRCU-A-CB (Split System: Heat Pump with Remote Outdoor Unit-Air-Source) | 38MURAQ36AB3* |  |  | CAP**4221AL* | 8(0,1)*SB36070M17*** | 35000 | 16 | 8.1 | 38500 | 35000 | 90.91% | 1.88 | 0 | 9.5 |  |  |  |  | R-410A | 2.9167 | Residential & Commercial | USHP
211206986 | Central HP <5.4 tons | CHAMPION HEATING AND COOLING | HRCU-A-CB (Split System: Heat Pump with Remote Outdoor Unit-Air-Source) | HL20B4821 |  |  | XAMC48HE3N1+CC | TM8V080C16MP12 | 43500 | 19 | 9 | 44500 | 36200 | 81.35% | 2.14 | 0 | 12 |  |  |  |  | R-410A | 3.625 | Residential & Commercial | USHP | Ducted CEE Tier 1
215681702 | Central HP <5.4 tons | TEMPSTAR | HRCU-A-CB (Split System: Heat Pump with Remote Outdoor Unit-Air-Source) | T5H0V48*K*AAA* |  |  | ESH5X60M12A*+WALLCON | *80CSU0802120B* | 45500 | 17 | 8.5 | 48000 | 33600 | 70% | 2.06 | 0 | 9.5 |  |  |  |  | R-454B | 3.7917 | Residential & Commercial | USHP
215682222 | Central HP <5.4 tons | TEMPSTAR | HRCU-A-CB (Split System: Heat Pump with Remote Outdoor Unit-Air-Source) | T5H0V48*K*AAA* |  |  | EVD5X48M24A*+WALLCON | *97CTN1002122A* | 47000 | 19 | 9 | 50000 | 36400 | 72.8% | 1.98 | 0 | 10 |  |  |  |  | R-454B | 3.9167 | Residential & Commercial | USHP | Ducted CEE Tier 1
211244277 | Central HP <5.4 tons | DAY & NIGHT | HRCU-A-CB (Split System: Heat Pump with Remote Outdoor Unit-Air-Source) | DLCURAH24ABK |  |  | EN(A,D)4X30L14** | *80VSL0451412A* | 24000 | 16 | 8.1 | 26400 | 23000 | 87.12% | 1.88 | 0 | 10 |  |  |  |  | R-410A | 2 | Residential & Commercial | USHP | Ducted CEE Tier 1
212983574 | Central HP <5.4 tons | KEEPRITE | HRCU-A-CB (Split System: Heat Pump with Remote Outdoor Unit-Air-Source) | DLCURAH24ABK |  |  | EA*4X37L17A* | *92MSN0601412A* | 24200 | 17 | 8.5 | 25800 | 22200 | 86.05% | 1.84 | 0 | 10 |  |  |  |  | R-410A | 2.0167 | Residential & Commercial | USHP | Ducted CEE Tier 1
212983594 | Central HP <5.4 tons | KEEPRITE | HRCU-A-CB (Split System: Heat Pump with Remote Outdoor Unit-Air-Source) | DLCURAH24ABK |  |  | EN(A,D)4X24L17** | *92MSN0601412A* | 23400 | 16.5 | 8.5 | 27000 | 24600 | 91.11% | 2.04 | 0 | 10 |  |  |  |  | R-410A | 1.95 | Residential & Commercial | USHP | Ducted CEE Tier 1
214075469 | Central HP <5.4 tons | RHEEM | HRCU-A-CB (Split System: Heat Pump with Remote Outdoor Unit-Air-Source) | RD17AZ24AJ3N |  |  | RCFZ2417MTANM | R802V0503A14UHS | 22600 | 17 | 9.5 | 22600 | 16900 | 74.78% | 2 | 0 | 11.2 |  |  |  |  | R-410A | 1.8833 | Residential & Commercial | USHP | Ducted CEE Tier 1
211712524 | Central HP <5.4 tons | BRYANT HEATING AND COOLING SYSTEMS | HRCU-A-CB (Split System: Heat Pump with Remote Outdoor Unit-Air-Source) | 38MURAQ30AB3* |  |  | CAP**4221AL* | 912SD48080E17*** | 29600 | 15.2 | 8.1 | 33800 | 27400 | 81.07% | 1.78 | 0 | 9 |  |  |  |  | R-410A | 2.4667 | Residential & Commercial | USHP
212979965 | Central HP <5.4 tons | CARRIER | HRCU-A-CB (Split System: Heat Pump with Remote Outdoor Unit-Air-Source) | 38MURAQ18AB3* |  |  | CAP**2517AL* | 58S(B,C)*B090M17**14 | 18100 | 16.5 | 8.5 | 17900 | 17700 | 98.88% | 2.14 | 0 | 11 |  |  |  |  | R-410A | 1.5083 | Residential & Commercial | USHP | Ducted CEE Tier 1
212978533 | Central HP <5.4 tons | BRYANT HEATING AND COOLING SYSTEMS | HRCU-A-CB (Split System: Heat Pump with Remote Outdoor Unit-Air-Source) | 38MURAQ30AB3* |  |  | CAP**3721AL* | 8(0,1)*SB36070M17*** | 30400 | 15.2 | 8.1 | 33000 | 26400 | 80% | 1.84 | 0 | 9 |  |  |  |  | R-410A | 2.5333 | Residential & Commercial | USHP
212978072 | Central HP <5.4 tons | DAY & NIGHT | HRCU-A-CB (Split System: Heat Pump with Remote Outdoor Unit-Air-Source) | DLCURAH30ABK |  |  | END4X42L17** | *80MS(N,L)0701412A* | 29800 | 15.2 | 8.1 | 34000 | 27200 | 80% | 1.82 | 0 | 9 |  |  |  |  | R-410A | 2.4833 | Residential & Commercial | USHP
212972406 | Central HP <5.4 tons | KEEPRITE | HRCU-A-CB (Split System: Heat Pump with Remote Outdoor Unit-Air-Source) | DLCURAH24ABK |  |  | EA*4X36L21A* | *80VTL1102122B* | 24000 | 17.5 | 8.5 | 26400 | 23200 | 87.88% | 1.94 | 0 | 10 |  |  |  |  | R-410A | 2 | Residential & Commercial | USHP | Ducted CEE Tier 1
212978108 | Central HP <5.4 tons | DAY & NIGHT | HRCU-A-CB (Split System: Heat Pump with Remote Outdoor Unit-Air-Source) | DLCURAH24ABK |  |  | EA*4X25L17A* | *80MS(N,L)0701412A* | 24200 | 17.5 | 8.5 | 25200 | 21800 | 86.51% | 1.82 | 0 | 10.5 |  |  |  |  | R-410A | 2.0167 | Residential & Commercial | USHP | Ducted CEE Tier 1
215935033 | Central HP <5.4 tons | TEMPSTAR | HRCU-A-CB (Split System: Heat Pump with Remote Outdoor Unit-Air-Source) | T5H3V36*K*AAA* |  |  | EVM5X49M21A*+WALLCON | *80CTL0901716B* | 35600 | 22 | 8.5 | 38000 | 28600 | 75.26% | 2.02 | 0 | 12 |  |  |  |  | R-454B | 2.9667 | Residential & Commercial | USHP | Ducted CEE Tier 1
215667147 | Central HP <5.4 tons | AIRQUEST | HRCU-A-CB (Split System: Heat Pump with Remote Outdoor Unit-Air-Source) | H5H0V24*K*AAA* |  |  | EA*5X25M17A*+WALLCON | *80CSU0401712A* | 24000 | 17.5 | 9 | 23400 | 16400 | 70.09% | 2.02 | 0 | 10.5 |  |  |  |  | R-454B | 2 | Residential & Commercial | USHP | Ducted CEE Tier 1
215667733 | Central HP <5.4 tons | AIRQUEST | HRCU-A-CB (Split System: Heat Pump with Remote Outdoor Unit-Air-Source) | H5H0V24*K*AAA* |  |  | EA*5X37M17A*+WALLCON | *80CSU0601716A* | 23800 | 17 | 9 | 23400 | 16500 | 70.51% | 2 | 0 | 10 |  |  |  |  | R-454B | 1.9833 | Residential & Commercial | USHP | Ducted CEE Tier 1
215667665 | Central HP <5.4 tons | AIRQUEST | HRCU-A-CB (Split System: Heat Pump with Remote Outdoor Unit-Air-Source) | H5H0V24*K*AAA* |  |  | EA*5X36M17A*+WALLCON | *97CMN0601714B* | 23000 | 17 | 9 | 23800 | 16700 | 70.17% | 1.98 | 0 | 10 |  |  |  |  | R-454B | 1.9167 | Residential & Commercial | USHP | Ducted CEE Tier 1
215667749 | Central HP <5.4 tons | AIRQUEST | HRCU-A-CB (Split System: Heat Pump with Remote Outdoor Unit-Air-Source) | H5H0V24*K*AAA* |  |  | EA*5X37M17A*+WALLCON | *80CTL0701412B* | 23800 | 17.5 | 9 | 23400 | 16500 | 70.51% | 2 | 0 | 10.5 |  |  |  |  | R-454B | 1.9833 | Residential & Commercial | USHP | Ducted CEE Tier 1
215667797 | Central HP <5.4 tons | AIRQUEST | HRCU-A-CB (Split System: Heat Pump with Remote Outdoor Unit-Air-Source) | H5H0V24*K*AAA* |  |  | EA*5X37M17A*+WALLCON | *96CTN0601714B* | 23800 | 17 | 9 | 23600 | 16600 | 70.34% | 2 | 0 | 10 |  |  |  |  | R-454B | 1.9833 | Residential & Commercial | USHP | Ducted CEE Tier 1
212974640 | Central HP <5.4 tons | BRYANT HEATING AND COOLING SYSTEMS | HRCU-A-CB (Split System: Heat Pump with Remote Outdoor Unit-Air-Source) | 38MURAQ18AB3* |  |  | CAP**2417AL* | 926TC30040V14*** | 17200 | 16.5 | 8.5 | 18200 | 19400 | 106.6% | 2.34 | 0 | 10 |  |  |  |  | R-410A | 1.4333 | Residential & Commercial | USHP | Ducted CEE Tier 1
212974731 | Central HP <5.4 tons | BRYANT HEATING AND COOLING SYSTEMS | HRCU-A-CB (Split System: Heat Pump with Remote Outdoor Unit-Air-Source) | 38MURAQ18AB3* |  |  | CNPV*3014AL* | 926TC30040V14*** | 17400 | 16 | 8.1 | 18000 | 18600 | 103.3% | 2.22 | 0 | 10.5 |  |  |  |  | R-410A | 1.45 | Residential & Commercial | USHP | Ducted CEE Tier 1
212975431 | Central HP <5.4 tons | BRYANT HEATING AND COOLING SYSTEMS | HRCU-A-CB (Split System: Heat Pump with Remote Outdoor Unit-Air-Source) | 38MURAQ18AB3* |  |  | CAP**3017AL* | 926TC36060V14*** | 17400 | 16.5 | 8.5 | 18000 | 18700 | 103.9% | 2.26 | 0 | 10.5 |  |  |  |  | R-410A | 1.45 | Residential & Commercial | USHP | Ducted CEE Tier 1
213163990 | Central HP <5.4 tons | RHEEM | HRCU-A-CB (Split System: Heat Pump with Remote Outdoor Unit-Air-Source) | RP18AZ36AJVC |  |  | RCFZ6021SEAAM | R97MV0855A21DHS | 34200 | 19 | 8.5 | 34200 | 43000 | 125.7% | 2.2 | 0 | 12.5 |  |  |  |  | R-410A | 2.85 | Residential & Commercial | USHP | Ducted CEE Tier 1
212972411 | Central HP <5.4 tons | BRYANT HEATING AND COOLING SYSTEMS | HRCU-A-CB (Split System: Heat Pump with Remote Outdoor Unit-Air-Source) | 38MURAQ24AB3* |  |  | CAP**3721AL* | 82*TB66110V21*** | 24400 | 17.5 | 8.5 | 25400 | 21600 | 85.04% | 1.8 | 0 | 10.5 |  |  |  |  | R-410A | 2.0333 | Residential & Commercial | USHP | Ducted CEE Tier 1
212972697 | Central HP <5.4 tons | DAY & NIGHT | HRCU-A-CB (Split System: Heat Pump with Remote Outdoor Unit-Air-Source) | DLCURAH18ABK |  |  | EA*4X25L17A* | *96VSN0401410B* | 17700 | 16 | 8.1 | 17800 | 17800 | 100% | 2.14 | 0 | 10.5 |  |  |  |  | R-410A | 1.475 | Residential & Commercial | USHP | Ducted CEE Tier 1
215933843 | Central HP <5.4 tons | TEMPSTAR | HRCU-A-CB (Split System: Heat Pump with Remote Outdoor Unit-Air-Source) | T5H3V36*K*AAA* |  |  | ESH5X60M12A*+WALLCON | *95CSU0802120B* | 34200 | 19.5 | 9 | 34400 | 26000 | 75.58% | 1.96 | 0 | 11.7 |  |  |  |  | R-454B | 2.85 | Residential & Commercial | USHP | Ducted CEE Tier 1
215933963 | Central HP <5.4 tons | TEMPSTAR | HRCU-A-CB (Split System: Heat Pump with Remote Outdoor Unit-Air-Source) | T5H3V36*K*AAA* |  |  | FCMA5B36L0C*+WALLCON | 0 | 33000 | 20.5 | 9.5 | 34800 | 26800 | 77.01% | 2 | 0 | 11.7 |  |  |  |  | R-454B | 2.75 | Residential & Commercial | USHP | Ducted CEE Tier 1
211397129 | Central HP <5.4 tons | LUXAIRE | HRCU-A-CB (Split System: Heat Pump with Remote Outdoor Unit-Air-Source) | HMH72B341 |  |  | XAHC48FBCN1 | TM8V120C20MP12 | 33800 | 16.5 | 8.5 | 32400 | 23800 | 73.46% | 2.06 | 0 | 9 |  |  |  |  | R-410A | 2.8167 | Residential & Commercial | USHP
212609373 | Central HP <5.4 tons | RHEEM | HRCU-A-CB (Split System: Heat Pump with Remote Outdoor Unit-Air-Source) | RP18AZ48AJVC |  |  | RCFZ6021SEAAM | R802V1005A21UHN | 44500 | 19 | 8.5 | 43000 | 45000 | 104.7% | 2 | 0 | 11.7 |  |  |  |  | R-410A | 3.7083 | Residential & Commercial | USHP | Ducted CEE Tier 1
214807777 | Central HP <5.4 tons | LUXAIRE | HRCU-A-CB (Split System: Heat Pump with Remote Outdoor Unit-Air-Source) | HH836E2S11 |  |  | CTU48C5XFS1+TXV | Z8ES120C16SMPS1 | 34000 | 19 | 9 | 31600 | 25200 | 79.75% | 2 | 0 | 11.7 |  |  |  |  | R-454B | 2.8333 | Residential & Commercial | USHP | Ducted CEE Tier 1
211245694 | Central HP <5.4 tons | DAY & NIGHT | HRCU-A-CB (Split System: Heat Pump with Remote Outdoor Unit-Air-Source) | DLCURAH24ABK |  |  | EN(A,D)4X36L21** | *92ESN1002120A* | 24800 | 16.5 | 8.5 | 26800 | 22200 | 82.84% | 1.84 | 0 | 10.5 |  |  |  |  | R-410A | 2.0667 | Residential & Commercial | USHP | Ducted CEE Tier 1
211245953 | Central HP <5.4 tons | DAY & NIGHT | HRCU-A-CB (Split System: Heat Pump with Remote Outdoor Unit-Air-Source) | DLCURAH24ABK |  |  | FM(C,U)4Z30**AL* | 0 | 24200 | 18 | 9 | 26600 | 23000 | 86.47% | 1.92 | 0 | 10.5 |  |  |  |  | R-410A | 2.0167 | Residential & Commercial | USHP | Ducted CEE Tier 1
211244747 | Central HP <5.4 tons | DAY & NIGHT | HRCU-A-CB (Split System: Heat Pump with Remote Outdoor Unit-Air-Source) | DLCURAH24ABK |  |  | EN(A,D)4X30L17** | *92ESN0801716A* | 24200 | 17 | 8.1 | 26200 | 22800 | 87.02% | 1.88 | 0 | 10.5 |  |  |  |  | R-410A | 2.0167 | Residential & Commercial | USHP | Ducted CEE Tier 1
211245072 | Central HP <5.4 tons | DAY & NIGHT | HRCU-A-CB (Split System: Heat Pump with Remote Outdoor Unit-Air-Source) | DLCURAH24ABK |  |  | EN(A,D,W)4X36L17** | *96VTN0401410A* | 23400 | 16 | 8.1 | 25800 | 24000 | 93.02% | 2 | 0 | 10 |  |  |  |  | R-410A | 1.95 | Residential & Commercial | USHP | Ducted CEE Tier 1
211227885 | Central HP <5.4 tons | BRYANT HEATING AND COOLING SYSTEMS | HRCU-A-CB (Split System: Heat Pump with Remote Outdoor Unit-Air-Source) | 38MURAQ36AB3* |  |  | CAP**4224AL* | 82*SA66110V24*** | 35400 | 16.5 | 8.1 | 38500 | 35000 | 90.91% | 1.88 | 0 | 10 |  |  |  |  | R-410A | 2.95 | Residential & Commercial | USHP | Ducted CEE Tier 1
214075276 | Central HP <5.4 tons | RHEEM | HRCU-A-CB (Split System: Heat Pump with Remote Outdoor Unit-Air-Source) | RD17AZ60AJ3N |  |  | RCFZ6024STANM | R802V1255A24DZ | 55500 | 18 | 8.1 | 53500 | 49000 | 91.59% | 1.75 | 0 | 10 |  |  |  |  | R-410A | 4.625 | Residential & Commercial | USHP | Ducted CEE Tier 1
214075360 | Central HP <5.4 tons | RHEEM | HRCU-A-CB (Split System: Heat Pump with Remote Outdoor Unit-Air-Source) | RD17AZ60AJ3N |  |  | RCFZ6024STANM | R962V0855A21M4S | 55000 | 17 | 8.1 | 54000 | 49500 | 91.67% | 1.75 | 0 | 10 |  |  |  |  | R-410A | 4.5833 | Residential & Commercial | USHP | Ducted CEE Tier 1
210473249 | Central HP <5.4 tons | BRYANT HEATING AND COOLING SYSTEMS | HRCU-A-CB (Split System: Heat Pump with Remote Outdoor Unit-Air-Source) | 288BNV025*0**C* |  |  | CAP**4321AL*+UI | 987MB60060C21*** | 24400 | 16.5 | 8.1 | 21200 | 16700 | 78.77% | 2.02 | 0 | 11 |  |  |  |  | R-410A | 2.0333 | Residential & Commercial | USHP | Ducted CEE Tier 1
210473260 | Central HP <5.4 tons | BRYANT HEATING AND COOLING SYSTEMS | HRCU-A-CB (Split System: Heat Pump with Remote Outdoor Unit-Air-Source) | 288BNV025*0**C* |  |  | CAP**4821AL*+UI | 935CA48060C17*** | 24000 | 16.5 | 8.1 | 21000 | 16600 | 79.05% | 2 | 0 | 10.5 |  |  |  |  | R-410A | 2 | Residential & Commercial | USHP | Ducted CEE Tier 1
213077403 | Central HP <5.4 tons | DAY & NIGHT | HRCU-A-CB (Split System: Heat Pump with Remote Outdoor Unit-Air-Source) | DLCURAH36ABK |  |  | EA*4X43L21A* | *96VTN0801716B* | 36600 | 15.5 | 8.5 | 38500 | 35000 | 90.91% | 2.06 | 0 | 10 |  |  |  |  | R-410A | 3.05 | Residential & Commercial | USHP | Ducted CEE Tier 1
213077480 | Central HP <5.4 tons | DAY & NIGHT | HRCU-A-CB (Split System: Heat Pump with Remote Outdoor Unit-Air-Source) | DLCURAH36ABK |  |  | EA*4X36L21A* | *96VTN0802120B* | 34800 | 16 | 8.1 | 38500 | 35200 | 91.43% | 1.82 | 0 | 9.5 |  |  |  |  | R-410A | 2.9 | Residential & Commercial | USHP
215675882 | Central HP <5.4 tons | TEMPSTAR | HRCU-A-CB (Split System: Heat Pump with Remote Outdoor Unit-Air-Source) | T5H0V48*K*AAA* |  |  | EVM5X60M24A*+WALLCON | *80CTL0902120B* | 48000 | 19 | 9 | 50000 | 36400 | 72.8% | 2 | 0 | 10.5 |  |  |  |  | R-454B | 4 | Residential & Commercial | USHP | Ducted CEE Tier 1
215675952 | Central HP <5.4 tons | TEMPSTAR | HRCU-A-CB (Split System: Heat Pump with Remote Outdoor Unit-Air-Source) | T5H0V48*K*AAA* |  |  | EVM5X60M24A*+WALLCON | *96CTN1002122B* | 48000 | 19 | 9 | 50000 | 36600 | 73.2% | 2 | 0 | 10.5 |  |  |  |  | R-454B | 4 | Residential & Commercial | USHP | Ducted CEE Tier 1
215682202 | Central HP <5.4 tons | TEMPSTAR | HRCU-A-CB (Split System: Heat Pump with Remote Outdoor Unit-Air-Source) | T5H0V48*K*AAA* |  |  | EVD5X48M24A*+WALLCON | *80CSU1002120B* | 47000 | 18 | 9 | 50000 | 36400 | 72.8% | 2 | 0 | 9.5 |  |  |  |  | R-454B | 3.9167 | Residential & Commercial | USHP
215682352 | Central HP <5.4 tons | TEMPSTAR | HRCU-A-CB (Split System: Heat Pump with Remote Outdoor Unit-Air-Source) | T5H0V48*K*AAA* |  |  | EVD5X60M21A*+WALLCON | *97CTN0801716A* | 47500 | 18.5 | 9 | 50000 | 37200 | 74.4% | 1.98 | 0 | 10 |  |  |  |  | R-454B | 3.9583 | Residential & Commercial | USHP | Ducted CEE Tier 1
215682502 | Central HP <5.4 tons | TEMPSTAR | HRCU-A-CB (Split System: Heat Pump with Remote Outdoor Unit-Air-Source) | T5H0V48*K*AAA* |  |  | EVD5X61M21A*+WALLCON | *97CTN0802120A* | 48500 | 19 | 9 | 50000 | 36800 | 73.6% | 2 | 0 | 10.5 |  |  |  |  | R-454B | 4.0417 | Residential & Commercial | USHP | Ducted CEE Tier 1
215676182 | Central HP <5.4 tons | TEMPSTAR | HRCU-A-CB (Split System: Heat Pump with Remote Outdoor Unit-Air-Source) | T5H0V48*K*AAA* |  |  | EVD5X48M24A*+WALLCON | *80CSU0802120A* | 47500 | 19 | 9 | 50000 | 36200 | 72.4% | 2.02 | 0 | 10 |  |  |  |  | R-454B | 3.9583 | Residential & Commercial | USHP | Ducted CEE Tier 1
215669021 | Central HP <5.4 tons | AIRQUEST | HRCU-A-CB (Split System: Heat Pump with Remote Outdoor Unit-Air-Source) | H5H0V36*K*AAA* |  |  | EA*5X43M21A*+WALLCON | *95CSU0601716B* | 34400 | 17.5 | 9 | 35400 | 25200 | 71.19% | 1.88 | 0 | 9.5 |  |  |  |  | R-454B | 2.8667 | Residential & Commercial | USHP
215935263 | Central HP <5.4 tons | TEMPSTAR | HRCU-A-CB (Split System: Heat Pump with Remote Outdoor Unit-Air-Source) | T5H3V36*K*AAA* |  |  | EVM5X60M21A*+WALLCON | *95CSU1002122B* | 35600 | 22 | 8.5 | 38000 | 28400 | 74.74% | 2.02 | 0 | 12.5 |  |  |  |  | R-454B | 2.9667 | Residential & Commercial | USHP | Ducted CEE Tier 1
215935013 | Central HP <5.4 tons | TEMPSTAR | HRCU-A-CB (Split System: Heat Pump with Remote Outdoor Unit-Air-Source) | T5H3V36*K*AAA* |  |  | EVM5X49M21A*+WALLCON | *80CTL0701716B* | 35400 | 21.5 | 8.5 | 38500 | 29000 | 75.32% | 2.02 | 0 | 12 |  |  |  |  | R-454B | 2.95 | Residential & Commercial | USHP | Ducted CEE Tier 1
214075316 | Central HP <5.4 tons | RHEEM | HRCU-A-CB (Split System: Heat Pump with Remote Outdoor Unit-Air-Source) | RD17AZ60AJ3N |  |  | RCFZ6024STANM | R951V1155A24M4S | 55500 | 18 | 8.1 | 54000 | 49000 | 90.74% | 1.75 | 0 | 10 |  |  |  |  | R-410A | 4.625 | Residential & Commercial | USHP | Ducted CEE Tier 1
214066812 | Central HP <5.4 tons | RHEEM | HRCU-A-CB (Split System: Heat Pump with Remote Outdoor Unit-Air-Source) | RD17AZ36AJ3N |  |  | RCFZ3621MTANM | R951V0703A17M4S | 34200 | 18 | 8.1 | 34200 | 29600 | 86.55% | 1.9 | 0 | 10 |  |  |  |  | R-410A | 2.85 | Residential & Commercial | USHP | Ducted CEE Tier 1
214066779 | Central HP <5.4 tons | RHEEM | HRCU-A-CB (Split System: Heat Pump with Remote Outdoor Unit-Air-Source) | RD17AZ36AJ3N |  |  | RCFZ3621MTANM | R802V0755A21UHS | 34200 | 18 | 8.1 | 34200 | 29400 | 85.96% | 2 | 0 | 11.7 |  |  |  |  | R-410A | 2.85 | Residential & Commercial | USHP | Ducted CEE Tier 1
214066810 | Central HP <5.4 tons | RHEEM | HRCU-A-CB (Split System: Heat Pump with Remote Outdoor Unit-Air-Source) | RD17AZ36AJ3N |  |  | RCFZ3621MTANM | R802V0504A17UHS | 34200 | 18 | 8.1 | 34200 | 29800 | 87.13% | 1.9 | 0 | 10 |  |  |  |  | R-410A | 2.85 | Residential & Commercial | USHP | Ducted CEE Tier 1
215935253 | Central HP <5.4 tons | TEMPSTAR | HRCU-A-CB (Split System: Heat Pump with Remote Outdoor Unit-Air-Source) | T5H3V36*K*AAA* |  |  | EVM5X60M21A*+WALLCON | *95CSU0802120B* | 35600 | 21.5 | 8.5 | 38000 | 28600 | 75.26% | 2.04 | 0 | 12 |  |  |  |  | R-454B | 2.9667 | Residential & Commercial | USHP | Ducted CEE Tier 1
214398359 | Central HP <5.4 tons | FRASER-JOHNSTON | HRCU-A-CB (Split System: Heat Pump with Remote Outdoor Unit-Air-Source) | HH824E2S11 |  |  | CTF36B5ADS1 | TM9V080B12MP12 | 23000 | 18 | 9.5 | 23000 | 18400 | 80% | 2 | 0 | 12 |  |  |  |  | R-454B | 1.9167 | Residential & Commercial | USHP | Ducted CEE Tier 1
211206884 | Central HP <5.4 tons | COLEMAN | HRCU-A-CB (Split System: Heat Pump with Remote Outdoor Unit-Air-Source) | HC20B3621 |  |  | XAMB36DE2N1+CC | TP9C080B12MP13 | 32200 | 18 | 8.5 | 34000 | 29400 | 86.47% | 1.92 | 0 | 11.7 |  |  |  |  | R-410A | 2.6833 | Residential & Commercial | USHP | Ducted CEE Tier 1
214075339 | Central HP <5.4 tons | RHEEM | HRCU-A-CB (Split System: Heat Pump with Remote Outdoor Unit-Air-Source) | RD17AZ60AJ3N |  |  | RCFZ6024STANM | R951V1005A21M4S | 55000 | 18 | 8.1 | 54000 | 49500 | 91.67% | 1.75 | 0 | 10 |  |  |  |  | R-410A | 4.5833 | Residential & Commercial | USHP | Ducted CEE Tier 1
212978333 | Central HP <5.4 tons | BRYANT HEATING AND COOLING SYSTEMS | HRCU-A-CB (Split System: Heat Pump with Remote Outdoor Unit-Air-Source) | 38MURAQ18AB3* |  |  | CNPV*3014AL* | 8(0,1)*SB36070M14*** | 17400 | 16.5 | 8.1 | 18000 | 18700 | 103.9% | 2.26 | 0 | 11 |  |  |  |  | R-410A | 1.45 | Residential & Commercial | USHP | Ducted CEE Tier 1
214075237 | Central HP <5.4 tons | RHEEM | HRCU-A-CB (Split System: Heat Pump with Remote Outdoor Unit-Air-Source) | RD17AZ60AJ3N |  |  | RCFZ6024STANM | R802V0755A21UHN | 55500 | 18 | 8.1 | 54000 | 49500 | 91.67% | 1.75 | 0 | 10 |  |  |  |  | R-410A | 4.625 | Residential & Commercial | USHP | Ducted CEE Tier 1
214075239 | Central HP <5.4 tons | RHEEM | HRCU-A-CB (Split System: Heat Pump with Remote Outdoor Unit-Air-Source) | RD17AZ60AJ3N |  |  | RCFZ6024STANM | R801V1005A21UHN | 55500 | 18 | 8.1 | 53500 | 49000 | 91.59% | 1.75 | 0 | 10 |  |  |  |  | R-410A | 4.625 | Residential & Commercial | USHP | Ducted CEE Tier 1
212978775 | Central HP <5.4 tons | BRYANT HEATING AND COOLING SYSTEMS | HRCU-A-CB (Split System: Heat Pump with Remote Outdoor Unit-Air-Source) | 38MURAQ18AB3* |  |  | CAP**3017AL* | 8(0,1)*SB36070M17*** | 17600 | 16.5 | 8.5 | 18200 | 18800 | 103.3% | 2.26 | 0 | 10.5 |  |  |  |  | R-410A | 1.4667 | Residential & Commercial | USHP | Ducted CEE Tier 1
212971353 | Central HP <5.4 tons | BRYANT HEATING AND COOLING SYSTEMS | HRCU-A-CB (Split System: Heat Pump with Remote Outdoor Unit-Air-Source) | 38MURAQ18AB3* |  |  | CAP**2414AL* | 82*TB36045V14*** | 17600 | 16.5 | 8.5 | 18500 | 19400 | 104.9% | 2.34 | 0 | 10.5 |  |  |  |  | R-410A | 1.4667 | Residential & Commercial | USHP | Ducted CEE Tier 1
212971355 | Central HP <5.4 tons | BRYANT HEATING AND COOLING SYSTEMS | HRCU-A-CB (Split System: Heat Pump with Remote Outdoor Unit-Air-Source) | 38MURAQ18AB3* |  |  | CAP**2417AL* | 82*TB36045V14*** | 17600 | 16.5 | 8.5 | 18500 | 19400 | 104.9% | 2.34 | 0 | 10.5 |  |  |  |  | R-410A | 1.4667 | Residential & Commercial | USHP | Ducted CEE Tier 1
212970701 | Central HP <5.4 tons | DAY & NIGHT | HRCU-A-CB (Split System: Heat Pump with Remote Outdoor Unit-Air-Source) | DLCURAH36ABK |  |  | EA*4X48L24A* | *80VSL0902120B* | 35800 | 16.5 | 8.5 | 38000 | 34600 | 91.05% | 2.02 | 0 | 10 |  |  |  |  | R-410A | 2.9833 | Residential & Commercial | USHP | Ducted CEE Tier 1
211241778 | Central HP <5.4 tons | DAY & NIGHT | HRCU-A-CB (Split System: Heat Pump with Remote Outdoor Unit-Air-Source) | DLCURAH24ABK |  |  | EA*4X30L17A* | *80ESU0601716A | 24800 | 16.5 | 8.5 | 26800 | 22200 | 82.84% | 1.84 | 0 | 10 |  |  |  |  | R-410A | 2.0667 | Residential & Commercial | USHP | Ducted CEE Tier 1
211241860 | Central HP <5.4 tons | DAY & NIGHT | HRCU-A-CB (Split System: Heat Pump with Remote Outdoor Unit-Air-Source) | DLCURAH24ABK |  |  | EA*4X36L17A* | *96VSN0601412A* | 23600 | 16.5 | 8.5 | 25800 | 23400 | 90.7% | 1.94 | 0 | 10 |  |  |  |  | R-410A | 1.9667 | Residential & Commercial | USHP | Ducted CEE Tier 1
211241927 | Central HP <5.4 tons | DAY & NIGHT | HRCU-A-CB (Split System: Heat Pump with Remote Outdoor Unit-Air-Source) | DLCURAH24ABK |  |  | EA*4X36L17A* | *80VSL0701716A* | 24000 | 16.5 | 8.5 | 26000 | 22800 | 87.69% | 1.9 | 0 | 10 |  |  |  |  | R-410A | 2 | Residential & Commercial | USHP | Ducted CEE Tier 1
211242513 | Central HP <5.4 tons | DAY & NIGHT | HRCU-A-CB (Split System: Heat Pump with Remote Outdoor Unit-Air-Source) | DLCURAH24ABK |  |  | EA*4X36L21A* | *96VTN0601714A* | 24000 | 16.5 | 8.5 | 26000 | 22800 | 87.69% | 1.88 | 0 | 10 |  |  |  |  | R-410A | 2 | Residential & Commercial | USHP | Ducted CEE Tier 1
212978086 | Central HP <5.4 tons | KEEPRITE | HRCU-A-CB (Split System: Heat Pump with Remote Outdoor Unit-Air-Source) | DLCURAH24ABK |  |  | EA*4X24L14A* | *80MS(N,L)0701412A* | 23200 | 17 | 9 | 26800 | 26800 | 100% | 2.28 | 0 | 10 |  |  |  |  | R-410A | 1.9333 | Residential & Commercial | USHP | Ducted CEE Tier 1
211391419 | Central HP <5.4 tons | CHAMPION HEATING AND COOLING | HRCU-A-CB (Split System: Heat Pump with Remote Outdoor Unit-Air-Source) | HMH72B341 |  |  | XAHC36DXXN1+TXV | TMLE100C16MP11 | 33600 | 17.5 | 8.1 | 33000 | 23200 | 70.3% | 2.04 | 0 | 10 |  |  |  |  | R-410A | 2.8 | Residential & Commercial | USHP | Ducted CEE Tier 1
211391539 | Central HP <5.4 tons | CHAMPION HEATING AND COOLING | HRCU-A-CB (Split System: Heat Pump with Remote Outdoor Unit-Air-Source) | HMH72B341 |  |  | XAFC36DBCN1 | TMLE100C16MP11 | 34000 | 17.5 | 8.1 | 33600 | 23800 | 70.83% | 2.08 | 0 | 10 |  |  |  |  | R-410A | 2.8333 | Residential & Commercial | USHP | Ducted CEE Tier 1
211391753 | Central HP <5.4 tons | CHAMPION HEATING AND COOLING | HRCU-A-CB (Split System: Heat Pump with Remote Outdoor Unit-Air-Source) | HMH72B341 |  |  | XAFC36DXXN1+TXV | TMLE100B12MP11 | 34000 | 18 | 8.1 | 33800 | 23800 | 70.41% | 2.06 | 0 | 10 |  |  |  |  | R-410A | 2.8333 | Residential & Commercial | USHP | Ducted CEE Tier 1
211392141 | Central HP <5.4 tons | CHAMPION HEATING AND COOLING | HRCU-A-CB (Split System: Heat Pump with Remote Outdoor Unit-Air-Source) | HMH72B341 |  |  | XAHC36DXXN1+TXV | TM8E080B12MP11 | 33400 | 17.5 | 8.1 | 33200 | 23400 | 70.48% | 2.02 | 0 | 9.5 |  |  |  |  | R-410A | 2.7833 | Residential & Commercial | USHP
211392238 | Central HP <5.4 tons | CHAMPION HEATING AND COOLING | HRCU-A-CB (Split System: Heat Pump with Remote Outdoor Unit-Air-Source) | HMH72B341 |  |  | XAHB36DXXN1+TXV | TMLE080B12MP11 | 33200 | 17 | 8.1 | 33200 | 23400 | 70.48% | 2 | 0 | 9.5 |  |  |  |  | R-410A | 2.7667 | Residential & Commercial | USHP
211392358 | Central HP <5.4 tons | CHAMPION HEATING AND COOLING | HRCU-A-CB (Split System: Heat Pump with Remote Outdoor Unit-Air-Source) | HMH72B341 |  |  | XAFC30CXXN1+TXV | TM8E080B12MP11 | 32800 | 17.5 | 8.1 | 34000 | 23800 | 70% | 2.02 | 0 | 9.5 |  |  |  |  | R-410A | 2.7333 | Residential & Commercial | USHP
211390654 | Central HP <5.4 tons | CHAMPION HEATING AND COOLING | HRCU-A-CB (Split System: Heat Pump with Remote Outdoor Unit-Air-Source) | HMH72B341 |  |  | XAFC36DBCN1 | TPLC080B12MP13 | 33800 | 17 | 8.1 | 34000 | 24200 | 71.18% | 2.04 | 0 | 9.5 |  |  |  |  | R-410A | 2.8167 | Residential & Commercial | USHP
214075529 | Central HP <5.4 tons | RHEEM | HRCU-A-CB (Split System: Heat Pump with Remote Outdoor Unit-Air-Source) | RD17AZ24AJ3N |  |  | RCFZ2417MTANM | R801V0503A14UH | 22600 | 17 | 9.5 | 22600 | 16900 | 74.78% | 2 | 0 | 11.2 |  |  |  |  | R-410A | 1.8833 | Residential & Commercial | USHP | Ducted CEE Tier 1
216374597 | Central HP <5.4 tons | FRASER-JOHNSTON | HRCU-A-CB (Split System: Heat Pump with Remote Outdoor Unit-Air-Source) | HH836E2S11 |  |  | CTF48C5CFS1 | Z9ET080C16SMPS1 | 33800 | 19 | 9.5 | 32400 | 24200 | 74.69% | 2 | 0 | 11 |  |  |  |  | R-454B | 2.8167 | Residential & Commercial | USHP | Ducted CEE Tier 1
211386438 | Central HP <5.4 tons | CHAMPION HEATING AND COOLING | HRCU-A-CB (Split System: Heat Pump with Remote Outdoor Unit-Air-Source) | HMH72B341 |  |  | XAFC48FXXN1+TXV | TL8E100C20UH11 | 34000 | 16.5 | 8.5 | 32400 | 23800 | 73.46% | 2.1 | 0 | 9.5 |  |  |  |  | R-410A | 2.8333 | Residential & Commercial | USHP
211386547 | Central HP <5.4 tons | CHAMPION HEATING AND COOLING | HRCU-A-CB (Split System: Heat Pump with Remote Outdoor Unit-Air-Source) | HMH72B341 |  |  | XAFD48FBCN1 | TL8E080C16UH11 | 34000 | 16.5 | 8.5 | 32600 | 24000 | 73.62% | 2.08 | 0 | 9.5 |  |  |  |  | R-410A | 2.8333 | Residential & Commercial | USHP
211386572 | Central HP <5.4 tons | CHAMPION HEATING AND COOLING | HRCU-A-CB (Split System: Heat Pump with Remote Outdoor Unit-Air-Source) | HMH72B341 |  |  | XAFC48FBCN1 | TL8E080C16UH11 | 34000 | 16.5 | 8.5 | 33400 | 24600 | 73.65% | 2.08 | 0 | 9 |  |  |  |  | R-410A | 2.8333 | Residential & Commercial | USHP
210532898 | Central HP <5.4 tons | CARRIER | HRCU-A-CB (Split System: Heat Pump with Remote Outdoor Unit-Air-Source) | 25VNA448A*031* |  |  | CNPV*4824AL*+UI | 59CU5A100C21**22 | 44000 | 21 | 8.5 | 46500 | 36400 | 78.28% | 2.18 | 0 | 12 |  |  |  |  | R-410A | 3.6667 | Residential & Commercial | USHP | Ducted CEE Tier 1
212979978 | Central HP <5.4 tons | BRYANT HEATING AND COOLING SYSTEMS | HRCU-A-CB (Split System: Heat Pump with Remote Outdoor Unit-Air-Source) | 38MURAQ18AB3* |  |  | CAP**3017AL* | 8(0,1)*SB42090M17*** | 17700 | 16 | 8.5 | 18300 | 18700 | 102.2% | 2.24 | 0 | 10.5 |  |  |  |  | R-410A | 1.475 | Residential & Commercial | USHP | Ducted CEE Tier 1
214398334 | Central HP <5.4 tons | FRASER-JOHNSTON | HRCU-A-CB (Split System: Heat Pump with Remote Outdoor Unit-Air-Source) | HH860E2S11 |  |  | CTF60C5CGS1 | TM9E080C16MP12 | 44500 | 18 | 9 | 45500 | 34400 | 75.6% | 2 | 0 | 11 |  |  |  |  | R-454B | 3.7083 | Residential & Commercial | USHP | Ducted CEE Tier 1
214398014 | Central HP <5.4 tons | FRASER-JOHNSTON | HRCU-A-CB (Split System: Heat Pump with Remote Outdoor Unit-Air-Source) | HH860E2S11 |  |  | CTF60C5CHS1 | TM8E080C20MP11 | 53500 | 19 | 8.5 | 55000 | 39000 | 70.91% | 2 | 0 | 11 |  |  |  |  | R-454B | 4.4583 | Residential & Commercial | USHP | Ducted CEE Tier 1
214398139 | Central HP <5.4 tons | FRASER-JOHNSTON | HRCU-A-CB (Split System: Heat Pump with Remote Outdoor Unit-Air-Source) | HH836E2S11 |  |  | CTM36B5CDS1 | TM9Y060B12MP11 | 33000 | 17 | 8.5 | 31200 | 25600 | 82.05% | 2 | 0 | 11 |  |  |  |  | R-454B | 2.75 | Residential & Commercial | USHP | Ducted CEE Tier 1
211386814 | Central HP <5.4 tons | CHAMPION HEATING AND COOLING | HRCU-A-CB (Split System: Heat Pump with Remote Outdoor Unit-Air-Source) | HMH72B341 |  |  | XAHC36DBCN1 | TM9Y080C16MP11 | 33800 | 16.5 | 8.1 | 33600 | 24000 | 71.43% | 2.04 | 0 | 9.5 |  |  |  |  | R-410A | 2.8167 | Residential & Commercial | USHP
215669275 | Central HP <5.4 tons | AIRQUEST | HRCU-A-CB (Split System: Heat Pump with Remote Outdoor Unit-Air-Source) | H5H0V36*K*AAA* |  |  | EA*5X48M21A*+WALLCON | *96CTN0801714B* | 33600 | 18 | 9 | 35200 | 25200 | 71.59% | 1.88 | 0 | 9.5 |  |  |  |  | R-454B | 2.8 | Residential & Commercial | USHP
215669305 | Central HP <5.4 tons | AIRQUEST | HRCU-A-CB (Split System: Heat Pump with Remote Outdoor Unit-Air-Source) | H5H0V36*K*AAA* |  |  | EA*5X60M24A*+WALLCON | *80CTL0702120B* | 34400 | 18 | 9 | 34200 | 24800 | 72.51% | 1.9 | 0 | 10 |  |  |  |  | R-454B | 2.8667 | Residential & Commercial | USHP | Ducted CEE Tier 1
215669375 | Central HP <5.4 tons | AIRQUEST | HRCU-A-CB (Split System: Heat Pump with Remote Outdoor Unit-Air-Source) | H5H0V36*K*AAA* |  |  | EA*5X60M24A*+WALLCON | *97CMN0802120B* | 34400 | 18 | 9 | 34200 | 24800 | 72.51% | 1.9 | 0 | 10 |  |  |  |  | R-454B | 2.8667 | Residential & Commercial | USHP | Ducted CEE Tier 1
215669475 | Central HP <5.4 tons | AIRQUEST | HRCU-A-CB (Split System: Heat Pump with Remote Outdoor Unit-Air-Source) | H5H0V36*K*AAA* |  |  | EA*5X61M21A*+WALLCON | *80CTL0702120B* | 34800 | 18.5 | 9 | 34400 | 24800 | 72.09% | 1.92 | 0 | 10 |  |  |  |  | R-454B | 2.9 | Residential & Commercial | USHP | Ducted CEE Tier 1
215669525 | Central HP <5.4 tons | AIRQUEST | HRCU-A-CB (Split System: Heat Pump with Remote Outdoor Unit-Air-Source) | H5H0V36*K*AAA* |  |  | EA*5X61M21A*+WALLCON | *95CSU1002122B* | 35000 | 18 | 9 | 34400 | 24800 | 72.09% | 1.92 | 0 | 10 |  |  |  |  | R-454B | 2.9167 | Residential & Commercial | USHP | Ducted CEE Tier 1
215669725 | Central HP <5.4 tons | AIRQUEST | HRCU-A-CB (Split System: Heat Pump with Remote Outdoor Unit-Air-Source) | H5H0V36*K*AAA* |  |  | EA*5X61M24A*+WALLCON | *96CTN1002122B* | 35000 | 18.5 | 9 | 34400 | 24800 | 72.09% | 1.92 | 0 | 10.5 |  |  |  |  | R-454B | 2.9167 | Residential & Commercial | USHP | Ducted CEE Tier 1
215670409 | Central HP <5.4 tons | AIRQUEST | HRCU-A-CB (Split System: Heat Pump with Remote Outdoor Unit-Air-Source) | H5H0V36*K*AAA* |  |  | ESH5X60M12A*+WALLCON | *80CTL0701412B* | 34400 | 16.5 | 8.5 | 34800 | 25000 | 71.84% | 1.78 | 0 | 9.5 |  |  |  |  | R-454B | 2.8667 | Residential & Commercial | USHP
213298050 | Central HP <5.4 tons | FRASER-JOHNSTON | HRCU-A-CB (Split System: Heat Pump with Remote Outdoor Unit-Air-Source) | HMH72B341 |  |  | XAFC36DBCN1 | Z8ES080B12SMPS1 | 34000 | 18 | 8.1 | 33400 | 24000 | 71.86% | 2.08 | 0 | 10 |  |  |  |  | R-410A | 2.8333 | Residential & Commercial | USHP | Ducted CEE Tier 1
213297180 | Central HP <5.4 tons | FRASER-JOHNSTON | HRCU-A-CB (Split System: Heat Pump with Remote Outdoor Unit-Air-Source) | HMH72B341 |  |  | XAFC30CXXN1+TXV | Z8ES080B12SMPS1 | 33200 | 18 | 8.5 | 33000 | 23400 | 70.91% | 2.04 | 0 | 10 |  |  |  |  | R-410A | 2.7667 | Residential & Commercial | USHP | Ducted CEE Tier 1
214066892 | Central HP <5.4 tons | RHEEM | HRCU-A-CB (Split System: Heat Pump with Remote Outdoor Unit-Air-Source) | RD17AZ36AJ3N |  |  | RCFZ3621MTANM | R98MV0703A17UPS | 34200 | 18 | 8.1 | 34200 | 29800 | 87.13% | 1.9 | 0 | 10 |  |  |  |  | R-410A | 2.85 | Residential & Commercial | USHP | Ducted CEE Tier 1
210473326 | Central HP <5.4 tons | BRYANT HEATING AND COOLING SYSTEMS | HRCU-A-CB (Split System: Heat Pump with Remote Outdoor Unit-Air-Source) | 288BNV025*0**C* |  |  | CAP**4821AL*+UI | 88*TA36045C17*** | 24000 | 16.5 | 8.1 | 21000 | 16700 | 79.52% | 2 | 0 | 11 |  |  |  |  | R-410A | 2 | Residential & Commercial | USHP | Ducted CEE Tier 1
210473392 | Central HP <5.4 tons | BRYANT HEATING AND COOLING SYSTEMS | HRCU-A-CB (Split System: Heat Pump with Remote Outdoor Unit-Air-Source) | 288BNV025*0**C* |  |  | CAP**4821AL*+UI | 987MB66100C21*** | 24000 | 16.5 | 8.1 | 21000 | 16500 | 78.57% | 2.02 | 0 | 11 |  |  |  |  | R-410A | 2 | Residential & Commercial | USHP | Ducted CEE Tier 1
214606518 | Central HP <5.4 tons | FRASER-JOHNSTON | HRCU-A-C (Split System: Heat Pump with Remote Outdoor Unit with No Indoor Fan --Air Source) | HH836E2S11 |  |  | CTM36B5CDS1 | 0 | 32800 | 15.2 | 8.1 | 31000 | 22600 | 72.9% | 2 | 0 | 11 |  |  |  |  | R-454B | 2.7333 | Residential & Commercial | USHP | Ducted CEE Tier 1
212971405 | Central HP <5.4 tons | BRYANT HEATING AND COOLING SYSTEMS | HRCU-A-CB (Split System: Heat Pump with Remote Outdoor Unit-Air-Source) | 38MURAQ24AB3* |  |  | CAP**3617AL* | 82*TB36045V14*** | 23800 | 17.5 | 8.5 | 26200 | 23600 | 90.08% | 1.96 | 0 | 10 |  |  |  |  | R-410A | 1.9833 | Residential & Commercial | USHP | Ducted CEE Tier 1
212971732 | Central HP <5.4 tons | BRYANT HEATING AND COOLING SYSTEMS | HRCU-A-CB (Split System: Heat Pump with Remote Outdoor Unit-Air-Source) | 38MURAQ24AB3* |  |  | CNPV*3621AL* | 82*TB48070V17*** | 23600 | 17 | 8.5 | 26400 | 24200 | 91.67% | 2 | 0 | 10.5 |  |  |  |  | R-410A | 1.9667 | Residential & Commercial | USHP | Ducted CEE Tier 1
211386352 | Central HP <5.4 tons | CHAMPION HEATING AND COOLING | HRCU-A-CB (Split System: Heat Pump with Remote Outdoor Unit-Air-Source) | HMH72B341 |  |  | XAUC48FXXN1+TXV | TL9E060B12UH11 | 33200 | 17 | 8.1 | 32600 | 24000 | 73.62% | 2.02 | 0 | 9 |  |  |  |  | R-410A | 2.7667 | Residential & Commercial | USHP
211395987 | Central HP <5.4 tons | CHAMPION HEATING AND COOLING | HRCU-A-CB (Split System: Heat Pump with Remote Outdoor Unit-Air-Source) | HMH72B341 |  |  | XAFD48FXXN1+TXV | TM9E100C16MP12 | 33400 | 17 | 8.5 | 32400 | 23600 | 72.84% | 2.06 | 0 | 9.5 |  |  |  |  | R-410A | 2.7833 | Residential & Commercial | USHP
211396432 | Central HP <5.4 tons | CHAMPION HEATING AND COOLING | HRCU-A-CB (Split System: Heat Pump with Remote Outdoor Unit-Air-Source) | HMH72B341 |  |  | XAHD48FXXN1+TXV | TM8Y120C20MP11 | 33800 | 16.5 | 8.5 | 32400 | 23800 | 73.46% | 2.06 | 0 | 9 |  |  |  |  | R-410A | 2.8167 | Residential & Commercial | USHP
211395662 | Central HP <5.4 tons | CHAMPION HEATING AND COOLING | HRCU-A-CB (Split System: Heat Pump with Remote Outdoor Unit-Air-Source) | HMH72B341 |  |  | XAFC48FBCN1 | TP9C080B12MP13 | 33400 | 16.5 | 8.5 | 32600 | 24000 | 73.62% | 2.06 | 0 | 9 |  |  |  |  | R-410A | 2.7833 | Residential & Commercial | USHP
211243497 | Central HP <5.4 tons | DAY & NIGHT | HRCU-A-CB (Split System: Heat Pump with Remote Outdoor Unit-Air-Source) | DLCURAH24ABK |  |  | EA*4X37L21A* | *80ES(N,L)0451712A* | 24800 | 17 | 8.5 | 25400 | 21000 | 82.68% | 1.76 | 0 | 10.5 |  |  |  |  | R-410A | 2.0667 | Residential & Commercial | USHP | Ducted CEE Tier 1
211243765 | Central HP <5.4 tons | DAY & NIGHT | HRCU-A-CB (Split System: Heat Pump with Remote Outdoor Unit-Air-Source) | DLCURAH24ABK |  |  | EN(A,D)4X24L14** | *96VTN0401410A* | 23400 | 15.5 | 8.5 | 26600 | 24000 | 90.23% | 1.96 | 0 | 10 |  |  |  |  | R-410A | 1.95 | Residential & Commercial | USHP | Ducted CEE Tier 1
211244184 | Central HP <5.4 tons | DAY & NIGHT | HRCU-A-CB (Split System: Heat Pump with Remote Outdoor Unit-Air-Source) | DLCURAH24ABK |  |  | EN(A,D)4X24L17** | *95ESN0601714A* | 24200 | 15.5 | 8.5 | 27200 | 22800 | 83.82% | 1.86 | 0 | 10 |  |  |  |  | R-410A | 2.0167 | Residential & Commercial | USHP | Ducted CEE Tier 1
210450257 | Central HP <5.4 tons | CARRIER | HRCU-A-CB (Split System: Heat Pump with Remote Outdoor Unit-Air-Source) | 38MURAQ36AB3* |  |  | CNPV*4217AL* | GG96VTAA48080B | 35400 | 15.5 | 8.5 | 38500 | 35000 | 90.91% | 1.94 | 0 | 10 |  |  |  |  | R-410A | 2.95 | Residential & Commercial | USHP | Ducted CEE Tier 1
211396534 | Central HP <5.4 tons | LUXAIRE | HRCU-A-CB (Split System: Heat Pump with Remote Outdoor Unit-Air-Source) | HMH72B341 |  |  | XAHC48FXXN1+TXV | TM8Y100C20MP11 | 33800 | 16.5 | 8.5 | 32400 | 23800 | 73.46% | 2.06 | 0 | 9 |  |  |  |  | R-410A | 2.8167 | Residential & Commercial | USHP
211387243 | Central HP <5.4 tons | CHAMPION HEATING AND COOLING | HRCU-A-CB (Split System: Heat Pump with Remote Outdoor Unit-Air-Source) | HMH72B341 |  |  | XAFB30CXXN1+TXV | TM9Y060B12MP11 | 32600 | 17.5 | 8.1 | 34000 | 23800 | 70% | 2 | 0 | 9.5 |  |  |  |  | R-410A | 2.7167 | Residential & Commercial | USHP
214650920 | Central HP <5.4 tons | FRASER-JOHNSTON | HRCU-A-CB (Split System: Heat Pump with Remote Outdoor Unit-Air-Source) | HH824E2S11 |  |  | CTU36B5XDS1+TXV | TM8E080B12MP11 | 23000 | 18 | 9.5 | 23000 | 18700 | 81.3% | 2 | 0 | 12 |  |  |  |  | R-454B | 1.9167 | Residential & Commercial | USHP | Ducted CEE Tier 1
211228235 | Central HP <5.4 tons | BRYANT HEATING AND COOLING SYSTEMS | HRCU-A-CB (Split System: Heat Pump with Remote Outdoor Unit-Air-Source) | 38MURAQ36AB3* |  |  | CAP**4321AL* | 8(0,1)*SA48070E21*** | 37200 | 15.5 | 8.5 | 38500 | 35000 | 90.91% | 2.12 | 0 | 10 |  |  |  |  | R-410A | 3.1 | Residential & Commercial | USHP | Ducted CEE Tier 1
211228596 | Central HP <5.4 tons | BRYANT HEATING AND COOLING SYSTEMS | HRCU-A-CB (Split System: Heat Pump with Remote Outdoor Unit-Air-Source) | 38MURAQ36AB3* |  |  | CAP**4321AL* | 935SA60100E21*** | 36600 | 16 | 8.5 | 38500 | 34800 | 90.39% | 2.1 | 0 | 10 |  |  |  |  | R-410A | 3.05 | Residential & Commercial | USHP | Ducted CEE Tier 1
211719783 | Central HP <5.4 tons | COLEMAN | HRCU-A-CB (Split System: Heat Pump with Remote Outdoor Unit-Air-Source) | HMH72B341 |  |  | XAFB36DBCN1 | CPLC060A12MP13 | 34000 | 17.5 | 8.1 | 34000 | 24200 | 71.18% | 2.06 | 0 | 9.5 |  |  |  |  | R-410A | 2.8333 | Residential & Commercial | USHP
212983283 | Central HP <5.4 tons | CARRIER | HRCU-A-CB (Split System: Heat Pump with Remote Outdoor Unit-Air-Source) | 38MURAQ18AB3* |  |  | CAP**3017AL* | 59SC2E040M17**12 | 17300 | 15.5 | 8.5 | 18100 | 18800 | 103.9% | 2.24 | 0 | 10.5 |  |  |  |  | R-410A | 1.4417 | Residential & Commercial | USHP | Ducted CEE Tier 1
212985974 | Central HP <5.4 tons | BRYANT HEATING AND COOLING SYSTEMS | HRCU-A-CB (Split System: Heat Pump with Remote Outdoor Unit-Air-Source) | 38MURAQ18AB3* |  |  | CNPV*3017AL* | 916SA30026M14*** | 17500 | 16 | 8.1 | 18200 | 18800 | 103.3% | 2.26 | 0 | 11 |  |  |  |  | R-410A | 1.4583 | Residential & Commercial | USHP | Ducted CEE Tier 1
211387793 | Central HP <5.4 tons | CHAMPION HEATING AND COOLING | HRCU-A-CB (Split System: Heat Pump with Remote Outdoor Unit-Air-Source) | HMH72B341 |  |  | XAHB30CXXN1+TXV | TP9C080B12MP13 | 32000 | 16.5 | 8.1 | 33400 | 23400 | 70.06% | 1.98 | 0 | 9 |  |  |  |  | R-410A | 2.6667 | Residential & Commercial | USHP
214779456 | Central HP <5.4 tons | FRASER-JOHNSTON | HRCU-A-CB (Split System: Heat Pump with Remote Outdoor Unit-Air-Source) | HH836E2S11 |  |  | CTU36B5XDS1+JMET12BS2N1+TXV | 0 | 34200 | 19 | 9 | 31600 | 25800 | 81.65% | 2 | 0 | 11.7 |  |  |  |  | R-454B | 2.85 | Residential & Commercial | USHP | Ducted CEE Tier 1
211385959 | Central HP <5.4 tons | CHAMPION HEATING AND COOLING | HRCU-A-CB (Split System: Heat Pump with Remote Outdoor Unit-Air-Source) | HMH72B341 |  |  | XAHC48FBCN1 | TMLE080B12MP11 | 32800 | 16.5 | 8.1 | 32400 | 23800 | 73.46% | 2 | 0 | 9 |  |  |  |  | R-410A | 2.7333 | Residential & Commercial | USHP
211386363 | Central HP <5.4 tons | CHAMPION HEATING AND COOLING | HRCU-A-CB (Split System: Heat Pump with Remote Outdoor Unit-Air-Source) | HMH72B341 |  |  | XAHD48FXXN1+TXV | TL8E100C20UH11 | 33400 | 16 | 8.5 | 32000 | 23200 | 72.5% | 2.06 | 0 | 9.5 |  |  |  |  | R-410A | 2.7833 | Residential & Commercial | USHP
215670559 | Central HP <5.4 tons | AIRQUEST | HRCU-A-CB (Split System: Heat Pump with Remote Outdoor Unit-Air-Source) | H5H0V36*K*AAA* |  |  | ESH5X60M12A*+WALLCON | *96CTN0401410B* | 33000 | 15.5 | 8.5 | 35000 | 25200 | 72% | 1.78 | 0 | 9 |  |  |  |  | R-454B | 2.75 | Residential & Commercial | USHP
215669037 | Central HP <5.4 tons | AIRQUEST | HRCU-A-CB (Split System: Heat Pump with Remote Outdoor Unit-Air-Source) | H5H0V36*K*AAA* |  |  | EA*5X43M21A*+WALLCON | *95CSU1002122B* | 34600 | 18 | 9 | 35200 | 25000 | 71.02% | 1.9 | 0 | 10 |  |  |  |  | R-454B | 2.8833 | Residential & Commercial | USHP | Ducted CEE Tier 1
215669335 | Central HP <5.4 tons | AIRQUEST | HRCU-A-CB (Split System: Heat Pump with Remote Outdoor Unit-Air-Source) | H5H0V36*K*AAA* |  |  | EA*5X60M24A*+WALLCON | *80CTL1352422B* | 34400 | 18.5 | 9 | 34200 | 24600 | 71.93% | 1.92 | 0 | 10.5 |  |  |  |  | R-454B | 2.8667 | Residential & Commercial | USHP | Ducted CEE Tier 1
215669455 | Central HP <5.4 tons | AIRQUEST | HRCU-A-CB (Split System: Heat Pump with Remote Outdoor Unit-Air-Source) | H5H0V36*K*AAA* |  |  | EA*5X61M21A*+WALLCON | *80CTL0451712B* | 34400 | 17.5 | 9 | 34600 | 25200 | 72.83% | 1.9 | 0 | 9.5 |  |  |  |  | R-454B | 2.8667 | Residential & Commercial | USHP
215668717 | Central HP <5.4 tons | AIRQUEST | HRCU-A-CB (Split System: Heat Pump with Remote Outdoor Unit-Air-Source) | H5H0V36*K*AAA* |  |  | EA*5X37M21A*+WALLCON | *95CSU1002122B* | 34600 | 18 | 9 | 35200 | 25000 | 71.02% | 1.9 | 0 | 10 |  |  |  |  | R-454B | 2.8833 | Residential & Commercial | USHP | Ducted CEE Tier 1
215669887 | Central HP <5.4 tons | AIRQUEST | HRCU-A-CB (Split System: Heat Pump with Remote Outdoor Unit-Air-Source) | H5H0V36*K*AAA* |  |  | ESH5X36M12A*+WALLCON | *97CMN1002122B* | 33800 | 16.5 | 8.5 | 35800 | 25400 | 70.95% | 1.76 | 0 | 9.5 |  |  |  |  | R-454B | 2.8167 | Residential & Commercial | USHP
215670339 | Central HP <5.4 tons | AIRQUEST | HRCU-A-CB (Split System: Heat Pump with Remote Outdoor Unit-Air-Source) | H5H0V36*K*AAA* |  |  | ESH5X48M12A*+WALLCON | *96CTN0601714B* | 33800 | 16 | 8.5 | 35600 | 25400 | 71.35% | 1.78 | 0 | 9 |  |  |  |  | R-454B | 2.8167 | Residential & Commercial | USHP
211391137 | Central HP <5.4 tons | CHAMPION HEATING AND COOLING | HRCU-A-CB (Split System: Heat Pump with Remote Outdoor Unit-Air-Source) | HMH72B341 |  |  | XAFB30CXXN1+TXV | TM8V060A12MP12 | 32800 | 17.5 | 8.1 | 33400 | 23400 | 70.06% | 2.02 | 0 | 9.5 |  |  |  |  | R-410A | 2.7333 | Residential & Commercial | USHP
211391255 | Central HP <5.4 tons | CHAMPION HEATING AND COOLING | HRCU-A-CB (Split System: Heat Pump with Remote Outdoor Unit-Air-Source) | HMH72B341 |  |  | XAHC36DBCN1 | TM8E120C16MP11 | 33600 | 17.5 | 8.1 | 33000 | 23200 | 70.3% | 2.04 | 0 | 10 |  |  |  |  | R-410A | 2.8 | Residential & Commercial | USHP | Ducted CEE Tier 1
211391270 | Central HP <5.4 tons | CHAMPION HEATING AND COOLING | HRCU-A-CB (Split System: Heat Pump with Remote Outdoor Unit-Air-Source) | HMH72B341 |  |  | XAHC36DBCN1 | TMLE120C16MP11 | 33600 | 17.5 | 8.1 | 33000 | 23200 | 70.3% | 2.04 | 0 | 10 |  |  |  |  | R-410A | 2.8 | Residential & Commercial | USHP | Ducted CEE Tier 1
211391404 | Central HP <5.4 tons | CHAMPION HEATING AND COOLING | HRCU-A-CB (Split System: Heat Pump with Remote Outdoor Unit-Air-Source) | HMH72B341 |  |  | XAHC36DXXN1+TXV | TM8E100C16MP11 | 33600 | 17.5 | 8.1 | 33000 | 23200 | 70.3% | 2.04 | 0 | 10 |  |  |  |  | R-410A | 2.8 | Residential & Commercial | USHP | Ducted CEE Tier 1
206788691 | Central HP <5.4 tons | CARRIER | HRCU-A-CB (Split System: Heat Pump with Remote Outdoor Unit-Air-Source) | 25VNA436A*031* |  |  | CNPV*4217AL*+UI | 58TN*A090C17**16 | 33600 | 20 | 9 | 35200 | 26200 | 74.43% | 2.02 | 12.5 | 12 |  |  |  |  | R-410A | 2.8 | Residential & Commercial | USHP | Ducted CEE Tier 1
212969537 | Central HP <5.4 tons | BRYANT HEATING AND COOLING SYSTEMS | HRCU-A-CB (Split System: Heat Pump with Remote Outdoor Unit-Air-Source) | 38MURAQ18AB3* |  |  | CAP**2517AL* | 82*SB36045V14*** | 18300 | 16.5 | 8.5 | 18100 | 17600 | 97.24% | 2.14 | 0 | 11 |  |  |  |  | R-410A | 1.525 | Residential & Commercial | USHP | Ducted CEE Tier 1
212969587 | Central HP <5.4 tons | BRYANT HEATING AND COOLING SYSTEMS | HRCU-A-CB (Split System: Heat Pump with Remote Outdoor Unit-Air-Source) | 38MURAQ18AB3* |  |  | CNPV*3014AL* | 82*SB36045V14*** | 17400 | 16.5 | 8.1 | 17900 | 18600 | 103.9% | 2.24 | 0 | 11 |  |  |  |  | R-410A | 1.45 | Residential & Commercial | USHP | Ducted CEE Tier 1
212970007 | Central HP <5.4 tons | BRYANT HEATING AND COOLING SYSTEMS | HRCU-A-CB (Split System: Heat Pump with Remote Outdoor Unit-Air-Source) | 38MURAQ18AB3* |  |  | CNPV*2417AL* | 82*SB48070V17*** | 17700 | 16 | 8.5 | 18700 | 19100 | 102.1% | 2.3 | 0 | 11 |  |  |  |  | R-410A | 1.475 | Residential & Commercial | USHP | Ducted CEE Tier 1
212972763 | Central HP <5.4 tons | BRYANT HEATING AND COOLING SYSTEMS | HRCU-A-CB (Split System: Heat Pump with Remote Outdoor Unit-Air-Source) | 38MURAQ18AB3* |  |  | CNPV*3017AL* | 926SB30040V14*** | 17400 | 16 | 8.1 | 18000 | 18700 | 103.9% | 2.24 | 0 | 10.5 |  |  |  |  | R-410A | 1.45 | Residential & Commercial | USHP | Ducted CEE Tier 1
212973313 | Central HP <5.4 tons | BRYANT HEATING AND COOLING SYSTEMS | HRCU-A-CB (Split System: Heat Pump with Remote Outdoor Unit-Air-Source) | 38MURAQ18AB3* |  |  | CAP**2417AL* | 926SB36060V14*** | 17300 | 16 | 8.5 | 18200 | 19400 | 106.6% | 2.34 | 0 | 10.5 |  |  |  |  | R-410A | 1.4417 | Residential & Commercial | USHP | Ducted CEE Tier 1
212987038 | Central HP <5.4 tons | BRYANT HEATING AND COOLING SYSTEMS | HRCU-A-CB (Split System: Heat Pump with Remote Outdoor Unit-Air-Source) | 38MURAQ18AB3* |  |  | CNPV*1814AL* | 916SA36060M14*** | 17400 | 16 | 8.5 | 18600 | 19800 | 106.5% | 2.38 | 0 | 10.5 |  |  |  |  | R-410A | 1.45 | Residential & Commercial | USHP | Ducted CEE Tier 1
216675780 | Central HP <5.4 tons | TEMPSTAR | HRCU-A-CB (Split System: Heat Pump with Remote Outdoor Unit-Air-Source) | D5CURAH24AAK |  |  | EA*5X24M17A* | *80MS(N,L)0701412A* | 23400 | 15.2 | 8.5 | 24600 | 19600 | 79.67% | 1.9 | 0 | 9.8 |  |  |  |  | R-454B | 1.95 | Residential & Commercial | USHP
212978266 | Central HP <5.4 tons | KEEPRITE | HRCU-A-CB (Split System: Heat Pump with Remote Outdoor Unit-Air-Source) | DLCURAH18ABK |  |  | EA*4X25L17A* | *80MS(N,L)0701412A* | 18200 | 17 | 8.5 | 18000 | 17600 | 97.78% | 2.14 | 0 | 11 |  |  |  |  | R-410A | 1.5167 | Residential & Commercial | USHP | Ducted CEE Tier 1
212978175 | Central HP <5.4 tons | BRYANT HEATING AND COOLING SYSTEMS | HRCU-A-CB (Split System: Heat Pump with Remote Outdoor Unit-Air-Source) | 38MURAQ24AB3* |  |  | CNPV*2417AL* | 8(0,1)*SB36070M14*** | 23200 | 17 | 8.5 | 26800 | 25400 | 94.78% | 2.14 | 0 | 10 |  |  |  |  | R-410A | 1.9333 | Residential & Commercial | USHP | Ducted CEE Tier 1
215934763 | Central HP <5.4 tons | TEMPSTAR | HRCU-A-CB (Split System: Heat Pump with Remote Outdoor Unit-Air-Source) | T5H3V36*K*AAA* |  |  | EVM5X43M21A*+WALLCON | *97CMN0601714B* | 34400 | 20.5 | 8.5 | 38000 | 27600 | 72.63% | 2.08 | 0 | 11 |  |  |  |  | R-454B | 2.8667 | Residential & Commercial | USHP | Ducted CEE Tier 1
212971912 | Central HP <5.4 tons | BRYANT HEATING AND COOLING SYSTEMS | HRCU-A-CB (Split System: Heat Pump with Remote Outdoor Unit-Air-Source) | 38MURAQ18AB3* |  |  | CAP**2417AL* | 82*TB48090V17*** | 17500 | 16 | 8.5 | 18500 | 19500 | 105.4% | 2.34 | 0 | 10.5 |  |  |  |  | R-410A | 1.4583 | Residential & Commercial | USHP | Ducted CEE Tier 1
212973063 | Central HP <5.4 tons | BRYANT HEATING AND COOLING SYSTEMS | HRCU-A-CB (Split System: Heat Pump with Remote Outdoor Unit-Air-Source) | 38MURAQ18AB3* |  |  | CNPV*3017AL* | 926SB36040V17*** | 17300 | 16 | 8.1 | 17900 | 18600 | 103.9% | 2.22 | 0 | 10.5 |  |  |  |  | R-410A | 1.4417 | Residential & Commercial | USHP | Ducted CEE Tier 1
212973683 | Central HP <5.4 tons | BRYANT HEATING AND COOLING SYSTEMS | HRCU-A-CB (Split System: Heat Pump with Remote Outdoor Unit-Air-Source) | 38MURAQ18AB3* |  |  | CAP**3017AL* | 926SB48080V17*** | 17400 | 16 | 8.5 | 18000 | 18700 | 103.9% | 2.26 | 0 | 10.5 |  |  |  |  | R-410A | 1.45 | Residential & Commercial | USHP | Ducted CEE Tier 1
212972747 | Central HP <5.4 tons | DAY & NIGHT | HRCU-A-CB (Split System: Heat Pump with Remote Outdoor Unit-Air-Source) | DLCURAH18ABK |  |  | EN(A,D)4X24L17** | *96VSN0401410B* | 17400 | 15.5 | 8.5 | 18500 | 19200 | 103.8% | 2.3 | 0 | 10.5 |  |  |  |  | R-410A | 1.45 | Residential & Commercial | USHP | Ducted CEE Tier 1
212978283 | Central HP <5.4 tons | BRYANT HEATING AND COOLING SYSTEMS | HRCU-A-CB (Split System: Heat Pump with Remote Outdoor Unit-Air-Source) | 38MURAQ18AB3* |  |  | CAP**3017AL* | 8(0,1)*SB36070M14*** | 17400 | 16.5 | 8.5 | 17900 | 18700 | 104.5% | 2.24 | 0 | 10.5 |  |  |  |  | R-410A | 1.45 | Residential & Commercial | USHP | Ducted CEE Tier 1
212972947 | Central HP <5.4 tons | DAY & NIGHT | HRCU-A-CB (Split System: Heat Pump with Remote Outdoor Unit-Air-Source) | DLCURAH24ABK |  |  | EA*4X36L17A* | *96VSN0401410B* | 23600 | 16 | 8.5 | 26200 | 24000 | 91.6% | 1.98 | 0 | 10 |  |  |  |  | R-410A | 1.9667 | Residential & Commercial | USHP | Ducted CEE Tier 1
212973247 | Central HP <5.4 tons | DAY & NIGHT | HRCU-A-CB (Split System: Heat Pump with Remote Outdoor Unit-Air-Source) | DLCURAH24ABK |  |  | EA*4X37L21A* | *96VSN0401712B* | 24200 | 16.5 | 8.5 | 25400 | 21600 | 85.04% | 1.8 | 0 | 10 |  |  |  |  | R-410A | 2.0167 | Residential & Commercial | USHP | Ducted CEE Tier 1
212973347 | Central HP <5.4 tons | DAY & NIGHT | HRCU-A-CB (Split System: Heat Pump with Remote Outdoor Unit-Air-Source) | DLCURAH18ABK |  |  | EA*4X30L17A* | *96VSN0601412B* | 17400 | 16.5 | 8.5 | 18000 | 18700 | 103.9% | 2.26 | 0 | 10.5 |  |  |  |  | R-410A | 1.45 | Residential & Commercial | USHP | Ducted CEE Tier 1
212975288 | Central HP <5.4 tons | BRYANT HEATING AND COOLING SYSTEMS | HRCU-A-CB (Split System: Heat Pump with Remote Outdoor Unit-Air-Source) | 38MURAQ24AB3* |  |  | CAP**3617AL* | 926TC36040V17*** | 23400 | 16.5 | 8.5 | 26200 | 24400 | 93.13% | 2.02 | 0 | 10 |  |  |  |  | R-410A | 1.95 | Residential & Commercial | USHP | Ducted CEE Tier 1
213296930 | Central HP <5.4 tons | FRASER-JOHNSTON | HRCU-A-CB (Split System: Heat Pump with Remote Outdoor Unit-Air-Source) | HMH72B341 |  |  | XAFC36DBCN1 | Z8ES100B12LMPS1 | 34000 | 18.5 | 8.1 | 34000 | 24600 | 72.35% | 2.12 | 0 | 9.5 |  |  |  |  | R-410A | 2.8333 | Residential & Commercial | USHP
213077798 | Central HP <5.4 tons | DAY & NIGHT | HRCU-A-CB (Split System: Heat Pump with Remote Outdoor Unit-Air-Source) | DLCURAH36ABK |  |  | EA*4X42L24A* | *96VTN1202422B* | 35200 | 16 | 8.1 | 38500 | 35000 | 90.91% | 1.88 | 0 | 9.5 |  |  |  |  | R-410A | 2.9333 | Residential & Commercial | USHP
213078087 | Central HP <5.4 tons | DAY & NIGHT | HRCU-A-CB (Split System: Heat Pump with Remote Outdoor Unit-Air-Source) | DLCURAH36ABK |  |  | EA*4X42L21A* | *80MS(N,L)0701716A* | 35000 | 16 | 8.1 | 38500 | 35000 | 90.91% | 1.88 | 0 | 9.5 |  |  |  |  | R-410A | 2.9167 | Residential & Commercial | USHP
212974952 | Central HP <5.4 tons | BRYANT HEATING AND COOLING SYSTEMS | HRCU-A-CB (Split System: Heat Pump with Remote Outdoor Unit-Air-Source) | 38MURAQ24AB3* |  |  | CAP**3014AL* | 926TC30040V14*** | 23200 | 16 | 8.5 | 26400 | 25000 | 94.7% | 2.08 | 0 | 10 |  |  |  |  | R-410A | 1.9333 | Residential & Commercial | USHP | Ducted CEE Tier 1
211397029 | Central HP <5.4 tons | LUXAIRE | HRCU-A-CB (Split System: Heat Pump with Remote Outdoor Unit-Air-Source) | HMH72B341 |  |  | XAUC48FXXN1+TXV | TM8Y080B12MP11 | 33200 | 17 | 8.5 | 32200 | 23600 | 73.29% | 2.04 | 0 | 9.5 |  |  |  |  | R-410A | 2.7667 | Residential & Commercial | USHP
211396491 | Central HP <5.4 tons | LUXAIRE | HRCU-A-CB (Split System: Heat Pump with Remote Outdoor Unit-Air-Source) | HMH72B341 |  |  | XAHD48FBCN1 | TM8Y100C20MP11 | 33800 | 16.5 | 8.5 | 32400 | 23800 | 73.46% | 2.06 | 0 | 9 |  |  |  |  | R-410A | 2.8167 | Residential & Commercial | USHP
211396876 | Central HP <5.4 tons | LUXAIRE | HRCU-A-CB (Split System: Heat Pump with Remote Outdoor Unit-Air-Source) | HMH72B341 |  |  | XAFD48FBCN1 | TM8Y080C16MP11 | 34000 | 17.5 | 8.5 | 33200 | 24400 | 73.49% | 2.08 | 0 | 9 |  |  |  |  | R-410A | 2.8333 | Residential & Commercial | USHP
211395941 | Central HP <5.4 tons | LUXAIRE | HRCU-A-CB (Split System: Heat Pump with Remote Outdoor Unit-Air-Source) | HMH72B341 |  |  | XAHD48FBCN1 | TM9E100C16MP12 | 32800 | 16.5 | 8.5 | 31800 | 23200 | 72.96% | 2.02 | 0 | 9 |  |  |  |  | R-410A | 2.7333 | Residential & Commercial | USHP
211396026 | Central HP <5.4 tons | LUXAIRE | HRCU-A-CB (Split System: Heat Pump with Remote Outdoor Unit-Air-Source) | HMH72B341 |  |  | XAFC48FBCN1 | TM9E100C16MP12 | 33400 | 17 | 8.5 | 32400 | 23600 | 72.84% | 2.06 | 0 | 9.5 |  |  |  |  | R-410A | 2.7833 | Residential & Commercial | USHP
211395088 | Central HP <5.4 tons | LUXAIRE | HRCU-A-CB (Split System: Heat Pump with Remote Outdoor Unit-Air-Source) | HMH72B341 |  |  | XAHC48FXXN1+TXV | TP9C080C16MP13 | 32800 | 16.5 | 8.5 | 31800 | 23200 | 72.96% | 2.02 | 0 | 9 |  |  |  |  | R-410A | 2.7333 | Residential & Commercial | USHP
211395224 | Central HP <5.4 tons | LUXAIRE | HRCU-A-CB (Split System: Heat Pump with Remote Outdoor Unit-Air-Source) | HMH72B341 |  |  | XAFD48FXXN1+TXV | LP9C080C16MP13 | 33400 | 16.5 | 8.5 | 32400 | 23600 | 72.84% | 2.06 | 0 | 9.5 |  |  |  |  | R-410A | 2.7833 | Residential & Commercial | USHP
215669105 | Central HP <5.4 tons | AIRQUEST | HRCU-A-CB (Split System: Heat Pump with Remote Outdoor Unit-Air-Source) | H5H0V36*K*AAA* |  |  | EA*5X48M21A*+WALLCON | *80CSU0601716A* | 33800 | 18 | 9 | 35000 | 25200 | 72% | 1.88 | 0 | 9.5 |  |  |  |  | R-454B | 2.8167 | Residential & Commercial | USHP
211394477 | Central HP <5.4 tons | FRASER-JOHNSTON | HRCU-A-CB (Split System: Heat Pump with Remote Outdoor Unit-Air-Source) | HMH72B341 |  |  | XAHC48FXXN1+TXV | TP9C100C20MP13 | 33200 | 17 | 8.5 | 32000 | 23400 | 73.12% | 2.04 | 0 | 9 |  |  |  |  | R-410A | 2.7667 | Residential & Commercial | USHP
211388190 | Central HP <5.4 tons | CHAMPION HEATING AND COOLING | HRCU-A-CB (Split System: Heat Pump with Remote Outdoor Unit-Air-Source) | HMH72B341 |  |  | XAHB30CXXN1+TXV | TM9V060B12MP12 | 31600 | 16.5 | 8.1 | 32800 | 23000 | 70.12% | 1.96 | 0 | 9 |  |  |  |  | R-410A | 2.6333 | Residential & Commercial | USHP
206788806 | Central HP <5.4 tons | CARRIER | HRCU-A-CB (Split System: Heat Pump with Remote Outdoor Unit-Air-Source) | 25VNA436A*031* |  |  | CAP**3721AL*+UI | 58CU*A040C17**12 | 34400 | 19.5 | 9.5 | 35000 | 25800 | 73.71% | 2.04 | 12.5 | 12 |  |  |  |  | R-410A | 2.8667 | Residential & Commercial | USHP | Ducted CEE Tier 1
206788859 | Central HP <5.4 tons | CARRIER | HRCU-A-CB (Split System: Heat Pump with Remote Outdoor Unit-Air-Source) | 25VNA436A*031* |  |  | CNPV*4217AL*+UI | 59CU5A060C17**16 | 33200 | 19 | 9 | 35600 | 26600 | 74.72% | 1.98 | 12 | 11.7 |  |  |  |  | R-410A | 2.7667 | Residential & Commercial | USHP | Ducted CEE Tier 1
206788956 | Central HP <5.4 tons | CARRIER | HRCU-A-CB (Split System: Heat Pump with Remote Outdoor Unit-Air-Source) | 25VNA448A*031* |  |  | CAP**4821AL*+UI | 59CU5A080C21**20 | 43500 | 21 | 9 | 46500 | 36400 | 78.28% | 2.28 | 12 | 11.7 |  |  |  |  | R-410A | 3.625 | Residential & Commercial | USHP | Ducted CEE Tier 1
211389902 | Central HP <5.4 tons | CHAMPION HEATING AND COOLING | HRCU-A-CB (Split System: Heat Pump with Remote Outdoor Unit-Air-Source) | HMH72B341 |  |  | XAUB30CXXN1+TXV | TM8Y060A12MP11 | 32600 | 17.5 | 8.1 | 33400 | 23400 | 70.06% | 2.02 | 0 | 10 |  |  |  |  | R-410A | 2.7167 | Residential & Commercial | USHP | Ducted CEE Tier 1
214066562 | Central HP <5.4 tons | RHEEM | HRCU-A-CB (Split System: Heat Pump with Remote Outdoor Unit-Air-Source) | RD17AZ36AJ3N |  |  | RCFZ3621MTANM | R921V0403A17M4S | 34200 | 18 | 8.1 | 34200 | 29600 | 86.55% | 1.9 | 0 | 10 |  |  |  |  | R-410A | 2.85 | Residential & Commercial | USHP | Ducted CEE Tier 1
212982608 | Central HP <5.4 tons | KEEPRITE | HRCU-A-CB (Split System: Heat Pump with Remote Outdoor Unit-Air-Source) | DLCURAH36ABK |  |  | EA*4X48L24A* | *80MSU0601716A* | 35600 | 17 | 8.5 | 37800 | 34600 | 91.53% | 2.02 | 0 | 10 |  |  |  |  | R-410A | 2.9667 | Residential & Commercial | USHP | Ducted CEE Tier 1
211397195 | Central HP <5.4 tons | LUXAIRE | HRCU-A-CB (Split System: Heat Pump with Remote Outdoor Unit-Air-Source) | HMH72B341 |  |  | XAHC48FBCN1 | LPLC120C20MP13 | 33800 | 16.5 | 8.5 | 32400 | 23800 | 73.46% | 2.06 | 0 | 9 |  |  |  |  | R-410A | 2.8167 | Residential & Commercial | USHP
211244460 | Central HP <5.4 tons | DAY & NIGHT | HRCU-A-CB (Split System: Heat Pump with Remote Outdoor Unit-Air-Source) | DLCURAH24ABK |  |  | EN(A,D)4X30L17** | *96VSN0601412A* | 23600 | 16.5 | 8.1 | 25800 | 23800 | 92.25% | 1.98 | 0 | 10 |  |  |  |  | R-410A | 1.9667 | Residential & Commercial | USHP | Ducted CEE Tier 1
211241612 | Central HP <5.4 tons | KEEPRITE | HRCU-A-CB (Split System: Heat Pump with Remote Outdoor Unit-Air-Source) | DLCURAH24ABK |  |  | EA*4X30L17A* | *96VTN0601412A* | 23400 | 16.5 | 8.5 | 26000 | 24000 | 92.31% | 1.98 | 0 | 10 |  |  |  |  | R-410A | 1.95 | Residential & Commercial | USHP | Ducted CEE Tier 1
211241746 | Central HP <5.4 tons | KEEPRITE | HRCU-A-CB (Split System: Heat Pump with Remote Outdoor Unit-Air-Source) | DLCURAH24ABK |  |  | EA*4X30L17A* | *92ESN0401410A* | 24000 | 15.2 | 8.5 | 26600 | 23000 | 86.47% | 1.86 | 0 | 9.5 |  |  |  |  | R-410A | 2 | Residential & Commercial | USHP
211239221 | Central HP <5.4 tons | BRYANT HEATING AND COOLING SYSTEMS | HRCU-A-CB (Split System: Heat Pump with Remote Outdoor Unit-Air-Source) | 38MURAQ24AB3* |  |  | FJ4DN*B24L* | 0 | 24000 | 16 | 9 | 26400 | 23400 | 88.64% | 1.92 | 0 | 10 |  |  |  |  | R-410A | 2 | Residential & Commercial | USHP | Ducted CEE Tier 1
211241445 | Central HP <5.4 tons | KEEPRITE | HRCU-A-CB (Split System: Heat Pump with Remote Outdoor Unit-Air-Source) | DLCURAH24ABK |  |  | EA*4X30L17A* | *95ESU0401712A* | 23600 | 16.5 | 8.5 | 26000 | 23800 | 91.54% | 1.98 | 0 | 10 |  |  |  |  | R-410A | 1.9667 | Residential & Commercial | USHP | Ducted CEE Tier 1
211241261 | Central HP <5.4 tons | KEEPRITE | HRCU-A-CB (Split System: Heat Pump with Remote Outdoor Unit-Air-Source) | DLCURAH24ABK |  |  | EA*4X30L14A* | *96VSN0601412A* | 23400 | 16.5 | 8.5 | 25800 | 24200 | 93.8% | 2 | 0 | 10 |  |  |  |  | R-410A | 1.95 | Residential & Commercial | USHP | Ducted CEE Tier 1
212973867 | Central HP <5.4 tons | DAY & NIGHT | HRCU-A-CB (Split System: Heat Pump with Remote Outdoor Unit-Air-Source) | DLCURAH24ABK |  |  | EA*4X36L21A* | *96VSN0801716B* | 23600 | 17 | 8.5 | 26200 | 24000 | 91.6% | 2 | 0 | 10 |  |  |  |  | R-410A | 1.9667 | Residential & Commercial | USHP | Ducted CEE Tier 1
212973917 | Central HP <5.4 tons | DAY & NIGHT | HRCU-A-CB (Split System: Heat Pump with Remote Outdoor Unit-Air-Source) | DLCURAH24ABK |  |  | EN(A,D,W)4X36L17** | *96VSN0801716B* | 23400 | 16.5 | 8.1 | 25800 | 24200 | 93.8% | 2 | 0 | 10 |  |  |  |  | R-410A | 1.95 | Residential & Commercial | USHP | Ducted CEE Tier 1
214606527 | Central HP <5.4 tons | FRASER-JOHNSTON | HRCU-A-C (Split System: Heat Pump with Remote Outdoor Unit with No Indoor Fan --Air Source) | HH860E2S11 |  |  | CTM60D5CJS1 | 0 | 52000 | 15.2 | 8.5 | 55000 | 40000 | 72.73% | 2 | 0 | 10 |  |  |  |  | R-454B | 4.3333 | Residential & Commercial | USHP | Ducted CEE Tier 1
212978163 | Central HP <5.4 tons | BRYANT HEATING AND COOLING SYSTEMS | HRCU-A-CB (Split System: Heat Pump with Remote Outdoor Unit-Air-Source) | 38MURAQ24AB3* |  |  | CNPV*2414AL* | 8(0,1)*SB36070M14*** | 23200 | 17 | 8.5 | 26800 | 25400 | 94.78% | 2.14 | 0 | 10 |  |  |  |  | R-410A | 1.9333 | Residential & Commercial | USHP | Ducted CEE Tier 1
212978758 | Central HP <5.4 tons | DAY & NIGHT | HRCU-A-CB (Split System: Heat Pump with Remote Outdoor Unit-Air-Source) | DLCURAH18ABK |  |  | EA*4X24L17A* | *80MS(N,L)0701712A* | 17500 | 16.5 | 8.5 | 18400 | 19500 | 106% | 2.34 | 0 | 10.5 |  |  |  |  | R-410A | 1.4583 | Residential & Commercial | USHP | Ducted CEE Tier 1
211390301 | Central HP <5.4 tons | CHAMPION HEATING AND COOLING | HRCU-A-CB (Split System: Heat Pump with Remote Outdoor Unit-Air-Source) | HMH72B341 |  |  | XAFC36DBCN1 | TPLC100C16MP13 | 34000 | 17.5 | 8.5 | 33800 | 23800 | 70.41% | 2.08 | 0 | 10 |  |  |  |  | R-410A | 2.8333 | Residential & Commercial | USHP | Ducted CEE Tier 1
211390369 | Central HP <5.4 tons | CHAMPION HEATING AND COOLING | HRCU-A-CB (Split System: Heat Pump with Remote Outdoor Unit-Air-Source) | HMH72B341 |  |  | XAFC30CXXN1+TXV | TPLC080C16MP13 | 33000 | 17.5 | 8.5 | 33000 | 23200 | 70.3% | 2.04 | 0 | 9.5 |  |  |  |  | R-410A | 2.75 | Residential & Commercial | USHP
211389047 | Central HP <5.4 tons | CHAMPION HEATING AND COOLING | HRCU-A-CB (Split System: Heat Pump with Remote Outdoor Unit-Air-Source) | HMH72B341 |  |  | XAFC36DBCN1 | TM9E060B12MP12 | 34000 | 17.5 | 8.1 | 34000 | 24200 | 71.18% | 2.04 | 0 | 9.5 |  |  |  |  | R-410A | 2.8333 | Residential & Commercial | USHP
211388865 | Central HP <5.4 tons | CHAMPION HEATING AND COOLING | HRCU-A-CB (Split System: Heat Pump with Remote Outdoor Unit-Air-Source) | HMH72B341 |  |  | XAFC30CXXN1+TXV | TM9E080B12MP12 | 32800 | 17.5 | 8.1 | 33400 | 23400 | 70.06% | 2.02 | 0 | 9.5 |  |  |  |  | R-410A | 2.7333 | Residential & Commercial | USHP
211389417 | Central HP <5.4 tons | CHAMPION HEATING AND COOLING | HRCU-A-CB (Split System: Heat Pump with Remote Outdoor Unit-Air-Source) | HMH72B341 |  |  | XAFC30CXXN1+TXV | TM8Y120C20MP11 | 33600 | 18 | 8.5 | 33600 | 23600 | 70.24% | 2.06 | 0 | 9.5 |  |  |  |  | R-410A | 2.8 | Residential & Commercial | USHP
212978549 | Central HP <5.4 tons | DAY & NIGHT | HRCU-A-CB (Split System: Heat Pump with Remote Outdoor Unit-Air-Source) | DLCURAH30ABK |  |  | EA*4X42L21A* | *80MS(N,L)0701712A* | 29800 | 15.2 | 8.1 | 34200 | 27600 | 80.7% | 1.8 | 0 | 9 |  |  |  |  | R-410A | 2.4833 | Residential & Commercial | USHP
212980971 | Central HP <5.4 tons | BRYANT HEATING AND COOLING SYSTEMS | HRCU-A-CB (Split System: Heat Pump with Remote Outdoor Unit-Air-Source) | 38MURAQ30AB3* |  |  | CNPV*4221AL* | 8(0,1)*SB60110M21*** | 30200 | 15.2 | 8.1 | 34400 | 27600 | 80.23% | 1.8 | 0 | 9 |  |  |  |  | R-410A | 2.5167 | Residential & Commercial | USHP
211387023 | Central HP <5.4 tons | CHAMPION HEATING AND COOLING | HRCU-A-CB (Split System: Heat Pump with Remote Outdoor Unit-Air-Source) | HMH72B341 |  |  | XAFB36DBCN1 | TM9Y080B12MP11 | 33600 | 17.5 | 8.5 | 33400 | 23600 | 70.66% | 2.04 | 0 | 9.5 |  |  |  |  | R-410A | 2.8 | Residential & Commercial | USHP
211385985 | Central HP <5.4 tons | CHAMPION HEATING AND COOLING | HRCU-A-CB (Split System: Heat Pump with Remote Outdoor Unit-Air-Source) | HMH72B341 |  |  | XAFC48FXXN1+TXV | TMLE080B12MP11 | 33400 | 17 | 8.5 | 32400 | 23800 | 73.46% | 2.04 | 0 | 9 |  |  |  |  | R-410A | 2.7833 | Residential & Commercial | USHP
211386478 | Central HP <5.4 tons | CHAMPION HEATING AND COOLING | HRCU-A-CB (Split System: Heat Pump with Remote Outdoor Unit-Air-Source) | HMH72B341 |  |  | XAHD48FXXN1+TXV | TL8E080C16UH11 | 33600 | 16 | 8.1 | 32600 | 24200 | 74.23% | 2.04 | 0 | 9 |  |  |  |  | R-410A | 2.8 | Residential & Commercial | USHP
211395492 | Central HP <5.4 tons | LUXAIRE | HRCU-A-CB (Split System: Heat Pump with Remote Outdoor Unit-Air-Source) | HMH72B341 |  |  | XAHC48FXXN1+TXV | LP9C080B12MP13 | 32800 | 16 | 8.1 | 32200 | 23600 | 73.29% | 2.02 | 0 | 9 |  |  |  |  | R-410A | 2.7333 | Residential & Commercial | USHP
211394638 | Central HP <5.4 tons | LUXAIRE | HRCU-A-CB (Split System: Heat Pump with Remote Outdoor Unit-Air-Source) | HMH72B341 |  |  | XAUC48FXXN1+TXV | TM9V100C20MP12 | 34000 | 16.5 | 8.5 | 33000 | 24200 | 73.33% | 2.1 | 0 | 9 |  |  |  |  | R-410A | 2.8333 | Residential & Commercial | USHP
211394686 | Central HP <5.4 tons | LUXAIRE | HRCU-A-CB (Split System: Heat Pump with Remote Outdoor Unit-Air-Source) | HMH72B341 |  |  | XAUC48FXXN1+TXV | LP9C100C20MP13 | 34000 | 16.5 | 8.5 | 33000 | 24200 | 73.33% | 2.1 | 0 | 9 |  |  |  |  | R-410A | 2.8333 | Residential & Commercial | USHP
210470875 | Central HP <5.4 tons | CARRIER | HRCU-A-CB (Split System: Heat Pump with Remote Outdoor Unit-Air-Source) | 25VNA837A*031* |  |  | CNPV*6024AL*+UI | 59CU5A080C21**20 | 32800 | 18 | 8.1 | 32200 | 24600 | 76.4% | 1.98 | 0 | 12 |  |  |  |  | R-410A | 2.7333 | Residential & Commercial | USHP | Ducted CEE Tier 1
212975004 | Central HP <5.4 tons | BRYANT HEATING AND COOLING SYSTEMS | HRCU-A-CB (Split System: Heat Pump with Remote Outdoor Unit-Air-Source) | 38MURAQ24AB3* |  |  | CNPV*2414AL* | 926TC30040V14*** | 23200 | 15.5 | 8.5 | 27000 | 25000 | 92.59% | 2.06 | 0 | 10 |  |  |  |  | R-410A | 1.9333 | Residential & Commercial | USHP | Ducted CEE Tier 1
212976020 | Central HP <5.4 tons | BRYANT HEATING AND COOLING SYSTEMS | HRCU-A-CB (Split System: Heat Pump with Remote Outdoor Unit-Air-Source) | 38MURAQ24AB3* |  |  | CAP**3017AL* | 926TC48080V17*** | 23400 | 17 | 8.5 | 26200 | 25000 | 95.42% | 2.08 | 0 | 10 |  |  |  |  | R-410A | 1.95 | Residential & Commercial | USHP | Ducted CEE Tier 1
212978478 | Central HP <5.4 tons | BRYANT HEATING AND COOLING SYSTEMS | HRCU-A-CB (Split System: Heat Pump with Remote Outdoor Unit-Air-Source) | 38MURAQ36AB3* |  |  | CAP**4821AL* | 8(0,1)*SB36070M17*** | 35400 | 16.5 | 8.1 | 37800 | 34600 | 91.53% | 2 | 0 | 10 |  |  |  |  | R-410A | 2.95 | Residential & Commercial | USHP | Ducted CEE Tier 1
214075517 | Central HP <5.4 tons | RHEEM | HRCU-A-CB (Split System: Heat Pump with Remote Outdoor Unit-Air-Source) | RD17AZ24AJ3N |  |  | RCFZ2417MTANM | R802V0503A14UHN | 22600 | 17 | 9.5 | 22600 | 16900 | 74.78% | 2 | 0 | 11.2 |  |  |  |  | R-410A | 1.8833 | Residential & Commercial | USHP | Ducted CEE Tier 1
212978544 | Central HP <5.4 tons | BRYANT HEATING AND COOLING SYSTEMS | HRCU-A-CB (Split System: Heat Pump with Remote Outdoor Unit-Air-Source) | 38MURAQ30AB3* |  |  | CAP**4221AL* | 8(0,1)*SB36070M17*** | 29800 | 15.2 | 8.1 | 34200 | 27600 | 80.7% | 1.8 | 0 | 9 |  |  |  |  | R-410A | 2.4833 | Residential & Commercial | USHP
212978079 | Central HP <5.4 tons | BRYANT HEATING AND COOLING SYSTEMS | HRCU-A-CB (Split System: Heat Pump with Remote Outdoor Unit-Air-Source) | 38MURAQ24AB3* |  |  | CAP**2414AL* | 8(0,1)*SB36070M14*** | 23200 | 17 | 9 | 26800 | 26800 | 100% | 2.28 | 0 | 10 |  |  |  |  | R-410A | 1.9333 | Residential & Commercial | USHP | Ducted CEE Tier 1
212978276 | Central HP <5.4 tons | DAY & NIGHT | HRCU-A-CB (Split System: Heat Pump with Remote Outdoor Unit-Air-Source) | DLCURAH18ABK |  |  | EA*4X30L14A* | *80MS(N,L)0701412A* | 17700 | 16.5 | 8.5 | 18200 | 18700 | 102.7% | 2.24 | 0 | 10.5 |  |  |  |  | R-410A | 1.475 | Residential & Commercial | USHP | Ducted CEE Tier 1
211385906 | Central HP <5.4 tons | CHAMPION HEATING AND COOLING | HRCU-A-CB (Split System: Heat Pump with Remote Outdoor Unit-Air-Source) | HMH72B341 |  |  | XAUC48FXXN1+TXV | TMLE080C16MP11 | 33400 | 17 | 8.5 | 32200 | 23400 | 72.67% | 2.06 | 0 | 9.5 |  |  |  |  | R-410A | 2.7833 | Residential & Commercial | USHP
211386191 | Central HP <5.4 tons | CHAMPION HEATING AND COOLING | HRCU-A-CB (Split System: Heat Pump with Remote Outdoor Unit-Air-Source) | HMH72B341 |  |  | XAHD48FXXN1+TXV | TL9E080C16UH11 | 33200 | 16 | 8.1 | 32400 | 23600 | 72.84% | 2.04 | 0 | 9 |  |  |  |  | R-410A | 2.7667 | Residential & Commercial | USHP
211394709 | Central HP <5.4 tons | FRASER-JOHNSTON | HRCU-A-CB (Split System: Heat Pump with Remote Outdoor Unit-Air-Source) | HMH72B341 |  |  | XAHD48FXXN1+TXV | TP9C100C16MP13 | 33000 | 16 | 8.5 | 31800 | 23200 | 72.96% | 2.04 | 0 | 9 |  |  |  |  | R-410A | 2.75 | Residential & Commercial | USHP
211396449 | Central HP <5.4 tons | FRASER-JOHNSTON | HRCU-A-CB (Split System: Heat Pump with Remote Outdoor Unit-Air-Source) | HMH72B341 |  |  | XAHD48FXXN1+TXV | TM8Y100C20MP11 | 33800 | 16.5 | 8.5 | 32400 | 23800 | 73.46% | 2.06 | 0 | 9 |  |  |  |  | R-410A | 2.8167 | Residential & Commercial | USHP
211396554 | Central HP <5.4 tons | FRASER-JOHNSTON | HRCU-A-CB (Split System: Heat Pump with Remote Outdoor Unit-Air-Source) | HMH72B341 |  |  | XAHC48FBCN1 | TM8Y120C20MP11 | 33800 | 16.5 | 8.5 | 32400 | 23800 | 73.46% | 2.06 | 0 | 9 |  |  |  |  | R-410A | 2.8167 | Residential & Commercial | USHP
215674087 | Central HP <5.4 tons | AIRQUEST | HRCU-A-CB (Split System: Heat Pump with Remote Outdoor Unit-Air-Source) | H5H0V48*K*AAA* |  |  | EA*5X48M21A*+WALLCON | *95CSU0802120B* | 44000 | 17.5 | 9 | 48500 | 34200 | 70.52% | 2.06 | 0 | 9.5 |  |  |  |  | R-454B | 3.6667 | Residential & Commercial | USHP
211397341 | Central HP <5.4 tons | LUXAIRE | HRCU-A-CB (Split System: Heat Pump with Remote Outdoor Unit-Air-Source) | HMH72B341 |  |  | XAHD48FBCN1 | TPLC100C16MP13 | 33600 | 16 | 8.5 | 32400 | 23800 | 73.46% | 2.06 | 0 | 9 |  |  |  |  | R-410A | 2.8 | Residential & Commercial | USHP
211397750 | Central HP <5.4 tons | LUXAIRE | HRCU-A-CB (Split System: Heat Pump with Remote Outdoor Unit-Air-Source) | HMH72B341 |  |  | XAFC48FXXN1+TXV | TPLC100C16MP13 | 34000 | 16.5 | 8.5 | 33200 | 24400 | 73.49% | 2.1 | 0 | 9 |  |  |  |  | R-410A | 2.8333 | Residential & Commercial | USHP
211397900 | Central HP <5.4 tons | LUXAIRE | HRCU-A-CB (Split System: Heat Pump with Remote Outdoor Unit-Air-Source) | HMH72B341 |  |  | XAUC48FXXN1+TXV | TPLC100C16MP13 | 34000 | 16.5 | 8.5 | 33200 | 24400 | 73.49% | 2.1 | 0 | 9 |  |  |  |  | R-410A | 2.8333 | Residential & Commercial | USHP
211398418 | Central HP <5.4 tons | LUXAIRE | HRCU-A-CB (Split System: Heat Pump with Remote Outdoor Unit-Air-Source) | HMH72B341 |  |  | XAHC48FXXN1+TXV | TMLE100C16MP11 | 33000 | 17 | 8.5 | 31800 | 23200 | 72.96% | 2.04 | 0 | 9.5 |  |  |  |  | R-410A | 2.75 | Residential & Commercial | USHP
211397116 | Central HP <5.4 tons | LUXAIRE | HRCU-A-CB (Split System: Heat Pump with Remote Outdoor Unit-Air-Source) | HMH72B341 |  |  | XAHC48FXXN1+TXV | LPLC100C20MP13 | 33800 | 16.5 | 8.5 | 32400 | 23800 | 73.46% | 2.06 | 0 | 9 |  |  |  |  | R-410A | 2.8167 | Residential & Commercial | USHP
211397166 | Central HP <5.4 tons | LUXAIRE | HRCU-A-CB (Split System: Heat Pump with Remote Outdoor Unit-Air-Source) | HMH72B341 |  |  | XAHC48FBCN1 | TPLC100C20MP13 | 33800 | 16.5 | 8.5 | 32400 | 23800 | 73.46% | 2.06 | 0 | 9 |  |  |  |  | R-410A | 2.8167 | Residential & Commercial | USHP
211398586 | Central HP <5.4 tons | LUXAIRE | HRCU-A-CB (Split System: Heat Pump with Remote Outdoor Unit-Air-Source) | HMH72B341 |  |  | XAUC48FXXN1+TXV | TMLE100C16MP11 | 33600 | 17 | 8.5 | 32400 | 23600 | 72.84% | 2.06 | 0 | 9.5 |  |  |  |  | R-410A | 2.8 | Residential & Commercial | USHP
211398638 | Central HP <5.4 tons | LUXAIRE | HRCU-A-CB (Split System: Heat Pump with Remote Outdoor Unit-Air-Source) | HMH72B341 |  |  | XAHC48FBCN1 | TMLE100B12MP11 | 32600 | 17 | 8.1 | 31800 | 23200 | 72.96% | 2.02 | 0 | 9 |  |  |  |  | R-410A | 2.7167 | Residential & Commercial | USHP
211398668 | Central HP <5.4 tons | LUXAIRE | HRCU-A-CB (Split System: Heat Pump with Remote Outdoor Unit-Air-Source) | HMH72B341 |  |  | XAFC48FXXN1+TXV | TMLE100B12MP11 | 33400 | 17 | 8.5 | 32400 | 23800 | 73.46% | 2.06 | 0 | 9.5 |  |  |  |  | R-410A | 2.7833 | Residential & Commercial | USHP
211398770 | Central HP <5.4 tons | LUXAIRE | HRCU-A-CB (Split System: Heat Pump with Remote Outdoor Unit-Air-Source) | HMH72B341 |  |  | XAHD48FBCN1 | TM8E080C16MP11 | 32800 | 16.5 | 8.5 | 31600 | 23000 | 72.78% | 2.02 | 0 | 9.5 |  |  |  |  | R-410A | 2.7333 | Residential & Commercial | USHP
211394815 | Central HP <5.4 tons | CHAMPION HEATING AND COOLING | HRCU-A-CB (Split System: Heat Pump with Remote Outdoor Unit-Air-Source) | HMH72B341 |  |  | XAHC48FBCN1 | TP9C100C16MP13 | 33000 | 16.5 | 8.5 | 31800 | 23200 | 72.96% | 2.04 | 0 | 9 |  |  |  |  | R-410A | 2.75 | Residential & Commercial | USHP
211386375 | Central HP <5.4 tons | CHAMPION HEATING AND COOLING | HRCU-A-CB (Split System: Heat Pump with Remote Outdoor Unit-Air-Source) | HMH72B341 |  |  | XAHD48FBCN1 | TL8E100C20UH11 | 33400 | 16 | 8.5 | 32000 | 23200 | 72.5% | 2.06 | 0 | 9.5 |  |  |  |  | R-410A | 2.7833 | Residential & Commercial | USHP
211386674 | Central HP <5.4 tons | CHAMPION HEATING AND COOLING | HRCU-A-CB (Split System: Heat Pump with Remote Outdoor Unit-Air-Source) | HMH72B341 |  |  | JHETC42FBCS2N1 | 0 | 33800 | 17.5 | 8.5 | 32200 | 23400 | 72.67% | 2.08 | 0 | 9.5 |  |  |  |  | R-410A | 2.8167 | Residential & Commercial | USHP
211394712 | Central HP <5.4 tons | CHAMPION HEATING AND COOLING | HRCU-A-CB (Split System: Heat Pump with Remote Outdoor Unit-Air-Source) | HMH72B341 |  |  | XAHD48FXXN1+TXV | TP9C100C16MP13 | 33000 | 16 | 8.5 | 31800 | 23200 | 72.96% | 2.04 | 0 | 9 |  |  |  |  | R-410A | 2.75 | Residential & Commercial | USHP
211394949 | Central HP <5.4 tons | CHAMPION HEATING AND COOLING | HRCU-A-CB (Split System: Heat Pump with Remote Outdoor Unit-Air-Source) | HMH72B341 |  |  | XAUC48FXXN1+TXV | TM9V100C16MP12 | 33800 | 16.5 | 8.5 | 32400 | 23800 | 73.46% | 2.08 | 0 | 9.5 |  |  |  |  | R-410A | 2.8167 | Residential & Commercial | USHP
211395414 | Central HP <5.4 tons | CHAMPION HEATING AND COOLING | HRCU-A-CB (Split System: Heat Pump with Remote Outdoor Unit-Air-Source) | HMH72B341 |  |  | XAUC48FXXN1+TXV | TP9C080C16MP13 | 33400 | 16.5 | 8.5 | 32400 | 23600 | 72.84% | 2.06 | 0 | 9.5 |  |  |  |  | R-410A | 2.7833 | Residential & Commercial | USHP
211393375 | Central HP <5.4 tons | CHAMPION HEATING AND COOLING | HRCU-A-CB (Split System: Heat Pump with Remote Outdoor Unit-Air-Source) | HMH72B341 |  |  | XAFC36DBCN1 | TL8E100C20UH11 | 34000 | 17.5 | 8.5 | 34000 | 24000 | 70.59% | 2.12 | 0 | 10 |  |  |  |  | R-410A | 2.8333 | Residential & Commercial | USHP | Ducted CEE Tier 1
211394210 | Central HP <5.4 tons | CHAMPION HEATING AND COOLING | HRCU-A-CB (Split System: Heat Pump with Remote Outdoor Unit-Air-Source) | HMH72B341 |  |  | XAHC48FBCN1 | TM9Y060B12MP11 | 32400 | 16.5 | 8.1 | 32200 | 23600 | 73.29% | 1.98 | 0 | 9 |  |  |  |  | R-410A | 2.7 | Residential & Commercial | USHP
213296980 | Central HP <5.4 tons | FRASER-JOHNSTON | HRCU-A-CB (Split System: Heat Pump with Remote Outdoor Unit-Air-Source) | HMH72B341 |  |  | XAFB36DXXN1+TXV | Z8ES080B12LMPS1 | 34000 | 18 | 8.1 | 33400 | 24000 | 71.86% | 2.08 | 0 | 10 |  |  |  |  | R-410A | 2.8333 | Residential & Commercial | USHP | Ducted CEE Tier 1
214875847 | Central HP <5.4 tons | FRASER-JOHNSTON | HRCU-A-CB (Split System: Heat Pump with Remote Outdoor Unit-Air-Source) | HMH72B341 |  |  | XAFB36DBCN1+JME12B2SN1 | 0 | 34000 | 18.5 | 8.5 | 33000 | 23200 | 70.3% | 2 | 0 | 10.5 |  |  |  |  | R-410A | 2.8333 | Residential & Commercial | USHP | Ducted CEE Tier 1
210474603 | Central HP <5.4 tons | BRYANT HEATING AND COOLING SYSTEMS | HRCU-A-CB (Split System: Heat Pump with Remote Outdoor Unit-Air-Source) | 288BNV025*0**C* |  |  | CSPH*4812AL*+UI | 987MB66120C24*** | 24200 | 16 | 8.1 | 21200 | 16600 | 78.3% | 2.02 | 0 | 10.5 |  |  |  |  | R-410A | 2.0167 | Residential & Commercial | USHP | Ducted CEE Tier 1
213075904 | Central HP <5.4 tons | DAY & NIGHT | HRCU-A-CB (Split System: Heat Pump with Remote Outdoor Unit-Air-Source) | DLCURAH36ABK |  |  | EA*4X42L21A* | *95MSU1002120A* | 35600 | 16 | 8.1 | 38500 | 35200 | 91.43% | 1.9 | 0 | 10 |  |  |  |  | R-410A | 2.9667 | Residential & Commercial | USHP | Ducted CEE Tier 1
206136320 | Central HP <5.4 tons | CARRIER | HRCU-A-CB (Split System: Heat Pump with Remote Outdoor Unit-Air-Source) | 25VNA837A*030* |  |  | CSPH*3612AL*+UI | 59CU5A100C21**22 | 32200 | 16.5 | 8.1 | 33200 | 24600 | 74.1% | 1.94 | 11.5 | 11 |  |  |  |  | R-410A | 2.6833 | Residential & Commercial | USHP | Ducted CEE Tier 1
213077392 | Central HP <5.4 tons | KEEPRITE | HRCU-A-CB (Split System: Heat Pump with Remote Outdoor Unit-Air-Source) | DLCURAH36ABK |  |  | EA*4X42L21A* | *96VTN0801716B* | 35000 | 15.5 | 8.1 | 38500 | 35200 | 91.43% | 1.86 | 0 | 9.5 |  |  |  |  | R-410A | 2.9167 | Residential & Commercial | USHP
211398282 | Central HP <5.4 tons | LUXAIRE | HRCU-A-CB (Split System: Heat Pump with Remote Outdoor Unit-Air-Source) | HMH72B341 |  |  | XAFC48FXXN1+TXV | TMLE120C16MP11 | 33600 | 17 | 8.5 | 32400 | 23600 | 72.84% | 2.08 | 0 | 9.5 |  |  |  |  | R-410A | 2.8 | Residential & Commercial | USHP
211398347 | Central HP <5.4 tons | LUXAIRE | HRCU-A-CB (Split System: Heat Pump with Remote Outdoor Unit-Air-Source) | HMH72B341 |  |  | XAHD48FXXN1+TXV | TM8E100C16MP11 | 32800 | 16.5 | 8.5 | 31600 | 23200 | 73.42% | 2.02 | 0 | 9.5 |  |  |  |  | R-410A | 2.7333 | Residential & Commercial | USHP
211398616 | Central HP <5.4 tons | LUXAIRE | HRCU-A-CB (Split System: Heat Pump with Remote Outdoor Unit-Air-Source) | HMH72B341 |  |  | XAHC48FXXN1+TXV | TMLE100B12MP11 | 32600 | 17 | 8.1 | 31800 | 23200 | 72.96% | 2.02 | 0 | 9 |  |  |  |  | R-410A | 2.7167 | Residential & Commercial | USHP
211397696 | Central HP <5.4 tons | LUXAIRE | HRCU-A-CB (Split System: Heat Pump with Remote Outdoor Unit-Air-Source) | HMH72B341 |  |  | XAFC48FXXN1+TXV | TM8V100C16MP12 | 34000 | 16.5 | 8.5 | 33200 | 24400 | 73.49% | 2.1 | 0 | 9 |  |  |  |  | R-410A | 2.8333 | Residential & Commercial | USHP
211397815 | Central HP <5.4 tons | LUXAIRE | HRCU-A-CB (Split System: Heat Pump with Remote Outdoor Unit-Air-Source) | HMH72B341 |  |  | XAUC48FXXN1+TXV | TM8V080C16MP12 | 34000 | 16.5 | 8.5 | 33200 | 24400 | 73.49% | 2.1 | 0 | 9 |  |  |  |  | R-410A | 2.8333 | Residential & Commercial | USHP
211387584 | Central HP <5.4 tons | LUXAIRE | HRCU-A-CB (Split System: Heat Pump with Remote Outdoor Unit-Air-Source) | HMH72B341 |  |  | XAHC36DBCN1 | TM9V080C16MP12 | 33400 | 17 | 8.1 | 33200 | 23400 | 70.48% | 2.04 | 0 | 9.5 |  |  |  |  | R-410A | 2.7833 | Residential & Commercial | USHP
211394467 | Central HP <5.4 tons | CHAMPION HEATING AND COOLING | HRCU-A-CB (Split System: Heat Pump with Remote Outdoor Unit-Air-Source) | HMH72B341 |  |  | XAHC48FXXN1+TXV | TM9V100C20MP12 | 33200 | 17 | 8.5 | 32000 | 23400 | 73.12% | 2.04 | 0 | 9 |  |  |  |  | R-410A | 2.7667 | Residential & Commercial | USHP
211395460 | Central HP <5.4 tons | CHAMPION HEATING AND COOLING | HRCU-A-CB (Split System: Heat Pump with Remote Outdoor Unit-Air-Source) | HMH72B341 |  |  | XAHC48FXXN1+TXV | TM9V080B12MP12 | 32800 | 16 | 8.1 | 32200 | 23600 | 73.29% | 2.02 | 0 | 9 |  |  |  |  | R-410A | 2.7333 | Residential & Commercial | USHP
211394267 | Central HP <5.4 tons | CHAMPION HEATING AND COOLING | HRCU-A-CB (Split System: Heat Pump with Remote Outdoor Unit-Air-Source) | HMH72B341 |  |  | XAHD48FXXN1+TXV | TM9V120D20MP12 | 33400 | 16.5 | 8.5 | 32000 | 23200 | 72.5% | 2.06 | 0 | 9.5 |  |  |  |  | R-410A | 2.7833 | Residential & Commercial | USHP
211393254 | Central HP <5.4 tons | CHAMPION HEATING AND COOLING | HRCU-A-CB (Split System: Heat Pump with Remote Outdoor Unit-Air-Source) | HMH72B341 |  |  | XAFB36DBCN1 | TL9E060B12UH11 | 33400 | 17.5 | 8.1 | 33000 | 23200 | 70.3% | 2.02 | 0 | 10 |  |  |  |  | R-410A | 2.7833 | Residential & Commercial | USHP | Ducted CEE Tier 1
211393624 | Central HP <5.4 tons | CHAMPION HEATING AND COOLING | HRCU-A-CB (Split System: Heat Pump with Remote Outdoor Unit-Air-Source) | HMH72B341 |  |  | JHVTB36DBCC2N1 | 0 | 34000 | 18.5 | 8.5 | 33800 | 23800 | 70.41% | 2.1 | 0 | 10 |  |  |  |  | R-410A | 2.8333 | Residential & Commercial | USHP | Ducted CEE Tier 1
211387417 | Central HP <5.4 tons | LUXAIRE | HRCU-A-CB (Split System: Heat Pump with Remote Outdoor Unit-Air-Source) | HMH72B341 |  |  | XAHC36DXXN1+TXV | TP9C100C16MP13 | 33800 | 17 | 8.1 | 33400 | 23600 | 70.66% | 2.06 | 0 | 9.5 |  |  |  |  | R-410A | 2.8167 | Residential & Commercial | USHP
211386065 | Central HP <5.4 tons | LUXAIRE | HRCU-A-CB (Split System: Heat Pump with Remote Outdoor Unit-Air-Source) | HMH72B341 |  |  | XAHD48FBCN1 | TL9E100C20UH11 | 33400 | 15.5 | 8.5 | 32000 | 23400 | 73.12% | 2.04 | 0 | 9 |  |  |  |  | R-410A | 2.7833 | Residential & Commercial | USHP
211386283 | Central HP <5.4 tons | LUXAIRE | HRCU-A-CB (Split System: Heat Pump with Remote Outdoor Unit-Air-Source) | HMH72B341 |  |  | XAUC48FXXN1+TXV | TL9E080C16UH11 | 34000 | 16.5 | 8.5 | 32800 | 24200 | 73.78% | 2.08 | 0 | 9 |  |  |  |  | R-410A | 2.8333 | Residential & Commercial | USHP
211391627 | Central HP <5.4 tons | CHAMPION HEATING AND COOLING | HRCU-A-CB (Split System: Heat Pump with Remote Outdoor Unit-Air-Source) | HMH72B341 |  |  | XAHC36DBCN1 | TMLE100B12MP11 | 33400 | 17.5 | 8.1 | 33000 | 23400 | 70.91% | 2.02 | 0 | 9.5 |  |  |  |  | R-410A | 2.7833 | Residential & Commercial | USHP
211396253 | Central HP <5.4 tons | CHAMPION HEATING AND COOLING | HRCU-A-CB (Split System: Heat Pump with Remote Outdoor Unit-Air-Source) | HMH72B341 |  |  | XAFC48FXXN1+TXV | TM9E080B12MP12 | 33200 | 16.5 | 8.5 | 32400 | 23800 | 73.46% | 2.04 | 0 | 9 |  |  |  |  | R-410A | 2.7667 | Residential & Commercial | USHP
212975817 | Central HP <5.4 tons | DAY & NIGHT | HRCU-A-CB (Split System: Heat Pump with Remote Outdoor Unit-Air-Source) | DLCURAH18ABK |  |  | EA*4X30L17A* | *96VTN0801716B* | 17400 | 16 | 8.5 | 18000 | 18700 | 103.9% | 2.26 | 0 | 10.5 |  |  |  |  | R-410A | 1.45 | Residential & Commercial | USHP | Ducted CEE Tier 1
213942097 | Central HP <5.4 tons | BRYANT HEATING AND COOLING SYSTEMS | HRCU-A-CB (Split System: Heat Pump with Remote Outdoor Unit-Air-Source) | 38MURAQ24AB3* |  |  | CNPV*3617AL* | 926TC48060V17*** | 24000 | 16.5 | 9 | 26000 | 23200 | 89.23% | 1.92 | 0 | 10.5 |  |  |  |  | R-410A | 2 | Residential & Commercial | USHP | Ducted CEE Tier 1
211393965 | Central HP <5.4 tons | CHAMPION HEATING AND COOLING | HRCU-A-CB (Split System: Heat Pump with Remote Outdoor Unit-Air-Source) | HMH72B341 |  |  | XAFC48FBCN1 | TM9Y100C16MP11 | 33800 | 17.5 | 8.5 | 32800 | 24200 | 73.78% | 2.06 | 0 | 9 |  |  |  |  | R-410A | 2.8167 | Residential & Commercial | USHP
211394167 | Central HP <5.4 tons | CHAMPION HEATING AND COOLING | HRCU-A-CB (Split System: Heat Pump with Remote Outdoor Unit-Air-Source) | HMH72B341 |  |  | XAFC48FBCN1 | TM9Y080B12MP11 | 33400 | 17 | 8.1 | 32800 | 24200 | 73.78% | 2.04 | 0 | 9 |  |  |  |  | R-410A | 2.7833 | Residential & Commercial | USHP
211393815 | Central HP <5.4 tons | CHAMPION HEATING AND COOLING | HRCU-A-CB (Split System: Heat Pump with Remote Outdoor Unit-Air-Source) | HMH72B341 |  |  | XAHD48FBCN1 | TM9Y120D20MP11 | 33200 | 16.5 | 8.5 | 32000 | 23400 | 73.12% | 2.04 | 0 | 9 |  |  |  |  | R-410A | 2.7667 | Residential & Commercial | USHP
211394156 | Central HP <5.4 tons | CHAMPION HEATING AND COOLING | HRCU-A-CB (Split System: Heat Pump with Remote Outdoor Unit-Air-Source) | HMH72B341 |  |  | XAFC48FXXN1+TXV | TM9Y080B12MP11 | 33400 | 17 | 8.1 | 32800 | 24200 | 73.78% | 2.04 | 0 | 9 |  |  |  |  | R-410A | 2.7833 | Residential & Commercial | USHP
211393022 | Central HP <5.4 tons | CHAMPION HEATING AND COOLING | HRCU-A-CB (Split System: Heat Pump with Remote Outdoor Unit-Air-Source) | HMH72B341 |  |  | XAFC36DXXN1+TXV | TL9E100C20UH11 | 34000 | 17 | 8.5 | 34000 | 25000 | 73.53% | 2.12 | 0 | 9.5 |  |  |  |  | R-410A | 2.8333 | Residential & Commercial | USHP
212975306 | Central HP <5.4 tons | KEEPRITE | HRCU-A-CB (Split System: Heat Pump with Remote Outdoor Unit-Air-Source) | DLCURAH24ABK |  |  | EA*4X36L21A* | *96VTN0401712B* | 23400 | 16.5 | 8.5 | 26200 | 24200 | 92.37% | 2 | 0 | 10 |  |  |  |  | R-410A | 1.95 | Residential & Commercial | USHP | Ducted CEE Tier 1
212975063 | Central HP <5.4 tons | KEEPRITE | HRCU-A-CB (Split System: Heat Pump with Remote Outdoor Unit-Air-Source) | DLCURAH24ABK |  |  | EN(A,D,W)4X36L17** | *96VTN0401410B* | 23400 | 16 | 8.1 | 26400 | 24600 | 93.18% | 2.04 | 0 | 10 |  |  |  |  | R-410A | 1.95 | Residential & Commercial | USHP | Ducted CEE Tier 1
212979127 | Central HP <5.4 tons | KEEPRITE | HRCU-A-CB (Split System: Heat Pump with Remote Outdoor Unit-Air-Source) | DLCURAH24ABK |  |  | EA*4X24L17A* | *80MS(N,L)0701716A* | 23400 | 17 | 9 | 26800 | 26400 | 98.51% | 2.24 | 0 | 10 |  |  |  |  | R-410A | 1.95 | Residential & Commercial | USHP | Ducted CEE Tier 1
212978180 | Central HP <5.4 tons | DAY & NIGHT | HRCU-A-CB (Split System: Heat Pump with Remote Outdoor Unit-Air-Source) | DLCURAH24ABK |  |  | EN(A,D)4X24L17** | *80MS(N,L)0701412A* | 23200 | 17 | 8.5 | 26800 | 25400 | 94.78% | 2.14 | 0 | 10 |  |  |  |  | R-410A | 1.9333 | Residential & Commercial | USHP | Ducted CEE Tier 1
212978314 | Central HP <5.4 tons | DAY & NIGHT | HRCU-A-CB (Split System: Heat Pump with Remote Outdoor Unit-Air-Source) | DLCURAH18ABK |  |  | EN(A,D)4X24L14** | *80MS(N,L)0701412A* | 17600 | 16.5 | 8.5 | 18500 | 19100 | 103.2% | 2.3 | 0 | 11 |  |  |  |  | R-410A | 1.4667 | Residential & Commercial | USHP | Ducted CEE Tier 1
212978782 | Central HP <5.4 tons | KEEPRITE | HRCU-A-CB (Split System: Heat Pump with Remote Outdoor Unit-Air-Source) | DLCURAH18ABK |  |  | EA*4X30L17A* | *80MS(N,L)0701712A* | 17600 | 16.5 | 8.5 | 18200 | 18800 | 103.3% | 2.26 | 0 | 10.5 |  |  |  |  | R-410A | 1.4667 | Residential & Commercial | USHP | Ducted CEE Tier 1
212978643 | Central HP <5.4 tons | BRYANT HEATING AND COOLING SYSTEMS | HRCU-A-CB (Split System: Heat Pump with Remote Outdoor Unit-Air-Source) | 38MURAQ24AB3* |  |  | CAP**3017AL* | 8(0,1)*SB36070M17*** | 23400 | 17.5 | 8.5 | 26200 | 25000 | 95.42% | 2.1 | 0 | 10 |  |  |  |  | R-410A | 1.95 | Residential & Commercial | USHP | Ducted CEE Tier 1
212978709 | Central HP <5.4 tons | BRYANT HEATING AND COOLING SYSTEMS | HRCU-A-CB (Split System: Heat Pump with Remote Outdoor Unit-Air-Source) | 38MURAQ24AB3* |  |  | CNPV*3017AL* | 8(0,1)*SB36070M17*** | 23400 | 17 | 8.1 | 25800 | 24200 | 93.8% | 2.04 | 0 | 10.5 |  |  |  |  | R-410A | 1.95 | Residential & Commercial | USHP | Ducted CEE Tier 1
214398203 | Central HP <5.4 tons | FRASER-JOHNSTON | HRCU-A-CB (Split System: Heat Pump with Remote Outdoor Unit-Air-Source) | HH836E2S11 |  |  | CTF48C5CFS1 | TMLE100C16MP11 | 33400 | 19 | 9 | 31400 | 25400 | 80.89% | 2 | 0 | 11 |  |  |  |  | R-454B | 2.7833 | Residential & Commercial | USHP | Ducted CEE Tier 1
211393553 | Central HP <5.4 tons | CHAMPION HEATING AND COOLING | HRCU-A-CB (Split System: Heat Pump with Remote Outdoor Unit-Air-Source) | HMH72B341 |  |  | XAFB36DBCN1 | TL8E060A12UH11 | 34000 | 18 | 8.1 | 33800 | 23800 | 70.41% | 2.06 | 0 | 10 |  |  |  |  | R-410A | 2.8333 | Residential & Commercial | USHP | Ducted CEE Tier 1
211393935 | Central HP <5.4 tons | CHAMPION HEATING AND COOLING | HRCU-A-CB (Split System: Heat Pump with Remote Outdoor Unit-Air-Source) | HMH72B341 |  |  | XAFD48FBCN1 | TM9Y100C16MP11 | 33400 | 17 | 8.5 | 32400 | 23600 | 72.84% | 2.06 | 0 | 9.5 |  |  |  |  | R-410A | 2.7833 | Residential & Commercial | USHP
211394085 | Central HP <5.4 tons | CHAMPION HEATING AND COOLING | HRCU-A-CB (Split System: Heat Pump with Remote Outdoor Unit-Air-Source) | HMH72B341 |  |  | XAFC48FXXN1+TXV | TM9Y080C16MP11 | 33800 | 17.5 | 8.5 | 32800 | 24200 | 73.78% | 2.06 | 0 | 9 |  |  |  |  | R-410A | 2.8167 | Residential & Commercial | USHP
206788450 | Central HP <5.4 tons | CARRIER | HRCU-A-CB (Split System: Heat Pump with Remote Outdoor Unit-Air-Source) | 25VNA424A*031* |  |  | CAP**3617AL*+UI | 59TN6B080C17**14 | 23200 | 20 | 10 | 26600 | 19900 | 74.81% | 2.4 | 14 | 13 |  |  |  |  | R-410A | 1.9333 | Residential & Commercial | USHP | Ducted CEE Tier 1
206788483 | Central HP <5.4 tons | CARRIER | HRCU-A-CB (Split System: Heat Pump with Remote Outdoor Unit-Air-Source) | 25VNA424A*031* |  |  | CNPV*3617AL*+UI | 59TN6B060C17**14 | 23200 | 19.5 | 9.5 | 26800 | 20000 | 74.63% | 2.36 | 14 | 13 |  |  |  |  | R-410A | 1.9333 | Residential & Commercial | USHP | Ducted CEE Tier 1
206788500 | Central HP <5.4 tons | CARRIER | HRCU-A-CB (Split System: Heat Pump with Remote Outdoor Unit-Air-Source) | 25VNA424A*031* |  |  | CNPV*4221AL*+UI | 59TN6B080C17**14 | 23400 | 20 | 10 | 26600 | 19900 | 74.81% | 2.44 | 14 | 13 |  |  |  |  | R-410A | 1.95 | Residential & Commercial | USHP | Ducted CEE Tier 1
206788565 | Central HP <5.4 tons | CARRIER | HRCU-A-CB (Split System: Heat Pump with Remote Outdoor Unit-Air-Source) | 25VNA424A*031* |  |  | CAP**3621AL*+UI | 59CU5A080C21**20 | 23400 | 20.5 | 10.5 | 26600 | 19700 | 74.06% | 2.44 | 14 | 13.5 |  |  |  |  | R-410A | 1.95 | Residential & Commercial | USHP | Ducted CEE Tier 1
206788582 | Central HP <5.4 tons | CARRIER | HRCU-A-CB (Split System: Heat Pump with Remote Outdoor Unit-Air-Source) | 25VNA436A*031* |  |  | CAP**3721AL*+UI | 59TN6B060C17**14 | 34200 | 19 | 9.5 | 35400 | 26000 | 73.45% | 2.02 | 12 | 11.7 |  |  |  |  | R-410A | 2.85 | Residential & Commercial | USHP | Ducted CEE Tier 1
211393299 | Central HP <5.4 tons | CHAMPION HEATING AND COOLING | HRCU-A-CB (Split System: Heat Pump with Remote Outdoor Unit-Air-Source) | HMH72B341 |  |  | XAUB30CXXN1+TXV | TL9E060B12UH11 | 32600 | 17.5 | 8.1 | 33600 | 23600 | 70.24% | 2 | 0 | 9.5 |  |  |  |  | R-410A | 2.7167 | Residential & Commercial | USHP
211393216 | Central HP <5.4 tons | CHAMPION HEATING AND COOLING | HRCU-A-CB (Split System: Heat Pump with Remote Outdoor Unit-Air-Source) | HMH72B341 |  |  | XAFC36DBCN1 | TL9E060B12UH11 | 33800 | 18 | 8.1 | 34000 | 24200 | 71.18% | 2.04 | 0 | 9.5 |  |  |  |  | R-410A | 2.8167 | Residential & Commercial | USHP
206788631 | Central HP <5.4 tons | CARRIER | HRCU-A-CB (Split System: Heat Pump with Remote Outdoor Unit-Air-Source) | 25VNA436A*031* |  |  | CAP**4821AL*+UI | 59TN6B060C17**14 | 33400 | 19 | 9 | 35200 | 26000 | 73.86% | 2 | 12 | 11 |  |  |  |  | R-410A | 2.7833 | Residential & Commercial | USHP | Ducted CEE Tier 1
215667469 | Central HP <5.4 tons | AIRQUEST | HRCU-A-CB (Split System: Heat Pump with Remote Outdoor Unit-Air-Source) | H5H0V24*K*AAA* |  |  | EA*5X30M17A*+WALLCON | *97CMN0601714B* | 23000 | 16.5 | 8.5 | 24000 | 16800 | 70% | 1.86 | 0 | 10 |  |  |  |  | R-454B | 1.9167 | Residential & Commercial | USHP | Ducted CEE Tier 1
211396597 | Central HP <5.4 tons | FRASER-JOHNSTON | HRCU-A-CB (Split System: Heat Pump with Remote Outdoor Unit-Air-Source) | HMH72B341 |  |  | XAFD48FXXN1+TXV | TM8Y100C20MP11 | 34000 | 16.5 | 8.5 | 34000 | 24200 | 71.18% | 2.1 | 0 | 9.5 |  |  |  |  | R-410A | 2.8333 | Residential & Commercial | USHP
211394576 | Central HP <5.4 tons | CHAMPION HEATING AND COOLING | HRCU-A-CB (Split System: Heat Pump with Remote Outdoor Unit-Air-Source) | HMH72B341 |  |  | XAFD48FBCN1 | TP9C100C20MP13 | 34000 | 16.5 | 8.5 | 33000 | 24200 | 73.33% | 2.1 | 0 | 9 |  |  |  |  | R-410A | 2.8333 | Residential & Commercial | USHP
211394744 | Central HP <5.4 tons | CHAMPION HEATING AND COOLING | HRCU-A-CB (Split System: Heat Pump with Remote Outdoor Unit-Air-Source) | HMH72B341 |  |  | XAHD48FBCN1 | TP9C100C16MP13 | 33000 | 16 | 8.5 | 31800 | 23200 | 72.96% | 2.04 | 0 | 9 |  |  |  |  | R-410A | 2.75 | Residential & Commercial | USHP
211394917 | Central HP <5.4 tons | CHAMPION HEATING AND COOLING | HRCU-A-CB (Split System: Heat Pump with Remote Outdoor Unit-Air-Source) | HMH72B341 |  |  | XAFC48FXXN1+TXV | TP9C100C16MP13 | 33800 | 16.5 | 8.5 | 32400 | 23800 | 73.46% | 2.08 | 0 | 9.5 |  |  |  |  | R-410A | 2.8167 | Residential & Commercial | USHP
211395128 | Central HP <5.4 tons | CHAMPION HEATING AND COOLING | HRCU-A-CB (Split System: Heat Pump with Remote Outdoor Unit-Air-Source) | HMH72B341 |  |  | XAHC48FBCN1 | TM9V080C16MP12 | 32800 | 16.5 | 8.5 | 31800 | 23200 | 72.96% | 2.02 | 0 | 9 |  |  |  |  | R-410A | 2.7333 | Residential & Commercial | USHP
212609397 | Central HP <5.4 tons | RHEEM | HRCU-A-CB (Split System: Heat Pump with Remote Outdoor Unit-Air-Source) | RP18AZ48AJVC |  |  | RCFZ6021SEAAM | R802V0755A21UHN | 44500 | 18 | 8.1 | 43500 | 45000 | 103.4% | 2 | 0 | 10 |  |  |  |  | R-410A | 3.7083 | Residential & Commercial | USHP | Ducted CEE Tier 1
213077222 | Central HP <5.4 tons | KEEPRITE | HRCU-A-CB (Split System: Heat Pump with Remote Outdoor Unit-Air-Source) | DLCURAH36ABK |  |  | EN(A,D,W)4X48L21** | *96VSN1002120B* | 36000 | 16.5 | 8.1 | 38500 | 35000 | 90.91% | 2 | 0 | 10 |  |  |  |  | R-410A | 3 | Residential & Commercial | USHP | Ducted CEE Tier 1
213076122 | Central HP <5.4 tons | KEEPRITE | HRCU-A-CB (Split System: Heat Pump with Remote Outdoor Unit-Air-Source) | DLCURAH24ABK |  |  | EN(A,D)4X36L21** | *95MSU1002120A* | 23800 | 17 | 8.5 | 26400 | 24000 | 90.91% | 2 | 0 | 10.5 |  |  |  |  | R-410A | 1.9833 | Residential & Commercial | USHP | Ducted CEE Tier 1
213076120 | Central HP <5.4 tons | DAY & NIGHT | HRCU-A-CB (Split System: Heat Pump with Remote Outdoor Unit-Air-Source) | DLCURAH24ABK |  |  | EN(A,D)4X36L21** | *95MSU1002120A* | 23800 | 17 | 8.5 | 26400 | 24000 | 90.91% | 2 | 0 | 10.5 |  |  |  |  | R-410A | 1.9833 | Residential & Commercial | USHP | Ducted CEE Tier 1
206788388 | Central HP <5.4 tons | CARRIER | HRCU-A-CB (Split System: Heat Pump with Remote Outdoor Unit-Air-Source) | 25VNA424A*031* |  |  | CNPV*4221AL*+UI | 59MN7B080C17**14 | 23400 | 20 | 10 | 26800 | 20000 | 74.63% | 2.42 | 13 | 13 |  |  |  |  | R-410A | 1.95 | Residential & Commercial | USHP | Ducted CEE Tier 1
206788491 | Central HP <5.4 tons | CARRIER | HRCU-A-CB (Split System: Heat Pump with Remote Outdoor Unit-Air-Source) | 25VNA424A*031* |  |  | CNPV*4217AL*+UI | 58TN*A045C17**12 | 23600 | 19.5 | 10 | 26800 | 20000 | 74.63% | 2.44 | 14 | 13 |  |  |  |  | R-410A | 1.9667 | Residential & Commercial | USHP | Ducted CEE Tier 1
213076788 | Central HP <5.4 tons | BRYANT HEATING AND COOLING SYSTEMS | HRCU-A-CB (Split System: Heat Pump with Remote Outdoor Unit-Air-Source) | 38MURAQ36AB3* |  |  | CAP**4821AL* | 82*TB66110V21*** | 36200 | 16 | 8.5 | 38000 | 34800 | 91.58% | 2.04 | 0 | 10 |  |  |  |  | R-410A | 3.0167 | Residential & Commercial | USHP | Ducted CEE Tier 1
213077475 | Central HP <5.4 tons | BRYANT HEATING AND COOLING SYSTEMS | HRCU-A-CB (Split System: Heat Pump with Remote Outdoor Unit-Air-Source) | 38MURAQ36AB3* |  |  | CAP**3621AL* | 926TC60080V21*** | 34800 | 16 | 8.1 | 38500 | 35200 | 91.43% | 1.82 | 0 | 9.5 |  |  |  |  | R-410A | 2.9 | Residential & Commercial | USHP
213772368 | Central HP <5.4 tons | AIRQUEST | HRCU-A-CB (Split System: Heat Pump with Remote Outdoor Unit-Air-Source) | HVH825GKA2* |  |  | EHD4X42AAL+WALLCON | *97CMN1202422B* | 24200 | 16 | 8.1 | 21400 | 16600 | 77.57% | 2 | 0 | 10.5 |  |  |  |  | R-410A | 2.0167 | Residential & Commercial | USHP | Ducted CEE Tier 1
211394443 | Central HP <5.4 tons | FRASER-JOHNSTON | HRCU-A-CB (Split System: Heat Pump with Remote Outdoor Unit-Air-Source) | HMH72B341 |  |  | XAHD48FBCN1 | TP9C100C20MP13 | 33600 | 16.5 | 8.5 | 32400 | 23800 | 73.46% | 2.06 | 0 | 9 |  |  |  |  | R-410A | 2.8 | Residential & Commercial | USHP
213772818 | Central HP <5.4 tons | AIRQUEST | HRCU-A-CB (Split System: Heat Pump with Remote Outdoor Unit-Air-Source) | HVH825GKA3* |  |  | EA*4X30L14A*+WALLCON | *80CTL0701412B* | 23400 | 16.5 | 8.1 | 21600 | 16700 | 77.31% | 1.9 | 0 | 10.5 |  |  |  |  | R-410A | 1.95 | Residential & Commercial | USHP | Ducted CEE Tier 1
213772968 | Central HP <5.4 tons | AIRQUEST | HRCU-A-CB (Split System: Heat Pump with Remote Outdoor Unit-Air-Source) | HVH825GKA3* |  |  | EA*4X36L17A*+WALLCON | *80CTL0901716B* | 23600 | 16.5 | 8.1 | 21400 | 16700 | 78.04% | 1.92 | 0 | 10.5 |  |  |  |  | R-410A | 1.9667 | Residential & Commercial | USHP | Ducted CEE Tier 1
215674097 | Central HP <5.4 tons | AIRQUEST | HRCU-A-CB (Split System: Heat Pump with Remote Outdoor Unit-Air-Source) | H5H0V48*K*AAA* |  |  | EA*5X48M21A*+WALLCON | *97CMN0602120B* | 44000 | 17 | 9 | 49000 | 34600 | 70.61% | 2.04 | 0 | 9.5 |  |  |  |  | R-454B | 3.6667 | Residential & Commercial | USHP
215674167 | Central HP <5.4 tons | AIRQUEST | HRCU-A-CB (Split System: Heat Pump with Remote Outdoor Unit-Air-Source) | H5H0V48*K*AAA* |  |  | EA*5X60M24A*+WALLCON | *80CSU1002120A* | 45000 | 17.5 | 9 | 47500 | 33600 | 70.74% | 2.06 | 0 | 10 |  |  |  |  | R-454B | 3.75 | Residential & Commercial | USHP | Ducted CEE Tier 1
211241426 | Central HP <5.4 tons | KEEPRITE | HRCU-A-CB (Split System: Heat Pump with Remote Outdoor Unit-Air-Source) | DLCURAH24ABK |  |  | EA*4X30L17A* | *96VSN0601412A* | 23400 | 16.5 | 8.5 | 26000 | 24000 | 92.31% | 1.98 | 0 | 10 |  |  |  |  | R-410A | 1.95 | Residential & Commercial | USHP | Ducted CEE Tier 1
211240975 | Central HP <5.4 tons | KEEPRITE | HRCU-A-CB (Split System: Heat Pump with Remote Outdoor Unit-Air-Source) | DLCURAH24ABK |  |  | EA*4X25L17A* | *96VTN0801716A* | 24800 | 17 | 8.5 | 25600 | 21200 | 82.81% | 1.78 | 0 | 10.5 |  |  |  |  | R-410A | 2.0667 | Residential & Commercial | USHP | Ducted CEE Tier 1
211240807 | Central HP <5.4 tons | KEEPRITE | HRCU-A-CB (Split System: Heat Pump with Remote Outdoor Unit-Air-Source) | DLCURAH24ABK |  |  | EA*4X25L17A* | *80VSL0451412A* | 25000 | 16.5 | 8.5 | 25800 | 21000 | 81.4% | 1.76 | 0 | 10.5 |  |  |  |  | R-410A | 2.0833 | Residential & Commercial | USHP | Ducted CEE Tier 1
211240305 | Central HP <5.4 tons | KEEPRITE | HRCU-A-CB (Split System: Heat Pump with Remote Outdoor Unit-Air-Source) | DLCURAH24ABK |  |  | EA*4X24L14A* | *96VTN0601412A* | 23200 | 16 | 8.5 | 26400 | 25600 | 96.97% | 2.14 | 0 | 10 |  |  |  |  | R-410A | 1.9333 | Residential & Commercial | USHP | Ducted CEE Tier 1
211240692 | Central HP <5.4 tons | KEEPRITE | HRCU-A-CB (Split System: Heat Pump with Remote Outdoor Unit-Air-Source) | DLCURAH24ABK |  |  | EA*4X24L17A* | *92ESN0601714A* | 24000 | 16.5 | 8.5 | 26800 | 23800 | 88.81% | 1.96 | 0 | 10 |  |  |  |  | R-410A | 2 | Residential & Commercial | USHP | Ducted CEE Tier 1
211240288 | Central HP <5.4 tons | BRYANT HEATING AND COOLING SYSTEMS | HRCU-A-CB (Split System: Heat Pump with Remote Outdoor Unit-Air-Source) | 38MURAQ24AB3* |  |  | CAP**2414AL* | 926TB30040V14*** | 23400 | 15.5 | 8.5 | 26800 | 24800 | 92.54% | 2.04 | 0 | 9.5 |  |  |  |  | R-410A | 1.95 | Residential & Commercial | USHP
211240774 | Central HP <5.4 tons | BRYANT HEATING AND COOLING SYSTEMS | HRCU-A-CB (Split System: Heat Pump with Remote Outdoor Unit-Air-Source) | 38MURAQ24AB3* |  |  | CAP**2417AL* | OVMAAB036098 | 23400 | 16.5 | 8.5 | 26600 | 25000 | 93.98% | 2.08 | 0 | 10 |  |  |  |  | R-410A | 1.95 | Residential & Commercial | USHP | Ducted CEE Tier 1
211241176 | Central HP <5.4 tons | BRYANT HEATING AND COOLING SYSTEMS | HRCU-A-CB (Split System: Heat Pump with Remote Outdoor Unit-Air-Source) | 38MURAQ24AB3* |  |  | CAP**2517AL* | 912SD36040E17*** | 24200 | 16 | 8.1 | 25400 | 21600 | 85.04% | 1.78 | 0 | 10 |  |  |  |  | R-410A | 2.0167 | Residential & Commercial | USHP | Ducted CEE Tier 1
211241274 | Central HP <5.4 tons | BRYANT HEATING AND COOLING SYSTEMS | HRCU-A-CB (Split System: Heat Pump with Remote Outdoor Unit-Air-Source) | 38MURAQ24AB3* |  |  | CAP**3014AL* | 82*TA36070V14*** | 24200 | 16.5 | 8.5 | 26400 | 23000 | 87.12% | 1.9 | 0 | 10 |  |  |  |  | R-410A | 2.0167 | Residential & Commercial | USHP | Ducted CEE Tier 1
211241341 | Central HP <5.4 tons | BRYANT HEATING AND COOLING SYSTEMS | HRCU-A-CB (Split System: Heat Pump with Remote Outdoor Unit-Air-Source) | 38MURAQ24AB3* |  |  | CAP**3014AL* | 912SD36060E14*** | 23400 | 16.5 | 8.5 | 25800 | 24400 | 94.57% | 2.02 | 0 | 10 |  |  |  |  | R-410A | 1.95 | Residential & Commercial | USHP | Ducted CEE Tier 1
211241595 | Central HP <5.4 tons | BRYANT HEATING AND COOLING SYSTEMS | HRCU-A-CB (Split System: Heat Pump with Remote Outdoor Unit-Air-Source) | 38MURAQ24AB3* |  |  | CAP**3017AL* | 926TB30040V14*** | 23200 | 16 | 8.5 | 25800 | 24200 | 93.8% | 2.02 | 0 | 10 |  |  |  |  | R-410A | 1.9333 | Residential & Commercial | USHP | Ducted CEE Tier 1
211386522 | Central HP <5.4 tons | CHAMPION HEATING AND COOLING | HRCU-A-CB (Split System: Heat Pump with Remote Outdoor Unit-Air-Source) | HMH72B341 |  |  | XAHC48FBCN1 | TL8E080C16UH11 | 33600 | 16.5 | 8.1 | 32600 | 24200 | 74.23% | 2.04 | 0 | 9 |  |  |  |  | R-410A | 2.8 | Residential & Commercial | USHP
211387009 | Central HP <5.4 tons | CHAMPION HEATING AND COOLING | HRCU-A-CB (Split System: Heat Pump with Remote Outdoor Unit-Air-Source) | HMH72B341 |  |  | XAFB36DXXN1+TXV | TM9Y080B12MP11 | 33600 | 17.5 | 8.5 | 33400 | 23600 | 70.66% | 2.04 | 0 | 9.5 |  |  |  |  | R-410A | 2.8 | Residential & Commercial | USHP
211386742 | Central HP <5.4 tons | CHAMPION HEATING AND COOLING | HRCU-A-CB (Split System: Heat Pump with Remote Outdoor Unit-Air-Source) | HMH72B341 |  |  | XAHC30CXXN1+TXV | TM9Y100C16MP11 | 32200 | 17.5 | 8.1 | 32400 | 22800 | 70.37% | 2 | 0 | 9.5 |  |  |  |  | R-410A | 2.6833 | Residential & Commercial | USHP
211387375 | Central HP <5.4 tons | CHAMPION HEATING AND COOLING | HRCU-A-CB (Split System: Heat Pump with Remote Outdoor Unit-Air-Source) | HMH72B341 |  |  | XAFC30CXXN1+TXV | TM9V100C20MP12 | 33400 | 17.5 | 8.1 | 33600 | 23600 | 70.24% | 2.06 | 0 | 9.5 |  |  |  |  | R-410A | 2.7833 | Residential & Commercial | USHP
213249246 | Central HP <5.4 tons | CARRIER | HRCU-A-CB (Split System: Heat Pump with Remote Outdoor Unit-Air-Source) | 38MURAQ18AB3* |  |  | FEVA0024**+NAVA43601CK | 0 | 18100 | 16.5 | 8.5 | 18300 | 17900 | 97.81% | 2.16 | 0 | 11 |  |  |  |  | R-410A | 1.5083 | Residential & Commercial | USHP | Ducted CEE Tier 1
212609409 | Central HP <5.4 tons | RHEEM | HRCU-A-CB (Split System: Heat Pump with Remote Outdoor Unit-Air-Source) | RP18AZ60AJVC |  |  | RCFZ6021SEAAM | R802V0755A21UHS | 52500 | 18 | 8.1 | 52500 | 50500 | 96.19% | 1.9 | 0 | 10 |  |  |  |  | R-410A | 4.375 | Residential & Commercial | USHP | Ducted CEE Tier 1
214398312 | Central HP <5.4 tons | FRASER-JOHNSTON | HRCU-A-CB (Split System: Heat Pump with Remote Outdoor Unit-Air-Source) | HH860E2S11 |  |  | CTM60C5CGS1 | TM9V100C16MP12 | 43500 | 18 | 9 | 44000 | 33200 | 75.45% | 2 | 0 | 11.7 |  |  |  |  | R-454B | 3.625 | Residential & Commercial | USHP | Ducted CEE Tier 1
212979714 | Central HP <5.4 tons | BRYANT HEATING AND COOLING SYSTEMS | HRCU-A-CB (Split System: Heat Pump with Remote Outdoor Unit-Air-Source) | 38MURAQ30AB3* |  |  | CAP**3721AL* | 8(0,1)*SB42090M17*** | 30400 | 15.2 | 8.1 | 33200 | 26400 | 79.52% | 1.84 | 0 | 9 |  |  |  |  | R-410A | 2.5333 | Residential & Commercial | USHP
211712541 | Central HP <5.4 tons | DAY & NIGHT | HRCU-A-CB (Split System: Heat Pump with Remote Outdoor Unit-Air-Source) | DLCURAH30ABK |  |  | EA*4X42L21A* | *92ESN0802120A* | 30600 | 15.2 | 8.1 | 34200 | 27000 | 78.95% | 1.82 | 0 | 9 |  |  |  |  | R-410A | 2.55 | Residential & Commercial | USHP
212981888 | Central HP <5.4 tons | KEEPRITE | HRCU-A-CB (Split System: Heat Pump with Remote Outdoor Unit-Air-Source) | DLCURAH18ABK |  |  | EN(A,D)4X30L17** | *80MSU1002120A* | 17500 | 16 | 8.1 | 18200 | 18700 | 102.7% | 2.24 | 0 | 10.5 |  |  |  |  | R-410A | 1.4583 | Residential & Commercial | USHP | Ducted CEE Tier 1
212978326 | Central HP <5.4 tons | DAY & NIGHT | HRCU-A-CB (Split System: Heat Pump with Remote Outdoor Unit-Air-Source) | DLCURAH18ABK |  |  | EN(A,D)4X24L17** | *80MS(N,L)0701412A* | 17600 | 16.5 | 8.5 | 18500 | 19100 | 103.2% | 2.3 | 0 | 11 |  |  |  |  | R-410A | 1.4667 | Residential & Commercial | USHP | Ducted CEE Tier 1
212980483 | Central HP <5.4 tons | KEEPRITE | HRCU-A-CB (Split System: Heat Pump with Remote Outdoor Unit-Air-Source) | DLCURAH36ABK |  |  | EA*4X48L21A* | *80MS(N,L)0902120A* | 35800 | 16.5 | 8.5 | 37800 | 34600 | 91.53% | 2.02 | 0 | 10 |  |  |  |  | R-410A | 2.9833 | Residential & Commercial | USHP | Ducted CEE Tier 1
214066881 | Central HP <5.4 tons | RHEEM | HRCU-A-CB (Split System: Heat Pump with Remote Outdoor Unit-Air-Source) | RD17AZ36AJ3N |  |  | RCFZ3621MTANM | R802V1004A17UHS | 34200 | 18 | 8.1 | 34200 | 29400 | 85.96% | 1.9 | 0 | 10 |  |  |  |  | R-410A | 2.85 | Residential & Commercial | USHP | Ducted CEE Tier 1
214397989 | Central HP <5.4 tons | FRASER-JOHNSTON | HRCU-A-CB (Split System: Heat Pump with Remote Outdoor Unit-Air-Source) | HH824E2S11 |  |  | CTM30B5ACS1 | TM9E080B12MP12 | 23000 | 17 | 9.5 | 23000 | 18600 | 80.87% | 2 | 0 | 12 |  |  |  |  | R-454B | 1.9167 | Residential & Commercial | USHP | Ducted CEE Tier 1
216013308 | Central HP <5.4 tons | LUXAIRE | HRCU-A-CB (Split System: Heat Pump with Remote Outdoor Unit-Air-Source) | HH824E2S11 |  |  | CTM36B5ADS1+JMVT12BC2N1 | 0 | 23000 | 18 | 9.5 | 23000 | 18600 | 80.87% | 2 | 0 | 12 |  |  |  |  | R-454B | 1.9167 | Residential & Commercial | USHP | Ducted CEE Tier 1
214066599 | Central HP <5.4 tons | RHEEM | HRCU-A-CB (Split System: Heat Pump with Remote Outdoor Unit-Air-Source) | RD17AZ36AJ3N |  |  | RCFZ3621MTANM | R802VA075421M | 34200 | 18 | 8.1 | 34200 | 29400 | 85.96% | 2 | 0 | 10 |  |  |  |  | R-410A | 2.85 | Residential & Commercial | USHP | Ducted CEE Tier 1
214066656 | Central HP <5.4 tons | RHEEM | HRCU-A-CB (Split System: Heat Pump with Remote Outdoor Unit-Air-Source) | RD17AZ36AJ3N |  |  | RCFZ3621MTANM | R802VA075421Z | 34200 | 18 | 8.1 | 34200 | 29400 | 85.96% | 2 | 0 | 10 |  |  |  |  | R-410A | 2.85 | Residential & Commercial | USHP | Ducted CEE Tier 1
211206887 | Central HP <5.4 tons | CHAMPION HEATING AND COOLING | HRCU-A-CB (Split System: Heat Pump with Remote Outdoor Unit-Air-Source) | HL20B3621 |  |  | XAMB36DE2N1+CC | TP9C080B12MP13 | 32200 | 18 | 8.5 | 34000 | 29400 | 86.47% | 1.92 | 0 | 11.7 |  |  |  |  | R-410A | 2.6833 | Residential & Commercial | USHP | Ducted CEE Tier 1
210474620 | Central HP <5.4 tons | DAY & NIGHT | HRCU-A-CB (Split System: Heat Pump with Remote Outdoor Unit-Air-Source) | CVH825GKA3* |  |  | EHD4X48AAL+WALLCON | *96CTN1002122A* | 24200 | 16 | 8.1 | 21200 | 16700 | 78.77% | 2.04 | 0 | 11 |  |  |  |  | R-410A | 2.0167 | Residential & Commercial | USHP | Ducted CEE Tier 1
210473068 | Central HP <5.4 tons | DAY & NIGHT | HRCU-A-CB (Split System: Heat Pump with Remote Outdoor Unit-Air-Source) | CVH825GKA3* |  |  | EA*4X42L24A*+WALLCON | *96CTN1002122A* | 23800 | 16.5 | 8.1 | 21400 | 16600 | 77.57% | 1.96 | 0 | 11 |  |  |  |  | R-410A | 1.9833 | Residential & Commercial | USHP | Ducted CEE Tier 1
210473200 | Central HP <5.4 tons | DAY & NIGHT | HRCU-A-CB (Split System: Heat Pump with Remote Outdoor Unit-Air-Source) | CVH825GKA3* |  |  | EA*4X43L21A*+WALLCON | *97CMN0601714A* | 24200 | 16.5 | 8.1 | 21200 | 16800 | 79.25% | 2 | 0 | 11 |  |  |  |  | R-410A | 2.0167 | Residential & Commercial | USHP | Ducted CEE Tier 1
210473277 | Central HP <5.4 tons | DAY & NIGHT | HRCU-A-CB (Split System: Heat Pump with Remote Outdoor Unit-Air-Source) | CVH825GKA3* |  |  | EA*4X48L21A*+WALLCON | *95CSU0802120A* | 24200 | 17 | 8.1 | 21000 | 16500 | 78.57% | 2.02 | 0 | 11 |  |  |  |  | R-410A | 2.0167 | Residential & Commercial | USHP | Ducted CEE Tier 1
212973197 | Central HP <5.4 tons | DAY & NIGHT | HRCU-A-CB (Split System: Heat Pump with Remote Outdoor Unit-Air-Source) | DLCURAH24ABK |  |  | EA*4X25L17A* | *96VSN0401712B* | 24200 | 16 | 8.5 | 25400 | 21800 | 85.83% | 1.8 | 0 | 10 |  |  |  |  | R-410A | 2.0167 | Residential & Commercial | USHP | Ducted CEE Tier 1
212975304 | Central HP <5.4 tons | DAY & NIGHT | HRCU-A-CB (Split System: Heat Pump with Remote Outdoor Unit-Air-Source) | DLCURAH24ABK |  |  | EA*4X36L21A* | *96VTN0401712B* | 23400 | 16.5 | 8.5 | 26200 | 24200 | 92.37% | 2 | 0 | 10 |  |  |  |  | R-410A | 1.95 | Residential & Commercial | USHP | Ducted CEE Tier 1
212975370 | Central HP <5.4 tons | DAY & NIGHT | HRCU-A-CB (Split System: Heat Pump with Remote Outdoor Unit-Air-Source) | DLCURAH24ABK |  |  | EN(A,D)4X36L21** | *96VTN0401712B* | 23200 | 16 | 8.1 | 26200 | 24800 | 94.66% | 2.06 | 0 | 10 |  |  |  |  | R-410A | 1.9333 | Residential & Commercial | USHP | Ducted CEE Tier 1
212975656 | Central HP <5.4 tons | DAY & NIGHT | HRCU-A-CB (Split System: Heat Pump with Remote Outdoor Unit-Air-Source) | DLCURAH24ABK |  |  | EA*4X25L17A* | *96VTN0601412B* | 24000 | 17 | 8.5 | 25000 | 21800 | 87.2% | 1.82 | 0 | 10 |  |  |  |  | R-410A | 2 | Residential & Commercial | USHP | Ducted CEE Tier 1
212975689 | Central HP <5.4 tons | DAY & NIGHT | HRCU-A-CB (Split System: Heat Pump with Remote Outdoor Unit-Air-Source) | DLCURAH24ABK |  |  | EA*4X36L17A* | *96VTN0601412B* | 23600 | 17 | 8.5 | 26200 | 24000 | 91.6% | 2 | 0 | 10 |  |  |  |  | R-410A | 1.9667 | Residential & Commercial | USHP | Ducted CEE Tier 1
212975755 | Central HP <5.4 tons | DAY & NIGHT | HRCU-A-CB (Split System: Heat Pump with Remote Outdoor Unit-Air-Source) | DLCURAH24ABK |  |  | EN(A,D,W)4X36L17** | *96VTN0601412B* | 23400 | 16.5 | 8.1 | 26200 | 24600 | 93.89% | 2.04 | 0 | 10 |  |  |  |  | R-410A | 1.95 | Residential & Commercial | USHP | Ducted CEE Tier 1
214066739 | Central HP <5.4 tons | RHEEM | HRCU-A-CB (Split System: Heat Pump with Remote Outdoor Unit-Air-Source) | RD17AZ36AJ3N |  |  | RCFZ3621MTANM | R801V0504A17UHS | 34200 | 18 | 8.1 | 34200 | 29800 | 87.13% | 1.9 | 0 | 10 |  |  |  |  | R-410A | 2.85 | Residential & Commercial | USHP | Ducted CEE Tier 1
214066773 | Central HP <5.4 tons | RHEEM | HRCU-A-CB (Split System: Heat Pump with Remote Outdoor Unit-Air-Source) | RD17AZ36AJ3N |  |  | RCFZ3621MTANM | R801V0704A17UHU | 34200 | 18 | 8.1 | 34200 | 29600 | 86.55% | 1.9 | 0 | 10 |  |  |  |  | R-410A | 2.85 | Residential & Commercial | USHP | Ducted CEE Tier 1
214066541 | Central HP <5.4 tons | RHEEM | HRCU-A-CB (Split System: Heat Pump with Remote Outdoor Unit-Air-Source) | RD17AZ36AJ3N |  |  | RCFZ3621MTANM | R921V1005A21M4S | 34200 | 17 | 8.1 | 34200 | 29600 | 86.55% | 1.9 | 0 | 10 |  |  |  |  | R-410A | 2.85 | Residential & Commercial | USHP | Ducted CEE Tier 1
211386689 | Central HP <5.4 tons | CHAMPION HEATING AND COOLING | HRCU-A-CB (Split System: Heat Pump with Remote Outdoor Unit-Air-Source) | HMH72B341 |  |  | XAHC36DXXN1+TXV | TM9Y100C20MP11 | 34000 | 15.5 | 8.1 | 34000 | 24400 | 71.76% | 2.06 | 0 | 9.5 |  |  |  |  | R-410A | 2.8333 | Residential & Commercial | USHP
212979930 | Central HP <5.4 tons | BRYANT HEATING AND COOLING SYSTEMS | HRCU-A-CB (Split System: Heat Pump with Remote Outdoor Unit-Air-Source) | 38MURAQ24AB3* |  |  | CNPV*3621AL* | 8(0,1)*SB42090M17*** | 23600 | 17 | 8.5 | 26400 | 24400 | 92.42% | 2.02 | 0 | 10.5 |  |  |  |  | R-410A | 1.9667 | Residential & Commercial | USHP | Ducted CEE Tier 1
212983229 | Central HP <5.4 tons | BRYANT HEATING AND COOLING SYSTEMS | HRCU-A-CB (Split System: Heat Pump with Remote Outdoor Unit-Air-Source) | 38MURAQ24AB3* |  |  | CNPV*3617AL* | 912SE36040M17*** | 23400 | 15.5 | 8.1 | 26200 | 24200 | 92.37% | 1.98 | 0 | 10 |  |  |  |  | R-410A | 1.95 | Residential & Commercial | USHP | Ducted CEE Tier 1
211386755 | Central HP <5.4 tons | CHAMPION HEATING AND COOLING | HRCU-A-CB (Split System: Heat Pump with Remote Outdoor Unit-Air-Source) | HMH72B341 |  |  | XAFC36DXXN1+TXV | TM9Y100C16MP11 | 34000 | 17 | 8.1 | 34000 | 24400 | 71.76% | 2.08 | 0 | 9.5 |  |  |  |  | R-410A | 2.8333 | Residential & Commercial | USHP
211386610 | Central HP <5.4 tons | CHAMPION HEATING AND COOLING | HRCU-A-CB (Split System: Heat Pump with Remote Outdoor Unit-Air-Source) | HMH72B341 |  |  | XAHC48FBCN1+JMET12CS2N1 | 0 | 33800 | 17.5 | 8.5 | 32000 | 23400 | 73.12% | 2.08 | 0 | 9.5 |  |  |  |  | R-410A | 2.8167 | Residential & Commercial | USHP
211394650 | Central HP <5.4 tons | COLEMAN | HRCU-A-CB (Split System: Heat Pump with Remote Outdoor Unit-Air-Source) | HMH72B341 |  |  | XAFC48FBCN1 | TP9C100C20MP13 | 34000 | 16.5 | 8.5 | 33000 | 24200 | 73.33% | 2.1 | 0 | 9 |  |  |  |  | R-410A | 2.8333 | Residential & Commercial | USHP
206788578 | Central HP <5.4 tons | CARRIER | HRCU-A-CB (Split System: Heat Pump with Remote Outdoor Unit-Air-Source) | 25VNA436A*031* |  |  | CAP**3717AL*+UI | 58TN*A090C17**16 | 34000 | 19.5 | 9.5 | 35200 | 26000 | 73.86% | 2.04 | 12.5 | 12 |  |  |  |  | R-410A | 2.8333 | Residential & Commercial | USHP | Ducted CEE Tier 1
206788610 | Central HP <5.4 tons | CARRIER | HRCU-A-CB (Split System: Heat Pump with Remote Outdoor Unit-Air-Source) | 25VNA436A*031* |  |  | CAP**4224AL*+UI | 59MN7B120C24**22 | 33000 | 19 | 9.5 | 35400 | 26600 | 75.14% | 1.98 | 12 | 12 |  |  |  |  | R-410A | 2.75 | Residential & Commercial | USHP | Ducted CEE Tier 1
206788628 | Central HP <5.4 tons | CARRIER | HRCU-A-CB (Split System: Heat Pump with Remote Outdoor Unit-Air-Source) | 25VNA436A*031* |  |  | CAP**4821AL*+UI | 58TN*A070C17**16 | 33600 | 19.5 | 9.5 | 35000 | 25800 | 73.71% | 2.02 | 12.5 | 11.7 |  |  |  |  | R-410A | 2.8 | Residential & Commercial | USHP | Ducted CEE Tier 1
206788662 | Central HP <5.4 tons | CARRIER | HRCU-A-CB (Split System: Heat Pump with Remote Outdoor Unit-Air-Source) | 25VNA436A*031* |  |  | CAP**6024AL*+UI | 59MN7B060C21**20 | 34000 | 19 | 9 | 34600 | 25400 | 73.41% | 2 | 12.5 | 12 |  |  |  |  | R-410A | 2.8333 | Residential & Commercial | USHP | Ducted CEE Tier 1
206788746 | Central HP <5.4 tons | CARRIER | HRCU-A-CB (Split System: Heat Pump with Remote Outdoor Unit-Air-Source) | 25VNA436A*031* |  |  | CSPH*3612AL*+UI | 59TN6B120C24**22 | 33800 | 18.5 | 9 | 35200 | 26200 | 74.43% | 2.02 | 12.5 | 11.7 |  |  |  |  | R-410A | 2.8167 | Residential & Commercial | USHP | Ducted CEE Tier 1
206788753 | Central HP <5.4 tons | CARRIER | HRCU-A-CB (Split System: Heat Pump with Remote Outdoor Unit-Air-Source) | 25VNA436A*031* |  |  | CSPH*3612AL*+UI | 58TN*A090C17**16 | 33800 | 19 | 9 | 35200 | 26200 | 74.43% | 2.02 | 12.5 | 12 |  |  |  |  | R-410A | 2.8167 | Residential & Commercial | USHP | Ducted CEE Tier 1
212981720 | Central HP <5.4 tons | KEEPRITE | HRCU-A-CB (Split System: Heat Pump with Remote Outdoor Unit-Air-Source) | DLCURAH24ABK |  |  | EA*4X30L17A* | *80MSU1002120A* | 23800 | 16.5 | 8.5 | 26200 | 23600 | 90.08% | 1.96 | 0 | 10 |  |  |  |  | R-410A | 1.9833 | Residential & Commercial | USHP | Ducted CEE Tier 1
212978681 | Central HP <5.4 tons | DAY & NIGHT | HRCU-A-CB (Split System: Heat Pump with Remote Outdoor Unit-Air-Source) | DLCURAH24ABK |  |  | EA*4X37L17A* | *80MS(N,L)0701712A* | 24200 | 17.5 | 8.5 | 25200 | 22000 | 87.3% | 1.84 | 0 | 10 |  |  |  |  | R-410A | 2.0167 | Residential & Commercial | USHP | Ducted CEE Tier 1
212978780 | Central HP <5.4 tons | DAY & NIGHT | HRCU-A-CB (Split System: Heat Pump with Remote Outdoor Unit-Air-Source) | DLCURAH18ABK |  |  | EA*4X30L17A* | *80MS(N,L)0701712A* | 17600 | 16.5 | 8.5 | 18200 | 18800 | 103.3% | 2.26 | 0 | 10.5 |  |  |  |  | R-410A | 1.4667 | Residential & Commercial | USHP | Ducted CEE Tier 1
212982337 | Central HP <5.4 tons | BRYANT HEATING AND COOLING SYSTEMS | HRCU-A-CB (Split System: Heat Pump with Remote Outdoor Unit-Air-Source) | 38MURAQ24AB3* |  |  | CNPV*3017AL* | 83*SB36040M17*** | 23800 | 16.5 | 8.5 | 25800 | 23800 | 92.25% | 1.98 | 0 | 10.5 |  |  |  |  | R-410A | 1.9833 | Residential & Commercial | USHP | Ducted CEE Tier 1
212979815 | Central HP <5.4 tons | DAY & NIGHT | HRCU-A-CB (Split System: Heat Pump with Remote Outdoor Unit-Air-Source) | DLCURAH24ABK |  |  | EA*4X24L17A* | *80MS(N,L)0901714A* | 23200 | 17 | 8.5 | 26800 | 26600 | 99.25% | 2.26 | 0 | 10 |  |  |  |  | R-410A | 1.9333 | Residential & Commercial | USHP | Ducted CEE Tier 1
211241761 | Central HP <5.4 tons | BRYANT HEATING AND COOLING SYSTEMS | HRCU-A-CB (Split System: Heat Pump with Remote Outdoor Unit-Air-Source) | 38MURAQ24AB3* |  |  | CAP**3017AL* | 8(0,1)*SA36070E14*** | 24200 | 16.5 | 8.5 | 26400 | 22800 | 86.36% | 1.88 | 0 | 10 |  |  |  |  | R-410A | 2.0167 | Residential & Commercial | USHP | Ducted CEE Tier 1
211242444 | Central HP <5.4 tons | BRYANT HEATING AND COOLING SYSTEMS | HRCU-A-CB (Split System: Heat Pump with Remote Outdoor Unit-Air-Source) | 38MURAQ24AB3* |  |  | CAP**3621AL* | 82*TA48090V17*** | 24000 | 17 | 8.5 | 26000 | 22800 | 87.69% | 1.9 | 0 | 10 |  |  |  |  | R-410A | 2 | Residential & Commercial | USHP | Ducted CEE Tier 1
211242548 | Central HP <5.4 tons | BRYANT HEATING AND COOLING SYSTEMS | HRCU-A-CB (Split System: Heat Pump with Remote Outdoor Unit-Air-Source) | 38MURAQ24AB3* |  |  | CAP**3621AL* | 8(0,1)*SA36045E17*** | 24200 | 17 | 8.5 | 26200 | 22600 | 86.26% | 1.86 | 0 | 10 |  |  |  |  | R-410A | 2.0167 | Residential & Commercial | USHP | Ducted CEE Tier 1
211242664 | Central HP <5.4 tons | BRYANT HEATING AND COOLING SYSTEMS | HRCU-A-CB (Split System: Heat Pump with Remote Outdoor Unit-Air-Source) | 38MURAQ24AB3* |  |  | CAP**3621AL* | 915SB42060E17*** | 24800 | 16 | 8.5 | 26600 | 22000 | 82.71% | 1.82 | 0 | 10 |  |  |  |  | R-410A | 2.0667 | Residential & Commercial | USHP | Ducted CEE Tier 1
211243064 | Central HP <5.4 tons | BRYANT HEATING AND COOLING SYSTEMS | HRCU-A-CB (Split System: Heat Pump with Remote Outdoor Unit-Air-Source) | 38MURAQ24AB3* |  |  | CAP**3717AL* | 912SD36060E14*** | 25200 | 16.5 | 8.5 | 26200 | 21000 | 80.15% | 1.76 | 0 | 10 |  |  |  |  | R-410A | 2.1 | Residential & Commercial | USHP | Ducted CEE Tier 1
215669512 | Central HP <5.4 tons | CARRIER | HRCU-A-CB (Split System: Heat Pump with Remote Outdoor Unit-Air-Source) | 27VNA036A*030* |  |  | CAA**6121AM*+UI | 59CU5B080C21**20 | 34800 | 18 | 9 | 34400 | 24800 | 72.09% | 1.92 | 0 | 10 |  |  |  |  | R-454B | 2.9 | Residential & Commercial | USHP | Ducted CEE Tier 1
211387032 | Central HP <5.4 tons | LUXAIRE | HRCU-A-CB (Split System: Heat Pump with Remote Outdoor Unit-Air-Source) | HMH72B341 |  |  | XAUB36DXXN1+TXV | TM9Y080B12MP11 | 33600 | 17.5 | 8.5 | 33400 | 23600 | 70.66% | 2.04 | 0 | 9.5 |  |  |  |  | R-410A | 2.8 | Residential & Commercial | USHP
211385915 | Central HP <5.4 tons | LUXAIRE | HRCU-A-CB (Split System: Heat Pump with Remote Outdoor Unit-Air-Source) | HMH72B341 |  |  | XAHC48FXXN1+TXV | TM8E080B12MP11 | 32800 | 16.5 | 8.1 | 32400 | 23800 | 73.46% | 2 | 0 | 9 |  |  |  |  | R-410A | 2.7333 | Residential & Commercial | USHP
210720656 | Central HP <5.4 tons | BRYANT HEATING AND COOLING SYSTEMS | HRCU-A-CB (Split System: Heat Pump with Remote Outdoor Unit-Air-Source) | 284ANV036*0**B* |  |  | CAP**6121AL*+UI | 935CA60080C21*** | 34800 | 20 | 9 | 34400 | 25000 | 72.67% | 2.02 | 0 | 12.5 |  |  |  |  | R-410A | 2.9 | Residential & Commercial | USHP | Ducted CEE Tier 1
210720690 | Central HP <5.4 tons | BRYANT HEATING AND COOLING SYSTEMS | HRCU-A-CB (Split System: Heat Pump with Remote Outdoor Unit-Air-Source) | 284ANV036*0**B* |  |  | CSPH*6012AL*+UI | 83*CA36040C17*** | 34400 | 19 | 9 | 34600 | 25400 | 73.41% | 2.02 | 0 | 12 |  |  |  |  | R-410A | 2.8667 | Residential & Commercial | USHP | Ducted CEE Tier 1
212972464 | Central HP <5.4 tons | DAY & NIGHT | HRCU-A-CB (Split System: Heat Pump with Remote Outdoor Unit-Air-Source) | DLCURAH30ABK |  |  | EA*4X42L21A* | *80VTL1102122B* | 29800 | 15.2 | 8.1 | 34200 | 27600 | 80.7% | 1.8 | 0 | 9 |  |  |  |  | R-410A | 2.4833 | Residential & Commercial | USHP
214731832 | Central HP <5.4 tons | ECOER | HRCU-A-CB (Split System: Heat Pump with Remote Outdoor Unit-Air-Source) | EODA18H-2436BAA |  |  | GNC2430APT | FG7SA-054C-T23A* | 22800 | 17 | 8.4 | 24000 | 19200 | 80% | 2 | 0 | 12.5 |  |  |  |  | R-410A | 1.9 | Residential & Commercial | USHP | Ducted CEE Tier 1
206788697 | Central HP <5.4 tons | CARRIER | HRCU-A-CB (Split System: Heat Pump with Remote Outdoor Unit-Air-Source) | 25VNA436A*031* |  |  | CNPV*4221AL*+UI | 59MN7B080C17**14 | 32800 | 18.5 | 9 | 35600 | 26800 | 75.28% | 1.96 | 12 | 11.7 |  |  |  |  | R-410A | 2.7333 | Residential & Commercial | USHP | Ducted CEE Tier 1
206788747 | Central HP <5.4 tons | CARRIER | HRCU-A-CB (Split System: Heat Pump with Remote Outdoor Unit-Air-Source) | 25VNA436A*031* |  |  | CSPH*3612AL*+UI | 59MN7B080C17**14 | 33400 | 18 | 9 | 35400 | 26400 | 74.58% | 2 | 12 | 11 |  |  |  |  | R-410A | 2.7833 | Residential & Commercial | USHP | Ducted CEE Tier 1
213077515 | Central HP <5.4 tons | KEEPRITE | HRCU-A-CB (Split System: Heat Pump with Remote Outdoor Unit-Air-Source) | DLCURAH36ABK |  |  | EA*4X42L24A* | *96VTN0802120B* | 35000 | 16 | 8.1 | 38500 | 35000 | 90.91% | 1.88 | 0 | 10 |  |  |  |  | R-410A | 2.9167 | Residential & Commercial | USHP | Ducted CEE Tier 1
214243964 | Central HP <5.4 tons | BRYANT HEATING AND COOLING SYSTEMS | HRCU-A-CB (Split System: Heat Pump with Remote Outdoor Unit-Air-Source) | 284ANV048*0**B* |  |  | CNPV*4824AL*+UI | 88*TB66135C24*** | 44000 | 21 | 8.5 | 46500 | 36200 | 77.85% | 2.16 | 0 | 12 |  |  |  |  | R-410A | 3.6667 | Residential & Commercial | USHP | Ducted CEE Tier 1
206788782 | Central HP <5.4 tons | CARRIER | HRCU-A-CB (Split System: Heat Pump with Remote Outdoor Unit-Air-Source) | 25VNA436A*031* |  |  | CSPH*4812AL*+UI | 59MN7B120C24**22 | 34000 | 18.5 | 9 | 35000 | 25800 | 73.71% | 2.04 | 12.5 | 11.7 |  |  |  |  | R-410A | 2.8333 | Residential & Commercial | USHP | Ducted CEE Tier 1
211388917 | Central HP <5.4 tons | CHAMPION HEATING AND COOLING | HRCU-A-CB (Split System: Heat Pump with Remote Outdoor Unit-Air-Source) | HMH72B341 |  |  | XAFB30CXXN1+TXV | TM9E080B12MP12 | 32800 | 17.5 | 8.1 | 33600 | 23600 | 70.24% | 2.02 | 0 | 9.5 |  |  |  |  | R-410A | 2.7333 | Residential & Commercial | USHP
211389580 | Central HP <5.4 tons | CHAMPION HEATING AND COOLING | HRCU-A-CB (Split System: Heat Pump with Remote Outdoor Unit-Air-Source) | HMH72B341 |  |  | XAFC30CXXN1+TXV | TM8Y100C16MP11 | 33200 | 18 | 8.5 | 33400 | 23400 | 70.06% | 2.06 | 0 | 10 |  |  |  |  | R-410A | 2.7667 | Residential & Commercial | USHP | Ducted CEE Tier 1
211389780 | Central HP <5.4 tons | CHAMPION HEATING AND COOLING | HRCU-A-CB (Split System: Heat Pump with Remote Outdoor Unit-Air-Source) | HMH72B341 |  |  | XAFB30CXXN1+TXV | TM8Y080B12MP11 | 32800 | 17.5 | 8.1 | 33000 | 23200 | 70.3% | 2.02 | 0 | 10 |  |  |  |  | R-410A | 2.7333 | Residential & Commercial | USHP | Ducted CEE Tier 1
211388074 | Central HP <5.4 tons | CHAMPION HEATING AND COOLING | HRCU-A-CB (Split System: Heat Pump with Remote Outdoor Unit-Air-Source) | HMH72B341 |  |  | XAHC36DBCN1 | TP9C060B12MP13 | 33200 | 17 | 8.1 | 33400 | 23800 | 71.26% | 2 | 0 | 9.5 |  |  |  |  | R-410A | 2.7667 | Residential & Commercial | USHP
210474378 | Central HP <5.4 tons | DAY & NIGHT | HRCU-A-CB (Split System: Heat Pump with Remote Outdoor Unit-Air-Source) | CVH825GKA3* |  |  | EHD4X42AAL+WALLCON | *97CMN1002122A* | 24200 | 16 | 8.1 | 21400 | 16600 | 77.57% | 2 | 0 | 10.5 |  |  |  |  | R-410A | 2.0167 | Residential & Commercial | USHP | Ducted CEE Tier 1
210474444 | Central HP <5.4 tons | DAY & NIGHT | HRCU-A-CB (Split System: Heat Pump with Remote Outdoor Unit-Air-Source) | CVH825GKA3* |  |  | EHD4X48AAL+WALLCON | *95CSU0601716A* | 24200 | 16 | 8.1 | 21400 | 16700 | 78.04% | 2 | 0 | 10.5 |  |  |  |  | R-410A | 2.0167 | Residential & Commercial | USHP | Ducted CEE Tier 1
210474455 | Central HP <5.4 tons | DAY & NIGHT | HRCU-A-CB (Split System: Heat Pump with Remote Outdoor Unit-Air-Source) | CVH825GKA3* |  |  | EHD4X48AAL+WALLCON | *95CSU0802120A* | 24200 | 16.5 | 8.1 | 21200 | 16600 | 78.3% | 2.02 | 0 | 11 |  |  |  |  | R-410A | 2.0167 | Residential & Commercial | USHP | Ducted CEE Tier 1
210474587 | Central HP <5.4 tons | DAY & NIGHT | HRCU-A-CB (Split System: Heat Pump with Remote Outdoor Unit-Air-Source) | CVH825GKA3* |  |  | EHD4X48AAL+WALLCON | *97CMN0801714A* | 24200 | 16 | 8.1 | 21400 | 16700 | 78.04% | 2 | 0 | 10.5 |  |  |  |  | R-410A | 2.0167 | Residential & Commercial | USHP | Ducted CEE Tier 1
213076722 | Central HP <5.4 tons | DAY & NIGHT | HRCU-A-CB (Split System: Heat Pump with Remote Outdoor Unit-Air-Source) | DLCURAH36ABK |  |  | EN(A,D)4X48L24** | *80VTL0902120B* | 36000 | 16.5 | 8.1 | 38500 | 35000 | 90.91% | 2 | 0 | 10 |  |  |  |  | R-410A | 3 | Residential & Commercial | USHP | Ducted CEE Tier 1
213076757 | Central HP <5.4 tons | DAY & NIGHT | HRCU-A-CB (Split System: Heat Pump with Remote Outdoor Unit-Air-Source) | DLCURAH36ABK |  |  | EA*4X42L21A* | *80VTL1102122B* | 35600 | 16 | 8.1 | 38500 | 35200 | 91.43% | 1.9 | 0 | 10 |  |  |  |  | R-410A | 2.9667 | Residential & Commercial | USHP | Ducted CEE Tier 1
213077677 | Central HP <5.4 tons | BRYANT HEATING AND COOLING SYSTEMS | HRCU-A-CB (Split System: Heat Pump with Remote Outdoor Unit-Air-Source) | 38MURAQ36AB3* |  |  | CNPV*4821AL* | 926TC60100V21*** | 36000 | 16.5 | 8.1 | 38500 | 35000 | 90.91% | 2 | 0 | 10 |  |  |  |  | R-410A | 3 | Residential & Commercial | USHP | Ducted CEE Tier 1
212972016 | Central HP <5.4 tons | BRYANT HEATING AND COOLING SYSTEMS | HRCU-A-CB (Split System: Heat Pump with Remote Outdoor Unit-Air-Source) | 38MURAQ24AB3* |  |  | CNPV*3621AL* | 82*TB48090V17*** | 23400 | 17 | 8.5 | 26200 | 24600 | 93.89% | 2.06 | 0 | 10 |  |  |  |  | R-410A | 1.95 | Residential & Commercial | USHP | Ducted CEE Tier 1
212973593 | Central HP <5.4 tons | BRYANT HEATING AND COOLING SYSTEMS | HRCU-A-CB (Split System: Heat Pump with Remote Outdoor Unit-Air-Source) | 38MURAQ24AB3* |  |  | CNPV*2414AL* | 926SB36060V14*** | 23200 | 16.5 | 8.5 | 26800 | 25400 | 94.78% | 2.12 | 0 | 10 |  |  |  |  | R-410A | 1.9333 | Residential & Commercial | USHP | Ducted CEE Tier 1
211391852 | Central HP <5.4 tons | CHAMPION HEATING AND COOLING | HRCU-A-CB (Split System: Heat Pump with Remote Outdoor Unit-Air-Source) | HMH72B341 |  |  | XAFB36DBCN1 | TM8E100B12MP11 | 34000 | 18 | 8.1 | 33800 | 23800 | 70.41% | 2.06 | 0 | 10 |  |  |  |  | R-410A | 2.8333 | Residential & Commercial | USHP | Ducted CEE Tier 1
211391927 | Central HP <5.4 tons | CHAMPION HEATING AND COOLING | HRCU-A-CB (Split System: Heat Pump with Remote Outdoor Unit-Air-Source) | HMH72B341 |  |  | XAFB30CXXN1+TXV | TMLE100B12MP11 | 32800 | 17.5 | 8.1 | 33400 | 23400 | 70.06% | 2.04 | 0 | 9.5 |  |  |  |  | R-410A | 2.7333 | Residential & Commercial | USHP
211392286 | Central HP <5.4 tons | CHAMPION HEATING AND COOLING | HRCU-A-CB (Split System: Heat Pump with Remote Outdoor Unit-Air-Source) | HMH72B341 |  |  | XAHB30CXXN1+TXV | TMLE080B12MP11 | 32000 | 17 | 8.1 | 32800 | 23400 | 71.34% | 1.98 | 0 | 9 |  |  |  |  | R-410A | 2.6667 | Residential & Commercial | USHP
211392468 | Central HP <5.4 tons | CHAMPION HEATING AND COOLING | HRCU-A-CB (Split System: Heat Pump with Remote Outdoor Unit-Air-Source) | HMH72B341 |  |  | XAFB30CXXN1+TXV | TM8E080B12MP11 | 32800 | 17.5 | 8.1 | 34000 | 23800 | 70% | 2.02 | 0 | 9.5 |  |  |  |  | R-410A | 2.7333 | Residential & Commercial | USHP
212971212 | Central HP <5.4 tons | DAY & NIGHT | HRCU-A-CB (Split System: Heat Pump with Remote Outdoor Unit-Air-Source) | DLCURAH24ABK |  |  | EN(A,D)4X24L17** | *80VTL0451412B* | 23400 | 17 | 8.5 | 27000 | 25000 | 92.59% | 2.08 | 0 | 10 |  |  |  |  | R-410A | 1.95 | Residential & Commercial | USHP | Ducted CEE Tier 1
214608207 | Central HP <5.4 tons | ECOER | HRCU-A-CB (Split System: Heat Pump with Remote Outdoor Unit-Air-Source) | EODA18H-4860BAA |  |  | GNC3036BPT | MGH96M080B3A | 33000 | 17.5 | 8.8 | 35000 | 27000 | 77.14% | 2.1 | 11.5 | 11.7 |  |  |  |  | R-410A | 2.75 | Residential & Commercial | USHP | Ducted CEE Tier 1
211243421 | Central HP <5.4 tons | BRYANT HEATING AND COOLING SYSTEMS | HRCU-A-CB (Split System: Heat Pump with Remote Outdoor Unit-Air-Source) | 38MURAQ24AB3* |  |  | CAP**3721AL* | 926TB48080V17*** | 24800 | 17 | 8.5 | 25600 | 21000 | 82.03% | 1.76 | 0 | 10.5 |  |  |  |  | R-410A | 2.0667 | Residential & Commercial | USHP | Ducted CEE Tier 1
211243803 | Central HP <5.4 tons | BRYANT HEATING AND COOLING SYSTEMS | HRCU-A-CB (Split System: Heat Pump with Remote Outdoor Unit-Air-Source) | 38MURAQ24AB3* |  |  | CNPV*2414AL* | 912SD36060E14*** | 24200 | 15.5 | 8.5 | 27200 | 22600 | 83.09% | 1.86 | 0 | 10 |  |  |  |  | R-410A | 2.0167 | Residential & Commercial | USHP | Ducted CEE Tier 1
211243864 | Central HP <5.4 tons | BRYANT HEATING AND COOLING SYSTEMS | HRCU-A-CB (Split System: Heat Pump with Remote Outdoor Unit-Air-Source) | 38MURAQ24AB3* |  |  | CNPV*2417AL* | 926SA30040V14*** | 23400 | 15.5 | 8.5 | 26600 | 24000 | 90.23% | 1.96 | 0 | 10 |  |  |  |  | R-410A | 1.95 | Residential & Commercial | USHP | Ducted CEE Tier 1
211244046 | Central HP <5.4 tons | BRYANT HEATING AND COOLING SYSTEMS | HRCU-A-CB (Split System: Heat Pump with Remote Outdoor Unit-Air-Source) | 38MURAQ24AB3* |  |  | CNPV*2417AL* | 915SB36060E14*** | 24000 | 15.2 | 8.5 | 27200 | 23000 | 84.56% | 1.88 | 0 | 10 |  |  |  |  | R-410A | 2 | Residential & Commercial | USHP | Ducted CEE Tier 1
215912231 | Central HP <5.4 tons | FRASER-JOHNSTON | HRCU-A-CB (Split System: Heat Pump with Remote Outdoor Unit-Air-Source) | HH824E2S11 |  |  | CTM36B5ADS1 | TM9E080B12MP12 | 23000 | 17 | 9.5 | 23000 | 18800 | 81.74% | 2 | 0 | 12 |  |  |  |  | R-454B | 1.9167 | Residential & Commercial | USHP | Ducted CEE Tier 1
211719790 | Central HP <5.4 tons | COLEMAN | HRCU-A-CB (Split System: Heat Pump with Remote Outdoor Unit-Air-Source) | HMH72B341 |  |  | XAFC30CXXN1+TXV | CPLC080B12MP13 | 32400 | 17 | 8.1 | 34000 | 23800 | 70% | 2 | 0 | 9.5 |  |  |  |  | R-410A | 2.7 | Residential & Commercial | USHP
211228646 | Central HP <5.4 tons | BRYANT HEATING AND COOLING SYSTEMS | HRCU-A-CB (Split System: Heat Pump with Remote Outdoor Unit-Air-Source) | 38MURAQ36AB3* |  |  | CAP**4321AL* | 926TB60100V21*** | 36800 | 15.5 | 8.5 | 38500 | 34800 | 90.39% | 2.1 | 0 | 10 |  |  |  |  | R-410A | 3.0667 | Residential & Commercial | USHP | Ducted CEE Tier 1
211228821 | Central HP <5.4 tons | BRYANT HEATING AND COOLING SYSTEMS | HRCU-A-CB (Split System: Heat Pump with Remote Outdoor Unit-Air-Source) | 38MURAQ36AB3* |  |  | CAP**4821AL* | 82*SA48045V17*** | 35600 | 15.5 | 8.1 | 38500 | 34800 | 90.39% | 2.04 | 0 | 9.5 |  |  |  |  | R-410A | 2.9667 | Residential & Commercial | USHP
211245474 | Central HP <5.4 tons | DAY & NIGHT | HRCU-A-CB (Split System: Heat Pump with Remote Outdoor Unit-Air-Source) | DLCURAH24ABK |  |  | EN(A,D)4X36L21** | *80ESU0401712A* | 24000 | 17 | 8.1 | 26000 | 23200 | 89.23% | 1.92 | 0 | 10.5 |  |  |  |  | R-410A | 2 | Residential & Commercial | USHP | Ducted CEE Tier 1
215678376 | Central HP <5.4 tons | AIRQUEST | HRCU-A-CB (Split System: Heat Pump with Remote Outdoor Unit-Air-Source) | H5H0V24*K*AAA* |  |  | EA*5X37M17A*+WALLCON | *97CTN0801716A* | 23800 | 17 | 9 | 23400 | 16500 | 70.51% | 2 | 0 | 10 |  |  |  |  | R-454B | 1.9833 | Residential & Commercial | USHP | Ducted CEE Tier 1
215677976 | Central HP <5.4 tons | AIRQUEST | HRCU-A-CB (Split System: Heat Pump with Remote Outdoor Unit-Air-Source) | H5H0V60*K*AAA* |  |  | EA*5X61M24A*+WALLCON | *97CMN0602120B* | 55000 | 17.5 | 8.5 | 61000 | 43000 | 70.49% | 1.88 | 0 | 8 |  |  |  |  | R-454B | 4.5833 | Residential & Commercial | USHP
215670446 | Central HP <5.4 tons | CARRIER | HRCU-A-CB (Split System: Heat Pump with Remote Outdoor Unit-Air-Source) | 27VNA036A*030* |  |  | CSAH*6012AM*+UI | 58TN*B090C21**20 | 34600 | 17 | 8.5 | 34600 | 24800 | 71.68% | 1.92 | 0 | 10 |  |  |  |  | R-454B | 2.8833 | Residential & Commercial | USHP | Ducted CEE Tier 1
216727629 | Central HP <5.4 tons | CARRIER | HRCU-A-CB (Split System: Heat Pump with Remote Outdoor Unit-Air-Source) | 37MUHAQ24AA3 |  |  | CAA**3721AM* | 58CU*A040C17**12 | 23800 | 17.5 | 8.5 | 21000 | 18600 | 88.57% | 1.96 | 0 | 11 |  |  |  |  | R-454B | 1.9833 | Residential & Commercial | USHP | Ducted CEE Tier 1
216727663 | Central HP <5.4 tons | CARRIER | HRCU-A-CB (Split System: Heat Pump with Remote Outdoor Unit-Air-Source) | 37MUHAQ24AA3 |  |  | CAA**3721AM* | 59MN7C080C17**14 | 22800 | 16 | 8.5 | 20400 | 18300 | 89.71% | 1.98 | 0 | 11 |  |  |  |  | R-454B | 1.9 | Residential & Commercial | USHP | Ducted CEE Tier 1
211206905 | Central HP <5.4 tons | CHAMPION HEATING AND COOLING | HRCU-A-CB (Split System: Heat Pump with Remote Outdoor Unit-Air-Source) | HL20B6021 |  |  | XAMC60HE4N1+CC | TM9V100C20MP12 | 52000 | 18 | 8.5 | 55000 | 42000 | 76.36% | 2.16 | 0 | 11 |  |  |  |  | R-410A | 4.3333 | Residential & Commercial | USHP | Ducted CEE Tier 1
211394788 | Central HP <5.4 tons | LUXAIRE | HRCU-A-CB (Split System: Heat Pump with Remote Outdoor Unit-Air-Source) | HMH72B341 |  |  | XAHC48FXXN1+TXV | LP9C100C16MP13 | 33000 | 16.5 | 8.5 | 31800 | 23200 | 72.96% | 2.04 | 0 | 9 |  |  |  |  | R-410A | 2.75 | Residential & Commercial | USHP
210473332 | Central HP <5.4 tons | DAY & NIGHT | HRCU-A-CB (Split System: Heat Pump with Remote Outdoor Unit-Air-Source) | CVH825GKA3* |  |  | EA*4X48L21A*+WALLCON | *80CTL0451712A* | 24000 | 16.5 | 8.1 | 21000 | 16700 | 79.52% | 2 | 0 | 11 |  |  |  |  | R-410A | 2 | Residential & Commercial | USHP | Ducted CEE Tier 1
210473343 | Central HP <5.4 tons | DAY & NIGHT | HRCU-A-CB (Split System: Heat Pump with Remote Outdoor Unit-Air-Source) | CVH825GKA3* |  |  | EA*4X48L21A*+WALLCON | *80CTL0701716A* | 24000 | 17 | 8.1 | 21000 | 16600 | 79.05% | 2.02 | 0 | 11 |  |  |  |  | R-410A | 2 | Residential & Commercial | USHP | Ducted CEE Tier 1
210473409 | Central HP <5.4 tons | DAY & NIGHT | HRCU-A-CB (Split System: Heat Pump with Remote Outdoor Unit-Air-Source) | CVH825GKA3* |  |  | EA*4X48L21A*+WALLCON | *96CTN1002122A* | 24000 | 16.5 | 8.1 | 21000 | 16500 | 78.57% | 2.02 | 0 | 11 |  |  |  |  | R-410A | 2 | Residential & Commercial | USHP | Ducted CEE Tier 1
212969533 | Central HP <5.4 tons | KEEPRITE | HRCU-A-CB (Split System: Heat Pump with Remote Outdoor Unit-Air-Source) | DLCURAH18ABK |  |  | EA*4X24L17A* | *80VSL0451412B* | 17700 | 16.5 | 8.5 | 18600 | 19300 | 103.8% | 2.32 | 0 | 10.5 |  |  |  |  | R-410A | 1.475 | Residential & Commercial | USHP | Ducted CEE Tier 1
212973309 | Central HP <5.4 tons | KEEPRITE | HRCU-A-CB (Split System: Heat Pump with Remote Outdoor Unit-Air-Source) | DLCURAH18ABK |  |  | EA*4X24L14A* | *96VSN0601412B* | 17200 | 16 | 8.5 | 18100 | 19400 | 107.2% | 2.34 | 0 | 10.5 |  |  |  |  | R-410A | 1.4333 | Residential & Commercial | USHP | Ducted CEE Tier 1
210532884 | Central HP <5.4 tons | CARRIER | HRCU-A-CB (Split System: Heat Pump with Remote Outdoor Unit-Air-Source) | 25VNA448A*031* |  |  | CAP**6124AL*+UI | 59TN6B100C21**22 | 45500 | 21.5 | 9.5 | 46000 | 36200 | 78.7% | 2.36 | 0 | 12 |  |  |  |  | R-410A | 3.7917 | Residential & Commercial | USHP | Ducted CEE Tier 1
210532916 | Central HP <5.4 tons | CARRIER | HRCU-A-CB (Split System: Heat Pump with Remote Outdoor Unit-Air-Source) | 25VNA448A*031* |  |  | CSPH*4812AL*+UI | 59CU5A100C21**22 | 44500 | 20.5 | 9 | 46500 | 36400 | 78.28% | 2.24 | 0 | 11.7 |  |  |  |  | R-410A | 3.7083 | Residential & Commercial | USHP | Ducted CEE Tier 1
212971154 | Central HP <5.4 tons | KEEPRITE | HRCU-A-CB (Split System: Heat Pump with Remote Outdoor Unit-Air-Source) | DLCURAH24ABK |  |  | EA*4X30L14A* | *80VTL0451412B* | 23400 | 17 | 8.5 | 26200 | 25000 | 95.42% | 2.08 | 0 | 10 |  |  |  |  | R-410A | 1.95 | Residential & Commercial | USHP | Ducted CEE Tier 1
212978483 | Central HP <5.4 tons | DAY & NIGHT | HRCU-A-CB (Split System: Heat Pump with Remote Outdoor Unit-Air-Source) | DLCURAH36ABK |  |  | EA*4X48L21A* | *80MS(N,L)0701712A* | 35400 | 16.5 | 8.1 | 37800 | 34600 | 91.53% | 2 | 0 | 10 |  |  |  |  | R-410A | 2.95 | Residential & Commercial | USHP | Ducted CEE Tier 1
211394509 | Central HP <5.4 tons | FRASER-JOHNSTON | HRCU-A-CB (Split System: Heat Pump with Remote Outdoor Unit-Air-Source) | HMH72B341 |  |  | XAHC48FBCN1 | TP9C100C20MP13 | 33200 | 17 | 8.5 | 32000 | 23400 | 73.12% | 2.04 | 0 | 9 |  |  |  |  | R-410A | 2.7667 | Residential & Commercial | USHP
211394609 | Central HP <5.4 tons | FRASER-JOHNSTON | HRCU-A-CB (Split System: Heat Pump with Remote Outdoor Unit-Air-Source) | HMH72B341 |  |  | XAFC48FXXN1+TXV | TP9C100C20MP13 | 34000 | 16.5 | 8.5 | 33000 | 24200 | 73.33% | 2.1 | 0 | 9 |  |  |  |  | R-410A | 2.8333 | Residential & Commercial | USHP
211394727 | Central HP <5.4 tons | FRASER-JOHNSTON | HRCU-A-CB (Split System: Heat Pump with Remote Outdoor Unit-Air-Source) | HMH72B341 |  |  | XAHD48FBCN1 | TM9V100C16MP12 | 33000 | 16 | 8.5 | 31800 | 23200 | 72.96% | 2.04 | 0 | 9 |  |  |  |  | R-410A | 2.75 | Residential & Commercial | USHP
211394934 | Central HP <5.4 tons | FRASER-JOHNSTON | HRCU-A-CB (Split System: Heat Pump with Remote Outdoor Unit-Air-Source) | HMH72B341 |  |  | XAFC48FBCN1 | TM9V100C16MP12 | 33800 | 16.5 | 8.5 | 32400 | 23800 | 73.46% | 2.08 | 0 | 9.5 |  |  |  |  | R-410A | 2.8167 | Residential & Commercial | USHP
211396338 | Central HP <5.4 tons | FRASER-JOHNSTON | HRCU-A-CB (Split System: Heat Pump with Remote Outdoor Unit-Air-Source) | HMH72B341 |  |  | XAHC48FBCN1 | TM9E060B12MP12 | 32400 | 16 | 8.1 | 32000 | 23600 | 73.75% | 2 | 0 | 9 |  |  |  |  | R-410A | 2.7 | Residential & Commercial | USHP
211398085 | Central HP <5.4 tons | FRASER-JOHNSTON | HRCU-A-CB (Split System: Heat Pump with Remote Outdoor Unit-Air-Source) | HMH72B341 |  |  | XAUC48FXXN1+TXV | TPLC080B12MP13 | 33000 | 16 | 8.1 | 32600 | 24000 | 73.62% | 2.02 | 0 | 9 |  |  |  |  | R-410A | 2.75 | Residential & Commercial | USHP
213773068 | Central HP <5.4 tons | AIRQUEST | HRCU-A-CB (Split System: Heat Pump with Remote Outdoor Unit-Air-Source) | HVH825GKA3* |  |  | EA*4X36L21A*+WALLCON | *80CTL0902120B* | 23600 | 16.5 | 8.1 | 21400 | 16600 | 77.57% | 1.94 | 0 | 10.5 |  |  |  |  | R-410A | 1.9667 | Residential & Commercial | USHP | Ducted CEE Tier 1
213773388 | Central HP <5.4 tons | AIRQUEST | HRCU-A-CB (Split System: Heat Pump with Remote Outdoor Unit-Air-Source) | HVH825GKA3* |  |  | EA*4X42L21A*+WALLCON | *80CTL0701716B* | 23800 | 16.5 | 8.1 | 21400 | 16600 | 77.57% | 1.94 | 0 | 10.5 |  |  |  |  | R-410A | 1.9833 | Residential & Commercial | USHP | Ducted CEE Tier 1
212979197 | Central HP <5.4 tons | DAY & NIGHT | HRCU-A-CB (Split System: Heat Pump with Remote Outdoor Unit-Air-Source) | DLCURAH24ABK |  |  | EA*4X37L21A* | *80MS(N,L)0701716A* | 24200 | 17.5 | 8.5 | 25200 | 21600 | 85.71% | 1.82 | 0 | 10.5 |  |  |  |  | R-410A | 2.0167 | Residential & Commercial | USHP | Ducted CEE Tier 1
211245549 | Central HP <5.4 tons | DAY & NIGHT | HRCU-A-CB (Split System: Heat Pump with Remote Outdoor Unit-Air-Source) | DLCURAH24ABK |  |  | EN(A,D)4X36L21** | *96VTN0601714A* | 24000 | 16.5 | 8.1 | 26200 | 23200 | 88.55% | 1.92 | 0 | 10 |  |  |  |  | R-410A | 2 | Residential & Commercial | USHP | Ducted CEE Tier 1
211227081 | Central HP <5.4 tons | DAY & NIGHT | HRCU-A-CB (Split System: Heat Pump with Remote Outdoor Unit-Air-Source) | DLCURAH36ABK |  |  | EA*4X37L21A* | *95ESN1002122A* | 37400 | 15.5 | 8.5 | 39000 | 35000 | 89.74% | 2.16 | 0 | 10 |  |  |  |  | R-410A | 3.1167 | Residential & Commercial | USHP | Ducted CEE Tier 1
211229173 | Central HP <5.4 tons | BRYANT HEATING AND COOLING SYSTEMS | HRCU-A-CB (Split System: Heat Pump with Remote Outdoor Unit-Air-Source) | 38MURAQ36AB3* |  |  | CAP**4821AL* | 926TB60100V21*** | 36200 | 15.5 | 8.5 | 38500 | 34800 | 90.39% | 2.08 | 0 | 10 |  |  |  |  | R-410A | 3.0167 | Residential & Commercial | USHP | Ducted CEE Tier 1
211229246 | Central HP <5.4 tons | BRYANT HEATING AND COOLING SYSTEMS | HRCU-A-CB (Split System: Heat Pump with Remote Outdoor Unit-Air-Source) | 38MURAQ36AB3* |  |  | CAP**4824AL* | 8(0,1)*SA48070E21*** | 35800 | 16.5 | 8.5 | 37800 | 34600 | 91.53% | 2.04 | 0 | 10 |  |  |  |  | R-410A | 2.9833 | Residential & Commercial | USHP | Ducted CEE Tier 1
212972927 | Central HP <5.4 tons | DAY & NIGHT | HRCU-A-CB (Split System: Heat Pump with Remote Outdoor Unit-Air-Source) | DLCURAH24ABK |  |  | EA*4X30L14A* | *96VSN0401410B* | 23400 | 16 | 8.5 | 26400 | 24800 | 93.94% | 2.06 | 0 | 10 |  |  |  |  | R-410A | 1.95 | Residential & Commercial | USHP | Ducted CEE Tier 1
212973027 | Central HP <5.4 tons | DAY & NIGHT | HRCU-A-CB (Split System: Heat Pump with Remote Outdoor Unit-Air-Source) | DLCURAH18ABK |  |  | EA*4X24L17A* | *96VSN0401712B* | 17200 | 16 | 8.5 | 18200 | 19400 | 106.6% | 2.34 | 0 | 10.5 |  |  |  |  | R-410A | 1.4333 | Residential & Commercial | USHP | Ducted CEE Tier 1
212974699 | Central HP <5.4 tons | KEEPRITE | HRCU-A-CB (Split System: Heat Pump with Remote Outdoor Unit-Air-Source) | DLCURAH18ABK |  |  | EN(A,D)4X18L14** | *96VTN0401410B* | 17100 | 15.5 | 8.1 | 18400 | 19800 | 107.6% | 2.38 | 0 | 10.5 |  |  |  |  | R-410A | 1.425 | Residential & Commercial | USHP | Ducted CEE Tier 1
211227535 | Central HP <5.4 tons | DAY & NIGHT | HRCU-A-CB (Split System: Heat Pump with Remote Outdoor Unit-Air-Source) | DLCURAH36ABK |  |  | EA*4X42L21A* | *92ESN0802120A* | 35200 | 16.5 | 8.1 | 38500 | 35000 | 90.91% | 1.88 | 0 | 10 |  |  |  |  | R-410A | 2.9333 | Residential & Commercial | USHP | Ducted CEE Tier 1
211229571 | Central HP <5.4 tons | BRYANT HEATING AND COOLING SYSTEMS | HRCU-A-CB (Split System: Heat Pump with Remote Outdoor Unit-Air-Source) | 38MURAQ36AB3* |  |  | CAP**4824AL* | 935SA60100E21*** | 36200 | 16 | 8.5 | 38500 | 34600 | 89.87% | 2.08 | 0 | 10 |  |  |  |  | R-410A | 3.0167 | Residential & Commercial | USHP | Ducted CEE Tier 1
211229591 | Central HP <5.4 tons | BRYANT HEATING AND COOLING SYSTEMS | HRCU-A-CB (Split System: Heat Pump with Remote Outdoor Unit-Air-Source) | 38MURAQ36AB3* |  |  | CAP**4824AL* | 926TB60080V21*** | 35600 | 16 | 8.1 | 37800 | 34600 | 91.53% | 2.02 | 0 | 10 |  |  |  |  | R-410A | 2.9667 | Residential & Commercial | USHP | Ducted CEE Tier 1
213077190 | Central HP <5.4 tons | DAY & NIGHT | HRCU-A-CB (Split System: Heat Pump with Remote Outdoor Unit-Air-Source) | DLCURAH36ABK |  |  | EA*4X48L24A* | *96VSN1002120B* | 35800 | 16 | 8.5 | 38000 | 34800 | 91.58% | 2.02 | 0 | 10 |  |  |  |  | R-410A | 2.9833 | Residential & Commercial | USHP | Ducted CEE Tier 1
213077390 | Central HP <5.4 tons | DAY & NIGHT | HRCU-A-CB (Split System: Heat Pump with Remote Outdoor Unit-Air-Source) | DLCURAH36ABK |  |  | EA*4X42L21A* | *96VTN0801716B* | 35000 | 15.5 | 8.1 | 38500 | 35200 | 91.43% | 1.86 | 0 | 9.5 |  |  |  |  | R-410A | 2.9167 | Residential & Commercial | USHP
211240871 | Central HP <5.4 tons | KEEPRITE | HRCU-A-CB (Split System: Heat Pump with Remote Outdoor Unit-Air-Source) | DLCURAH24ABK |  |  | EA*4X25L17A* | *95ESU0401712A* | 24200 | 17 | 8.5 | 25200 | 21600 | 85.71% | 1.8 | 0 | 10 |  |  |  |  | R-410A | 2.0167 | Residential & Commercial | USHP | Ducted CEE Tier 1
212970377 | Central HP <5.4 tons | BRYANT HEATING AND COOLING SYSTEMS | HRCU-A-CB (Split System: Heat Pump with Remote Outdoor Unit-Air-Source) | 38MURAQ36AB3* |  |  | CAP**3621AL* | 82*SB48070V17*** | 35200 | 15.5 | 8.1 | 38500 | 35200 | 91.43% | 1.84 | 0 | 9.5 |  |  |  |  | R-410A | 2.9333 | Residential & Commercial | USHP
215938309 | Central HP <5.4 tons | COMFORTMAKER | HRCU-A-CB (Split System: Heat Pump with Remote Outdoor Unit-Air-Source) | C5H3V48*K*AAA* |  |  | EVD5X60M24A*+WALLCON | *80CTL1102120B* | 45500 | 21 | 8.1 | 52500 | 38000 | 72.38% | 1.95 | 0 | 11.5 |  |  |  |  | R-454B | 3.7917 | Residential & Commercial | USHP | Ducted CEE Tier 1
215912260 | Central HP <5.4 tons | FRASER-JOHNSTON | HRCU-A-CB (Split System: Heat Pump with Remote Outdoor Unit-Air-Source) | HH824E2S11 |  |  | CTM36B5ADS1 | TM8Y080B12MP11 | 23000 | 18 | 9.5 | 23000 | 18400 | 80% | 2 | 0 | 12 |  |  |  |  | R-454B | 1.9167 | Residential & Commercial | USHP | Ducted CEE Tier 1
215912245 | Central HP <5.4 tons | FRASER-JOHNSTON | HRCU-A-CB (Split System: Heat Pump with Remote Outdoor Unit-Air-Source) | HH824E2S11 |  |  | CTM36B5ADS1 | TM9E060B12MP12 | 23000 | 17 | 9 | 23000 | 18400 | 80% | 2 | 0 | 12 |  |  |  |  | R-454B | 1.9167 | Residential & Commercial | USHP | Ducted CEE Tier 1
206788556 | Central HP <5.4 tons | CARRIER | HRCU-A-CB (Split System: Heat Pump with Remote Outdoor Unit-Air-Source) | 25VNA424A*031* |  |  | CNPV*3621AL*+UI | 58CU*A060C17**16 | 23200 | 20 | 9.5 | 26800 | 19900 | 74.25% | 2.38 | 14 | 13 |  |  |  |  | R-410A | 1.9333 | Residential & Commercial | USHP | Ducted CEE Tier 1
214809005 | Central HP <5.4 tons | FRASER-JOHNSTON | HRCU-A-CB (Split System: Heat Pump with Remote Outdoor Unit-Air-Source) | HH860E2S11 |  |  | CTU60C5XGS1+JMC17C2SN1+TXV | 0 | 44500 | 18 | 9 | 44000 | 33000 | 75% | 2 | 0 | 12 |  |  |  |  | R-454B | 3.7083 | Residential & Commercial | USHP | Ducted CEE Tier 1
212973893 | Central HP <5.4 tons | BRYANT HEATING AND COOLING SYSTEMS | HRCU-A-CB (Split System: Heat Pump with Remote Outdoor Unit-Air-Source) | 38MURAQ24AB3* |  |  | CNPV*2417AL* | 926SB48080V17*** | 23400 | 16.5 | 8.5 | 27000 | 24800 | 91.85% | 2.04 | 0 | 10 |  |  |  |  | R-410A | 1.95 | Residential & Commercial | USHP | Ducted CEE Tier 1
212975056 | Central HP <5.4 tons | BRYANT HEATING AND COOLING SYSTEMS | HRCU-A-CB (Split System: Heat Pump with Remote Outdoor Unit-Air-Source) | 38MURAQ24AB3* |  |  | CNPV*3617AL* | 926TC30040V14*** | 23400 | 16 | 8.1 | 26400 | 24600 | 93.18% | 2.04 | 0 | 10 |  |  |  |  | R-410A | 1.95 | Residential & Commercial | USHP | Ducted CEE Tier 1
212973879 | Central HP <5.4 tons | KEEPRITE | HRCU-A-CB (Split System: Heat Pump with Remote Outdoor Unit-Air-Source) | DLCURAH24ABK |  |  | EA*4X37L17A* | *96VSN0801716B* | 24200 | 17 | 8.5 | 25800 | 22200 | 86.05% | 1.84 | 0 | 10 |  |  |  |  | R-410A | 2.0167 | Residential & Commercial | USHP | Ducted CEE Tier 1
212973527 | Central HP <5.4 tons | DAY & NIGHT | HRCU-A-CB (Split System: Heat Pump with Remote Outdoor Unit-Air-Source) | DLCURAH24ABK |  |  | EA*4X24L14A* | *96VSN0601412B* | 23200 | 16.5 | 8.5 | 26800 | 27000 | 100.7% | 2.3 | 0 | 10 |  |  |  |  | R-410A | 1.9333 | Residential & Commercial | USHP | Ducted CEE Tier 1
212972673 | Central HP <5.4 tons | BRYANT HEATING AND COOLING SYSTEMS | HRCU-A-CB (Split System: Heat Pump with Remote Outdoor Unit-Air-Source) | 38MURAQ18AB3* |  |  | CAP**2414AL* | 926SB30040V14*** | 17200 | 16 | 8.5 | 18200 | 19400 | 106.6% | 2.34 | 0 | 10 |  |  |  |  | R-410A | 1.4333 | Residential & Commercial | USHP | Ducted CEE Tier 1
212973043 | Central HP <5.4 tons | BRYANT HEATING AND COOLING SYSTEMS | HRCU-A-CB (Split System: Heat Pump with Remote Outdoor Unit-Air-Source) | 38MURAQ18AB3* |  |  | CAP**3017AL* | 926SB36040V17*** | 17400 | 16 | 8.5 | 18000 | 18800 | 104.4% | 2.24 | 0 | 10.5 |  |  |  |  | R-410A | 1.45 | Residential & Commercial | USHP | Ducted CEE Tier 1
212972148 | Central HP <5.4 tons | DAY & NIGHT | HRCU-A-CB (Split System: Heat Pump with Remote Outdoor Unit-Air-Source) | DLCURAH24ABK |  |  | EN(A,D)4X36L21** | *80VTL0902120B* | 23400 | 17 | 8.5 | 26200 | 24600 | 93.89% | 2.06 | 0 | 10 |  |  |  |  | R-410A | 1.95 | Residential & Commercial | USHP | Ducted CEE Tier 1
213780266 | Central HP <5.4 tons | BRYANT HEATING AND COOLING SYSTEMS | HRCU-A-CB (Split System: Heat Pump with Remote Outdoor Unit-Air-Source) | 288BNV037*0**A* |  |  | CSPH*4812AL*+UI | 986TD42080C17*** | 32600 | 16.5 | 8.1 | 33000 | 25000 | 75.76% | 1.94 | 0 | 11 |  |  |  |  | R-410A | 2.7167 | Residential & Commercial | USHP | Ducted CEE Tier 1
213077491 | Central HP <5.4 tons | DAY & NIGHT | HRCU-A-CB (Split System: Heat Pump with Remote Outdoor Unit-Air-Source) | DLCURAH36ABK |  |  | EA*4X37L21A* | *96VTN0802120B* | 36600 | 16 | 8.5 | 38000 | 34800 | 91.58% | 2.06 | 0 | 10 |  |  |  |  | R-410A | 3.05 | Residential & Commercial | USHP | Ducted CEE Tier 1
211206922 | Central HP <5.4 tons | CHAMPION HEATING AND COOLING | HRCU-A-CB (Split System: Heat Pump with Remote Outdoor Unit-Air-Source) | HL20B4821 |  |  | XAMC48HE3N1+CC | TP9C100C20MP13 | 43500 | 19 | 9 | 44500 | 36400 | 81.8% | 2.14 | 0 | 11.7 |  |  |  |  | R-410A | 3.625 | Residential & Commercial | USHP | Ducted CEE Tier 1
211206858 | Central HP <5.4 tons | CHAMPION HEATING AND COOLING | HRCU-A-CB (Split System: Heat Pump with Remote Outdoor Unit-Air-Source) | HL20B3621 |  |  | XAMC36DE2N1+CC | TM9V100C16MP12 | 33000 | 18 | 8.5 | 34000 | 29200 | 85.88% | 1.96 | 0 | 12 |  |  |  |  | R-410A | 2.75 | Residential & Commercial | USHP | Ducted CEE Tier 1
212978529 | Central HP <5.4 tons | KEEPRITE | HRCU-A-CB (Split System: Heat Pump with Remote Outdoor Unit-Air-Source) | DLCURAH30ABK |  |  | EA*4X37L17A* | *80MS(N,L)0701712A* | 30200 | 15.2 | 8.1 | 33800 | 27000 | 79.88% | 1.82 | 0 | 9 |  |  |  |  | R-410A | 2.5167 | Residential & Commercial | USHP
211394364 | Central HP <5.4 tons | CHAMPION HEATING AND COOLING | HRCU-A-CB (Split System: Heat Pump with Remote Outdoor Unit-Air-Source) | HMH72B341 |  |  | XAFD48FBCN1 | TM9V120D20MP12 | 34000 | 17 | 8.5 | 32400 | 23800 | 73.46% | 2.1 | 0 | 9.5 |  |  |  |  | R-410A | 2.8333 | Residential & Commercial | USHP
211394597 | Central HP <5.4 tons | CHAMPION HEATING AND COOLING | HRCU-A-CB (Split System: Heat Pump with Remote Outdoor Unit-Air-Source) | HMH72B341 |  |  | XAFC48FXXN1+TXV | TM9V100C20MP12 | 34000 | 16.5 | 8.5 | 33000 | 24200 | 73.33% | 2.1 | 0 | 9 |  |  |  |  | R-410A | 2.8333 | Residential & Commercial | USHP
211394612 | Central HP <5.4 tons | CHAMPION HEATING AND COOLING | HRCU-A-CB (Split System: Heat Pump with Remote Outdoor Unit-Air-Source) | HMH72B341 |  |  | XAFC48FXXN1+TXV | TP9C100C20MP13 | 34000 | 16.5 | 8.5 | 33000 | 24200 | 73.33% | 2.1 | 0 | 9 |  |  |  |  | R-410A | 2.8333 | Residential & Commercial | USHP
211394729 | Central HP <5.4 tons | CHAMPION HEATING AND COOLING | HRCU-A-CB (Split System: Heat Pump with Remote Outdoor Unit-Air-Source) | HMH72B341 |  |  | XAHD48FBCN1 | TM9V100C16MP12 | 33000 | 16 | 8.5 | 31800 | 23200 | 72.96% | 2.04 | 0 | 9 |  |  |  |  | R-410A | 2.75 | Residential & Commercial | USHP
211390753 | Central HP <5.4 tons | CHAMPION HEATING AND COOLING | HRCU-A-CB (Split System: Heat Pump with Remote Outdoor Unit-Air-Source) | HMH72B341 |  |  | XAUB36DXXN1+TXV | TM8V080B12MP12 | 33600 | 17 | 8.1 | 33600 | 23600 | 70.24% | 2.02 | 0 | 9.5 |  |  |  |  | R-410A | 2.8 | Residential & Commercial | USHP
211390768 | Central HP <5.4 tons | CHAMPION HEATING AND COOLING | HRCU-A-CB (Split System: Heat Pump with Remote Outdoor Unit-Air-Source) | HMH72B341 |  |  | XAFB36DBCN1 | TPLC080B12MP13 | 33600 | 17 | 8.1 | 33600 | 23600 | 70.24% | 2.02 | 0 | 9.5 |  |  |  |  | R-410A | 2.8 | Residential & Commercial | USHP
211390818 | Central HP <5.4 tons | CHAMPION HEATING AND COOLING | HRCU-A-CB (Split System: Heat Pump with Remote Outdoor Unit-Air-Source) | HMH72B341 |  |  | XAFB30CXXN1+TXV | TPLC080B12MP13 | 32400 | 17 | 8.1 | 33600 | 23600 | 70.24% | 2 | 0 | 9.5 |  |  |  |  | R-410A | 2.7 | Residential & Commercial | USHP
211228696 | Central HP <5.4 tons | DAY & NIGHT | HRCU-A-CB (Split System: Heat Pump with Remote Outdoor Unit-Air-Source) | DLCURAH36ABK |  |  | EA*4X43L21A* | OMV112K14A | 36200 | 15.5 | 8.5 | 38500 | 34800 | 90.39% | 2.06 | 0 | 10 |  |  |  |  | R-410A | 3.0167 | Residential & Commercial | USHP | Ducted CEE Tier 1
211228778 | Central HP <5.4 tons | DAY & NIGHT | HRCU-A-CB (Split System: Heat Pump with Remote Outdoor Unit-Air-Source) | DLCURAH36ABK |  |  | EA*4X48L21A* | *80ES(N,L)0901714A* | 36400 | 16 | 8.5 | 38500 | 34800 | 90.39% | 2.08 | 0 | 10 |  |  |  |  | R-410A | 3.0333 | Residential & Commercial | USHP | Ducted CEE Tier 1
211228998 | Central HP <5.4 tons | DAY & NIGHT | HRCU-A-CB (Split System: Heat Pump with Remote Outdoor Unit-Air-Source) | DLCURAH36ABK |  |  | EA*4X48L21A* | *92ESN1002120A* | 35600 | 16.5 | 8.5 | 37800 | 34600 | 91.53% | 2.04 | 0 | 10 |  |  |  |  | R-410A | 2.9667 | Residential & Commercial | USHP | Ducted CEE Tier 1
211230459 | Central HP <5.4 tons | KEEPRITE | HRCU-A-CB (Split System: Heat Pump with Remote Outdoor Unit-Air-Source) | DLCURAH36ABK |  |  | EN(A,D)4X48L24** | *80ES(N,L)1102120A* | 36200 | 16.5 | 8.1 | 38500 | 34800 | 90.39% | 2.02 | 0 | 10.5 |  |  |  |  | R-410A | 3.0167 | Residential & Commercial | USHP | Ducted CEE Tier 1
211230552 | Central HP <5.4 tons | KEEPRITE | HRCU-A-CB (Split System: Heat Pump with Remote Outdoor Unit-Air-Source) | DLCURAH36ABK |  |  | EN(A,D)4X48L24** | *80ESU1002120A* | 36200 | 16 | 8.1 | 38500 | 34800 | 90.39% | 2.02 | 0 | 10 |  |  |  |  | R-410A | 3.0167 | Residential & Commercial | USHP | Ducted CEE Tier 1
215912240 | Central HP <5.4 tons | FRASER-JOHNSTON | HRCU-A-CB (Split System: Heat Pump with Remote Outdoor Unit-Air-Source) | HH824E2S11 |  |  | CTM36B5ADS1 | TM9Y080B12MP11 | 23000 | 18 | 9.5 | 23000 | 18500 | 80.43% | 2 | 0 | 12 |  |  |  |  | R-454B | 1.9167 | Residential & Commercial | USHP | Ducted CEE Tier 1
214398297 | Central HP <5.4 tons | FRASER-JOHNSTON | HRCU-A-CB (Split System: Heat Pump with Remote Outdoor Unit-Air-Source) | HH860E2S11 |  |  | CTM60C5CGS1 | TM9Y100C20MP11 | 44500 | 17 | 9 | 46500 | 34800 | 74.84% | 2 | 0 | 11 |  |  |  |  | R-454B | 3.7083 | Residential & Commercial | USHP | Ducted CEE Tier 1
215912247 | Central HP <5.4 tons | FRASER-JOHNSTON | HRCU-A-CB (Split System: Heat Pump with Remote Outdoor Unit-Air-Source) | HH860E2S11 |  |  | JSC48D5CG2SS1 | 0 | 44000 | 18 | 8.5 | 43500 | 33000 | 75.86% | 2 | 0 | 12 |  |  |  |  | R-454B | 3.6667 | Residential & Commercial | USHP | Ducted CEE Tier 1
206788755 | Central HP <5.4 tons | CARRIER | HRCU-A-CB (Split System: Heat Pump with Remote Outdoor Unit-Air-Source) | 25VNA436A*031* |  |  | CSPH*3612AL*+UI | 59MN7B060C21**20 | 33400 | 17.5 | 9 | 35400 | 26400 | 74.58% | 2 | 12 | 11 |  |  |  |  | R-410A | 2.7833 | Residential & Commercial | USHP | Ducted CEE Tier 1
206788812 | Central HP <5.4 tons | CARRIER | HRCU-A-CB (Split System: Heat Pump with Remote Outdoor Unit-Air-Source) | 25VNA436A*031* |  |  | CAP**4221AL*+UI | 58CU*A100C21**20 | 33000 | 19 | 9 | 35600 | 26600 | 74.72% | 1.98 | 12 | 11.7 |  |  |  |  | R-410A | 2.75 | Residential & Commercial | USHP | Ducted CEE Tier 1
206788835 | Central HP <5.4 tons | CARRIER | HRCU-A-CB (Split System: Heat Pump with Remote Outdoor Unit-Air-Source) | 25VNA436A*031* |  |  | CSPH*4212AL*+UI | 58CU*A060C17**16 | 33800 | 18.5 | 9 | 35200 | 26000 | 73.86% | 2.02 | 12 | 11.7 |  |  |  |  | R-410A | 2.8167 | Residential & Commercial | USHP | Ducted CEE Tier 1
211243431 | Central HP <5.4 tons | BRYANT HEATING AND COOLING SYSTEMS | HRCU-A-CB (Split System: Heat Pump with Remote Outdoor Unit-Air-Source) | 38MURAQ24AB3* |  |  | CAP**3721AL* | 82*TA48070V17*** | 24800 | 17 | 8.5 | 25400 | 20800 | 81.89% | 1.76 | 0 | 10.5 |  |  |  |  | R-410A | 2.0667 | Residential & Commercial | USHP | Ducted CEE Tier 1
211243717 | Central HP <5.4 tons | BRYANT HEATING AND COOLING SYSTEMS | HRCU-A-CB (Split System: Heat Pump with Remote Outdoor Unit-Air-Source) | 38MURAQ24AB3* |  |  | CNPV*2414AL* | 926SA36060V14*** | 23200 | 16 | 8.5 | 26400 | 24600 | 93.18% | 2.04 | 0 | 10 |  |  |  |  | R-410A | 1.9333 | Residential & Commercial | USHP | Ducted CEE Tier 1
216727961 | Central HP <5.4 tons | CARRIER | HRCU-A-CB (Split System: Heat Pump with Remote Outdoor Unit-Air-Source) | 37MUHAQ24AA3 |  |  | CSAH*3612AM* | 59MN7C100C21**22 | 23000 | 15.5 | 8.1 | 21000 | 18700 | 89.05% | 1.85 | 0 | 11 |  |  |  |  | R-454B | 1.9167 | Residential & Commercial | USHP | Ducted CEE Tier 1
215853364 | Central HP <5.4 tons | COLEMAN | HRCU-A-CB (Split System: Heat Pump with Remote Outdoor Unit-Air-Source) | HH836E2S11 |  |  | CTF36B5CDS1 | Z9ES060B12SMPS1 | 33200 | 17 | 8.5 | 31000 | 25400 | 81.94% | 2 | 0 | 11 |  |  |  |  | R-454B | 2.7667 | Residential & Commercial | USHP | Ducted CEE Tier 1
211392716 | Central HP <5.4 tons | CHAMPION HEATING AND COOLING | HRCU-A-CB (Split System: Heat Pump with Remote Outdoor Unit-Air-Source) | HMH72B341 |  |  | XAUB30CXXN1+TXV | TM8E060A12MP11 | 32800 | 17.5 | 8.1 | 33400 | 23400 | 70.06% | 2.02 | 0 | 9.5 |  |  |  |  | R-410A | 2.7333 | Residential & Commercial | USHP
211393100 | Central HP <5.4 tons | CHAMPION HEATING AND COOLING | HRCU-A-CB (Split System: Heat Pump with Remote Outdoor Unit-Air-Source) | HMH72B341 |  |  | XAFC36DXXN1+TXV | TL9E080C16UH11 | 34000 | 17.5 | 8.1 | 34000 | 24400 | 71.76% | 2.1 | 0 | 9.5 |  |  |  |  | R-410A | 2.8333 | Residential & Commercial | USHP
211393186 | Central HP <5.4 tons | CHAMPION HEATING AND COOLING | HRCU-A-CB (Split System: Heat Pump with Remote Outdoor Unit-Air-Source) | HMH72B341 |  |  | XAHB30CXXN1+TXV | TL9E060B12UH11 | 31600 | 16.5 | 8.1 | 32200 | 22800 | 70.81% | 1.96 | 0 | 9.5 |  |  |  |  | R-410A | 2.6333 | Residential & Commercial | USHP
212609316 | Central HP <5.4 tons | RHEEM | HRCU-A-CB (Split System: Heat Pump with Remote Outdoor Unit-Air-Source) | RP18AZ24AJVC |  |  | RCFZ2421HEAAM | R802V0754A17UHN | 22800 | 19 | 8.5 | 22800 | 26000 | 114% | 2.1 | 0 | 12.5 |  |  |  |  | R-410A | 1.9 | Residential & Commercial | USHP | Ducted CEE Tier 1
214807740 | Central HP <5.4 tons | LUXAIRE | HRCU-A-CB (Split System: Heat Pump with Remote Outdoor Unit-Air-Source) | HH824E2S11 |  |  | CTM36B5ADS1 | TP9C080B12MP13 | 23000 | 18 | 9.5 | 23000 | 18500 | 80.43% | 2 | 0 | 12 |  |  |  |  | R-454B | 1.9167 | Residential & Commercial | USHP | Ducted CEE Tier 1
211391614 | Central HP <5.4 tons | CHAMPION HEATING AND COOLING | HRCU-A-CB (Split System: Heat Pump with Remote Outdoor Unit-Air-Source) | HMH72B341 |  |  | XAHC36DBCN1 | TM8E100B12MP11 | 33400 | 17.5 | 8.1 | 33000 | 23400 | 70.91% | 2.02 | 0 | 9.5 |  |  |  |  | R-410A | 2.7833 | Residential & Commercial | USHP
211391728 | Central HP <5.4 tons | CHAMPION HEATING AND COOLING | HRCU-A-CB (Split System: Heat Pump with Remote Outdoor Unit-Air-Source) | HMH72B341 |  |  | XAHB30CXXN1+TXV | TMLE100B12MP11 | 32000 | 17 | 8.1 | 32800 | 23000 | 70.12% | 1.98 | 0 | 9.5 |  |  |  |  | R-410A | 2.6667 | Residential & Commercial | USHP
211230007 | Central HP <5.4 tons | BRYANT HEATING AND COOLING SYSTEMS | HRCU-A-CB (Split System: Heat Pump with Remote Outdoor Unit-Air-Source) | 38MURAQ36AB3* |  |  | CNPV*4821AL* | 82*SA60090V21*** | 35800 | 16.5 | 8.1 | 38500 | 34800 | 90.39% | 2 | 0 | 10 |  |  |  |  | R-410A | 2.9833 | Residential & Commercial | USHP | Ducted CEE Tier 1
211230341 | Central HP <5.4 tons | BRYANT HEATING AND COOLING SYSTEMS | HRCU-A-CB (Split System: Heat Pump with Remote Outdoor Unit-Air-Source) | 38MURAQ36AB3* |  |  | CNPV*4821AL* | 926TB66100V21*** | 36000 | 16.5 | 8.1 | 38500 | 34800 | 90.39% | 2.02 | 0 | 10.5 |  |  |  |  | R-410A | 3 | Residential & Commercial | USHP | Ducted CEE Tier 1
211230266 | Central HP <5.4 tons | KEEPRITE | HRCU-A-CB (Split System: Heat Pump with Remote Outdoor Unit-Air-Source) | DLCURAH36ABK |  |  | EN(A,D,W)4X48L21** | *95ESU0601716A* | 35800 | 16 | 8.1 | 38500 | 34800 | 90.39% | 2 | 0 | 10 |  |  |  |  | R-410A | 2.9833 | Residential & Commercial | USHP | Ducted CEE Tier 1
211229187 | Central HP <5.4 tons | DAY & NIGHT | HRCU-A-CB (Split System: Heat Pump with Remote Outdoor Unit-Air-Source) | DLCURAH36ABK |  |  | EA*4X48L21A* | *96VTN1002122A* | 35800 | 16.5 | 8.5 | 37800 | 34600 | 91.53% | 2.04 | 0 | 10 |  |  |  |  | R-410A | 2.9833 | Residential & Commercial | USHP | Ducted CEE Tier 1
211230416 | Central HP <5.4 tons | BRYANT HEATING AND COOLING SYSTEMS | HRCU-A-CB (Split System: Heat Pump with Remote Outdoor Unit-Air-Source) | 38MURAQ36AB3* |  |  | CNPV*4824AL* | 8(0,1)*SA48090E21*** | 36400 | 16 | 8.1 | 38500 | 34800 | 90.39% | 2.04 | 0 | 10.5 |  |  |  |  | R-410A | 3.0333 | Residential & Commercial | USHP | Ducted CEE Tier 1
211398126 | Central HP <5.4 tons | FRASER-JOHNSTON | HRCU-A-CB (Split System: Heat Pump with Remote Outdoor Unit-Air-Source) | HMH72B341 |  |  | XAHD48FBCN1 | TM8E120C16MP11 | 33000 | 16.5 | 8.5 | 31800 | 23200 | 72.96% | 2.04 | 0 | 9.5 |  |  |  |  | R-410A | 2.75 | Residential & Commercial | USHP
211398485 | Central HP <5.4 tons | FRASER-JOHNSTON | HRCU-A-CB (Split System: Heat Pump with Remote Outdoor Unit-Air-Source) | HMH72B341 |  |  | XAFD48FBCN1 | TM8E100C16MP11 | 33600 | 17 | 8.5 | 32400 | 23600 | 72.84% | 2.08 | 0 | 9.5 |  |  |  |  | R-410A | 2.8 | Residential & Commercial | USHP
213772418 | Central HP <5.4 tons | AIRQUEST | HRCU-A-CB (Split System: Heat Pump with Remote Outdoor Unit-Air-Source) | HVH825GKA2* |  |  | EHD4X42AAL+WALLCON | *96CTN1202422B* | 24200 | 16 | 8.1 | 21400 | 16600 | 77.57% | 2 | 0 | 10.5 |  |  |  |  | R-410A | 2.0167 | Residential & Commercial | USHP | Ducted CEE Tier 1
213772568 | Central HP <5.4 tons | AIRQUEST | HRCU-A-CB (Split System: Heat Pump with Remote Outdoor Unit-Air-Source) | HVH825GKA2* |  |  | EHD4X48AAL+WALLCON | *96CTN0801714B* | 24200 | 16 | 8.1 | 21400 | 16600 | 77.57% | 2.02 | 0 | 10.5 |  |  |  |  | R-410A | 2.0167 | Residential & Commercial | USHP | Ducted CEE Tier 1
215674187 | Central HP <5.4 tons | AIRQUEST | HRCU-A-CB (Split System: Heat Pump with Remote Outdoor Unit-Air-Source) | H5H0V48*K*AAA* |  |  | EA*5X60M24A*+WALLCON | *80CTL0902120B* | 45000 | 18 | 9 | 47500 | 33400 | 70.32% | 2.08 | 0 | 10 |  |  |  |  | R-454B | 3.75 | Residential & Commercial | USHP | Ducted CEE Tier 1
212971699 | Central HP <5.4 tons | BRYANT HEATING AND COOLING SYSTEMS | HRCU-A-CB (Split System: Heat Pump with Remote Outdoor Unit-Air-Source) | 38MURAQ24AB3* |  |  | CNPV*2417AL* | 82*TB48070V17*** | 23200 | 16.5 | 8.5 | 26800 | 25200 | 94.03% | 2.1 | 0 | 10 |  |  |  |  | R-410A | 1.9333 | Residential & Commercial | USHP | Ducted CEE Tier 1
212972008 | Central HP <5.4 tons | BRYANT HEATING AND COOLING SYSTEMS | HRCU-A-CB (Split System: Heat Pump with Remote Outdoor Unit-Air-Source) | 38MURAQ24AB3* |  |  | CNPV*3017AL* | 82*TB48090V17*** | 23400 | 17 | 8.5 | 26200 | 24600 | 93.89% | 2.06 | 0 | 10 |  |  |  |  | R-410A | 1.95 | Residential & Commercial | USHP | Ducted CEE Tier 1
212979719 | Central HP <5.4 tons | DAY & NIGHT | HRCU-A-CB (Split System: Heat Pump with Remote Outdoor Unit-Air-Source) | DLCURAH30ABK |  |  | EA*4X37L21A* | *80MS(N,L)0901714A* | 30400 | 15.2 | 8.1 | 33200 | 26400 | 79.52% | 1.84 | 0 | 9 |  |  |  |  | R-410A | 2.5333 | Residential & Commercial | USHP
213829718 | Central HP <5.4 tons | RHEEM | HRCU-A-CB (Split System: Heat Pump with Remote Outdoor Unit-Air-Source) | RP18AZ24AJVC |  |  | RCFZ2421HEAAM | R801V0704A17UHU | 22800 | 20 | 8.5 | 22800 | 26000 | 114% | 2.1 | 0 | 12.5 |  |  |  |  | R-410A | 1.9 | Residential & Commercial | USHP | Ducted CEE Tier 1
212970677 | Central HP <5.4 tons | BRYANT HEATING AND COOLING SYSTEMS | HRCU-A-CB (Split System: Heat Pump with Remote Outdoor Unit-Air-Source) | 38MURAQ36AB3* |  |  | CAP**4321AL* | 82*SB60090V21*** | 36800 | 16 | 8.5 | 38500 | 35000 | 90.91% | 2.08 | 0 | 10 |  |  |  |  | R-410A | 3.0667 | Residential & Commercial | USHP | Ducted CEE Tier 1
212972642 | Central HP <5.4 tons | BRYANT HEATING AND COOLING SYSTEMS | HRCU-A-CB (Split System: Heat Pump with Remote Outdoor Unit-Air-Source) | 38MURAQ36AB3* |  |  | CAP**4824AL* | 82*TB66135V24*** | 35800 | 16.5 | 8.5 | 37800 | 34600 | 91.53% | 2.02 | 0 | 10 |  |  |  |  | R-410A | 2.9833 | Residential & Commercial | USHP | Ducted CEE Tier 1
214066781 | Central HP <5.4 tons | RHEEM | HRCU-A-CB (Split System: Heat Pump with Remote Outdoor Unit-Air-Source) | RD17AZ36AJ3N |  |  | RCFZ3621MTANM | R802VA050317M | 34200 | 18 | 8.1 | 34200 | 29600 | 86.55% | 1.9 | 0 | 10 |  |  |  |  | R-410A | 2.85 | Residential & Commercial | USHP | Ducted CEE Tier 1
211240446 | Central HP <5.4 tons | KEEPRITE | HRCU-A-CB (Split System: Heat Pump with Remote Outdoor Unit-Air-Source) | DLCURAH24ABK |  |  | EA*4X24L17A* | *80ES(N,L)0701716A* | 24600 | 16 | 8.5 | 27400 | 23000 | 83.94% | 1.88 | 0 | 10 |  |  |  |  | R-410A | 2.05 | Residential & Commercial | USHP | Ducted CEE Tier 1
212975022 | Central HP <5.4 tons | DAY & NIGHT | HRCU-A-CB (Split System: Heat Pump with Remote Outdoor Unit-Air-Source) | DLCURAH24ABK |  |  | EN(A,D)4X24L17** | *96VTN0401410B* | 23200 | 15.5 | 8.5 | 27000 | 25000 | 92.59% | 2.06 | 0 | 10 |  |  |  |  | R-410A | 1.9333 | Residential & Commercial | USHP | Ducted CEE Tier 1
215675201 | Central HP <5.4 tons | KENMORE | HRCU-A-CB (Split System: Heat Pump with Remote Outdoor Unit-Air-Source) | (C,H,T)5H0V48*K*AAA* |  |  | ESH5X60M12A*+WALLCON | *80CTL0901716B* | 45500 | 16.5 | 8.5 | 48000 | 34000 | 70.83% | 2.06 | 0 | 9.5 |  |  |  |  | R-454B | 3.7917 | Residential & Commercial | USHP
211391122 | Central HP <5.4 tons | CHAMPION HEATING AND COOLING | HRCU-A-CB (Split System: Heat Pump with Remote Outdoor Unit-Air-Source) | HMH72B341 |  |  | XAUB36DXXN1+TXV | TPLC060A12MP13 | 34000 | 17.5 | 8.1 | 34000 | 24200 | 71.18% | 2.06 | 0 | 9.5 |  |  |  |  | R-410A | 2.8333 | Residential & Commercial | USHP
211391285 | Central HP <5.4 tons | CHAMPION HEATING AND COOLING | HRCU-A-CB (Split System: Heat Pump with Remote Outdoor Unit-Air-Source) | HMH72B341 |  |  | XAHC30CXXN1+TXV | TM8E120C16MP11 | 32400 | 17.5 | 8.1 | 32400 | 22800 | 70.37% | 2 | 0 | 9.5 |  |  |  |  | R-410A | 2.7 | Residential & Commercial | USHP
211391972 | Central HP <5.4 tons | CHAMPION HEATING AND COOLING | HRCU-A-CB (Split System: Heat Pump with Remote Outdoor Unit-Air-Source) | HMH72B341 |  |  | XAHC36DXXN1+TXV | TM8E080C16MP11 | 33600 | 17.5 | 8.1 | 32800 | 23200 | 70.73% | 2.04 | 0 | 10 |  |  |  |  | R-410A | 2.8 | Residential & Commercial | USHP | Ducted CEE Tier 1
211392156 | Central HP <5.4 tons | CHAMPION HEATING AND COOLING | HRCU-A-CB (Split System: Heat Pump with Remote Outdoor Unit-Air-Source) | HMH72B341 |  |  | XAHC36DXXN1+TXV | TMLE080B12MP11 | 33400 | 17.5 | 8.1 | 33200 | 23400 | 70.48% | 2.02 | 0 | 9.5 |  |  |  |  | R-410A | 2.7833 | Residential & Commercial | USHP
211392442 | Central HP <5.4 tons | CHAMPION HEATING AND COOLING | HRCU-A-CB (Split System: Heat Pump with Remote Outdoor Unit-Air-Source) | HMH72B341 |  |  | XAFB36DBCN1 | TMLE080B12MP11 | 34000 | 18 | 8.1 | 34000 | 24400 | 71.76% | 2.06 | 0 | 9.5 |  |  |  |  | R-410A | 2.8333 | Residential & Commercial | USHP
211392776 | Central HP <5.4 tons | CHAMPION HEATING AND COOLING | HRCU-A-CB (Split System: Heat Pump with Remote Outdoor Unit-Air-Source) | HMH72B341 |  |  | XAHB36DBCN1 | TM8E040A12MP11 | 33200 | 17.5 | 8.1 | 33000 | 23200 | 70.3% | 2.02 | 0 | 9.5 |  |  |  |  | R-410A | 2.7667 | Residential & Commercial | USHP
211392791 | Central HP <5.4 tons | CHAMPION HEATING AND COOLING | HRCU-A-CB (Split System: Heat Pump with Remote Outdoor Unit-Air-Source) | HMH72B341 |  |  | XAHB36DBCN1 | TMLE040A12MP11 | 33200 | 17.5 | 8.1 | 33000 | 23200 | 70.3% | 2.02 | 0 | 9.5 |  |  |  |  | R-410A | 2.7667 | Residential & Commercial | USHP
215675216 | Central HP <5.4 tons | AIRQUEST | HRCU-A-CB (Split System: Heat Pump with Remote Outdoor Unit-Air-Source) | H5H0V48*K*AAA* |  |  | ESH5X60M12A*+WALLCON | *80CTL1102120B* | 45500 | 16.5 | 8.5 | 48000 | 33600 | 70% | 2.06 | 0 | 9.5 |  |  |  |  | R-454B | 3.7917 | Residential & Commercial | USHP
215675716 | Central HP <5.4 tons | AIRQUEST | HRCU-A-CB (Split System: Heat Pump with Remote Outdoor Unit-Air-Source) | H5H0V48*K*AAA* |  |  | EVM5X60M21A*+WALLCON | *80CTL0702120B* | 48000 | 19 | 9 | 50000 | 36800 | 73.6% | 2 | 0 | 10 |  |  |  |  | R-454B | 4 | Residential & Commercial | USHP | Ducted CEE Tier 1
215676066 | Central HP <5.4 tons | AIRQUEST | HRCU-A-CB (Split System: Heat Pump with Remote Outdoor Unit-Air-Source) | H5H0V48*K*AAA* |  |  | EVM5X61M24A*+WALLCON | *97CMN1202422B* | 48500 | 19.5 | 9.5 | 50000 | 36800 | 73.6% | 2.12 | 0 | 10.5 |  |  |  |  | R-454B | 4.0417 | Residential & Commercial | USHP | Ducted CEE Tier 1
215676216 | Central HP <5.4 tons | AIRQUEST | HRCU-A-CB (Split System: Heat Pump with Remote Outdoor Unit-Air-Source) | H5H0V48*K*AAA* |  |  | EVD5X48M24A*+WALLCON | *80CTL1102120B* | 47000 | 19 | 9 | 50000 | 36200 | 72.4% | 2 | 0 | 10 |  |  |  |  | R-454B | 3.9167 | Residential & Commercial | USHP | Ducted CEE Tier 1
215676466 | Central HP <5.4 tons | AIRQUEST | HRCU-A-CB (Split System: Heat Pump with Remote Outdoor Unit-Air-Source) | H5H0V48*K*AAA* |  |  | EVD5X60M21A*+WALLCON | *80CTL0901716B* | 48000 | 19 | 9 | 50000 | 36800 | 73.6% | 1.98 | 0 | 10 |  |  |  |  | R-454B | 4 | Residential & Commercial | USHP | Ducted CEE Tier 1
215676636 | Central HP <5.4 tons | AIRQUEST | HRCU-A-CB (Split System: Heat Pump with Remote Outdoor Unit-Air-Source) | H5H0V48*K*AAA* |  |  | EVD5X60M24A*+WALLCON | *95CSU0802120B* | 47500 | 18.5 | 9 | 50000 | 36600 | 73.2% | 2 | 0 | 10 |  |  |  |  | R-454B | 3.9583 | Residential & Commercial | USHP | Ducted CEE Tier 1
211230452 | Central HP <5.4 tons | BRYANT HEATING AND COOLING SYSTEMS | HRCU-A-CB (Split System: Heat Pump with Remote Outdoor Unit-Air-Source) | 38MURAQ36AB3* |  |  | CNPV*4824AL* | 8(0,1)*SA60110E21*** | 36200 | 16.5 | 8.1 | 38500 | 34800 | 90.39% | 2.02 | 0 | 10.5 |  |  |  |  | R-410A | 3.0167 | Residential & Commercial | USHP | Ducted CEE Tier 1
211230507 | Central HP <5.4 tons | BRYANT HEATING AND COOLING SYSTEMS | HRCU-A-CB (Split System: Heat Pump with Remote Outdoor Unit-Air-Source) | 38MURAQ36AB3* |  |  | CNPV*4824AL* | 82*SA60090V21*** | 35800 | 16.5 | 8.1 | 38500 | 34800 | 90.39% | 2 | 0 | 10 |  |  |  |  | R-410A | 2.9833 | Residential & Commercial | USHP | Ducted CEE Tier 1
211230709 | Central HP <5.4 tons | BRYANT HEATING AND COOLING SYSTEMS | HRCU-A-CB (Split System: Heat Pump with Remote Outdoor Unit-Air-Source) | 38MURAQ36AB3* |  |  | CNPV*4824AL* | 926SA66120V24*** | 36000 | 16 | 8.1 | 38500 | 34800 | 90.39% | 2.02 | 0 | 10 |  |  |  |  | R-410A | 3 | Residential & Commercial | USHP | Ducted CEE Tier 1
206788837 | Central HP <5.4 tons | CARRIER | HRCU-A-CB (Split System: Heat Pump with Remote Outdoor Unit-Air-Source) | 25VNA436A*031* |  |  | CSPH*4212AL*+UI | 58CU*A100C21**20 | 33800 | 18 | 9 | 35200 | 26000 | 73.86% | 2.02 | 12.5 | 11.7 |  |  |  |  | R-410A | 2.8167 | Residential & Commercial | USHP | Ducted CEE Tier 1
206788844 | Central HP <5.4 tons | CARRIER | HRCU-A-CB (Split System: Heat Pump with Remote Outdoor Unit-Air-Source) | 25VNA436A*031* |  |  | CAP**3721AL*+UI | 59CU5A080C21**20 | 34400 | 19.5 | 9.5 | 35000 | 25600 | 73.14% | 2.06 | 12.5 | 12.5 |  |  |  |  | R-410A | 2.8667 | Residential & Commercial | USHP | Ducted CEE Tier 1
206788853 | Central HP <5.4 tons | CARRIER | HRCU-A-CB (Split System: Heat Pump with Remote Outdoor Unit-Air-Source) | 25VNA436A*031* |  |  | CAP**4321AL*+UI | 59CU5A100C21**22 | 34600 | 19.5 | 9.5 | 35000 | 25600 | 73.14% | 2.06 | 13 | 12.5 |  |  |  |  | R-410A | 2.8833 | Residential & Commercial | USHP | Ducted CEE Tier 1
206788862 | Central HP <5.4 tons | CARRIER | HRCU-A-CB (Split System: Heat Pump with Remote Outdoor Unit-Air-Source) | 25VNA436A*031* |  |  | CNPV*4821AL*+UI | 59CU5A080C21**20 | 33800 | 19.5 | 9 | 35000 | 26000 | 74.29% | 2.04 | 13 | 12.5 |  |  |  |  | R-410A | 2.8167 | Residential & Commercial | USHP | Ducted CEE Tier 1
206788878 | Central HP <5.4 tons | CARRIER | HRCU-A-CB (Split System: Heat Pump with Remote Outdoor Unit-Air-Source) | 25VNA436A*031* |  |  | CNPV*4821AL*+UI | 58TN*A045C17**12 | 33400 | 19 | 9 | 35400 | 26400 | 74.58% | 2 | 12 | 11.7 |  |  |  |  | R-410A | 2.7833 | Residential & Commercial | USHP | Ducted CEE Tier 1
206788880 | Central HP <5.4 tons | CARRIER | HRCU-A-CB (Split System: Heat Pump with Remote Outdoor Unit-Air-Source) | 25VNA436A*031* |  |  | CSPH*4212AL*+UI | 58TN*A045C17**12 | 33600 | 18 | 9 | 35600 | 26200 | 73.6% | 2 | 12 | 11 |  |  |  |  | R-410A | 2.8 | Residential & Commercial | USHP | Ducted CEE Tier 1
206765116 | Central HP <5.4 tons | CARRIER | HRCU-A-CB (Split System: Heat Pump with Remote Outdoor Unit-Air-Source) | 25VNA837A*031* |  |  | CAP**4824AL*+UI | 58CU*A100C21**20 | 32200 | 17 | 8.1 | 32600 | 25000 | 76.69% | 1.96 | 12 | 11 |  |  |  |  | R-410A | 2.6833 | Residential & Commercial | USHP | Ducted CEE Tier 1
215351174 | Central HP <5.4 tons | TUTTOKOOL | HRCU-A-CB (Split System: Heat Pump with Remote Outdoor Unit-Air-Source) | TDV-V18WMN1T |  |  | AWM5E181B00A | 0 | 18000 | 16 | 8.5 | 18000 | 12600 | 70% | 1.8 | 0 | 12 |  |  |  |  | R-410A | 1.5 | Residential & Commercial | USHP | Ducted CEE Tier 1
215853467 | Central HP <5.4 tons | COLEMAN | HRCU-A-CB (Split System: Heat Pump with Remote Outdoor Unit-Air-Source) | HH860E2S11 |  |  | CTM60D5CJS1 | Z9ES120D20SMPS1 | 53000 | 18 | 9 | 55000 | 40000 | 72.73% | 2 | 0 | 10 |  |  |  |  | R-454B | 4.4167 | Residential & Commercial | USHP | Ducted CEE Tier 1
215676316 | Central HP <5.4 tons | AIRQUEST | HRCU-A-CB (Split System: Heat Pump with Remote Outdoor Unit-Air-Source) | H5H0V48*K*AAA* |  |  | EVD5X49M24A*+WALLCON | *80CTL1102120B* | 48000 | 19 | 9 | 50000 | 36400 | 72.8% | 2 | 0 | 10.5 |  |  |  |  | R-454B | 4 | Residential & Commercial | USHP | Ducted CEE Tier 1
215676386 | Central HP <5.4 tons | AIRQUEST | HRCU-A-CB (Split System: Heat Pump with Remote Outdoor Unit-Air-Source) | H5H0V48*K*AAA* |  |  | EVD5X49M24A*+WALLCON | *96CTN1002122B* | 48000 | 19 | 9 | 50000 | 36600 | 73.2% | 2 | 0 | 10 |  |  |  |  | R-454B | 4 | Residential & Commercial | USHP | Ducted CEE Tier 1
215677386 | Central HP <5.4 tons | AIRQUEST | HRCU-A-CB (Split System: Heat Pump with Remote Outdoor Unit-Air-Source) | H5H0V60*K*AAA* |  |  | EVD5X60M21A*+WALLCON | *95CSU1002122B* | 57000 | 18 | 9 | 63500 | 44500 | 70.08% | 2.08 | 0 | 9 |  |  |  |  | R-454B | 4.75 | Residential & Commercial | USHP
215678206 | Central HP <5.4 tons | AIRQUEST | HRCU-A-CB (Split System: Heat Pump with Remote Outdoor Unit-Air-Source) | H5H0V24*K*AAA* |  |  | EA*5X24M17A*+WALLCON | *97CTN0601716A* | 22800 | 16.5 | 9 | 24000 | 16900 | 70.42% | 1.94 | 0 | 10 |  |  |  |  | R-454B | 1.9 | Residential & Commercial | USHP | Ducted CEE Tier 1
215678306 | Central HP <5.4 tons | AIRQUEST | HRCU-A-CB (Split System: Heat Pump with Remote Outdoor Unit-Air-Source) | H5H0V24*K*AAA* |  |  | EA*5X36M17A*+WALLCON | *80CSU0401712B* | 23200 | 17 | 8.5 | 23400 | 16500 | 70.51% | 2 | 0 | 10 |  |  |  |  | R-454B | 1.9333 | Residential & Commercial | USHP | Ducted CEE Tier 1
215674317 | Central HP <5.4 tons | AIRQUEST | HRCU-A-CB (Split System: Heat Pump with Remote Outdoor Unit-Air-Source) | H5H0V48*K*AAA* |  |  | EA*5X61M21A*+WALLCON | *80CSU1002120A* | 46000 | 17.5 | 9 | 48000 | 33800 | 70.42% | 2.06 | 0 | 10 |  |  |  |  | R-454B | 3.8333 | Residential & Commercial | USHP | Ducted CEE Tier 1
215681486 | Central HP <5.4 tons | AIRQUEST | HRCU-A-CB (Split System: Heat Pump with Remote Outdoor Unit-Air-Source) | H5H0V48*K*AAA* |  |  | EA*5X61M21A*+WALLCON | *97CTN0801716A* | 45500 | 17.5 | 9 | 48000 | 34200 | 71.25% | 2.06 | 0 | 9.5 |  |  |  |  | R-454B | 3.7917 | Residential & Commercial | USHP
211398601 | Central HP <5.4 tons | LUXAIRE | HRCU-A-CB (Split System: Heat Pump with Remote Outdoor Unit-Air-Source) | HMH72B341 |  |  | XAHC48FXXN1+TXV | TM8E100B12MP11 | 32600 | 17 | 8.1 | 31800 | 23200 | 72.96% | 2.02 | 0 | 9 |  |  |  |  | R-410A | 2.7167 | Residential & Commercial | USHP
211398835 | Central HP <5.4 tons | LUXAIRE | HRCU-A-CB (Split System: Heat Pump with Remote Outdoor Unit-Air-Source) | HMH72B341 |  |  | XAHC48FBCN1 | TMLE080C16MP11 | 32800 | 16.5 | 8.5 | 31600 | 23000 | 72.78% | 2.04 | 0 | 9.5 |  |  |  |  | R-410A | 2.7333 | Residential & Commercial | USHP
211397844 | Central HP <5.4 tons | LUXAIRE | HRCU-A-CB (Split System: Heat Pump with Remote Outdoor Unit-Air-Source) | HMH72B341 |  |  | XAUC48FXXN1+TXV | TMLV100C16MP12 | 34000 | 16.5 | 8.5 | 33200 | 24400 | 73.49% | 2.1 | 0 | 9 |  |  |  |  | R-410A | 2.8333 | Residential & Commercial | USHP
211397885 | Central HP <5.4 tons | LUXAIRE | HRCU-A-CB (Split System: Heat Pump with Remote Outdoor Unit-Air-Source) | HMH72B341 |  |  | XAFC48FBCN1 | TPLC100C16MP13 | 34000 | 16.5 | 8.5 | 33200 | 24400 | 73.49% | 2.1 | 0 | 9 |  |  |  |  | R-410A | 2.8333 | Residential & Commercial | USHP
211242307 | Central HP <5.4 tons | KEEPRITE | HRCU-A-CB (Split System: Heat Pump with Remote Outdoor Unit-Air-Source) | DLCURAH24ABK |  |  | EA*4X36L21A* | *96VSN0401712A* | 23400 | 16 | 8.5 | 25800 | 23600 | 91.47% | 1.94 | 0 | 10 |  |  |  |  | R-410A | 1.95 | Residential & Commercial | USHP | Ducted CEE Tier 1
214608237 | Central HP <5.4 tons | ECOER | HRCU-A-CB (Split System: Heat Pump with Remote Outdoor Unit-Air-Source) | EODA18H-4860BAA |  |  | EAHATN-60 | 0 | 54000 | 16 | 8.8 | 55000 | 38500 | 70% | 1.9 | 0 | 10 |  |  |  |  | R-410A | 4.5 | Residential & Commercial | USHP | Ducted CEE Tier 1
211391897 | Central HP <5.4 tons | CHAMPION HEATING AND COOLING | HRCU-A-CB (Split System: Heat Pump with Remote Outdoor Unit-Air-Source) | HMH72B341 |  |  | XAUB36DXXN1+TXV | TMLE100B12MP11 | 34000 | 18 | 8.1 | 33800 | 23800 | 70.41% | 2.06 | 0 | 10 |  |  |  |  | R-410A | 2.8333 | Residential & Commercial | USHP | Ducted CEE Tier 1
214244012 | Central HP <5.4 tons | BRYANT HEATING AND COOLING SYSTEMS | HRCU-A-CB (Split System: Heat Pump with Remote Outdoor Unit-Air-Source) | 284ANV024*0**B* |  |  | CNPV*3617AL*+UI | 88*TB48090C17*** | 23200 | 19.5 | 9.5 | 26600 | 20000 | 75.19% | 2.38 | 0 | 13 |  |  |  |  | R-410A | 1.9333 | Residential & Commercial | USHP | Ducted CEE Tier 1
214244014 | Central HP <5.4 tons | BRYANT HEATING AND COOLING SYSTEMS | HRCU-A-CB (Split System: Heat Pump with Remote Outdoor Unit-Air-Source) | 284ANV024*0**B* |  |  | CNPV*3617AL*+UI | 987MC42060C17*** | 22800 | 19 | 9.5 | 26800 | 20200 | 75.37% | 2.34 | 0 | 12.5 |  |  |  |  | R-410A | 1.9 | Residential & Commercial | USHP | Ducted CEE Tier 1
214244046 | Central HP <5.4 tons | BRYANT HEATING AND COOLING SYSTEMS | HRCU-A-CB (Split System: Heat Pump with Remote Outdoor Unit-Air-Source) | 284ANV024*0**B* |  |  | CNPV*4217AL*+UI | 88*TB36045C17*** | 23600 | 19.5 | 10 | 26600 | 20000 | 75.19% | 2.44 | 0 | 13 |  |  |  |  | R-410A | 1.9667 | Residential & Commercial | USHP | Ducted CEE Tier 1
214244048 | Central HP <5.4 tons | BRYANT HEATING AND COOLING SYSTEMS | HRCU-A-CB (Split System: Heat Pump with Remote Outdoor Unit-Air-Source) | 284ANV024*0**B* |  |  | CNPV*4217AL*+UI | 88*TB36070C14*** | 23600 | 20 | 10 | 26600 | 19800 | 74.44% | 2.46 | 0 | 13.5 |  |  |  |  | R-410A | 1.9667 | Residential & Commercial | USHP | Ducted CEE Tier 1
214244080 | Central HP <5.4 tons | BRYANT HEATING AND COOLING SYSTEMS | HRCU-A-CB (Split System: Heat Pump with Remote Outdoor Unit-Air-Source) | 284ANV024*0**B* |  |  | CNPV*4221AL*+UI | 986TD42060C17*** | 23400 | 19.5 | 10 | 26600 | 20000 | 75.19% | 2.42 | 0 | 13 |  |  |  |  | R-410A | 1.95 | Residential & Commercial | USHP | Ducted CEE Tier 1
215678006 | Central HP <5.4 tons | AIRQUEST | HRCU-A-CB (Split System: Heat Pump with Remote Outdoor Unit-Air-Source) | H5H0V60*K*AAA* |  |  | EA*5X61M24A*+WALLCON | *97CMN1202422B* | 56000 | 18.5 | 9 | 60000 | 42000 | 70% | 2 | 0 | 9 |  |  |  |  | R-454B | 4.6667 | Residential & Commercial | USHP
215681316 | Central HP <5.4 tons | AIRQUEST | HRCU-A-CB (Split System: Heat Pump with Remote Outdoor Unit-Air-Source) | H5H0V48*K*AAA* |  |  | EA*5X48M21A*+WALLCON | *80CSU0601716B* | 44000 | 17 | 9 | 48500 | 34200 | 70.52% | 2.04 | 0 | 9.5 |  |  |  |  | R-454B | 3.6667 | Residential & Commercial | USHP
215681566 | Central HP <5.4 tons | AIRQUEST | HRCU-A-CB (Split System: Heat Pump with Remote Outdoor Unit-Air-Source) | H5H0V48*K*AAA* |  |  | EA*5X61M24A*+WALLCON | *97CTN1202422A* | 46000 | 18.5 | 9 | 47500 | 33600 | 70.74% | 2.06 | 0 | 10 |  |  |  |  | R-454B | 3.8333 | Residential & Commercial | USHP | Ducted CEE Tier 1
211240539 | Central HP <5.4 tons | KEEPRITE | HRCU-A-CB (Split System: Heat Pump with Remote Outdoor Unit-Air-Source) | DLCURAH24ABK |  |  | EA*4X24L17A* | *96VTN0801716A* | 23800 | 16.5 | 8.5 | 26800 | 24000 | 89.55% | 1.98 | 0 | 10 |  |  |  |  | R-410A | 1.9833 | Residential & Commercial | USHP | Ducted CEE Tier 1
211240590 | Central HP <5.4 tons | DAY & NIGHT | HRCU-A-CB (Split System: Heat Pump with Remote Outdoor Unit-Air-Source) | DLCURAH24ABK |  |  | EA*4X24L17A* | *96VTN0401410A* | 23400 | 15.5 | 8.5 | 26800 | 24800 | 92.54% | 2.04 | 0 | 10 |  |  |  |  | R-410A | 1.95 | Residential & Commercial | USHP | Ducted CEE Tier 1
211240756 | Central HP <5.4 tons | DAY & NIGHT | HRCU-A-CB (Split System: Heat Pump with Remote Outdoor Unit-Air-Source) | DLCURAH24ABK |  |  | EA*4X24L17A* | *80ES(N,L)0701412A* | 24000 | 16.5 | 8.5 | 26800 | 23800 | 88.81% | 1.96 | 0 | 10 |  |  |  |  | R-410A | 2 | Residential & Commercial | USHP | Ducted CEE Tier 1
211240841 | Central HP <5.4 tons | DAY & NIGHT | HRCU-A-CB (Split System: Heat Pump with Remote Outdoor Unit-Air-Source) | DLCURAH24ABK |  |  | EA*4X25L17A* | *96VSN0401712A* | 23800 | 16 | 8.1 | 25200 | 21800 | 86.51% | 1.82 | 0 | 10 |  |  |  |  | R-410A | 1.9833 | Residential & Commercial | USHP | Ducted CEE Tier 1
215682606 | Central HP <5.4 tons | AIRQUEST | HRCU-A-CB (Split System: Heat Pump with Remote Outdoor Unit-Air-Source) | H5H0V60*K*AAA* |  |  | EA*5X60M24A*+WALLCON | *97CTN0802120A* | 54500 | 18.5 | 9 | 59500 | 42000 | 70.59% | 1.9 | 0 | 8.5 |  |  |  |  | R-454B | 4.5417 | Residential & Commercial | USHP
215682656 | Central HP <5.4 tons | AIRQUEST | HRCU-A-CB (Split System: Heat Pump with Remote Outdoor Unit-Air-Source) | H5H0V60*K*AAA* |  |  | EA*5X61M24A*+WALLCON | *96CTN0802120B* | 56000 | 18.5 | 9 | 60000 | 42000 | 70% | 2.02 | 0 | 9 |  |  |  |  | R-454B | 4.6667 | Residential & Commercial | USHP
215677326 | Central HP <5.4 tons | AIRQUEST | HRCU-A-CB (Split System: Heat Pump with Remote Outdoor Unit-Air-Source) | H5H0V60*K*AAA* |  |  | EVD5X60M21A*+WALLCON | *80CSU1002120A* | 56500 | 18 | 9 | 64000 | 45000 | 70.31% | 2.08 | 0 | 9 |  |  |  |  | R-454B | 4.7083 | Residential & Commercial | USHP
215681736 | Central HP <5.4 tons | AIRQUEST | HRCU-A-CB (Split System: Heat Pump with Remote Outdoor Unit-Air-Source) | H5H0V48*K*AAA* |  |  | ESH5X60M12A*+WALLCON | *97CTN1002122A* | 45500 | 16.5 | 8.5 | 48000 | 33800 | 70.42% | 2.08 | 0 | 9.5 |  |  |  |  | R-454B | 3.7917 | Residential & Commercial | USHP
215681986 | Central HP <5.4 tons | AIRQUEST | HRCU-A-CB (Split System: Heat Pump with Remote Outdoor Unit-Air-Source) | H5H0V48*K*AAA* |  |  | EVM5X60M24A*+WALLCON | *80CSU0802120B* | 48000 | 19 | 9 | 50000 | 36200 | 72.4% | 2.12 | 0 | 10 |  |  |  |  | R-454B | 4 | Residential & Commercial | USHP | Ducted CEE Tier 1
215683176 | Central HP <5.4 tons | AIRQUEST | HRCU-A-CB (Split System: Heat Pump with Remote Outdoor Unit-Air-Source) | H5H0V60*K*AAA* |  |  | EVD5X61M21A*+WALLCON | *97CTN1002122A* | 57500 | 18.5 | 9 | 64000 | 45000 | 70.31% | 2.06 | 0 | 9 |  |  |  |  | R-454B | 4.7917 | Residential & Commercial | USHP
211010183 | Central HP <5.4 tons | FRASER-JOHNSTON | HRCU-A-CB (Split System: Heat Pump with Remote Outdoor Unit-Air-Source) | HL20B3621 |  |  | JHVVB36DE2C2N1+CC | 0 | 32000 | 19.5 | 8.5 | 33600 | 26400 | 78.57% | 1.9 | 0 | 12.4 |  |  |  |  | R-410A | 2.6667 | Residential & Commercial | USHP | Ducted CEE Tier 1
215682056 | Central HP <5.4 tons | AIRQUEST | HRCU-A-CB (Split System: Heat Pump with Remote Outdoor Unit-Air-Source) | H5H0V48*K*AAA* |  |  | EVM5X61M24A*+WALLCON | *80CSU1002120B* | 48500 | 19 | 9 | 50000 | 36600 | 73.2% | 2.12 | 0 | 10 |  |  |  |  | R-454B | 4.0417 | Residential & Commercial | USHP | Ducted CEE Tier 1
215682066 | Central HP <5.4 tons | AIRQUEST | HRCU-A-CB (Split System: Heat Pump with Remote Outdoor Unit-Air-Source) | H5H0V48*K*AAA* |  |  | EVM5X61M24A*+WALLCON | *97CTN0802120A* | 48500 | 19 | 9.5 | 50000 | 36800 | 73.6% | 2.1 | 0 | 10.5 |  |  |  |  | R-454B | 4.0417 | Residential & Commercial | USHP | Ducted CEE Tier 1
215682266 | Central HP <5.4 tons | AIRQUEST | HRCU-A-CB (Split System: Heat Pump with Remote Outdoor Unit-Air-Source) | H5H0V48*K*AAA* |  |  | EVD5X49M24A*+WALLCON | *97CTN0802120A* | 48000 | 19 | 9 | 50000 | 36600 | 73.2% | 2 | 0 | 10 |  |  |  |  | R-454B | 4 | Residential & Commercial | USHP | Ducted CEE Tier 1
215682316 | Central HP <5.4 tons | AIRQUEST | HRCU-A-CB (Split System: Heat Pump with Remote Outdoor Unit-Air-Source) | H5H0V48*K*AAA* |  |  | EVD5X60M21A*+WALLCON | *80CSU0601716B* | 48000 | 18.5 | 9 | 50000 | 36800 | 73.6% | 2 | 0 | 10 |  |  |  |  | R-454B | 4 | Residential & Commercial | USHP | Ducted CEE Tier 1
215682486 | Central HP <5.4 tons | AIRQUEST | HRCU-A-CB (Split System: Heat Pump with Remote Outdoor Unit-Air-Source) | H5H0V48*K*AAA* |  |  | EVD5X61M21A*+WALLCON | *97CTN0801716A* | 48000 | 18.5 | 9 | 50000 | 37400 | 74.8% | 2 | 0 | 10 |  |  |  |  | R-454B | 4 | Residential & Commercial | USHP | Ducted CEE Tier 1
215678106 | Central HP <5.4 tons | AIRQUEST | HRCU-A-CB (Split System: Heat Pump with Remote Outdoor Unit-Air-Source) | H5H0V60*K*AAA* |  |  | ESH5X60M12A*+WALLCON | *95CSU0802120B* | 55500 | 16.5 | 8.5 | 60000 | 42000 | 70% | 1.9 | 0 | 8.5 |  |  |  |  | R-454B | 4.625 | Residential & Commercial | USHP
215683086 | Central HP <5.4 tons | AIRQUEST | HRCU-A-CB (Split System: Heat Pump with Remote Outdoor Unit-Air-Source) | H5H0V60*K*AAA* |  |  | EVD5X60M24A*+WALLCON | *97CTN0802120A* | 56500 | 18 | 9 | 63500 | 44500 | 70.08% | 2.08 | 0 | 9 |  |  |  |  | R-454B | 4.7083 | Residential & Commercial | USHP
215682736 | Central HP <5.4 tons | AIRQUEST | HRCU-A-CB (Split System: Heat Pump with Remote Outdoor Unit-Air-Source) | H5H0V60*K*AAA* |  |  | ESH5X60M12A*+WALLCON | *80CSU0601716B* | 54500 | 17 | 8.5 | 58500 | 41000 | 70.09% | 1.92 | 0 | 9 |  |  |  |  | R-454B | 4.5417 | Residential & Commercial | USHP
211398671 | Central HP <5.4 tons | FRASER-JOHNSTON | HRCU-A-CB (Split System: Heat Pump with Remote Outdoor Unit-Air-Source) | HMH72B341 |  |  | XAFC48FXXN1+TXV | TMLE100B12MP11 | 33400 | 17 | 8.5 | 32400 | 23800 | 73.46% | 2.06 | 0 | 9.5 |  |  |  |  | R-410A | 2.7833 | Residential & Commercial | USHP
214389258 | Central HP <5.4 tons | CARRIER | HRCU-A-CB (Split System: Heat Pump with Remote Outdoor Unit-Air-Source) | 25VNA436A*031* |  |  | CNPV*4217AL*+UI | 58TN*B090C17**16 | 33400 | 19 | 9 | 37200 | 26400 | 70.97% | 2 | 0 | 12 |  |  |  |  | R-410A | 2.7833 | Residential & Commercial | USHP | Ducted CEE Tier 1
214389306 | Central HP <5.4 tons | CARRIER | HRCU-A-CB (Split System: Heat Pump with Remote Outdoor Unit-Air-Source) | 25VNA436A*031* |  |  | CNPV*4824AL*+UI | 58TN*B135C24**22 | 33600 | 19.5 | 9 | 36600 | 26000 | 71.04% | 2.04 | 0 | 12.5 |  |  |  |  | R-410A | 2.8 | Residential & Commercial | USHP | Ducted CEE Tier 1
214389381 | Central HP <5.4 tons | CARRIER | HRCU-A-CB (Split System: Heat Pump with Remote Outdoor Unit-Air-Source) | 25VNA436A*031* |  |  | CNPV*3621AL*+UI | 58TN*B045C17**12 | 32000 | 18 | 9 | 39000 | 27400 | 70.26% | 1.9 | 0 | 11 |  |  |  |  | R-410A | 2.6667 | Residential & Commercial | USHP | Ducted CEE Tier 1
212978230 | Central HP <5.4 tons | KEEPRITE | HRCU-A-CB (Split System: Heat Pump with Remote Outdoor Unit-Air-Source) | DLCURAH18ABK |  |  | EA*4X19L17A* | *80MS(N,L)0701412A* | 18200 | 17 | 8.5 | 18100 | 17700 | 97.79% | 2.16 | 0 | 11 |  |  |  |  | R-410A | 1.5167 | Residential & Commercial | USHP | Ducted CEE Tier 1
212975381 | Central HP <5.4 tons | DAY & NIGHT | HRCU-A-CB (Split System: Heat Pump with Remote Outdoor Unit-Air-Source) | DLCURAH18ABK |  |  | EA*4X19L17A* | *96VTN0601412B* | 17700 | 16.5 | 8.1 | 17700 | 17900 | 101.1% | 2.16 | 0 | 10.5 |  |  |  |  | R-410A | 1.475 | Residential & Commercial | USHP | Ducted CEE Tier 1
215682536 | Central HP <5.4 tons | AIRQUEST | HRCU-A-CB (Split System: Heat Pump with Remote Outdoor Unit-Air-Source) | H5H0V48*K*AAA* |  |  | EVD5X61M24A*+WALLCON | *80CSU1002120B* | 48500 | 19 | 9 | 50000 | 36600 | 73.2% | 2.12 | 0 | 10 |  |  |  |  | R-454B | 4.0417 | Residential & Commercial | USHP | Ducted CEE Tier 1
215676286 | Central HP <5.4 tons | AIRQUEST | HRCU-A-CB (Split System: Heat Pump with Remote Outdoor Unit-Air-Source) | H5H0V48*K*AAA* |  |  | EVD5X49M24A*+WALLCON | *80CSU0802120A* | 48000 | 19 | 9 | 50000 | 36400 | 72.8% | 2.12 | 0 | 10 |  |  |  |  | R-454B | 4 | Residential & Commercial | USHP | Ducted CEE Tier 1
215682506 | Central HP <5.4 tons | AIRQUEST | HRCU-A-CB (Split System: Heat Pump with Remote Outdoor Unit-Air-Source) | H5H0V48*K*AAA* |  |  | EVD5X61M21A*+WALLCON | *97CTN1002122A* | 48500 | 19.5 | 9.5 | 50000 | 36800 | 73.6% | 2.12 | 0 | 10.5 |  |  |  |  | R-454B | 4.0417 | Residential & Commercial | USHP | Ducted CEE Tier 1
214398329 | Central HP <5.4 tons | FRASER-JOHNSTON | HRCU-A-CB (Split System: Heat Pump with Remote Outdoor Unit-Air-Source) | HH860E2S11 |  |  | CTM60C5CGS1+JMC17C2SN1 | 0 | 45000 | 19 | 9 | 45000 | 33400 | 74.22% | 2 | 0 | 12 |  |  |  |  | R-454B | 3.75 | Residential & Commercial | USHP | Ducted CEE Tier 1
214398411 | Central HP <5.4 tons | FRASER-JOHNSTON | HRCU-A-CB (Split System: Heat Pump with Remote Outdoor Unit-Air-Source) | HH860E2S11 |  |  | CTF60D5CHS1 | TM9V120D20MP12 | 54000 | 19 | 9 | 54500 | 39500 | 72.48% | 2 | 0 | 11 |  |  |  |  | R-454B | 4.5 | Residential & Commercial | USHP | Ducted CEE Tier 1
213076253 | Central HP <5.4 tons | BRYANT HEATING AND COOLING SYSTEMS | HRCU-A-CB (Split System: Heat Pump with Remote Outdoor Unit-Air-Source) | 38MURAQ36AB3* |  |  | CAP**3721AL* | 935SB66100M21*** | 36400 | 16.5 | 8.5 | 38000 | 34800 | 91.58% | 2.06 | 0 | 10 |  |  |  |  | R-410A | 3.0333 | Residential & Commercial | USHP | Ducted CEE Tier 1
212971453 | Central HP <5.4 tons | KEEPRITE | HRCU-A-CB (Split System: Heat Pump with Remote Outdoor Unit-Air-Source) | DLCURAH18ABK |  |  | EA*4X24L17A* | *80VTL0701716B* | 17500 | 16 | 8.5 | 18500 | 19500 | 105.4% | 2.34 | 0 | 10.5 |  |  |  |  | R-410A | 1.4583 | Residential & Commercial | USHP | Ducted CEE Tier 1
212979961 | Central HP <5.4 tons | KEEPRITE | HRCU-A-CB (Split System: Heat Pump with Remote Outdoor Unit-Air-Source) | DLCURAH18ABK |  |  | EA*4X24L17A* | *80MS(N,L)0901714A* | 17500 | 16 | 8.5 | 18500 | 19400 | 104.9% | 2.34 | 0 | 10.5 |  |  |  |  | R-410A | 1.4583 | Residential & Commercial | USHP | Ducted CEE Tier 1
213077643 | Central HP <5.4 tons | DAY & NIGHT | HRCU-A-CB (Split System: Heat Pump with Remote Outdoor Unit-Air-Source) | DLCURAH36ABK |  |  | EA*4X43L21A* | *96VTN1002120B* | 36200 | 16.5 | 8.5 | 38000 | 34800 | 91.58% | 2.04 | 0 | 10 |  |  |  |  | R-410A | 3.0167 | Residential & Commercial | USHP | Ducted CEE Tier 1
211397933 | Central HP <5.4 tons | LUXAIRE | HRCU-A-CB (Split System: Heat Pump with Remote Outdoor Unit-Air-Source) | HMH72B341 |  |  | XAUC48FXXN1+TXV | LPLC100C16MP13 | 34000 | 16.5 | 8.5 | 33200 | 24400 | 73.49% | 2.1 | 0 | 9 |  |  |  |  | R-410A | 2.8333 | Residential & Commercial | USHP
211398083 | Central HP <5.4 tons | LUXAIRE | HRCU-A-CB (Split System: Heat Pump with Remote Outdoor Unit-Air-Source) | HMH72B341 |  |  | XAUC48FXXN1+TXV | TPLC080B12MP13 | 33000 | 16 | 8.1 | 32600 | 24000 | 73.62% | 2.02 | 0 | 9 |  |  |  |  | R-410A | 2.75 | Residential & Commercial | USHP
211398267 | Central HP <5.4 tons | LUXAIRE | HRCU-A-CB (Split System: Heat Pump with Remote Outdoor Unit-Air-Source) | HMH72B341 |  |  | XAFC48FXXN1+TXV | TM8E120C16MP11 | 33600 | 17 | 8.5 | 32400 | 23600 | 72.84% | 2.08 | 0 | 9.5 |  |  |  |  | R-410A | 2.8 | Residential & Commercial | USHP
211397299 | Central HP <5.4 tons | LUXAIRE | HRCU-A-CB (Split System: Heat Pump with Remote Outdoor Unit-Air-Source) | HMH72B341 |  |  | XAHD48FBCN1 | TM8V080C16MP12 | 33600 | 16 | 8.5 | 32400 | 23800 | 73.46% | 2.06 | 0 | 9 |  |  |  |  | R-410A | 2.8 | Residential & Commercial | USHP
206788896 | Central HP <5.4 tons | CARRIER | HRCU-A-CB (Split System: Heat Pump with Remote Outdoor Unit-Air-Source) | 25VNA436A*031* |  |  | CSPH*4212AL*+UI | 58TN*A070C14**12 | 33800 | 19 | 9 | 35200 | 26000 | 73.86% | 2.02 | 12 | 11.7 |  |  |  |  | R-410A | 2.8167 | Residential & Commercial | USHP | Ducted CEE Tier 1
211387214 | Central HP <5.4 tons | CHAMPION HEATING AND COOLING | HRCU-A-CB (Split System: Heat Pump with Remote Outdoor Unit-Air-Source) | HMH72B341 |  |  | XAFB36DBCN1 | TM9Y060B12MP11 | 33600 | 16.5 | 8.5 | 33400 | 23600 | 70.66% | 2.04 | 0 | 9.5 |  |  |  |  | R-410A | 2.8 | Residential & Commercial | USHP
212981114 | Central HP <5.4 tons | DAY & NIGHT | HRCU-A-CB (Split System: Heat Pump with Remote Outdoor Unit-Air-Source) | DLCURAH30ABK |  |  | EA*4X42L24A* | *80MS(N,L)1102420A* | 30000 | 15.5 | 8.1 | 34200 | 27600 | 80.7% | 1.8 | 0 | 9 |  |  |  |  | R-410A | 2.5 | Residential & Commercial | USHP
212982961 | Central HP <5.4 tons | BRYANT HEATING AND COOLING SYSTEMS | HRCU-A-CB (Split System: Heat Pump with Remote Outdoor Unit-Air-Source) | 38MURAQ30AB3* |  |  | CAP**4224AL* | 83*SB60080M21*** | 29600 | 15.5 | 8.5 | 33600 | 27400 | 81.55% | 1.78 | 0 | 9 |  |  |  |  | R-410A | 2.4667 | Residential & Commercial | USHP
206788921 | Central HP <5.4 tons | CARRIER | HRCU-A-CB (Split System: Heat Pump with Remote Outdoor Unit-Air-Source) | 25VNA448A*031* |  |  | CAP**6124AL*+UI | 59MN7B120C24**22 | 45500 | 21 | 9.5 | 46000 | 36400 | 79.13% | 2.36 | 12.5 | 12 |  |  |  |  | R-410A | 3.7917 | Residential & Commercial | USHP | Ducted CEE Tier 1
206788928 | Central HP <5.4 tons | CARRIER | HRCU-A-CB (Split System: Heat Pump with Remote Outdoor Unit-Air-Source) | 25VNA448A*031* |  |  | CAP**4821AL*+UI | 59TN6B100C21**22 | 43500 | 21 | 9.5 | 46500 | 36400 | 78.28% | 2.28 | 12 | 11.7 |  |  |  |  | R-410A | 3.625 | Residential & Commercial | USHP | Ducted CEE Tier 1
206788939 | Central HP <5.4 tons | CARRIER | HRCU-A-CB (Split System: Heat Pump with Remote Outdoor Unit-Air-Source) | 25VNA448A*031* |  |  | CSPH*6012AL*+UI | 59TN6B120C24**22 | 45000 | 20.5 | 9 | 46000 | 36200 | 78.7% | 2.36 | 12.5 | 12 |  |  |  |  | R-410A | 3.75 | Residential & Commercial | USHP | Ducted CEE Tier 1
206788955 | Central HP <5.4 tons | CARRIER | HRCU-A-CB (Split System: Heat Pump with Remote Outdoor Unit-Air-Source) | 25VNA448A*031* |  |  | CSPH*6012AL*+UI | 58CU*A100C21**20 | 45000 | 20 | 9 | 46000 | 36200 | 78.7% | 2.32 | 12 | 11.7 |  |  |  |  | R-410A | 3.75 | Residential & Commercial | USHP | Ducted CEE Tier 1
211387664 | Central HP <5.4 tons | CHAMPION HEATING AND COOLING | HRCU-A-CB (Split System: Heat Pump with Remote Outdoor Unit-Air-Source) | HMH72B341 |  |  | XAFC30CXXN1+TXV | TM9V080C16MP12 | 32800 | 17 | 8.1 | 33400 | 23400 | 70.06% | 2.04 | 0 | 9.5 |  |  |  |  | R-410A | 2.7333 | Residential & Commercial | USHP
211394893 | Central HP <5.4 tons | LUXAIRE | HRCU-A-CB (Split System: Heat Pump with Remote Outdoor Unit-Air-Source) | HMH72B341 |  |  | XAFD48FBCN1 | LP9C100C16MP13 | 33800 | 16.5 | 8.5 | 32400 | 23600 | 72.84% | 2.08 | 0 | 9.5 |  |  |  |  | R-410A | 2.8167 | Residential & Commercial | USHP
211395554 | Central HP <5.4 tons | LUXAIRE | HRCU-A-CB (Split System: Heat Pump with Remote Outdoor Unit-Air-Source) | HMH72B341 |  |  | XAFC48FXXN1+TXV | TM9V080B12MP12 | 33400 | 16.5 | 8.5 | 32600 | 24000 | 73.62% | 2.06 | 0 | 9 |  |  |  |  | R-410A | 2.7833 | Residential & Commercial | USHP
211230148 | Central HP <5.4 tons | KEEPRITE | HRCU-A-CB (Split System: Heat Pump with Remote Outdoor Unit-Air-Source) | DLCURAH36ABK |  |  | EN(A,D,W)4X48L21** | *92ESN1002120A* | 35800 | 16.5 | 8.1 | 38500 | 34800 | 90.39% | 2 | 0 | 10 |  |  |  |  | R-410A | 2.9833 | Residential & Commercial | USHP | Ducted CEE Tier 1
211230502 | Central HP <5.4 tons | DAY & NIGHT | HRCU-A-CB (Split System: Heat Pump with Remote Outdoor Unit-Air-Source) | DLCURAH36ABK |  |  | EN(A,D)4X48L24** | *80VSL0702120A* | 36000 | 16 | 8.1 | 38500 | 34800 | 90.39% | 2.02 | 0 | 10 |  |  |  |  | R-410A | 3 | Residential & Commercial | USHP | Ducted CEE Tier 1
211244300 | Central HP <5.4 tons | BRYANT HEATING AND COOLING SYSTEMS | HRCU-A-CB (Split System: Heat Pump with Remote Outdoor Unit-Air-Source) | 38MURAQ24AB3* |  |  | CNPV*3014AL* | 82*TA36045V14*** | 24000 | 16.5 | 8.1 | 26200 | 23000 | 87.79% | 1.9 | 0 | 10.5 |  |  |  |  | R-410A | 2 | Residential & Commercial | USHP | Ducted CEE Tier 1
215853408 | Central HP <5.4 tons | FRASER-JOHNSTON | HRCU-A-CB (Split System: Heat Pump with Remote Outdoor Unit-Air-Source) | HH836E2S11 |  |  | CTM36C5CDS1+JMC16C2SN1 | 0 | 34400 | 19 | 9 | 31600 | 25800 | 81.65% | 2 | 0 | 11.7 |  |  |  |  | R-454B | 2.8667 | Residential & Commercial | USHP | Ducted CEE Tier 1
215853409 | Central HP <5.4 tons | FRASER-JOHNSTON | HRCU-A-CB (Split System: Heat Pump with Remote Outdoor Unit-Air-Source) | HH836E2S11 |  |  | CTM36C5CDS1+JMET12CS2N1 | 0 | 34000 | 19 | 9 | 31200 | 25600 | 82.05% | 2 | 0 | 11.7 |  |  |  |  | R-454B | 2.8333 | Residential & Commercial | USHP | Ducted CEE Tier 1
211387673 | Central HP <5.4 tons | CHAMPION HEATING AND COOLING | HRCU-A-CB (Split System: Heat Pump with Remote Outdoor Unit-Air-Source) | HMH72B341 |  |  | XAFC30CXXN1+TXV | TP9C080C16MP13 | 32800 | 17 | 8.1 | 33400 | 23400 | 70.06% | 2.04 | 0 | 9.5 |  |  |  |  | R-410A | 2.7333 | Residential & Commercial | USHP
212981773 | Central HP <5.4 tons | BRYANT HEATING AND COOLING SYSTEMS | HRCU-A-CB (Split System: Heat Pump with Remote Outdoor Unit-Air-Source) | 38MURAQ24AB3* |  |  | CNPV*2417AL* | 83*SB60100M21*** | 23200 | 16 | 8.5 | 27000 | 25000 | 92.59% | 2.08 | 0 | 10 |  |  |  |  | R-410A | 1.9333 | Residential & Commercial | USHP | Ducted CEE Tier 1
212983163 | Central HP <5.4 tons | BRYANT HEATING AND COOLING SYSTEMS | HRCU-A-CB (Split System: Heat Pump with Remote Outdoor Unit-Air-Source) | 38MURAQ24AB3* |  |  | CAP**3617AL* | 912SE36040M17*** | 23400 | 16 | 8.5 | 26400 | 24000 | 90.91% | 1.98 | 0 | 10 |  |  |  |  | R-410A | 1.95 | Residential & Commercial | USHP | Ducted CEE Tier 1
212978626 | Central HP <5.4 tons | DAY & NIGHT | HRCU-A-CB (Split System: Heat Pump with Remote Outdoor Unit-Air-Source) | DLCURAH24ABK |  |  | EA*4X24L17A* | *80MS(N,L)0701712A* | 23600 | 17 | 9 | 27000 | 25800 | 95.56% | 2.16 | 0 | 10 |  |  |  |  | R-410A | 1.9667 | Residential & Commercial | USHP | Ducted CEE Tier 1
212981766 | Central HP <5.4 tons | DAY & NIGHT | HRCU-A-CB (Split System: Heat Pump with Remote Outdoor Unit-Air-Source) | DLCURAH24ABK |  |  | EA*4X37L21A* | *80MSU1002120A* | 24400 | 17 | 8.5 | 25200 | 21400 | 84.92% | 1.78 | 0 | 10 |  |  |  |  | R-410A | 2.0333 | Residential & Commercial | USHP | Ducted CEE Tier 1
212982618 | Central HP <5.4 tons | DAY & NIGHT | HRCU-A-CB (Split System: Heat Pump with Remote Outdoor Unit-Air-Source) | DLCURAH30ABK |  |  | EA*4X36L21A* | *80MSU0601716A* | 29600 | 15.2 | 8.1 | 34000 | 27800 | 81.76% | 1.78 | 0 | 9 |  |  |  |  | R-410A | 2.4667 | Residential & Commercial | USHP
212982654 | Central HP <5.4 tons | DAY & NIGHT | HRCU-A-CB (Split System: Heat Pump with Remote Outdoor Unit-Air-Source) | DLCURAH30ABK |  |  | EA*4X42L24A* | *80MSU0601716A* | 30000 | 15.5 | 8.1 | 34200 | 27600 | 80.7% | 1.8 | 0 | 9 |  |  |  |  | R-410A | 2.5 | Residential & Commercial | USHP
214066525 | Central HP <5.4 tons | RHEEM | HRCU-A-CB (Split System: Heat Pump with Remote Outdoor Unit-Air-Source) | RD17AZ36AJ3N |  |  | RCFZ3621MTANM | R802V0754A17DZ | 34200 | 18 | 8.1 | 34200 | 29600 | 86.55% | 1.9 | 0 | 10 |  |  |  |  | R-410A | 2.85 | Residential & Commercial | USHP | Ducted CEE Tier 1
214066626 | Central HP <5.4 tons | RHEEM | HRCU-A-CB (Split System: Heat Pump with Remote Outdoor Unit-Air-Source) | RD17AZ36AJ3N |  |  | RCFZ3621MTANM | R97MV0603A17DHS | 34200 | 18 | 8.1 | 34200 | 29600 | 86.55% | 1.9 | 0 | 10 |  |  |  |  | R-410A | 2.85 | Residential & Commercial | USHP | Ducted CEE Tier 1
212971875 | Central HP <5.4 tons | BRYANT HEATING AND COOLING SYSTEMS | HRCU-A-CB (Split System: Heat Pump with Remote Outdoor Unit-Air-Source) | 38MURAQ36AB3* |  |  | CAP**4821AL* | 82*TB48070V17*** | 35600 | 16 | 8.5 | 37800 | 34800 | 92.06% | 2.02 | 0 | 10 |  |  |  |  | R-410A | 2.9667 | Residential & Commercial | USHP | Ducted CEE Tier 1
211392047 | Central HP <5.4 tons | CHAMPION HEATING AND COOLING | HRCU-A-CB (Split System: Heat Pump with Remote Outdoor Unit-Air-Source) | HMH72B341 |  |  | XAHC30CXXN1+TXV | TMLE080C16MP11 | 32200 | 17.5 | 8.1 | 32400 | 22800 | 70.37% | 2 | 0 | 9.5 |  |  |  |  | R-410A | 2.6833 | Residential & Commercial | USHP
211390125 | Central HP <5.4 tons | CHAMPION HEATING AND COOLING | HRCU-A-CB (Split System: Heat Pump with Remote Outdoor Unit-Air-Source) | HMH72B341 |  |  | XAHC30CXXN1+TXV | TPLC080C16MP13 | 32400 | 17 | 8.1 | 32400 | 22800 | 70.37% | 2 | 0 | 9.5 |  |  |  |  | R-410A | 2.7 | Residential & Commercial | USHP
214243980 | Central HP <5.4 tons | BRYANT HEATING AND COOLING SYSTEMS | HRCU-A-CB (Split System: Heat Pump with Remote Outdoor Unit-Air-Source) | 284ANV048*0**B* |  |  | CNPV*6024AL*+UI | 987MC66100C21*** | 44500 | 21 | 9 | 46000 | 36200 | 78.7% | 2.24 | 0 | 12 |  |  |  |  | R-410A | 3.7083 | Residential & Commercial | USHP | Ducted CEE Tier 1
213076647 | Central HP <5.4 tons | KEEPRITE | HRCU-A-CB (Split System: Heat Pump with Remote Outdoor Unit-Air-Source) | DLCURAH36ABK |  |  | EA*4X37L21A* | *80VTL0902120B* | 36600 | 16 | 8.5 | 38500 | 35000 | 90.91% | 2.08 | 0 | 10 |  |  |  |  | R-410A | 3.05 | Residential & Commercial | USHP | Ducted CEE Tier 1
211388403 | Central HP <5.4 tons | CHAMPION HEATING AND COOLING | HRCU-A-CB (Split System: Heat Pump with Remote Outdoor Unit-Air-Source) | HMH72B341 |  |  | XAFB30CXXN1+TXV | TM9V060B12MP12 | 32600 | 17 | 8.1 | 33600 | 23600 | 70.24% | 2.02 | 0 | 9.5 |  |  |  |  | R-410A | 2.7167 | Residential & Commercial | USHP
211388537 | Central HP <5.4 tons | CHAMPION HEATING AND COOLING | HRCU-A-CB (Split System: Heat Pump with Remote Outdoor Unit-Air-Source) | HMH72B341 |  |  | XAFB30CXXN1+TXV | TM9V040A10MP12 | 32000 | 16.5 | 8.1 | 33400 | 23400 | 70.06% | 2 | 0 | 9.5 |  |  |  |  | R-410A | 2.6667 | Residential & Commercial | USHP
211388605 | Central HP <5.4 tons | CHAMPION HEATING AND COOLING | HRCU-A-CB (Split System: Heat Pump with Remote Outdoor Unit-Air-Source) | HMH72B341 |  |  | XAHC30CXXN1+TXV | TM9E100C16MP12 | 32200 | 17.5 | 8.1 | 32400 | 22800 | 70.37% | 2 | 0 | 9.5 |  |  |  |  | R-410A | 2.6833 | Residential & Commercial | USHP
211389106 | Central HP <5.4 tons | CHAMPION HEATING AND COOLING | HRCU-A-CB (Split System: Heat Pump with Remote Outdoor Unit-Air-Source) | HMH72B341 |  |  | XAUB36DXXN1+TXV | TM9E060B12MP12 | 34000 | 17.5 | 8.1 | 34000 | 24200 | 71.18% | 2.04 | 0 | 9.5 |  |  |  |  | R-410A | 2.8333 | Residential & Commercial | USHP
212974653 | Central HP <5.4 tons | BRYANT HEATING AND COOLING SYSTEMS | HRCU-A-CB (Split System: Heat Pump with Remote Outdoor Unit-Air-Source) | 38MURAQ18AB3* |  |  | CAP**2517AL* | 926TC30040V14*** | 17700 | 16 | 8.1 | 17700 | 17900 | 101.1% | 2.14 | 0 | 10.5 |  |  |  |  | R-410A | 1.475 | Residential & Commercial | USHP | Ducted CEE Tier 1
212975068 | Central HP <5.4 tons | BRYANT HEATING AND COOLING SYSTEMS | HRCU-A-CB (Split System: Heat Pump with Remote Outdoor Unit-Air-Source) | 38MURAQ18AB3* |  |  | CAP**1917AL* | 926TC36040V17*** | 17700 | 16 | 8.1 | 17800 | 17900 | 100.6% | 2.16 | 0 | 10.5 |  |  |  |  | R-410A | 1.475 | Residential & Commercial | USHP | Ducted CEE Tier 1
211206958 | Central HP <5.4 tons | CHAMPION HEATING AND COOLING | HRCU-A-CB (Split System: Heat Pump with Remote Outdoor Unit-Air-Source) | HL20B4821 |  |  | XAMC48HE3N1+CC | TM8V100C20MP12 | 43500 | 19 | 9 | 44500 | 36200 | 81.35% | 2.14 | 0 | 12 |  |  |  |  | R-410A | 3.625 | Residential & Commercial | USHP | Ducted CEE Tier 1
212979997 | Central HP <5.4 tons | KEEPRITE | HRCU-A-CB (Split System: Heat Pump with Remote Outdoor Unit-Air-Source) | DLCURAH18ABK |  |  | EN(A,D)4X24L17** | *80MS(N,L)0901714A* | 17400 | 16 | 8.5 | 18500 | 19200 | 103.8% | 2.3 | 0 | 10.5 |  |  |  |  | R-410A | 1.45 | Residential & Commercial | USHP | Ducted CEE Tier 1
212978316 | Central HP <5.4 tons | KEEPRITE | HRCU-A-CB (Split System: Heat Pump with Remote Outdoor Unit-Air-Source) | DLCURAH18ABK |  |  | EN(A,D)4X24L14** | *80MS(N,L)0701412A* | 17600 | 16.5 | 8.5 | 18500 | 19100 | 103.2% | 2.3 | 0 | 11 |  |  |  |  | R-410A | 1.4667 | Residential & Commercial | USHP | Ducted CEE Tier 1
212983269 | Central HP <5.4 tons | KEEPRITE | HRCU-A-CB (Split System: Heat Pump with Remote Outdoor Unit-Air-Source) | DLCURAH18ABK |  |  | EA*4X24L17A* | *92MSN0401712A* | 17200 | 15.5 | 8.5 | 18300 | 19400 | 106% | 2.32 | 0 | 10 |  |  |  |  | R-410A | 1.4333 | Residential & Commercial | USHP | Ducted CEE Tier 1
212983280 | Central HP <5.4 tons | KEEPRITE | HRCU-A-CB (Split System: Heat Pump with Remote Outdoor Unit-Air-Source) | DLCURAH18ABK |  |  | EA*4X25L17A* | *92MSN0401712A* | 17700 | 16 | 8.1 | 17700 | 17800 | 100.6% | 2.14 | 0 | 10.5 |  |  |  |  | R-410A | 1.475 | Residential & Commercial | USHP | Ducted CEE Tier 1
212981840 | Central HP <5.4 tons | KEEPRITE | HRCU-A-CB (Split System: Heat Pump with Remote Outdoor Unit-Air-Source) | DLCURAH18ABK |  |  | EA*4X24L17A* | *80MSU1002120A* | 17200 | 15.5 | 8.5 | 18300 | 19400 | 106% | 2.32 | 0 | 10 |  |  |  |  | R-410A | 1.4333 | Residential & Commercial | USHP | Ducted CEE Tier 1
211396688 | Central HP <5.4 tons | LUXAIRE | HRCU-A-CB (Split System: Heat Pump with Remote Outdoor Unit-Air-Source) | HMH72B341 |  |  | XAFC48FBCN1 | TM8Y100C20MP11 | 34000 | 16.5 | 8.5 | 33000 | 24200 | 73.33% | 2.1 | 0 | 9.5 |  |  |  |  | R-410A | 2.8333 | Residential & Commercial | USHP
211396999 | Central HP <5.4 tons | LUXAIRE | HRCU-A-CB (Split System: Heat Pump with Remote Outdoor Unit-Air-Source) | HMH72B341 |  |  | XAFC48FXXN1+TXV | TM8Y080B12MP11 | 33200 | 17 | 8.5 | 32200 | 23600 | 73.29% | 2.04 | 0 | 9.5 |  |  |  |  | R-410A | 2.7667 | Residential & Commercial | USHP
212970936 | Central HP <5.4 tons | DAY & NIGHT | HRCU-A-CB (Split System: Heat Pump with Remote Outdoor Unit-Air-Source) | DLCURAH18ABK |  |  | EN(A,D)4X24L17** | *80VTL0451412B* | 17700 | 16.5 | 8.5 | 18700 | 19100 | 102.1% | 2.3 | 0 | 11 |  |  |  |  | R-410A | 1.475 | Residential & Commercial | USHP | Ducted CEE Tier 1
212983256 | Central HP <5.4 tons | DAY & NIGHT | HRCU-A-CB (Split System: Heat Pump with Remote Outdoor Unit-Air-Source) | DLCURAH18ABK |  |  | EA*4X19L17A* | *92MSN0401712A* | 17700 | 16 | 8.1 | 17900 | 18000 | 100.6% | 2.16 | 0 | 10.5 |  |  |  |  | R-410A | 1.475 | Residential & Commercial | USHP | Ducted CEE Tier 1
211397305 | Central HP <5.4 tons | CHAMPION HEATING AND COOLING | HRCU-A-CB (Split System: Heat Pump with Remote Outdoor Unit-Air-Source) | HMH72B341 |  |  | XAHD48FBCN1 | TM8V080C16MP12 | 33600 | 16 | 8.5 | 32400 | 23800 | 73.46% | 2.06 | 0 | 9 |  |  |  |  | R-410A | 2.8 | Residential & Commercial | USHP
211397168 | Central HP <5.4 tons | CHAMPION HEATING AND COOLING | HRCU-A-CB (Split System: Heat Pump with Remote Outdoor Unit-Air-Source) | HMH72B341 |  |  | XAHC48FBCN1 | TPLC100C20MP13 | 33800 | 16.5 | 8.5 | 32400 | 23800 | 73.46% | 2.06 | 0 | 9 |  |  |  |  | R-410A | 2.8167 | Residential & Commercial | USHP
211397222 | Central HP <5.4 tons | CHAMPION HEATING AND COOLING | HRCU-A-CB (Split System: Heat Pump with Remote Outdoor Unit-Air-Source) | HMH72B341 |  |  | XAHD48FXXN1+TXV | TM8V080C16MP12 | 33600 | 16 | 8.5 | 32400 | 23800 | 73.46% | 2.06 | 0 | 9 |  |  |  |  | R-410A | 2.8 | Residential & Commercial | USHP
211397588 | Central HP <5.4 tons | CHAMPION HEATING AND COOLING | HRCU-A-CB (Split System: Heat Pump with Remote Outdoor Unit-Air-Source) | HMH72B341 |  |  | XAFD48FXXN1+TXV | TPLC100C16MP13 | 34000 | 16.5 | 8.5 | 33000 | 24400 | 73.94% | 2.1 | 0 | 9 |  |  |  |  | R-410A | 2.8333 | Residential & Commercial | USHP
211398074 | Central HP <5.4 tons | CHAMPION HEATING AND COOLING | HRCU-A-CB (Split System: Heat Pump with Remote Outdoor Unit-Air-Source) | HMH72B341 |  |  | XAFC48FBCN1 | TPLC080B12MP13 | 33000 | 16 | 8.1 | 32600 | 24000 | 73.62% | 2.02 | 0 | 9 |  |  |  |  | R-410A | 2.75 | Residential & Commercial | USHP
211396119 | Central HP <5.4 tons | CHAMPION HEATING AND COOLING | HRCU-A-CB (Split System: Heat Pump with Remote Outdoor Unit-Air-Source) | HMH72B341 |  |  | XAFD48FXXN1+TXV | TM9E080C16MP12 | 34000 | 17 | 8.1 | 33400 | 24600 | 73.65% | 2.08 | 0 | 9 |  |  |  |  | R-410A | 2.8333 | Residential & Commercial | USHP
213076673 | Central HP <5.4 tons | BRYANT HEATING AND COOLING SYSTEMS | HRCU-A-CB (Split System: Heat Pump with Remote Outdoor Unit-Air-Source) | 38MURAQ36AB3* |  |  | CAP**4321AL* | 82*TB60090V21*** | 36800 | 16 | 8.5 | 38500 | 35000 | 90.91% | 2.08 | 0 | 10 |  |  |  |  | R-410A | 3.0667 | Residential & Commercial | USHP | Ducted CEE Tier 1
212982428 | Central HP <5.4 tons | KEEPRITE | HRCU-A-CB (Split System: Heat Pump with Remote Outdoor Unit-Air-Source) | DLCURAH18ABK |  |  | EN(A,D)4X24L17** | *80MSU0401712A* | 17500 | 16 | 8.5 | 18400 | 18900 | 102.7% | 2.28 | 0 | 10.5 |  |  |  |  | R-410A | 1.4583 | Residential & Commercial | USHP | Ducted CEE Tier 1
214075488 | Central HP <5.4 tons | RHEEM | HRCU-A-CB (Split System: Heat Pump with Remote Outdoor Unit-Air-Source) | RD17AZ24AJ3N |  |  | RCFZ2417MTANM | R801V0704A17UHU | 22600 | 17 | 9.5 | 22600 | 16900 | 74.78% | 2 | 0 | 11.2 |  |  |  |  | R-410A | 1.8833 | Residential & Commercial | USHP | Ducted CEE Tier 1
212982644 | Central HP <5.4 tons | KEEPRITE | HRCU-A-CB (Split System: Heat Pump with Remote Outdoor Unit-Air-Source) | DLCURAH30ABK |  |  | EA*4X42L21A* | *80MSU0601716A* | 29800 | 15.2 | 8.1 | 33800 | 27400 | 81.07% | 1.8 | 0 | 9 |  |  |  |  | R-410A | 2.4833 | Residential & Commercial | USHP
213773788 | Central HP <5.4 tons | AIRQUEST | HRCU-A-CB (Split System: Heat Pump with Remote Outdoor Unit-Air-Source) | HVH825GKA3* |  |  | EA*4X48L21A*+WALLCON | *96CTN0801714B* | 24000 | 16.5 | 8.1 | 21000 | 16600 | 79.05% | 2 | 0 | 11 |  |  |  |  | R-410A | 2 | Residential & Commercial | USHP | Ducted CEE Tier 1
212979743 | Central HP <5.4 tons | DAY & NIGHT | HRCU-A-CB (Split System: Heat Pump with Remote Outdoor Unit-Air-Source) | DLCURAH30ABK |  |  | EA*4X43L21A* | *80MS(N,L)0901714A* | 30400 | 15.2 | 8.1 | 33000 | 26400 | 80% | 1.84 | 0 | 9 |  |  |  |  | R-410A | 2.5333 | Residential & Commercial | USHP
212971882 | Central HP <5.4 tons | KEEPRITE | HRCU-A-CB (Split System: Heat Pump with Remote Outdoor Unit-Air-Source) | DLCURAH36ABK |  |  | EA*4X48L21A* | *80VTL0701716B* | 35600 | 16 | 8.5 | 37800 | 34800 | 92.06% | 2.02 | 0 | 10 |  |  |  |  | R-410A | 2.9667 | Residential & Commercial | USHP | Ducted CEE Tier 1
212971662 | Central HP <5.4 tons | KEEPRITE | HRCU-A-CB (Split System: Heat Pump with Remote Outdoor Unit-Air-Source) | DLCURAH24ABK |  |  | EA*4X36L17A* | *80VTL0701716B* | 23800 | 17 | 8.5 | 26200 | 23800 | 90.84% | 1.98 | 0 | 10 |  |  |  |  | R-410A | 1.9833 | Residential & Commercial | USHP | Ducted CEE Tier 1
215912238 | Central HP <5.4 tons | FRASER-JOHNSTON | HRCU-A-CB (Split System: Heat Pump with Remote Outdoor Unit-Air-Source) | HH824E2S11 |  |  | CTM36B5ADS1 | TM9Y060B12MP11 | 23000 | 17 | 9 | 23000 | 18000 | 78.26% | 2 | 0 | 12 |  |  |  |  | R-454B | 1.9167 | Residential & Commercial | USHP | Ducted CEE Tier 1
213076597 | Central HP <5.4 tons | BRYANT HEATING AND COOLING SYSTEMS | HRCU-A-CB (Split System: Heat Pump with Remote Outdoor Unit-Air-Source) | 38MURAQ36AB3* |  |  | CAP**3721AL* | 82*TB48090V17*** | 36200 | 16 | 8.5 | 38000 | 34800 | 91.58% | 2.04 | 0 | 10 |  |  |  |  | R-410A | 3.0167 | Residential & Commercial | USHP | Ducted CEE Tier 1
211392806 | Central HP <5.4 tons | CHAMPION HEATING AND COOLING | HRCU-A-CB (Split System: Heat Pump with Remote Outdoor Unit-Air-Source) | HMH72B341 |  |  | XAHB30CXXN1+TXV | TM8E040A12MP11 | 32000 | 17.5 | 8.1 | 31800 | 23000 | 72.33% | 1.98 | 0 | 9.5 |  |  |  |  | R-410A | 2.6667 | Residential & Commercial | USHP
214584587 | Central HP <5.4 tons | LUXAIRE | HRCU-A-CB (Split System: Heat Pump with Remote Outdoor Unit-Air-Source) | HH836E2S11 |  |  | CTF36B5CDS1 | Z8ET080B12LMPS1 | 33200 | 19 | 9 | 30400 | 24800 | 81.58% | 2 | 0 | 11.7 |  |  |  |  | R-454B | 2.7667 | Residential & Commercial | USHP | Ducted CEE Tier 1
214650520 | Central HP <5.4 tons | FRASER-JOHNSTON | HRCU-A-CB (Split System: Heat Pump with Remote Outdoor Unit-Air-Source) | HH860E2S11 |  |  | CTU60D5XHS1+TXV | TP9C120D20MP13 | 54000 | 19 | 9 | 54500 | 39500 | 72.48% | 2 | 0 | 11 |  |  |  |  | R-454B | 4.5 | Residential & Commercial | USHP | Ducted CEE Tier 1
214584607 | Central HP <5.4 tons | LUXAIRE | HRCU-A-CB (Split System: Heat Pump with Remote Outdoor Unit-Air-Source) | HH860E2S11 |  |  | CTF60C5CGS1 | Z8ES100C16SMPS1 | 44000 | 18 | 9 | 44000 | 33200 | 75.45% | 2 | 0 | 12 |  |  |  |  | R-454B | 3.6667 | Residential & Commercial | USHP | Ducted CEE Tier 1
214608203 | Central HP <5.4 tons | ECOER | HRCU-A-CB (Split System: Heat Pump with Remote Outdoor Unit-Air-Source) | EODA18H-2436BAA |  |  | GNC2430BPT | MGH96M080B3A | 22800 | 18 | 8.8 | 24000 | 19200 | 80% | 2.1 | 13 | 12.5 |  |  |  |  | R-410A | 1.9 | Residential & Commercial | USHP | Ducted CEE Tier 1
212979791 | Central HP <5.4 tons | DAY & NIGHT | HRCU-A-CB (Split System: Heat Pump with Remote Outdoor Unit-Air-Source) | DLCURAH30ABK |  |  | END4X42L17** | *80MS(N,L)0901714A* | 30000 | 15.2 | 8.1 | 34000 | 27200 | 80% | 1.82 | 0 | 9 |  |  |  |  | R-410A | 2.5 | Residential & Commercial | USHP
211222792 | Central HP <5.4 tons | KEEPRITE | HRCU-A-CB (Split System: Heat Pump with Remote Outdoor Unit-Air-Source) | DLCURAH30ABK |  |  | FXM4X36**AL | 0 | 31000 | 15.2 | 8.1 | 33600 | 26400 | 78.57% | 1.82 | 0 | 9 |  |  |  |  | R-410A | 2.5833 | Residential & Commercial | USHP
216737896 | Central HP <5.4 tons | DAY & NIGHT | HRCU-A-CB (Split System: Heat Pump with Remote Outdoor Unit-Air-Source) | D5CUHAH24AAK |  |  | ESH5X30M12A* | *97VTN0601716A* | 22400 | 15.5 | 8.1 | 21000 | 18800 | 89.52% | 1.85 | 0 | 10.5 |  |  |  |  | R-454B | 1.8667 | Residential & Commercial | USHP | Ducted CEE Tier 1
212973383 | Central HP <5.4 tons | BRYANT HEATING AND COOLING SYSTEMS | HRCU-A-CB (Split System: Heat Pump with Remote Outdoor Unit-Air-Source) | 38MURAQ18AB3* |  |  | CNPV*3014AL* | 926SB36060V14*** | 17400 | 16 | 8.1 | 18000 | 18700 | 103.9% | 2.24 | 0 | 11 |  |  |  |  | R-410A | 1.45 | Residential & Commercial | USHP | Ducted CEE Tier 1
212975453 | Central HP <5.4 tons | BRYANT HEATING AND COOLING SYSTEMS | HRCU-A-CB (Split System: Heat Pump with Remote Outdoor Unit-Air-Source) | 38MURAQ18AB3* |  |  | CNPV*2414AL* | 926TC36060V14*** | 17500 | 16 | 8.5 | 18500 | 19200 | 103.8% | 2.3 | 0 | 10.5 |  |  |  |  | R-410A | 1.4583 | Residential & Commercial | USHP | Ducted CEE Tier 1
213076713 | Central HP <5.4 tons | KEEPRITE | HRCU-A-CB (Split System: Heat Pump with Remote Outdoor Unit-Air-Source) | DLCURAH36ABK |  |  | EN(A,D,W)4X48L21** | *80VTL0902120B* | 36000 | 16.5 | 8.1 | 38500 | 35000 | 90.91% | 2 | 0 | 10 |  |  |  |  | R-410A | 3 | Residential & Commercial | USHP | Ducted CEE Tier 1
212384282 | Central HP <5.4 tons | KEEPRITE | HRCU-A-CB (Split System: Heat Pump with Remote Outdoor Unit-Air-Source) | DLCURAH36ABK |  |  | END4X42L17** | *80ES(N,L)0701712A* | 35800 | 15.2 | 8.1 | 39500 | 35000 | 88.61% | 1.96 | 0 | 10 |  |  |  |  | R-410A | 2.9833 | Residential & Commercial | USHP | Ducted CEE Tier 1
212384332 | Central HP <5.4 tons | KEEPRITE | HRCU-A-CB (Split System: Heat Pump with Remote Outdoor Unit-Air-Source) | DLCURAH36ABK |  |  | END4X42L17** | *92ESN0801716A* | 35600 | 16 | 8.1 | 39000 | 35000 | 89.74% | 1.96 | 0 | 10 |  |  |  |  | R-410A | 2.9667 | Residential & Commercial | USHP | Ducted CEE Tier 1
212384718 | Central HP <5.4 tons | KEEPRITE | HRCU-A-CB (Split System: Heat Pump with Remote Outdoor Unit-Air-Source) | DLCURAH36ABK |  |  | EN(A,D,W)4X42L21** | *80ESU0802120A | 36800 | 15.2 | 8.1 | 40000 | 35200 | 88% | 1.94 | 0 | 10 |  |  |  |  | R-410A | 3.0667 | Residential & Commercial | USHP | Ducted CEE Tier 1
213077066 | Central HP <5.4 tons | BRYANT HEATING AND COOLING SYSTEMS | HRCU-A-CB (Split System: Heat Pump with Remote Outdoor Unit-Air-Source) | 38MURAQ36AB3* |  |  | CAP**4224AL* | 926SB60080V21*** | 35000 | 16 | 8.1 | 38500 | 35000 | 90.91% | 1.88 | 0 | 9.5 |  |  |  |  | R-410A | 2.9167 | Residential & Commercial | USHP
212978527 | Central HP <5.4 tons | DAY & NIGHT | HRCU-A-CB (Split System: Heat Pump with Remote Outdoor Unit-Air-Source) | DLCURAH30ABK |  |  | EA*4X37L17A* | *80MS(N,L)0701712A* | 30200 | 15.2 | 8.1 | 33800 | 27000 | 79.88% | 1.82 | 0 | 9 |  |  |  |  | R-410A | 2.5167 | Residential & Commercial | USHP
212982222 | Central HP <5.4 tons | DAY & NIGHT | HRCU-A-CB (Split System: Heat Pump with Remote Outdoor Unit-Air-Source) | DLCURAH30ABK |  |  | END4X42L17** | *80MSU0401712A* | 29800 | 15.2 | 8.5 | 33600 | 27000 | 80.36% | 1.82 | 0 | 9 |  |  |  |  | R-410A | 2.4833 | Residential & Commercial | USHP
212980536 | Central HP <5.4 tons | DAY & NIGHT | HRCU-A-CB (Split System: Heat Pump with Remote Outdoor Unit-Air-Source) | DLCURAH30ABK |  |  | EA*4X42L24A* | *80MS(N,L)0902120A* | 29600 | 15.2 | 8.1 | 33800 | 27600 | 81.66% | 1.78 | 0 | 9 |  |  |  |  | R-410A | 2.4667 | Residential & Commercial | USHP
213077226 | Central HP <5.4 tons | BRYANT HEATING AND COOLING SYSTEMS | HRCU-A-CB (Split System: Heat Pump with Remote Outdoor Unit-Air-Source) | 38MURAQ36AB3* |  |  | CNPV*4824AL* | 926SB60100V21*** | 36000 | 16.5 | 8.1 | 38500 | 35000 | 90.91% | 2 | 0 | 10 |  |  |  |  | R-410A | 3 | Residential & Commercial | USHP | Ducted CEE Tier 1
213078395 | Central HP <5.4 tons | KEEPRITE | HRCU-A-CB (Split System: Heat Pump with Remote Outdoor Unit-Air-Source) | DLCURAH36ABK |  |  | EA*4X36L21A* | *80MS(N,L)0902116A* | 34800 | 16.5 | 8.1 | 38500 | 35200 | 91.43% | 1.82 | 0 | 9.5 |  |  |  |  | R-410A | 2.9 | Residential & Commercial | USHP
213078428 | Central HP <5.4 tons | KEEPRITE | HRCU-A-CB (Split System: Heat Pump with Remote Outdoor Unit-Air-Source) | DLCURAH36ABK |  |  | EA*4X42L24A* | *80MS(N,L)0902116A* | 35200 | 16.5 | 8.1 | 38500 | 35000 | 90.91% | 1.88 | 0 | 10 |  |  |  |  | R-410A | 2.9333 | Residential & Commercial | USHP | Ducted CEE Tier 1
213078243 | Central HP <5.4 tons | KEEPRITE | HRCU-A-CB (Split System: Heat Pump with Remote Outdoor Unit-Air-Source) | DLCURAH36ABK |  |  | EN(A,D,W)4X48L21** | *80MS(N,L)0702116A* | 35800 | 16.5 | 8.1 | 38500 | 34800 | 90.39% | 1.98 | 0 | 10 |  |  |  |  | R-410A | 2.9833 | Residential & Commercial | USHP | Ducted CEE Tier 1
213075952 | Central HP <5.4 tons | DAY & NIGHT | HRCU-A-CB (Split System: Heat Pump with Remote Outdoor Unit-Air-Source) | DLCURAH36ABK |  |  | EA*4X48L24A* | *95MSU1002120A* | 36000 | 16.5 | 8.5 | 38000 | 34800 | 91.58% | 2.04 | 0 | 10 |  |  |  |  | R-410A | 3 | Residential & Commercial | USHP | Ducted CEE Tier 1
215939824 | Central HP <5.4 tons | CARRIER | HRCU-A-CB (Split System: Heat Pump with Remote Outdoor Unit-Air-Source) | 27VNA336A*030* |  |  | CAA**6121AM*+UI | 59TN6C080C21**20 | 34400 | 20 | 9 | 34400 | 26200 | 76.16% | 1.95 | 0 | 11.7 |  |  |  |  | R-454B | 2.8667 | Residential & Commercial | USHP | Ducted CEE Tier 1
215939974 | Central HP <5.4 tons | CARRIER | HRCU-A-CB (Split System: Heat Pump with Remote Outdoor Unit-Air-Source) | 27VNA336A*030* |  |  | CSAH*3612AM*+UI | 59TN7A080C17**16 | 33000 | 18.5 | 9 | 35400 | 27200 | 76.84% | 1.92 | 0 | 10.5 |  |  |  |  | R-454B | 2.75 | Residential & Commercial | USHP | Ducted CEE Tier 1
215940024 | Central HP <5.4 tons | CARRIER | HRCU-A-CB (Split System: Heat Pump with Remote Outdoor Unit-Air-Source) | 27VNA336A*030* |  |  | CSAH*4212AM*+UI | 58CU*B040C17**12 | 33600 | 19.5 | 9 | 34600 | 26600 | 76.88% | 1.92 | 0 | 11.7 |  |  |  |  | R-454B | 2.8 | Residential & Commercial | USHP | Ducted CEE Tier 1
215940074 | Central HP <5.4 tons | CARRIER | HRCU-A-CB (Split System: Heat Pump with Remote Outdoor Unit-Air-Source) | 27VNA336A*030* |  |  | CSAH*4212AM*+UI | 59TN7A100C21**22 | 33600 | 19 | 9 | 34600 | 26600 | 76.88% | 1.94 | 0 | 11.5 |  |  |  |  | R-454B | 2.8 | Residential & Commercial | USHP | Ducted CEE Tier 1
215940124 | Central HP <5.4 tons | CARRIER | HRCU-A-CB (Split System: Heat Pump with Remote Outdoor Unit-Air-Source) | 27VNA336A*030* |  |  | CSAH*4812AM*+UI | 59TN7A060C17**16 | 33400 | 18.5 | 9 | 35400 | 27200 | 76.84% | 1.92 | 0 | 10.5 |  |  |  |  | R-454B | 2.7833 | Residential & Commercial | USHP | Ducted CEE Tier 1
215940174 | Central HP <5.4 tons | CARRIER | HRCU-A-CB (Split System: Heat Pump with Remote Outdoor Unit-Air-Source) | 27VNA336A*030* |  |  | CSAH*6012AM*+UI | 59TN6C080C21**20 | 34200 | 19.5 | 9 | 34200 | 26000 | 76.02% | 1.96 | 0 | 11.7 |  |  |  |  | R-454B | 2.85 | Residential & Commercial | USHP | Ducted CEE Tier 1
215940374 | Central HP <5.4 tons | CARRIER | HRCU-A-CB (Split System: Heat Pump with Remote Outdoor Unit-Air-Source) | 27VNA336A*030* |  |  | CVAMA4921XMA*+UI | 59TN7A080C21**20 | 35600 | 21.5 | 8.5 | 38000 | 28600 | 75.26% | 2.04 | 0 | 12 |  |  |  |  | R-454B | 2.9667 | Residential & Commercial | USHP | Ducted CEE Tier 1
215940624 | Central HP <5.4 tons | CARRIER | HRCU-A-CB (Split System: Heat Pump with Remote Outdoor Unit-Air-Source) | 27VNA336A*030* |  |  | CVAVA4221XMA*+UI | 58CU*B040C17**12 | 34600 | 21 | 8.5 | 38500 | 28000 | 72.73% | 2.04 | 0 | 12 |  |  |  |  | R-454B | 2.8833 | Residential & Commercial | USHP | Ducted CEE Tier 1
215940674 | Central HP <5.4 tons | CARRIER | HRCU-A-CB (Split System: Heat Pump with Remote Outdoor Unit-Air-Source) | 27VNA336A*030* |  |  | CVAVA4221XMA*+UI | 59TN7A100C21**22 | 34400 | 21 | 8.5 | 38500 | 28000 | 72.73% | 2.06 | 0 | 12 |  |  |  |  | R-454B | 2.8667 | Residential & Commercial | USHP | Ducted CEE Tier 1
215940824 | Central HP <5.4 tons | CARRIER | HRCU-A-CB (Split System: Heat Pump with Remote Outdoor Unit-Air-Source) | 27VNA336A*030* |  |  | CVAVA6021XMA*+UI | 58CU*B060C17**16 | 35600 | 22 | 8.5 | 38000 | 28600 | 75.26% | 2.02 | 0 | 12.5 |  |  |  |  | R-454B | 2.9667 | Residential & Commercial | USHP | Ducted CEE Tier 1
214807771 | Central HP <5.4 tons | COLEMAN | HRCU-A-CB (Split System: Heat Pump with Remote Outdoor Unit-Air-Source) | HH836E2S11 |  |  | CTU36B5XDS1+TXV | Z8ES100B12SMPS1 | 33400 | 18 | 8.5 | 30800 | 25000 | 81.17% | 2 | 0 | 11.7 |  |  |  |  | R-454B | 2.7833 | Residential & Commercial | USHP | Ducted CEE Tier 1
214719679 | Central HP <5.4 tons | FRASER-JOHNSTON | HRCU-A-CB (Split System: Heat Pump with Remote Outdoor Unit-Air-Source) | HH836E2S11 |  |  | CTU36B5XDS1+TXV | TM8Y080B12MP11 | 33400 | 18 | 8.5 | 31200 | 25600 | 82.05% | 2 | 0 | 11 |  |  |  |  | R-454B | 2.7833 | Residential & Commercial | USHP | Ducted CEE Tier 1
214719922 | Central HP <5.4 tons | FRASER-JOHNSTON | HRCU-A-CB (Split System: Heat Pump with Remote Outdoor Unit-Air-Source) | HH836E2S11 |  |  | CTU48C5XFS1+TXV | Z9ES080C20SMPS1 | 34200 | 18 | 9 | 32000 | 25600 | 80% | 2 | 0 | 11 |  |  |  |  | R-454B | 2.85 | Residential & Commercial | USHP | Ducted CEE Tier 1
211390957 | Central HP <5.4 tons | CHAMPION HEATING AND COOLING | HRCU-A-CB (Split System: Heat Pump with Remote Outdoor Unit-Air-Source) | HMH72B341 |  |  | XAHB30CXXN1+TXV | TM8V060A12MP12 | 32000 | 17 | 8.1 | 32800 | 23000 | 70.12% | 1.98 | 0 | 9.5 |  |  |  |  | R-410A | 2.6667 | Residential & Commercial | USHP
211391166 | Central HP <5.4 tons | CHAMPION HEATING AND COOLING | HRCU-A-CB (Split System: Heat Pump with Remote Outdoor Unit-Air-Source) | HMH72B341 |  |  | XAFB30CXXN1+TXV | TPLC060A12MP13 | 32800 | 17.5 | 8.1 | 33400 | 23400 | 70.06% | 2.02 | 0 | 9.5 |  |  |  |  | R-410A | 2.7333 | Residential & Commercial | USHP
211391241 | Central HP <5.4 tons | CHAMPION HEATING AND COOLING | HRCU-A-CB (Split System: Heat Pump with Remote Outdoor Unit-Air-Source) | HMH72B341 |  |  | XAHC36DXXN1+TXV | TMLE120C16MP11 | 33600 | 17.5 | 8.1 | 33000 | 23200 | 70.3% | 2.04 | 0 | 10 |  |  |  |  | R-410A | 2.8 | Residential & Commercial | USHP | Ducted CEE Tier 1
212972483 | Central HP <5.4 tons | BRYANT HEATING AND COOLING SYSTEMS | HRCU-A-CB (Split System: Heat Pump with Remote Outdoor Unit-Air-Source) | 38MURAQ30AB3* |  |  | CAP**4321AL* | 82*TB66110V21*** | 30400 | 15.2 | 8.1 | 33400 | 26400 | 79.04% | 1.84 | 0 | 9 |  |  |  |  | R-410A | 2.5333 | Residential & Commercial | USHP
211712531 | Central HP <5.4 tons | KEEPRITE | HRCU-A-CB (Split System: Heat Pump with Remote Outdoor Unit-Air-Source) | DLCURAH30ABK |  |  | EA*4X42L21A* | *92ESN0801716A* | 29600 | 15.2 | 8.1 | 33800 | 27400 | 81.07% | 1.78 | 0 | 9 |  |  |  |  | R-410A | 2.4667 | Residential & Commercial | USHP
214606493 | Central HP <5.4 tons | FRASER-JOHNSTON | HRCU-A-C (Split System: Heat Pump with Remote Outdoor Unit with No Indoor Fan --Air Source) | HH836E2S11 |  |  | CTF36C5CDS1 | 0 | 33600 | 15.2 | 8.5 | 32200 | 23400 | 72.67% | 2 | 0 | 10 |  |  |  |  | R-454B | 2.8 | Residential & Commercial | USHP | Ducted CEE Tier 1
214719714 | Central HP <5.4 tons | FRASER-JOHNSTON | HRCU-A-CB (Split System: Heat Pump with Remote Outdoor Unit-Air-Source) | HH836E2S11 |  |  | CTU36B5XDS1+TXV | TP9C080B12MP13 | 33000 | 18 | 8.5 | 30800 | 25000 | 81.17% | 2 | 0 | 11 |  |  |  |  | R-454B | 2.75 | Residential & Commercial | USHP | Ducted CEE Tier 1
214719880 | Central HP <5.4 tons | FRASER-JOHNSTON | HRCU-A-CB (Split System: Heat Pump with Remote Outdoor Unit-Air-Source) | HH836E2S11 |  |  | CTU48C5XFS1+TXV | TL8E100C20UH11 | 33400 | 18 | 9 | 31400 | 25200 | 80.25% | 2 | 0 | 11 |  |  |  |  | R-454B | 2.7833 | Residential & Commercial | USHP | Ducted CEE Tier 1
214719932 | Central HP <5.4 tons | FRASER-JOHNSTON | HRCU-A-CB (Split System: Heat Pump with Remote Outdoor Unit-Air-Source) | HH836E2S11 |  |  | CTU48C5XFS1+TXV | TM9V100C16MP12 | 33200 | 18 | 9 | 31200 | 25200 | 80.77% | 2 | 0 | 11 |  |  |  |  | R-454B | 2.7667 | Residential & Commercial | USHP | Ducted CEE Tier 1
212981857 | Central HP <5.4 tons | BRYANT HEATING AND COOLING SYSTEMS | HRCU-A-CB (Split System: Heat Pump with Remote Outdoor Unit-Air-Source) | 38MURAQ18AB3* |  |  | CAP**3017AL* | 83*SB60100M21*** | 17500 | 16 | 8.5 | 18100 | 18700 | 103.3% | 2.24 | 0 | 10.5 |  |  |  |  | R-410A | 1.4583 | Residential & Commercial | USHP | Ducted CEE Tier 1
212982176 | Central HP <5.4 tons | KEEPRITE | HRCU-A-CB (Split System: Heat Pump with Remote Outdoor Unit-Air-Source) | DLCURAH30ABK |  |  | EA*4X43L21A* | *80MSU0401712A* | 30600 | 15.2 | 8.1 | 33200 | 26200 | 78.92% | 1.86 | 0 | 9 |  |  |  |  | R-410A | 2.55 | Residential & Commercial | USHP
214807796 | Central HP <5.4 tons | COLEMAN | HRCU-A-CB (Split System: Heat Pump with Remote Outdoor Unit-Air-Source) | HH836E2S11 |  |  | CTU48C5XFS1+JME16C2SN1+TXV | 0 | 34200 | 19 | 9 | 31600 | 25200 | 79.75% | 2 | 0 | 11.7 |  |  |  |  | R-454B | 2.85 | Residential & Commercial | USHP | Ducted CEE Tier 1
215560592 | Central HP <5.4 tons | ECOER | HRCU-A-CB (Split System: Heat Pump with Remote Outdoor Unit-Air-Source) | EODA18H-2436BAA |  |  | GNC3036BPT | FG7TC-060D-V24B* | 32000 | 17 | 8.8 | 34600 | 24400 | 70.52% | 1.95 | 0 | 10.4 |  |  |  |  | R-410A | 2.6667 | Residential & Commercial | USHP | Ducted CEE Tier 1
212972759 | Central HP <5.4 tons | KEEPRITE | HRCU-A-CB (Split System: Heat Pump with Remote Outdoor Unit-Air-Source) | DLCURAH18ABK |  |  | EN(A,D)4X30L14** | *96VSN0401410B* | 17400 | 16 | 8.1 | 18000 | 18700 | 103.9% | 2.24 | 0 | 10.5 |  |  |  |  | R-410A | 1.45 | Residential & Commercial | USHP | Ducted CEE Tier 1
212973059 | Central HP <5.4 tons | KEEPRITE | HRCU-A-CB (Split System: Heat Pump with Remote Outdoor Unit-Air-Source) | DLCURAH18ABK |  |  | EN(A,D)4X24L17** | *96VSN0401712B* | 17500 | 15.5 | 8.5 | 18600 | 19200 | 103.2% | 2.3 | 0 | 10.5 |  |  |  |  | R-410A | 1.4583 | Residential & Commercial | USHP | Ducted CEE Tier 1
212978769 | Central HP <5.4 tons | DAY & NIGHT | HRCU-A-CB (Split System: Heat Pump with Remote Outdoor Unit-Air-Source) | DLCURAH18ABK |  |  | EA*4X25L17A* | *80MS(N,L)0701712A* | 18000 | 17 | 8.5 | 17800 | 17700 | 99.44% | 2.14 | 0 | 11 |  |  |  |  | R-410A | 1.5 | Residential & Commercial | USHP | Ducted CEE Tier 1
213076389 | Central HP <5.4 tons | DAY & NIGHT | HRCU-A-CB (Split System: Heat Pump with Remote Outdoor Unit-Air-Source) | DLCURAH18ABK |  |  | EA*4X24L17A* | *96VTN0601716B* | 17400 | 16 | 8.5 | 18400 | 19500 | 106% | 2.34 | 0 | 10.5 |  |  |  |  | R-410A | 1.45 | Residential & Commercial | USHP | Ducted CEE Tier 1
213076557 | Central HP <5.4 tons | DAY & NIGHT | HRCU-A-CB (Split System: Heat Pump with Remote Outdoor Unit-Air-Source) | DLCURAH36ABK |  |  | END4X42L17** | *80VTL0701716B* | 35400 | 16 | 8.1 | 38500 | 35000 | 90.91% | 1.94 | 0 | 10 |  |  |  |  | R-410A | 2.95 | Residential & Commercial | USHP | Ducted CEE Tier 1
215674590 | Central HP <5.4 tons | KENMORE | HRCU-A-CB (Split System: Heat Pump with Remote Outdoor Unit-Air-Source) | (C,H,T)5H0V48*K*AAA* |  |  | EA*5X61M24A*+WALLCON | *97CMN0802120B* | 46000 | 18 | 9 | 48000 | 33800 | 70.42% | 2.08 | 0 | 10 |  |  |  |  | R-454B | 3.8333 | Residential & Commercial | USHP | Ducted CEE Tier 1
214608236 | Central HP <5.4 tons | ECOER | HRCU-A-CB (Split System: Heat Pump with Remote Outdoor Unit-Air-Source) | EODA18H-2436BAA |  |  | EAHATN-36 | 0 | 34200 | 17 | 8.8 | 36000 | 25200 | 70% | 1.9 | 0 | 11.2 |  |  |  |  | R-410A | 2.85 | Residential & Commercial | USHP | Ducted CEE Tier 1
212980527 | Central HP <5.4 tons | KEEPRITE | HRCU-A-CB (Split System: Heat Pump with Remote Outdoor Unit-Air-Source) | DLCURAH30ABK |  |  | EA*4X42L21A* | *80MS(N,L)0902120A* | 30200 | 15.2 | 8.1 | 34400 | 27400 | 79.65% | 1.8 | 0 | 9 |  |  |  |  | R-410A | 2.5167 | Residential & Commercial | USHP
212980942 | Central HP <5.4 tons | KEEPRITE | HRCU-A-CB (Split System: Heat Pump with Remote Outdoor Unit-Air-Source) | DLCURAH30ABK |  |  | EA*4X42L24A* | *80MS(N,L)1102120A* | 30400 | 15.2 | 8.1 | 34400 | 27400 | 79.65% | 1.82 | 0 | 9 |  |  |  |  | R-410A | 2.5333 | Residential & Commercial | USHP
214608196 | Central HP <5.4 tons | ECOER | HRCU-A-CB (Split System: Heat Pump with Remote Outdoor Unit-Air-Source) | EODA18H-4860BAA |  |  | EAHATN-48BAA | 0 | 45000 | 18 | 9 | 47000 | 34400 | 73.19% | 2.1 | 11.5 | 11.7 |  |  |  |  | R-410A | 3.75 | Residential & Commercial | USHP | Ducted CEE Tier 1
213076980 | Central HP <5.4 tons | DAY & NIGHT | HRCU-A-CB (Split System: Heat Pump with Remote Outdoor Unit-Air-Source) | DLCURAH36ABK |  |  | EA*4X43L21A* | *96VSN0801716B* | 36600 | 15.5 | 8.5 | 38500 | 35000 | 90.91% | 2.06 | 0 | 10 |  |  |  |  | R-410A | 3.05 | Residential & Commercial | USHP | Ducted CEE Tier 1
214807722 | Central HP <5.4 tons | FRASER-JOHNSTON | HRCU-A-CB (Split System: Heat Pump with Remote Outdoor Unit-Air-Source) | HH824E2S11 |  |  | CTM36B5ADS1 | TPLC080B12MP13 | 23000 | 17 | 9 | 23000 | 17700 | 76.96% | 2 | 0 | 12 |  |  |  |  | R-454B | 1.9167 | Residential & Commercial | USHP | Ducted CEE Tier 1
212970864 | Central HP <5.4 tons | DAY & NIGHT | HRCU-A-CB (Split System: Heat Pump with Remote Outdoor Unit-Air-Source) | DLCURAH18ABK |  |  | EA*4X24L14A* | *80VTL0451412B* | 17700 | 16.5 | 8.5 | 18600 | 19400 | 104.3% | 2.32 | 0 | 10.5 |  |  |  |  | R-410A | 1.475 | Residential & Commercial | USHP | Ducted CEE Tier 1
214809139 | Central HP <5.4 tons | FRASER-JOHNSTON | HRCU-A-CB (Split System: Heat Pump with Remote Outdoor Unit-Air-Source) | HH860E2S11 |  |  | CTU60C5XGS1+TXV | Z8ES080C20SMPS1 | 44000 | 18 | 9 | 44500 | 33400 | 75.06% | 2 | 0 | 12 |  |  |  |  | R-454B | 3.6667 | Residential & Commercial | USHP | Ducted CEE Tier 1
214809154 | Central HP <5.4 tons | FRASER-JOHNSTON | HRCU-A-CB (Split System: Heat Pump with Remote Outdoor Unit-Air-Source) | HH860E2S11 |  |  | CTU60D5XGS1+JMC20D2SN1+TXV | 0 | 46000 | 19 | 9.5 | 46000 | 34000 | 73.91% | 2 | 0 | 12 |  |  |  |  | R-454B | 3.8333 | Residential & Commercial | USHP | Ducted CEE Tier 1
212970900 | Central HP <5.4 tons | DAY & NIGHT | HRCU-A-CB (Split System: Heat Pump with Remote Outdoor Unit-Air-Source) | DLCURAH18ABK |  |  | EA*4X30L14A* | *80VTL0451412B* | 17800 | 16.5 | 8.5 | 18400 | 18800 | 102.2% | 2.26 | 0 | 10.5 |  |  |  |  | R-410A | 1.4833 | Residential & Commercial | USHP | Ducted CEE Tier 1
212970948 | Central HP <5.4 tons | DAY & NIGHT | HRCU-A-CB (Split System: Heat Pump with Remote Outdoor Unit-Air-Source) | DLCURAH18ABK |  |  | EN(A,D)4X30L14** | *80VTL0451412B* | 17400 | 16.5 | 8.1 | 17900 | 18600 | 103.9% | 2.24 | 0 | 11 |  |  |  |  | R-410A | 1.45 | Residential & Commercial | USHP | Ducted CEE Tier 1
212973057 | Central HP <5.4 tons | DAY & NIGHT | HRCU-A-CB (Split System: Heat Pump with Remote Outdoor Unit-Air-Source) | DLCURAH18ABK |  |  | EN(A,D)4X24L17** | *96VSN0401712B* | 17500 | 15.5 | 8.5 | 18600 | 19200 | 103.2% | 2.3 | 0 | 10.5 |  |  |  |  | R-410A | 1.4583 | Residential & Commercial | USHP | Ducted CEE Tier 1
213770283 | Central HP <5.4 tons | CARRIER | HRCU-A-CB (Split System: Heat Pump with Remote Outdoor Unit-Air-Source) | 25VNA448A*031* |  |  | CAP**6024AL*+UI | 58TN*B090C21**20 | 44500 | 21 | 9.5 | 46000 | 36000 | 78.26% | 2.34 | 0 | 12 |  |  |  |  | R-410A | 3.7083 | Residential & Commercial | USHP | Ducted CEE Tier 1
213770347 | Central HP <5.4 tons | CARRIER | HRCU-A-CB (Split System: Heat Pump with Remote Outdoor Unit-Air-Source) | 25VNA448A*031* |  |  | CSPH*6012AL*+UI | 58TN*B110C21**20 | 45000 | 20.5 | 9 | 46000 | 36000 | 78.26% | 2.34 | 0 | 12 |  |  |  |  | R-410A | 3.75 | Residential & Commercial | USHP | Ducted CEE Tier 1
213770785 | Central HP <5.4 tons | CARRIER | HRCU-A-CB (Split System: Heat Pump with Remote Outdoor Unit-Air-Source) | 25VNA825A*031* |  |  | CAP**3017AL*+UI | 59TN6C060C17**14 | 23400 | 16 | 8.1 | 21600 | 16800 | 77.78% | 1.9 | 0 | 10.5 |  |  |  |  | R-410A | 1.95 | Residential & Commercial | USHP | Ducted CEE Tier 1
216733948 | Central HP <5.4 tons | COMFORTMAKER | HRCU-A-CB (Split System: Heat Pump with Remote Outdoor Unit-Air-Source) | D5CUHAH24AAK |  |  | EA*5X30M17A* | *80CTL0451712B* | 22200 | 16 | 8.1 | 20800 | 18800 | 90.38% | 1.85 | 0 | 10.5 |  |  |  |  | R-454B | 1.85 | Residential & Commercial | USHP | Ducted CEE Tier 1
215674512 | Central HP <5.4 tons | KENMORE | HRCU-A-CB (Split System: Heat Pump with Remote Outdoor Unit-Air-Source) | (C,H,T)5H0V48*K*AAA* |  |  | EA*5X61M24A*+WALLCON | *80CTL1352422B* | 46000 | 18.5 | 9 | 47500 | 33600 | 70.74% | 2.08 | 0 | 10 |  |  |  |  | R-454B | 3.8333 | Residential & Commercial | USHP | Ducted CEE Tier 1
206788571 | Central HP <5.4 tons | CARRIER | HRCU-A-CB (Split System: Heat Pump with Remote Outdoor Unit-Air-Source) | 25VNA424A*031* |  |  | CSPH*3612AL*+UI | 59CU5A060C17**16 | 23600 | 19 | 9 | 26600 | 19900 | 74.81% | 2.46 | 13.5 | 12.5 |  |  |  |  | R-410A | 1.9667 | Residential & Commercial | USHP | Ducted CEE Tier 1
214807838 | Central HP <5.4 tons | FRASER-JOHNSTON | HRCU-A-CB (Split System: Heat Pump with Remote Outdoor Unit-Air-Source) | HH860E2S11 |  |  | CTU60D5XHS1+JMVT20DC2N1+TXV | 0 | 54500 | 19 | 9 | 53500 | 38500 | 71.96% | 2 | 0 | 12 |  |  |  |  | R-454B | 4.5417 | Residential & Commercial | USHP | Ducted CEE Tier 1
214807729 | Central HP <5.4 tons | FRASER-JOHNSTON | HRCU-A-CB (Split System: Heat Pump with Remote Outdoor Unit-Air-Source) | HH824E2S11 |  |  | CTM36B5ADS1 | TP9C060B12MP13 | 23000 | 17 | 9 | 23000 | 17600 | 76.52% | 2 | 0 | 12 |  |  |  |  | R-454B | 1.9167 | Residential & Commercial | USHP | Ducted CEE Tier 1
214807788 | Central HP <5.4 tons | FRASER-JOHNSTON | HRCU-A-CB (Split System: Heat Pump with Remote Outdoor Unit-Air-Source) | HH836E2S11 |  |  | CTU48C5XFS1+JMC17C2SN1+TXV | 0 | 34400 | 19 | 9 | 32000 | 25200 | 78.75% | 2 | 0 | 11.7 |  |  |  |  | R-454B | 2.8667 | Residential & Commercial | USHP | Ducted CEE Tier 1
214728368 | Central HP <5.4 tons | FRASER-JOHNSTON | HRCU-A-CB (Split System: Heat Pump with Remote Outdoor Unit-Air-Source) | HH836E2S11 |  |  | CTU36B5XDS1+TXV | TM9Y060B12MP11 | 33200 | 18 | 8.5 | 31200 | 25600 | 82.05% | 2 | 0 | 11 |  |  |  |  | R-454B | 2.7667 | Residential & Commercial | USHP | Ducted CEE Tier 1
214728395 | Central HP <5.4 tons | FRASER-JOHNSTON | HRCU-A-CB (Split System: Heat Pump with Remote Outdoor Unit-Air-Source) | HH836E2S11 |  |  | CTU36B5XDS1+TXV | TP9C060B12MP13 | 33000 | 17 | 8.5 | 31000 | 25200 | 81.29% | 2 | 0 | 11 |  |  |  |  | R-454B | 2.75 | Residential & Commercial | USHP | Ducted CEE Tier 1
211396653 | Central HP <5.4 tons | CHAMPION HEATING AND COOLING | HRCU-A-CB (Split System: Heat Pump with Remote Outdoor Unit-Air-Source) | HMH72B341 |  |  | XAFC48FXXN1+TXV | TM8Y100C20MP11 | 34000 | 16.5 | 8.5 | 33000 | 24200 | 73.33% | 2.1 | 0 | 9.5 |  |  |  |  | R-410A | 2.8333 | Residential & Commercial | USHP
211397035 | Central HP <5.4 tons | CHAMPION HEATING AND COOLING | HRCU-A-CB (Split System: Heat Pump with Remote Outdoor Unit-Air-Source) | HMH72B341 |  |  | XAUC48FXXN1+TXV | TM8Y080B12MP11 | 33200 | 17 | 8.5 | 32200 | 23600 | 73.29% | 2.04 | 0 | 9.5 |  |  |  |  | R-410A | 2.7667 | Residential & Commercial | USHP
211394379 | Central HP <5.4 tons | CHAMPION HEATING AND COOLING | HRCU-A-CB (Split System: Heat Pump with Remote Outdoor Unit-Air-Source) | HMH72B341 |  |  | XAFD48FBCN1 | TP9C120D20MP13 | 34000 | 17 | 8.5 | 32400 | 23800 | 73.46% | 2.1 | 0 | 9.5 |  |  |  |  | R-410A | 2.8333 | Residential & Commercial | USHP
211394561 | Central HP <5.4 tons | CHAMPION HEATING AND COOLING | HRCU-A-CB (Split System: Heat Pump with Remote Outdoor Unit-Air-Source) | HMH72B341 |  |  | XAFD48FBCN1 | TM9V100C20MP12 | 34000 | 16.5 | 8.5 | 33000 | 24200 | 73.33% | 2.1 | 0 | 9 |  |  |  |  | R-410A | 2.8333 | Residential & Commercial | USHP
211395265 | Central HP <5.4 tons | CHAMPION HEATING AND COOLING | HRCU-A-CB (Split System: Heat Pump with Remote Outdoor Unit-Air-Source) | HMH72B341 |  |  | XAFD48FBCN1 | TP9C080C16MP13 | 33400 | 16.5 | 8.5 | 32400 | 23600 | 72.84% | 2.06 | 0 | 9.5 |  |  |  |  | R-410A | 2.7833 | Residential & Commercial | USHP
211230550 | Central HP <5.4 tons | DAY & NIGHT | HRCU-A-CB (Split System: Heat Pump with Remote Outdoor Unit-Air-Source) | DLCURAH36ABK |  |  | EN(A,D)4X48L24** | *80ESU1002120A* | 36200 | 16 | 8.1 | 38500 | 34800 | 90.39% | 2.02 | 0 | 10 |  |  |  |  | R-410A | 3.0167 | Residential & Commercial | USHP | Ducted CEE Tier 1
211230561 | Central HP <5.4 tons | DAY & NIGHT | HRCU-A-CB (Split System: Heat Pump with Remote Outdoor Unit-Air-Source) | DLCURAH36ABK |  |  | EN(A,D)4X48L24** | *80VTL0902120A* | 35800 | 16.5 | 8.1 | 38500 | 34800 | 90.39% | 2 | 0 | 10 |  |  |  |  | R-410A | 2.9833 | Residential & Commercial | USHP | Ducted CEE Tier 1
211230734 | Central HP <5.4 tons | DAY & NIGHT | HRCU-A-CB (Split System: Heat Pump with Remote Outdoor Unit-Air-Source) | DLCURAH36ABK |  |  | EN(A,D)4X48L24** | *95ESU1002120A* | 36400 | 16 | 8.1 | 38500 | 34800 | 90.39% | 2.04 | 0 | 10.5 |  |  |  |  | R-410A | 3.0333 | Residential & Commercial | USHP | Ducted CEE Tier 1
214809027 | Central HP <5.4 tons | FRASER-JOHNSTON | HRCU-A-CB (Split System: Heat Pump with Remote Outdoor Unit-Air-Source) | HH860E2S11 |  |  | CTU60C5XGS1+JMC16C2SN1+TXV | 0 | 45000 | 19 | 9 | 45000 | 33600 | 74.67% | 2 | 0 | 12 |  |  |  |  | R-454B | 3.75 | Residential & Commercial | USHP | Ducted CEE Tier 1
214809144 | Central HP <5.4 tons | FRASER-JOHNSTON | HRCU-A-CB (Split System: Heat Pump with Remote Outdoor Unit-Air-Source) | HH860E2S11 |  |  | CTU60C5XGS1+JMVT16CC2N1+TXV | 0 | 45000 | 19 | 9 | 45000 | 33600 | 74.67% | 2 | 0 | 12 |  |  |  |  | R-454B | 3.75 | Residential & Commercial | USHP | Ducted CEE Tier 1
214075502 | Central HP <5.4 tons | RHEEM | HRCU-A-CB (Split System: Heat Pump with Remote Outdoor Unit-Air-Source) | RD17AZ24AJ3N |  |  | RCFZ2417MTANM | R921V0703A17M4S | 22600 | 17 | 9.5 | 22600 | 16900 | 74.78% | 2 | 0 | 11.2 |  |  |  |  | R-410A | 1.8833 | Residential & Commercial | USHP | Ducted CEE Tier 1
214584663 | Central HP <5.4 tons | FRASER-JOHNSTON | HRCU-A-CB (Split System: Heat Pump with Remote Outdoor Unit-Air-Source) | HH824E2S11 |  |  | CTF36B5ADS1 | Z8ES100B12SMPS1 | 23000 | 19 | 9.5 | 23000 | 18800 | 81.74% | 2 | 0 | 12 |  |  |  |  | R-454B | 1.9167 | Residential & Commercial | USHP | Ducted CEE Tier 1
215853422 | Central HP <5.4 tons | FRASER-JOHNSTON | HRCU-A-CB (Split System: Heat Pump with Remote Outdoor Unit-Air-Source) | HH836E2S11 |  |  | CTF36C5CDS1 | Z9ES080C20SMPS1 | 34200 | 18 | 8.5 | 32000 | 26400 | 82.5% | 2 | 0 | 11 |  |  |  |  | R-454B | 2.85 | Residential & Commercial | USHP | Ducted CEE Tier 1
215853423 | Central HP <5.4 tons | FRASER-JOHNSTON | HRCU-A-CB (Split System: Heat Pump with Remote Outdoor Unit-Air-Source) | HH836E2S11 |  |  | CTM36C5CDS1 | Z9ES080C20SMPS1 | 34200 | 18 | 8.5 | 32200 | 26400 | 81.99% | 2 | 0 | 11 |  |  |  |  | R-454B | 2.85 | Residential & Commercial | USHP | Ducted CEE Tier 1
213770885 | Central HP <5.4 tons | CARRIER | HRCU-A-CB (Split System: Heat Pump with Remote Outdoor Unit-Air-Source) | 25VNA825A*031* |  |  | CAP**3617AL*+UI | 59TN6C060C17**14 | 23400 | 16 | 8.1 | 21600 | 16700 | 77.31% | 1.92 | 0 | 10.5 |  |  |  |  | R-410A | 1.95 | Residential & Commercial | USHP | Ducted CEE Tier 1
213770915 | Central HP <5.4 tons | CARRIER | HRCU-A-CB (Split System: Heat Pump with Remote Outdoor Unit-Air-Source) | 25VNA825A*031* |  |  | CAP**3621AL*+UI | 58TN*B070C17**16 | 23600 | 16.5 | 8.1 | 21400 | 16700 | 78.04% | 1.94 | 0 | 10.5 |  |  |  |  | R-410A | 1.9667 | Residential & Commercial | USHP | Ducted CEE Tier 1
215679246 | Central HP <5.4 tons | AIRQUEST | HRCU-A-CB (Split System: Heat Pump with Remote Outdoor Unit-Air-Source) | H5H0V36*K*AAA* |  |  | EA*5X37M17A*+WALLCON | *80CSU0601716B* | 34000 | 17 | 9 | 35600 | 25400 | 71.35% | 1.86 | 0 | 9.5 |  |  |  |  | R-454B | 2.8333 | Residential & Commercial | USHP
211395771 | Central HP <5.4 tons | CHAMPION HEATING AND COOLING | HRCU-A-CB (Split System: Heat Pump with Remote Outdoor Unit-Air-Source) | HMH72B341 |  |  | XAHC48FBCN1 | TM9V060B12MP12 | 32400 | 16 | 8.1 | 32000 | 23400 | 73.12% | 2 | 0 | 9 |  |  |  |  | R-410A | 2.7 | Residential & Commercial | USHP
211395839 | Central HP <5.4 tons | CHAMPION HEATING AND COOLING | HRCU-A-CB (Split System: Heat Pump with Remote Outdoor Unit-Air-Source) | HMH72B341 |  |  | XAFC48FXXN1+TXV | TP9C060B12MP13 | 33000 | 16.5 | 8.1 | 32400 | 24000 | 74.07% | 2.04 | 0 | 9 |  |  |  |  | R-410A | 2.75 | Residential & Commercial | USHP
211395019 | Central HP <5.4 tons | CHAMPION HEATING AND COOLING | HRCU-A-CB (Split System: Heat Pump with Remote Outdoor Unit-Air-Source) | HMH72B341 |  |  | XAHD48FXXN1+TXV | TP9C080C16MP13 | 32600 | 16 | 8.1 | 31800 | 23200 | 72.96% | 2.02 | 0 | 9 |  |  |  |  | R-410A | 2.7167 | Residential & Commercial | USHP
211396089 | Central HP <5.4 tons | CHAMPION HEATING AND COOLING | HRCU-A-CB (Split System: Heat Pump with Remote Outdoor Unit-Air-Source) | HMH72B341 |  |  | XAHC48FXXN1+TXV | TM9E080C16MP12 | 33600 | 17 | 8.1 | 32800 | 24200 | 73.78% | 2.04 | 0 | 9 |  |  |  |  | R-410A | 2.8 | Residential & Commercial | USHP
212973679 | Central HP <5.4 tons | KEEPRITE | HRCU-A-CB (Split System: Heat Pump with Remote Outdoor Unit-Air-Source) | DLCURAH18ABK |  |  | EA*4X25L17A* | *96VSN0801716B* | 17800 | 16.5 | 8.1 | 17600 | 17800 | 101.1% | 2.14 | 0 | 10.5 |  |  |  |  | R-410A | 1.4833 | Residential & Commercial | USHP | Ducted CEE Tier 1
212974738 | Central HP <5.4 tons | KEEPRITE | HRCU-A-CB (Split System: Heat Pump with Remote Outdoor Unit-Air-Source) | DLCURAH18ABK |  |  | EN(A,D)4X30L14** | *96VTN0401410B* | 17400 | 16 | 8.1 | 18000 | 18600 | 103.3% | 2.22 | 0 | 10.5 |  |  |  |  | R-410A | 1.45 | Residential & Commercial | USHP | Ducted CEE Tier 1
211397274 | Central HP <5.4 tons | LUXAIRE | HRCU-A-CB (Split System: Heat Pump with Remote Outdoor Unit-Air-Source) | HMH72B341 |  |  | XAHD48FXXN1+TXV | LPLC080C16MP13 | 33600 | 16 | 8.5 | 32400 | 23800 | 73.46% | 2.06 | 0 | 9 |  |  |  |  | R-410A | 2.8 | Residential & Commercial | USHP
211395530 | Central HP <5.4 tons | CHAMPION HEATING AND COOLING | HRCU-A-CB (Split System: Heat Pump with Remote Outdoor Unit-Air-Source) | HMH72B341 |  |  | XAHC48FBCN1 | TP9C080B12MP13 | 32800 | 16 | 8.1 | 32200 | 23600 | 73.29% | 2.02 | 0 | 9 |  |  |  |  | R-410A | 2.7333 | Residential & Commercial | USHP
213077359 | Central HP <5.4 tons | BRYANT HEATING AND COOLING SYSTEMS | HRCU-A-CB (Split System: Heat Pump with Remote Outdoor Unit-Air-Source) | 38MURAQ36AB3* |  |  | CAP**3717AL* | 926TC48080V17*** | 36000 | 15.5 | 8.5 | 38500 | 35200 | 91.43% | 2 | 0 | 10 |  |  |  |  | R-410A | 3 | Residential & Commercial | USHP | Ducted CEE Tier 1
213077690 | Central HP <5.4 tons | BRYANT HEATING AND COOLING SYSTEMS | HRCU-A-CB (Split System: Heat Pump with Remote Outdoor Unit-Air-Source) | 38MURAQ36AB3* |  |  | CNPV*4824AL* | 926TC60100V21*** | 36000 | 16.5 | 8.1 | 38500 | 35000 | 90.91% | 2 | 0 | 10 |  |  |  |  | R-410A | 3 | Residential & Commercial | USHP | Ducted CEE Tier 1
213078311 | Central HP <5.4 tons | KEEPRITE | HRCU-A-CB (Split System: Heat Pump with Remote Outdoor Unit-Air-Source) | DLCURAH36ABK |  |  | EA*4X42L21A* | *80MS(N,L)0901714A* | 35400 | 16.5 | 8.1 | 38500 | 35000 | 90.91% | 1.88 | 0 | 10 |  |  |  |  | R-410A | 2.95 | Residential & Commercial | USHP | Ducted CEE Tier 1
213076036 | Central HP <5.4 tons | DAY & NIGHT | HRCU-A-CB (Split System: Heat Pump with Remote Outdoor Unit-Air-Source) | DLCURAH30ABK |  |  | EA*4X42L21A* | *95MSU1002120A* | 29800 | 15.2 | 8.1 | 38500 | 27600 | 71.69% | 1.78 | 0 | 9 |  |  |  |  | R-410A | 2.4833 | Residential & Commercial | USHP
214807758 | Central HP <5.4 tons | FRASER-JOHNSTON | HRCU-A-CB (Split System: Heat Pump with Remote Outdoor Unit-Air-Source) | HH836E2S11 |  |  | CTU36B5XDS1+JMC12B2SN1+TXV | 0 | 34000 | 19 | 9 | 31400 | 25600 | 81.53% | 2 | 0 | 11.7 |  |  |  |  | R-454B | 2.8333 | Residential & Commercial | USHP | Ducted CEE Tier 1
214807773 | Central HP <5.4 tons | FRASER-JOHNSTON | HRCU-A-CB (Split System: Heat Pump with Remote Outdoor Unit-Air-Source) | HH836E2S11 |  |  | CTU36B5XDS1+TXV | Z8ES100B12SMPS1 | 33400 | 18 | 8.5 | 30800 | 25000 | 81.17% | 2 | 0 | 11.7 |  |  |  |  | R-454B | 2.7833 | Residential & Commercial | USHP | Ducted CEE Tier 1
212982390 | Central HP <5.4 tons | DAY & NIGHT | HRCU-A-CB (Split System: Heat Pump with Remote Outdoor Unit-Air-Source) | DLCURAH18ABK |  |  | EA*4X24L17A* | *80MSU0401712A* | 17200 | 16 | 8.5 | 18300 | 19100 | 104.4% | 2.3 | 0 | 10 |  |  |  |  | R-410A | 1.4333 | Residential & Commercial | USHP | Ducted CEE Tier 1
212978187 | Central HP <5.4 tons | BRYANT HEATING AND COOLING SYSTEMS | HRCU-A-CB (Split System: Heat Pump with Remote Outdoor Unit-Air-Source) | 38MURAQ24AB3* |  |  | CNPV*3014AL* | 8(0,1)*SB36070M14*** | 23600 | 17 | 8.5 | 26200 | 24600 | 93.89% | 2.04 | 0 | 10.5 |  |  |  |  | R-410A | 1.9667 | Residential & Commercial | USHP | Ducted CEE Tier 1
212978302 | Central HP <5.4 tons | DAY & NIGHT | HRCU-A-CB (Split System: Heat Pump with Remote Outdoor Unit-Air-Source) | DLCURAH18ABK |  |  | EN(A,D)4X18L14** | *80MS(N,L)0701412A* | 17400 | 16 | 8.5 | 18500 | 19700 | 106.5% | 2.38 | 0 | 10.5 |  |  |  |  | R-410A | 1.45 | Residential & Commercial | USHP | Ducted CEE Tier 1
212384692 | Central HP <5.4 tons | DAY & NIGHT | HRCU-A-CB (Split System: Heat Pump with Remote Outdoor Unit-Air-Source) | DLCURAH36ABK |  |  | EN(A,D,W)4X42L21** | *92ESN1002120A* | 36200 | 15.5 | 8.1 | 39500 | 35200 | 89.11% | 1.9 | 0 | 10 |  |  |  |  | R-410A | 3.0167 | Residential & Commercial | USHP | Ducted CEE Tier 1
212383371 | Central HP <5.4 tons | KEEPRITE | HRCU-A-CB (Split System: Heat Pump with Remote Outdoor Unit-Air-Source) | DLCURAH36ABK |  |  | EA*4X36L21A* | *80ESU0802120A | 36600 | 15.2 | 8.1 | 40000 | 35400 | 88.5% | 1.88 | 0 | 10 |  |  |  |  | R-410A | 3.05 | Residential & Commercial | USHP | Ducted CEE Tier 1
212383488 | Central HP <5.4 tons | KEEPRITE | HRCU-A-CB (Split System: Heat Pump with Remote Outdoor Unit-Air-Source) | DLCURAH36ABK |  |  | EA*4X48L21A* | *80ES(N,L)0701716A* | 35600 | 16 | 8.5 | 37800 | 34600 | 91.53% | 2.04 | 0 | 10 |  |  |  |  | R-410A | 2.9667 | Residential & Commercial | USHP | Ducted CEE Tier 1
211397140 | Central HP <5.4 tons | LUXAIRE | HRCU-A-CB (Split System: Heat Pump with Remote Outdoor Unit-Air-Source) | HMH72B341 |  |  | XAHC48FBCN1 | TM8V100C20MP12 | 33800 | 16.5 | 8.5 | 32400 | 23800 | 73.46% | 2.06 | 0 | 9 |  |  |  |  | R-410A | 2.8167 | Residential & Commercial | USHP
211245608 | Central HP <5.4 tons | BRYANT HEATING AND COOLING SYSTEMS | HRCU-A-CB (Split System: Heat Pump with Remote Outdoor Unit-Air-Source) | 38MURAQ24AB3* |  |  | CNPV*3621AL* | 8(0,1)*SA48070E21*** | 24200 | 17 | 8.1 | 26200 | 22800 | 87.02% | 1.9 | 0 | 10.5 |  |  |  |  | R-410A | 2.0167 | Residential & Commercial | USHP | Ducted CEE Tier 1
212978749 | Central HP <5.4 tons | KEEPRITE | HRCU-A-CB (Split System: Heat Pump with Remote Outdoor Unit-Air-Source) | DLCURAH18ABK |  |  | EA*4X19L17A* | *80MS(N,L)0701712A* | 18000 | 17 | 8.5 | 17900 | 17800 | 99.44% | 2.16 | 0 | 11 |  |  |  |  | R-410A | 1.5 | Residential & Commercial | USHP | Ducted CEE Tier 1
215679346 | Central HP <5.4 tons | AIRQUEST | HRCU-A-CB (Split System: Heat Pump with Remote Outdoor Unit-Air-Source) | H5H0V36*K*AAA* |  |  | EA*5X42M21A*+WALLCON | *96CTN0802120B* | 33200 | 17.5 | 9 | 35800 | 25600 | 71.51% | 1.86 | 0 | 10 |  |  |  |  | R-454B | 2.7667 | Residential & Commercial | USHP | Ducted CEE Tier 1
215679546 | Central HP <5.4 tons | AIRQUEST | HRCU-A-CB (Split System: Heat Pump with Remote Outdoor Unit-Air-Source) | H5H0V36*K*AAA* |  |  | EA*5X48M21A*+WALLCON | *97CTN1002122A* | 33800 | 18 | 9 | 35000 | 25000 | 71.43% | 1.9 | 0 | 10 |  |  |  |  | R-454B | 2.8167 | Residential & Commercial | USHP | Ducted CEE Tier 1
215679646 | Central HP <5.4 tons | AIRQUEST | HRCU-A-CB (Split System: Heat Pump with Remote Outdoor Unit-Air-Source) | H5H0V36*K*AAA* |  |  | EA*5X61M21A*+WALLCON | *97CTN0802120A* | 34800 | 18 | 9 | 34400 | 24800 | 72.09% | 1.92 | 0 | 10.5 |  |  |  |  | R-454B | 2.9 | Residential & Commercial | USHP | Ducted CEE Tier 1
215679796 | Central HP <5.4 tons | AIRQUEST | HRCU-A-CB (Split System: Heat Pump with Remote Outdoor Unit-Air-Source) | H5H0V36*K*AAA* |  |  | ESH5X42M12A*+WALLCON | *80CSU0401712B* | 34000 | 16.5 | 8.5 | 35600 | 25200 | 70.79% | 1.78 | 0 | 9.5 |  |  |  |  | R-454B | 2.8333 | Residential & Commercial | USHP
213077901 | Central HP <5.4 tons | BRYANT HEATING AND COOLING SYSTEMS | HRCU-A-CB (Split System: Heat Pump with Remote Outdoor Unit-Air-Source) | 38MURAQ36AB3* |  |  | CNPV*4217AL* | 8(0,1)*SB36070M14*** | 35400 | 16 | 8.1 | 38500 | 35000 | 90.91% | 1.94 | 0 | 10 |  |  |  |  | R-410A | 2.95 | Residential & Commercial | USHP | Ducted CEE Tier 1
213077935 | Central HP <5.4 tons | BRYANT HEATING AND COOLING SYSTEMS | HRCU-A-CB (Split System: Heat Pump with Remote Outdoor Unit-Air-Source) | 38MURAQ36AB3* |  |  | CAP**3717AL* | 8(0,1)*SB36070M17*** | 36200 | 15.5 | 8.5 | 38500 | 35000 | 90.91% | 2.02 | 0 | 10 |  |  |  |  | R-410A | 3.0167 | Residential & Commercial | USHP | Ducted CEE Tier 1
214584598 | Central HP <5.4 tons | FRASER-JOHNSTON | HRCU-A-CB (Split System: Heat Pump with Remote Outdoor Unit-Air-Source) | HH860E2S11 |  |  | CTM60C5CGS1 | Z8ES080C20SMPS1 | 44000 | 18 | 9 | 44500 | 33400 | 75.06% | 2 | 0 | 12 |  |  |  |  | R-454B | 3.6667 | Residential & Commercial | USHP | Ducted CEE Tier 1
214584613 | Central HP <5.4 tons | FRASER-JOHNSTON | HRCU-A-CB (Split System: Heat Pump with Remote Outdoor Unit-Air-Source) | HH860E2S11 |  |  | CTF60C5CGS1 | Z8ES080C16SMPS1 | 44500 | 18 | 9 | 44500 | 33400 | 75.06% | 2 | 0 | 12 |  |  |  |  | R-454B | 3.7083 | Residential & Commercial | USHP | Ducted CEE Tier 1
215675151 | Central HP <5.4 tons | KENMORE | HRCU-A-CB (Split System: Heat Pump with Remote Outdoor Unit-Air-Source) | (C,H,T)5H0V48*K*AAA* |  |  | ESH5X60M12A*+WALLCON | *80CSU1002120A* | 45500 | 16.5 | 8.5 | 48000 | 33800 | 70.42% | 2.06 | 0 | 9.5 |  |  |  |  | R-454B | 3.7917 | Residential & Commercial | USHP
215674482 | Central HP <5.4 tons | KENMORE | HRCU-A-CB (Split System: Heat Pump with Remote Outdoor Unit-Air-Source) | (C,H,T)5H0V48*K*AAA* |  |  | EA*5X61M24A*+WALLCON | *80CTL0702120B* | 46000 | 18 | 9 | 48000 | 33800 | 70.42% | 2.08 | 0 | 10 |  |  |  |  | R-454B | 3.8333 | Residential & Commercial | USHP | Ducted CEE Tier 1
214075568 | Central HP <5.4 tons | RHEEM | HRCU-A-CB (Split System: Heat Pump with Remote Outdoor Unit-Air-Source) | RD17AZ24AJ3N |  |  | RCFZ2417MTANM | R802V0503A14DZ | 22600 | 17 | 9.5 | 22600 | 16800 | 74.34% | 2 | 0 | 11.2 |  |  |  |  | R-410A | 1.8833 | Residential & Commercial | USHP | Ducted CEE Tier 1
214809262 | Central HP <5.4 tons | FRASER-JOHNSTON | HRCU-A-CB (Split System: Heat Pump with Remote Outdoor Unit-Air-Source) | HH860E2S11 |  |  | CTU60C5XGS1+TXV | Z9ES100C20SMPS1 | 45500 | 18 | 9 | 46500 | 34000 | 73.12% | 2 | 0 | 11.7 |  |  |  |  | R-454B | 3.7917 | Residential & Commercial | USHP | Ducted CEE Tier 1
213366257 | Central HP <5.4 tons | RHEEM | HRCU-A-CB (Split System: Heat Pump with Remote Outdoor Unit-Air-Source) | RP18AZ60AJVC |  |  | RCFZ6021SEAAM | R802V1005A21UHS | 53000 | 19 | 8.1 | 52500 | 50000 | 95.24% | 1.9 | 0 | 10 |  |  |  |  | R-410A | 4.4167 | Residential & Commercial | USHP | Ducted CEE Tier 1
212978292 | Central HP <5.4 tons | KEEPRITE | HRCU-A-CB (Split System: Heat Pump with Remote Outdoor Unit-Air-Source) | DLCURAH18ABK |  |  | EA*4X30L17A* | *80MS(N,L)0701412A* | 17400 | 16.5 | 8.5 | 17900 | 18700 | 104.5% | 2.24 | 0 | 10.5 |  |  |  |  | R-410A | 1.45 | Residential & Commercial | USHP | Ducted CEE Tier 1
212978340 | Central HP <5.4 tons | KEEPRITE | HRCU-A-CB (Split System: Heat Pump with Remote Outdoor Unit-Air-Source) | DLCURAH18ABK |  |  | EN(A,D)4X30L14** | *80MS(N,L)0701412A* | 17400 | 16.5 | 8.1 | 18000 | 18700 | 103.9% | 2.26 | 0 | 11 |  |  |  |  | R-410A | 1.45 | Residential & Commercial | USHP | Ducted CEE Tier 1
211713124 | Central HP <5.4 tons | CARRIER | HRCU-A-CB (Split System: Heat Pump with Remote Outdoor Unit-Air-Source) | 38MURAQ30AB3* |  |  | CAP**4321AL* | 58SU*A040E17**12 | 31200 | 15.2 | 8.1 | 33400 | 26000 | 77.84% | 1.86 | 0 | 9 |  |  |  |  | R-410A | 2.6 | Residential & Commercial | USHP
212979469 | Central HP <5.4 tons | KEEPRITE | HRCU-A-CB (Split System: Heat Pump with Remote Outdoor Unit-Air-Source) | DLCURAH30ABK |  |  | EA*4X43L21A* | *80MS(N,L)0702116A* | 30400 | 15.2 | 8.1 | 33400 | 26400 | 79.04% | 1.84 | 0 | 9 |  |  |  |  | R-410A | 2.5333 | Residential & Commercial | USHP
213077524 | Central HP <5.4 tons | DAY & NIGHT | HRCU-A-CB (Split System: Heat Pump with Remote Outdoor Unit-Air-Source) | DLCURAH36ABK |  |  | EA*4X43L21A* | *96VTN0802120B* | 36600 | 16 | 8.5 | 38500 | 35000 | 90.91% | 2.06 | 0 | 10 |  |  |  |  | R-410A | 3.05 | Residential & Commercial | USHP | Ducted CEE Tier 1
213077742 | Central HP <5.4 tons | BRYANT HEATING AND COOLING SYSTEMS | HRCU-A-CB (Split System: Heat Pump with Remote Outdoor Unit-Air-Source) | 38MURAQ36AB3* |  |  | CAP**4321AL* | 926TC66100V21*** | 36800 | 16.5 | 8.5 | 38000 | 34800 | 91.58% | 2.08 | 0 | 10 |  |  |  |  | R-410A | 3.0667 | Residential & Commercial | USHP | Ducted CEE Tier 1
213077877 | Central HP <5.4 tons | BRYANT HEATING AND COOLING SYSTEMS | HRCU-A-CB (Split System: Heat Pump with Remote Outdoor Unit-Air-Source) | 38MURAQ36AB3* |  |  | CAP**3717AL* | 8(0,1)*SB36070M14*** | 36000 | 15.5 | 8.5 | 38500 | 35000 | 90.91% | 2 | 0 | 10 |  |  |  |  | R-410A | 3 | Residential & Commercial | USHP | Ducted CEE Tier 1
213077924 | Central HP <5.4 tons | BRYANT HEATING AND COOLING SYSTEMS | HRCU-A-CB (Split System: Heat Pump with Remote Outdoor Unit-Air-Source) | 38MURAQ36AB3* |  |  | CAP**3621AL* | 8(0,1)*SB36070M17*** | 34800 | 16 | 8.1 | 38500 | 35200 | 91.43% | 1.82 | 0 | 9.5 |  |  |  |  | R-410A | 2.9 | Residential & Commercial | USHP
213078176 | Central HP <5.4 tons | BRYANT HEATING AND COOLING SYSTEMS | HRCU-A-CB (Split System: Heat Pump with Remote Outdoor Unit-Air-Source) | 38MURAQ36AB3* |  |  | CAP**3721AL* | 8(0,1)*SB48070M21*** | 36400 | 16 | 8.5 | 38000 | 34800 | 91.58% | 2.06 | 0 | 10 |  |  |  |  | R-410A | 3.0333 | Residential & Commercial | USHP | Ducted CEE Tier 1
213077942 | Central HP <5.4 tons | KEEPRITE | HRCU-A-CB (Split System: Heat Pump with Remote Outdoor Unit-Air-Source) | DLCURAH36ABK |  |  | EA*4X37L17A* | *80MS(N,L)0701712A* | 36200 | 15.5 | 8.5 | 38500 | 35000 | 90.91% | 2.02 | 0 | 10 |  |  |  |  | R-410A | 3.0167 | Residential & Commercial | USHP | Ducted CEE Tier 1
213078041 | Central HP <5.4 tons | KEEPRITE | HRCU-A-CB (Split System: Heat Pump with Remote Outdoor Unit-Air-Source) | DLCURAH36ABK |  |  | EA*4X36L17A* | *80MS(N,L)0701716A* | 35200 | 15.5 | 8.1 | 39000 | 35200 | 90.26% | 1.84 | 0 | 9.5 |  |  |  |  | R-410A | 2.9333 | Residential & Commercial | USHP
213077591 | Central HP <5.4 tons | DAY & NIGHT | HRCU-A-CB (Split System: Heat Pump with Remote Outdoor Unit-Air-Source) | DLCURAH36ABK |  |  | EA*4X36L21A* | *96VTN1002120B* | 35200 | 16 | 8.1 | 38500 | 35200 | 91.43% | 1.82 | 0 | 10 |  |  |  |  | R-410A | 2.9333 | Residential & Commercial | USHP | Ducted CEE Tier 1
213077776 | Central HP <5.4 tons | DAY & NIGHT | HRCU-A-CB (Split System: Heat Pump with Remote Outdoor Unit-Air-Source) | DLCURAH36ABK |  |  | EN(A,D,W)4X48L21** | *96VTN1002122B* | 36000 | 17 | 8.1 | 38500 | 34800 | 90.39% | 2 | 0 | 10.5 |  |  |  |  | R-410A | 3 | Residential & Commercial | USHP | Ducted CEE Tier 1
213078094 | Central HP <5.4 tons | BRYANT HEATING AND COOLING SYSTEMS | HRCU-A-CB (Split System: Heat Pump with Remote Outdoor Unit-Air-Source) | 38MURAQ36AB3* |  |  | CAP**4321AL* | 8(0,1)*SB48070M17*** | 36600 | 16 | 8.5 | 38500 | 35000 | 90.91% | 2.06 | 0 | 10 |  |  |  |  | R-410A | 3.05 | Residential & Commercial | USHP | Ducted CEE Tier 1
213078712 | Central HP <5.4 tons | BRYANT HEATING AND COOLING SYSTEMS | HRCU-A-CB (Split System: Heat Pump with Remote Outdoor Unit-Air-Source) | 38MURAQ36AB3* |  |  | CNPV*4821AL* | 8(0,1)*SB60110M21*** | 36400 | 16.5 | 8.1 | 38500 | 35000 | 90.91% | 2.02 | 0 | 10.5 |  |  |  |  | R-410A | 3.0333 | Residential & Commercial | USHP | Ducted CEE Tier 1
213078746 | Central HP <5.4 tons | BRYANT HEATING AND COOLING SYSTEMS | HRCU-A-CB (Split System: Heat Pump with Remote Outdoor Unit-Air-Source) | 38MURAQ36AB3* |  |  | CAP**4824AL* | 8(0,1)*SB60110M24*** | 36200 | 16.5 | 8.5 | 38000 | 34600 | 91.05% | 2.04 | 0 | 10 |  |  |  |  | R-410A | 3.0167 | Residential & Commercial | USHP | Ducted CEE Tier 1
213078830 | Central HP <5.4 tons | BRYANT HEATING AND COOLING SYSTEMS | HRCU-A-CB (Split System: Heat Pump with Remote Outdoor Unit-Air-Source) | 38MURAQ36AB3* |  |  | CAP**3621AL* | 83*SB60100M21*** | 35000 | 16 | 8.5 | 38500 | 35200 | 91.43% | 1.8 | 0 | 9.5 |  |  |  |  | R-410A | 2.9167 | Residential & Commercial | USHP
213366256 | Central HP <5.4 tons | RHEEM | HRCU-A-CB (Split System: Heat Pump with Remote Outdoor Unit-Air-Source) | RP18AZ36AJVC |  |  | RCFZ6021SEAAM | R802V1005A21UHS | 34200 | 19 | 8.5 | 34200 | 43000 | 125.7% | 2.2 | 0 | 12.5 |  |  |  |  | R-410A | 2.85 | Residential & Commercial | USHP | Ducted CEE Tier 1
214066679 | Central HP <5.4 tons | RHEEM | HRCU-A-CB (Split System: Heat Pump with Remote Outdoor Unit-Air-Source) | RD17AZ36AJ3N |  |  | RCFZ3621MTANM | R951V1005A21M4S | 34200 | 17 | 8.1 | 34200 | 29600 | 86.55% | 1.9 | 0 | 10 |  |  |  |  | R-410A | 2.85 | Residential & Commercial | USHP | Ducted CEE Tier 1
214066728 | Central HP <5.4 tons | RHEEM | HRCU-A-CB (Split System: Heat Pump with Remote Outdoor Unit-Air-Source) | RD17AZ36AJ3N |  |  | RCFZ3621MTANM | R96VA0602317M | 34200 | 18 | 8.1 | 34200 | 29800 | 87.13% | 1.9 | 0 | 10 |  |  |  |  | R-410A | 2.85 | Residential & Commercial | USHP | Ducted CEE Tier 1
213078962 | Central HP <5.4 tons | BRYANT HEATING AND COOLING SYSTEMS | HRCU-A-CB (Split System: Heat Pump with Remote Outdoor Unit-Air-Source) | 38MURAQ36AB3* |  |  | CAP**3621AL* | 83*SB36040M17*** | 35000 | 16 | 8.1 | 38500 | 35200 | 91.43% | 1.8 | 0 | 9.5 |  |  |  |  | R-410A | 2.9167 | Residential & Commercial | USHP
213079046 | Central HP <5.4 tons | BRYANT HEATING AND COOLING SYSTEMS | HRCU-A-CB (Split System: Heat Pump with Remote Outdoor Unit-Air-Source) | 38MURAQ36AB3* |  |  | CNPV*4217AL* | 83*SB36040M17*** | 35400 | 15.5 | 8.5 | 39000 | 34800 | 89.23% | 1.94 | 0 | 10 |  |  |  |  | R-410A | 2.95 | Residential & Commercial | USHP | Ducted CEE Tier 1
213079364 | Central HP <5.4 tons | BRYANT HEATING AND COOLING SYSTEMS | HRCU-A-CB (Split System: Heat Pump with Remote Outdoor Unit-Air-Source) | 38MURAQ36AB3* |  |  | CNPV*4217AL* | 912SE36060M14*** | 35600 | 15.5 | 8.1 | 38500 | 35200 | 91.43% | 1.94 | 0 | 10 |  |  |  |  | R-410A | 2.9667 | Residential & Commercial | USHP | Ducted CEE Tier 1
213079398 | Central HP <5.4 tons | BRYANT HEATING AND COOLING SYSTEMS | HRCU-A-CB (Split System: Heat Pump with Remote Outdoor Unit-Air-Source) | 38MURAQ36AB3* |  |  | CAP**3717AL* | 912SE42060M17*** | 36000 | 15.5 | 8.5 | 38500 | 35000 | 90.91% | 2 | 0 | 10 |  |  |  |  | R-410A | 3 | Residential & Commercial | USHP | Ducted CEE Tier 1
213076356 | Central HP <5.4 tons | DAY & NIGHT | HRCU-A-CB (Split System: Heat Pump with Remote Outdoor Unit-Air-Source) | DLCURAH24ABK |  |  | EA*4X37L21A* | *95MSU1002122A* | 25000 | 17.5 | 8.5 | 25400 | 21000 | 82.68% | 1.78 | 0 | 10.5 |  |  |  |  | R-410A | 2.0833 | Residential & Commercial | USHP | Ducted CEE Tier 1
212384308 | Central HP <5.4 tons | KEEPRITE | HRCU-A-CB (Split System: Heat Pump with Remote Outdoor Unit-Air-Source) | DLCURAH36ABK |  |  | END4X42L17** | *92ESN0601412A* | 36000 | 15.2 | 8.1 | 39500 | 35000 | 88.61% | 1.96 | 0 | 10 |  |  |  |  | R-410A | 3 | Residential & Commercial | USHP | Ducted CEE Tier 1
212384357 | Central HP <5.4 tons | KEEPRITE | HRCU-A-CB (Split System: Heat Pump with Remote Outdoor Unit-Air-Source) | DLCURAH36ABK |  |  | END4X42L17** | *80ESU0601716A | 36400 | 15.5 | 8.1 | 39500 | 35000 | 88.61% | 1.98 | 0 | 10 |  |  |  |  | R-410A | 3.0333 | Residential & Commercial | USHP | Ducted CEE Tier 1
212384794 | Central HP <5.4 tons | KEEPRITE | HRCU-A-CB (Split System: Heat Pump with Remote Outdoor Unit-Air-Source) | DLCURAH36ABK |  |  | EN(A,D,W)4X48L21** | *92ESN0801716A* | 36200 | 16.5 | 8.1 | 39000 | 34800 | 89.23% | 2.02 | 0 | 10.5 |  |  |  |  | R-410A | 3.0167 | Residential & Commercial | USHP | Ducted CEE Tier 1
211394197 | Central HP <5.4 tons | CHAMPION HEATING AND COOLING | HRCU-A-CB (Split System: Heat Pump with Remote Outdoor Unit-Air-Source) | HMH72B341 |  |  | XAHC48FXXN1+TXV | TM9Y060B12MP11 | 32400 | 16.5 | 8.1 | 32200 | 23600 | 73.29% | 1.98 | 0 | 9 |  |  |  |  | R-410A | 2.7 | Residential & Commercial | USHP
211389684 | Central HP <5.4 tons | CHAMPION HEATING AND COOLING | HRCU-A-CB (Split System: Heat Pump with Remote Outdoor Unit-Air-Source) | HMH72B341 |  |  | XAHB30CXXN1+TXV | TM8Y080B12MP11 | 32000 | 17 | 8.1 | 32200 | 22800 | 70.81% | 1.98 | 0 | 9.5 |  |  |  |  | R-410A | 2.6667 | Residential & Commercial | USHP
212979841 | Central HP <5.4 tons | KEEPRITE | HRCU-A-CB (Split System: Heat Pump with Remote Outdoor Unit-Air-Source) | DLCURAH24ABK |  |  | EA*4X30L17A* | *80MS(N,L)0901714A* | 23600 | 17 | 8.5 | 26400 | 24600 | 93.18% | 2.04 | 0 | 10 |  |  |  |  | R-410A | 1.9667 | Residential & Commercial | USHP | Ducted CEE Tier 1
212979187 | Central HP <5.4 tons | KEEPRITE | HRCU-A-CB (Split System: Heat Pump with Remote Outdoor Unit-Air-Source) | DLCURAH24ABK |  |  | EA*4X37L17A* | *80MS(N,L)0701716A* | 24000 | 17 | 8.5 | 25200 | 22200 | 88.1% | 1.86 | 0 | 10 |  |  |  |  | R-410A | 2 | Residential & Commercial | USHP | Ducted CEE Tier 1
212978134 | Central HP <5.4 tons | KEEPRITE | HRCU-A-CB (Split System: Heat Pump with Remote Outdoor Unit-Air-Source) | DLCURAH24ABK |  |  | EA*4X30L17A* | *80MS(N,L)0701412A* | 23600 | 17.5 | 8.5 | 26200 | 24600 | 93.89% | 2.06 | 0 | 10 |  |  |  |  | R-410A | 1.9667 | Residential & Commercial | USHP | Ducted CEE Tier 1
213079930 | Central HP <5.4 tons | BRYANT HEATING AND COOLING SYSTEMS | HRCU-A-CB (Split System: Heat Pump with Remote Outdoor Unit-Air-Source) | 38MURAQ36AB3* |  |  | CAP**4824AL* | 912SE60120M24*** | 36200 | 16 | 8.5 | 38000 | 34800 | 91.58% | 2.04 | 0 | 10 |  |  |  |  | R-410A | 3.0167 | Residential & Commercial | USHP | Ducted CEE Tier 1
213080148 | Central HP <5.4 tons | BRYANT HEATING AND COOLING SYSTEMS | HRCU-A-CB (Split System: Heat Pump with Remote Outdoor Unit-Air-Source) | 38MURAQ36AB3* |  |  | CAP**3721AL* | 916SA60080M21*** | 36400 | 16 | 8.5 | 38000 | 34800 | 91.58% | 2.06 | 0 | 10 |  |  |  |  | R-410A | 3.0333 | Residential & Commercial | USHP | Ducted CEE Tier 1
213078645 | Central HP <5.4 tons | DAY & NIGHT | HRCU-A-CB (Split System: Heat Pump with Remote Outdoor Unit-Air-Source) | DLCURAH36ABK |  |  | EA*4X42L24A* | *80MS(N,L)1102120A* | 35800 | 16.5 | 8.1 | 38500 | 35000 | 90.91% | 1.9 | 0 | 10 |  |  |  |  | R-410A | 2.9833 | Residential & Commercial | USHP | Ducted CEE Tier 1
212978971 | Central HP <5.4 tons | KEEPRITE | HRCU-A-CB (Split System: Heat Pump with Remote Outdoor Unit-Air-Source) | DLCURAH36ABK |  |  | EA*4X48L21A* | *80MS(N,L)0701716A* | 35600 | 16 | 8.1 | 37800 | 34600 | 91.53% | 2 | 0 | 10 |  |  |  |  | R-410A | 2.9667 | Residential & Commercial | USHP | Ducted CEE Tier 1
211222760 | Central HP <5.4 tons | KEEPRITE | HRCU-A-CB (Split System: Heat Pump with Remote Outdoor Unit-Air-Source) | DLCURAH30ABK |  |  | FMA4X30**AL* | 0 | 31200 | 15.5 | 8.5 | 35400 | 26800 | 75.71% | 1.86 | 0 | 9 |  |  |  |  | R-410A | 2.6 | Residential & Commercial | USHP
216051008 | Central HP <5.4 tons | RHEEM | HRCU-A-CB (Split System: Heat Pump with Remote Outdoor Unit-Air-Source) | RP19AY24AJVC |  |  | RCFY2421HEAAM | R962V0603A17M4 | 22800 | 21 | 10 | 22800 | 18600 | 81.58% | 1.8 | 0 | 13 |  |  |  |  | R-454B | 1.9 | Residential & Commercial | USHP | Ducted CEE Tier 1
216051042 | Central HP <5.4 tons | RHEEM | HRCU-A-CB (Split System: Heat Pump with Remote Outdoor Unit-Air-Source) | RP19AY24AJVC |  |  | RCFY2421HEAAM | R801V0504A17UHS | 22800 | 20 | 10 | 22800 | 18500 | 81.14% | 1.8 | 0 | 12 |  |  |  |  | R-454B | 1.9 | Residential & Commercial | USHP | Ducted CEE Tier 1
211240859 | Central HP <5.4 tons | DAY & NIGHT | HRCU-A-CB (Split System: Heat Pump with Remote Outdoor Unit-Air-Source) | DLCURAH24ABK |  |  | EA*4X25L17A* | *96VSN0801716A* | 24800 | 17 | 8.5 | 25600 | 21200 | 82.81% | 1.78 | 0 | 10.5 |  |  |  |  | R-410A | 2.0667 | Residential & Commercial | USHP | Ducted CEE Tier 1
211240908 | Central HP <5.4 tons | DAY & NIGHT | HRCU-A-CB (Split System: Heat Pump with Remote Outdoor Unit-Air-Source) | DLCURAH24ABK |  |  | EA*4X25L17A* | *80VSL0451716A* | 24800 | 16.5 | 8.5 | 25600 | 21200 | 82.81% | 1.78 | 0 | 10 |  |  |  |  | R-410A | 2.0667 | Residential & Commercial | USHP | Ducted CEE Tier 1
215940894 | Central HP <5.4 tons | CARRIER | HRCU-A-CB (Split System: Heat Pump with Remote Outdoor Unit-Air-Source) | 27VNA336A*030* |  |  | CVAVA6024XMA*+UI | 59TN7A100C21**22 | 35600 | 22 | 8.5 | 38000 | 28400 | 74.74% | 2.04 | 0 | 12.5 |  |  |  |  | R-454B | 2.9667 | Residential & Commercial | USHP | Ducted CEE Tier 1
214606482 | Central HP <5.4 tons | FRASER-JOHNSTON | HRCU-A-C (Split System: Heat Pump with Remote Outdoor Unit with No Indoor Fan --Air Source) | HH824E2S11 |  |  | CTM30B5ACS1 | 0 | 23000 | 15.2 | 8.5 | 23000 | 17400 | 75.65% | 2 | 0 | 11 |  |  |  |  | R-454B | 1.9167 | Residential & Commercial | USHP | Ducted CEE Tier 1
211395683 | Central HP <5.4 tons | CHAMPION HEATING AND COOLING | HRCU-A-CB (Split System: Heat Pump with Remote Outdoor Unit-Air-Source) | HMH72B341 |  |  | XAUC48FXXN1+TXV | TP9C080B12MP13 | 33400 | 16.5 | 8.5 | 32600 | 24000 | 73.62% | 2.06 | 0 | 9 |  |  |  |  | R-410A | 2.7833 | Residential & Commercial | USHP
214807768 | Central HP <5.4 tons | FRASER-JOHNSTON | HRCU-A-CB (Split System: Heat Pump with Remote Outdoor Unit-Air-Source) | HH836E2S11 |  |  | CTU36B5XDS1+JME12B2SN1+TXV | 0 | 33400 | 19 | 9 | 30400 | 24800 | 81.58% | 2 | 0 | 12 |  |  |  |  | R-454B | 2.7833 | Residential & Commercial | USHP | Ducted CEE Tier 1
210471199 | Central HP <5.4 tons | CARRIER | HRCU-A-CB (Split System: Heat Pump with Remote Outdoor Unit-Air-Source) | 25VNA837A*031* |  |  | CSPH*6012AL*+UI | 59TN6B080C17**14 | 32800 | 16.5 | 8.1 | 32600 | 25200 | 77.3% | 1.98 | 0 | 11 |  |  |  |  | R-410A | 2.7333 | Residential & Commercial | USHP | Ducted CEE Tier 1
211241126 | Central HP <5.4 tons | DAY & NIGHT | HRCU-A-CB (Split System: Heat Pump with Remote Outdoor Unit-Air-Source) | DLCURAH24ABK |  |  | EA*4X25L17A* | *92ESN0601714A* | 25000 | 17 | 8.5 | 25600 | 21000 | 82.03% | 1.78 | 0 | 10.5 |  |  |  |  | R-410A | 2.0833 | Residential & Commercial | USHP | Ducted CEE Tier 1
211241443 | Central HP <5.4 tons | DAY & NIGHT | HRCU-A-CB (Split System: Heat Pump with Remote Outdoor Unit-Air-Source) | DLCURAH24ABK |  |  | EA*4X30L17A* | *95ESU0401712A* | 23600 | 16.5 | 8.5 | 26000 | 23800 | 91.54% | 1.98 | 0 | 10 |  |  |  |  | R-410A | 1.9667 | Residential & Commercial | USHP | Ducted CEE Tier 1
211241512 | Central HP <5.4 tons | DAY & NIGHT | HRCU-A-CB (Split System: Heat Pump with Remote Outdoor Unit-Air-Source) | DLCURAH24ABK |  |  | EA*4X30L17A* | *80ESU0401712A* | 24000 | 17 | 8.5 | 26000 | 23200 | 89.23% | 1.94 | 0 | 10 |  |  |  |  | R-410A | 2 | Residential & Commercial | USHP | Ducted CEE Tier 1
211242077 | Central HP <5.4 tons | DAY & NIGHT | HRCU-A-CB (Split System: Heat Pump with Remote Outdoor Unit-Air-Source) | DLCURAH24ABK |  |  | EA*4X36L17A* | *80ES(N,L)0451412A* | 24600 | 16 | 8.5 | 26600 | 22200 | 83.46% | 1.82 | 0 | 10 |  |  |  |  | R-410A | 2.05 | Residential & Commercial | USHP | Ducted CEE Tier 1
211242113 | Central HP <5.4 tons | DAY & NIGHT | HRCU-A-CB (Split System: Heat Pump with Remote Outdoor Unit-Air-Source) | DLCURAH24ABK |  |  | EA*4X36L17A* | *80ES(N,L)0901714A* | 24600 | 17 | 8.5 | 26400 | 22200 | 84.09% | 1.84 | 0 | 10 |  |  |  |  | R-410A | 2.05 | Residential & Commercial | USHP | Ducted CEE Tier 1
211242278 | Central HP <5.4 tons | DAY & NIGHT | HRCU-A-CB (Split System: Heat Pump with Remote Outdoor Unit-Air-Source) | DLCURAH24ABK |  |  | EA*4X36L21A* | *96VSN0601714A* | 23600 | 16.5 | 8.5 | 25600 | 23600 | 92.19% | 1.96 | 0 | 10 |  |  |  |  | R-410A | 1.9667 | Residential & Commercial | USHP | Ducted CEE Tier 1
211242296 | Central HP <5.4 tons | DAY & NIGHT | HRCU-A-CB (Split System: Heat Pump with Remote Outdoor Unit-Air-Source) | DLCURAH24ABK |  |  | EA*4X36L21A* | *96VSN1002120A* | 24000 | 17 | 8.5 | 26000 | 22800 | 87.69% | 1.9 | 0 | 10 |  |  |  |  | R-410A | 2 | Residential & Commercial | USHP | Ducted CEE Tier 1
211389765 | Central HP <5.4 tons | CHAMPION HEATING AND COOLING | HRCU-A-CB (Split System: Heat Pump with Remote Outdoor Unit-Air-Source) | HMH72B341 |  |  | XAUB36DXXN1+TXV | TM8Y080B12MP11 | 34000 | 18 | 8.1 | 33400 | 23600 | 70.66% | 2.04 | 0 | 10 |  |  |  |  | R-410A | 2.8333 | Residential & Commercial | USHP | Ducted CEE Tier 1
211389917 | Central HP <5.4 tons | CHAMPION HEATING AND COOLING | HRCU-A-CB (Split System: Heat Pump with Remote Outdoor Unit-Air-Source) | HMH72B341 |  |  | XAHC36DXXN1+TXV | TM8V100C16MP12 | 34000 | 17 | 8.1 | 34000 | 24600 | 72.35% | 2.08 | 0 | 9.5 |  |  |  |  | R-410A | 2.8333 | Residential & Commercial | USHP
211387826 | Central HP <5.4 tons | CHAMPION HEATING AND COOLING | HRCU-A-CB (Split System: Heat Pump with Remote Outdoor Unit-Air-Source) | HMH72B341 |  |  | XAFC36DBCN1 | TM9V080B12MP12 | 34000 | 17 | 8.1 | 34000 | 24400 | 71.76% | 2.06 | 0 | 9.5 |  |  |  |  | R-410A | 2.8333 | Residential & Commercial | USHP
211388679 | Central HP <5.4 tons | CHAMPION HEATING AND COOLING | HRCU-A-CB (Split System: Heat Pump with Remote Outdoor Unit-Air-Source) | HMH72B341 |  |  | XAHC36DBCN1 | TM9E080C16MP12 | 34000 | 17.5 | 8.1 | 34000 | 24400 | 71.76% | 2.06 | 0 | 9.5 |  |  |  |  | R-410A | 2.8333 | Residential & Commercial | USHP
211390000 | Central HP <5.4 tons | CHAMPION HEATING AND COOLING | HRCU-A-CB (Split System: Heat Pump with Remote Outdoor Unit-Air-Source) | HMH72B341 |  |  | XAHC36DBCN1 | TM8V100C16MP12 | 34000 | 17 | 8.1 | 34000 | 24600 | 72.35% | 2.08 | 0 | 9.5 |  |  |  |  | R-410A | 2.8333 | Residential & Commercial | USHP
211388947 | Central HP <5.4 tons | CHAMPION HEATING AND COOLING | HRCU-A-CB (Split System: Heat Pump with Remote Outdoor Unit-Air-Source) | HMH72B341 |  |  | XAHC36DXXN1+TXV | TM9E060B12MP12 | 33400 | 17 | 8.1 | 33400 | 23800 | 71.26% | 2 | 0 | 9.5 |  |  |  |  | R-410A | 2.7833 | Residential & Commercial | USHP
211389214 | Central HP <5.4 tons | CHAMPION HEATING AND COOLING | HRCU-A-CB (Split System: Heat Pump with Remote Outdoor Unit-Air-Source) | HMH72B341 |  |  | XAUB36DXXN1+TXV | TM9E060A10MP12 | 33600 | 17.5 | 8.1 | 33800 | 23800 | 70.41% | 2.02 | 0 | 9.5 |  |  |  |  | R-410A | 2.8 | Residential & Commercial | USHP
212978804 | Central HP <5.4 tons | KEEPRITE | HRCU-A-CB (Split System: Heat Pump with Remote Outdoor Unit-Air-Source) | DLCURAH18ABK |  |  | EN(A,D)4X30L17** | *80MS(N,L)0701712A* | 17700 | 16.5 | 8.1 | 18200 | 18600 | 102.2% | 2.24 | 0 | 11 |  |  |  |  | R-410A | 1.475 | Residential & Commercial | USHP | Ducted CEE Tier 1
212978352 | Central HP <5.4 tons | KEEPRITE | HRCU-A-CB (Split System: Heat Pump with Remote Outdoor Unit-Air-Source) | DLCURAH18ABK |  |  | EN(A,D)4X30L17** | *80MS(N,L)0701412A* | 17400 | 16.5 | 8.1 | 18000 | 18700 | 103.9% | 2.26 | 0 | 11 |  |  |  |  | R-410A | 1.45 | Residential & Commercial | USHP | Ducted CEE Tier 1
215675211 | Central HP <5.4 tons | KENMORE | HRCU-A-CB (Split System: Heat Pump with Remote Outdoor Unit-Air-Source) | (C,H,T)5H0V48*K*AAA* |  |  | ESH5X60M12A*+WALLCON | *80CTL0902120B* | 45500 | 16.5 | 8.5 | 48000 | 33600 | 70% | 2.06 | 0 | 9.5 |  |  |  |  | R-454B | 3.7917 | Residential & Commercial | USHP
214066584 | Central HP <5.4 tons | RHEEM | HRCU-A-CB (Split System: Heat Pump with Remote Outdoor Unit-Air-Source) | RD17AZ36AJ3N |  |  | RCFZ3621MTANM | R802V1004A17UHN | 34200 | 18 | 8.1 | 34200 | 29400 | 85.96% | 1.9 | 0 | 10 |  |  |  |  | R-410A | 2.85 | Residential & Commercial | USHP | Ducted CEE Tier 1
214066671 | Central HP <5.4 tons | RHEEM | HRCU-A-CB (Split System: Heat Pump with Remote Outdoor Unit-Air-Source) | RD17AZ36AJ3N |  |  | RCFZ3621MTANM | R802VA075317M | 34200 | 18 | 8.1 | 34200 | 29400 | 85.96% | 2 | 0 | 10 |  |  |  |  | R-410A | 2.85 | Residential & Commercial | USHP | Ducted CEE Tier 1
214809169 | Central HP <5.4 tons | FRASER-JOHNSTON | HRCU-A-CB (Split System: Heat Pump with Remote Outdoor Unit-Air-Source) | HH860E2S11 |  |  | CTU60C5XGS1+TXV | TM8Y120C20MP11 | 44500 | 18 | 9 | 45000 | 33800 | 75.11% | 2 | 0 | 11.7 |  |  |  |  | R-454B | 3.7083 | Residential & Commercial | USHP | Ducted CEE Tier 1
212979661 | Central HP <5.4 tons | KEEPRITE | HRCU-A-CB (Split System: Heat Pump with Remote Outdoor Unit-Air-Source) | DLCURAH36ABK |  |  | EA*4X48L21A* | *80MS(N,L)0901714A* | 35800 | 16.5 | 8.5 | 37800 | 34600 | 91.53% | 2.02 | 0 | 10 |  |  |  |  | R-410A | 2.9833 | Residential & Commercial | USHP | Ducted CEE Tier 1
215938394 | Central HP <5.4 tons | CARRIER | HRCU-A-CB (Split System: Heat Pump with Remote Outdoor Unit-Air-Source) | 27VNA348A*030* |  |  | CVAVA6024XMA*+UI | 59TN6C120C24**22 | 45500 | 20.5 | 8.1 | 52500 | 38000 | 72.38% | 1.95 | 0 | 11.5 |  |  |  |  | R-454B | 3.7917 | Residential & Commercial | USHP | Ducted CEE Tier 1
211394126 | Central HP <5.4 tons | CHAMPION HEATING AND COOLING | HRCU-A-CB (Split System: Heat Pump with Remote Outdoor Unit-Air-Source) | HMH72B341 |  |  | XAHC48FXXN1+TXV | TM9Y080B12MP11 | 32600 | 16.5 | 8.1 | 32400 | 23800 | 73.46% | 2 | 0 | 9 |  |  |  |  | R-410A | 2.7167 | Residential & Commercial | USHP
211394644 | Central HP <5.4 tons | CHAMPION HEATING AND COOLING | HRCU-A-CB (Split System: Heat Pump with Remote Outdoor Unit-Air-Source) | HMH72B341 |  |  | XAUC48FXXN1+TXV | TM9V100C20MP12 | 34000 | 16.5 | 8.5 | 33000 | 24200 | 73.33% | 2.1 | 0 | 9 |  |  |  |  | R-410A | 2.8333 | Residential & Commercial | USHP
216374658 | Central HP <5.4 tons | FRASER-JOHNSTON | HRCU-A-CB (Split System: Heat Pump with Remote Outdoor Unit-Air-Source) | HH860E2S11 |  |  | CTU60D5XHS1+TXV | Z9ET120D20SMPS1 | 54000 | 19 | 9 | 55000 | 40000 | 72.73% | 2 | 0 | 11 |  |  |  |  | R-454B | 4.5 | Residential & Commercial | USHP | Ducted CEE Tier 1
214808998 | Central HP <5.4 tons | COLEMAN | HRCU-A-CB (Split System: Heat Pump with Remote Outdoor Unit-Air-Source) | HH860E2S11 |  |  | CTU60C5XGS1+JMVT17CC2N1+TXV | 0 | 44500 | 18 | 9 | 44000 | 33000 | 75% | 2 | 0 | 12 |  |  |  |  | R-454B | 3.7083 | Residential & Commercial | USHP | Ducted CEE Tier 1
212973367 | Central HP <5.4 tons | DAY & NIGHT | HRCU-A-CB (Split System: Heat Pump with Remote Outdoor Unit-Air-Source) | DLCURAH18ABK |  |  | EN(A,D)4X24L14** | *96VSN0601412B* | 17500 | 16 | 8.5 | 18500 | 19200 | 103.8% | 2.3 | 0 | 10.5 |  |  |  |  | R-410A | 1.4583 | Residential & Commercial | USHP | Ducted CEE Tier 1
211241128 | Central HP <5.4 tons | KEEPRITE | HRCU-A-CB (Split System: Heat Pump with Remote Outdoor Unit-Air-Source) | DLCURAH24ABK |  |  | EA*4X25L17A* | *92ESN0601714A* | 25000 | 17 | 8.5 | 25600 | 21000 | 82.03% | 1.78 | 0 | 10.5 |  |  |  |  | R-410A | 2.0833 | Residential & Commercial | USHP | Ducted CEE Tier 1
211396556 | Central HP <5.4 tons | CHAMPION HEATING AND COOLING | HRCU-A-CB (Split System: Heat Pump with Remote Outdoor Unit-Air-Source) | HMH72B341 |  |  | XAHC48FBCN1 | TM8Y120C20MP11 | 33800 | 16.5 | 8.5 | 32400 | 23800 | 73.46% | 2.06 | 0 | 9 |  |  |  |  | R-410A | 2.8167 | Residential & Commercial | USHP
211397267 | Central HP <5.4 tons | CHAMPION HEATING AND COOLING | HRCU-A-CB (Split System: Heat Pump with Remote Outdoor Unit-Air-Source) | HMH72B341 |  |  | XAHD48FXXN1+TXV | TPLC100C16MP13 | 33600 | 16 | 8.5 | 32400 | 23800 | 73.46% | 2.06 | 0 | 9 |  |  |  |  | R-410A | 2.8 | Residential & Commercial | USHP
211241348 | Central HP <5.4 tons | KEEPRITE | HRCU-A-CB (Split System: Heat Pump with Remote Outdoor Unit-Air-Source) | DLCURAH24ABK |  |  | EA*4X30L14A* | *92ESN0601412A* | 23400 | 16.5 | 8.5 | 25800 | 24400 | 94.57% | 2.02 | 0 | 10 |  |  |  |  | R-410A | 1.95 | Residential & Commercial | USHP | Ducted CEE Tier 1
211242314 | Central HP <5.4 tons | DAY & NIGHT | HRCU-A-CB (Split System: Heat Pump with Remote Outdoor Unit-Air-Source) | DLCURAH24ABK |  |  | EA*4X36L21A* | *96VSN0801716A* | 24400 | 16.5 | 8.5 | 26200 | 22400 | 85.5% | 1.86 | 0 | 10 |  |  |  |  | R-410A | 2.0333 | Residential & Commercial | USHP | Ducted CEE Tier 1
211242461 | Central HP <5.4 tons | DAY & NIGHT | HRCU-A-CB (Split System: Heat Pump with Remote Outdoor Unit-Air-Source) | DLCURAH24ABK |  |  | EA*4X36L21A* | *96VTN0401712A* | 23400 | 16 | 8.5 | 25800 | 23600 | 91.47% | 1.94 | 0 | 10 |  |  |  |  | R-410A | 1.95 | Residential & Commercial | USHP | Ducted CEE Tier 1
211242613 | Central HP <5.4 tons | DAY & NIGHT | HRCU-A-CB (Split System: Heat Pump with Remote Outdoor Unit-Air-Source) | DLCURAH24ABK |  |  | EA*4X36L21A* | *80ES(N,L)1102120A* | 25200 | 16.5 | 8.5 | 26800 | 21800 | 81.34% | 1.8 | 0 | 10 |  |  |  |  | R-410A | 2.1 | Residential & Commercial | USHP | Ducted CEE Tier 1
211242862 | Central HP <5.4 tons | DAY & NIGHT | HRCU-A-CB (Split System: Heat Pump with Remote Outdoor Unit-Air-Source) | DLCURAH24ABK |  |  | EA*4X37L17A* | *80VSL0451716A* | 24600 | 16.5 | 8.5 | 25600 | 21400 | 83.59% | 1.8 | 0 | 10 |  |  |  |  | R-410A | 2.05 | Residential & Commercial | USHP | Ducted CEE Tier 1
211242881 | Central HP <5.4 tons | DAY & NIGHT | HRCU-A-CB (Split System: Heat Pump with Remote Outdoor Unit-Air-Source) | DLCURAH24ABK |  |  | EA*4X37L17A* | *95ESU0601716A* | 24800 | 17 | 8.5 | 25600 | 21400 | 83.59% | 1.8 | 0 | 10.5 |  |  |  |  | R-410A | 2.0667 | Residential & Commercial | USHP | Ducted CEE Tier 1
211242947 | Central HP <5.4 tons | DAY & NIGHT | HRCU-A-CB (Split System: Heat Pump with Remote Outdoor Unit-Air-Source) | DLCURAH24ABK |  |  | EA*4X37L17A* | *95ESN0401410A* | 24800 | 15.2 | 8.5 | 26200 | 21200 | 80.92% | 1.76 | 0 | 10 |  |  |  |  | R-410A | 2.0667 | Residential & Commercial | USHP | Ducted CEE Tier 1
211243080 | Central HP <5.4 tons | DAY & NIGHT | HRCU-A-CB (Split System: Heat Pump with Remote Outdoor Unit-Air-Source) | DLCURAH24ABK |  |  | EA*4X37L17A* | *92ESN0601714A* | 24800 | 17 | 8.5 | 25600 | 21400 | 83.59% | 1.8 | 0 | 10.5 |  |  |  |  | R-410A | 2.0667 | Residential & Commercial | USHP | Ducted CEE Tier 1
214807833 | Central HP <5.4 tons | FRASER-JOHNSTON | HRCU-A-CB (Split System: Heat Pump with Remote Outdoor Unit-Air-Source) | HH860E2S11 |  |  | CTU60D5XHS1+JMET18DS2N1+TXV | 0 | 54000 | 19 | 9 | 53500 | 38500 | 71.96% | 2 | 0 | 12 |  |  |  |  | R-454B | 4.5 | Residential & Commercial | USHP | Ducted CEE Tier 1
211712248 | Central HP <5.4 tons | KEEPRITE | HRCU-A-CB (Split System: Heat Pump with Remote Outdoor Unit-Air-Source) | DLCURAH30ABK |  |  | EA*4X42L21A* | *96VTN1002122A* | 29600 | 15.2 | 8.1 | 33600 | 27400 | 81.55% | 1.78 | 0 | 9 |  |  |  |  | R-410A | 2.4667 | Residential & Commercial | USHP
211712335 | Central HP <5.4 tons | KEEPRITE | HRCU-A-CB (Split System: Heat Pump with Remote Outdoor Unit-Air-Source) | DLCURAH30ABK |  |  | EA*4X42L21A* | *80ESU0401712A* | 30400 | 15.2 | 8.1 | 34200 | 27000 | 78.95% | 1.8 | 0 | 9 |  |  |  |  | R-410A | 2.5333 | Residential & Commercial | USHP
214807717 | Central HP <5.4 tons | FRASER-JOHNSTON | HRCU-A-CB (Split System: Heat Pump with Remote Outdoor Unit-Air-Source) | HH824E2S11 |  |  | CTU36B5XDS1+JME12B2SN1+TXV | 0 | 23000 | 19 | 9.5 | 23000 | 18500 | 80.43% | 2 | 0 | 12 |  |  |  |  | R-454B | 1.9167 | Residential & Commercial | USHP | Ducted CEE Tier 1
212973209 | Central HP <5.4 tons | KEEPRITE | HRCU-A-CB (Split System: Heat Pump with Remote Outdoor Unit-Air-Source) | DLCURAH24ABK |  |  | EA*4X30L17A* | *96VSN0401712B* | 23200 | 16 | 8.5 | 26400 | 25200 | 95.45% | 2.08 | 0 | 10 |  |  |  |  | R-410A | 1.9333 | Residential & Commercial | USHP | Ducted CEE Tier 1
212980990 | Central HP <5.4 tons | KEEPRITE | HRCU-A-CB (Split System: Heat Pump with Remote Outdoor Unit-Air-Source) | DLCURAH24ABK |  |  | EA*4X36L21A* | *80MS(N,L)1102120A* | 23600 | 17.5 | 8.5 | 26200 | 23800 | 90.84% | 2 | 0 | 10 |  |  |  |  | R-410A | 1.9667 | Residential & Commercial | USHP | Ducted CEE Tier 1
212983614 | Central HP <5.4 tons | KEEPRITE | HRCU-A-CB (Split System: Heat Pump with Remote Outdoor Unit-Air-Source) | DLCURAH24ABK |  |  | EN(A,D)4X30L17** | *92MSN0601412A* | 23800 | 17 | 8.5 | 26400 | 23800 | 90.15% | 1.98 | 0 | 10.5 |  |  |  |  | R-410A | 1.9833 | Residential & Commercial | USHP | Ducted CEE Tier 1
212978650 | Central HP <5.4 tons | KEEPRITE | HRCU-A-CB (Split System: Heat Pump with Remote Outdoor Unit-Air-Source) | DLCURAH24ABK |  |  | EA*4X30L17A* | *80MS(N,L)0701712A* | 23400 | 17.5 | 8.5 | 26200 | 25000 | 95.42% | 2.1 | 0 | 10 |  |  |  |  | R-410A | 1.95 | Residential & Commercial | USHP | Ducted CEE Tier 1
211392513 | Central HP <5.4 tons | CHAMPION HEATING AND COOLING | HRCU-A-CB (Split System: Heat Pump with Remote Outdoor Unit-Air-Source) | HMH72B341 |  |  | XAUB30CXXN1+TXV | TMLE080B12MP11 | 32800 | 17.5 | 8.1 | 34000 | 23800 | 70% | 2.02 | 0 | 9.5 |  |  |  |  | R-410A | 2.7333 | Residential & Commercial | USHP
211392695 | Central HP <5.4 tons | CHAMPION HEATING AND COOLING | HRCU-A-CB (Split System: Heat Pump with Remote Outdoor Unit-Air-Source) | HMH72B341 |  |  | XAFB30CXXN1+TXV | TM8E060A12MP11 | 32800 | 17.5 | 8.1 | 33400 | 23400 | 70.06% | 2.02 | 0 | 9.5 |  |  |  |  | R-410A | 2.7333 | Residential & Commercial | USHP
211392881 | Central HP <5.4 tons | CHAMPION HEATING AND COOLING | HRCU-A-CB (Split System: Heat Pump with Remote Outdoor Unit-Air-Source) | HMH72B341 |  |  | XAUB36DXXN1+TXV | TM8E040A12MP11 | 34000 | 18 | 8.1 | 33600 | 23800 | 70.83% | 2.06 | 0 | 10 |  |  |  |  | R-410A | 2.8333 | Residential & Commercial | USHP | Ducted CEE Tier 1
212978606 | Central HP <5.4 tons | KEEPRITE | HRCU-A-CB (Split System: Heat Pump with Remote Outdoor Unit-Air-Source) | DLCURAH30ABK |  |  | END4X42L17** | *80MS(N,L)0701712A* | 30000 | 15.2 | 8.1 | 34000 | 27200 | 80% | 1.82 | 0 | 9 |  |  |  |  | R-410A | 2.5 | Residential & Commercial | USHP
214606554 | Central HP <5.4 tons | FRASER-JOHNSTON | HRCU-A-C (Split System: Heat Pump with Remote Outdoor Unit with No Indoor Fan --Air Source) | HH860E2S11 |  |  | CTM60C5CHS1 | 0 | 54000 | 15.2 | 8.1 | 55000 | 40000 | 72.73% | 2 | 0 | 11 |  |  |  |  | R-454B | 4.5 | Residential & Commercial | USHP | Ducted CEE Tier 1
214833517 | Central HP <5.4 tons | COLEMAN | HRCU-A-CB (Split System: Heat Pump with Remote Outdoor Unit-Air-Source) | HH860E2S11 |  |  | JSC60D5CJ2SS1 | 0 | 53000 | 19 | 8.5 | 54000 | 39000 | 72.22% | 2 | 0 | 11 |  |  |  |  | R-454B | 4.4167 | Residential & Commercial | USHP | Ducted CEE Tier 1
212974647 | Central HP <5.4 tons | KEEPRITE | HRCU-A-CB (Split System: Heat Pump with Remote Outdoor Unit-Air-Source) | DLCURAH18ABK |  |  | EA*4X24L17A* | *96VTN0401410B* | 17200 | 16.5 | 8.5 | 18200 | 19400 | 106.6% | 2.34 | 0 | 10 |  |  |  |  | R-410A | 1.4333 | Residential & Commercial | USHP | Ducted CEE Tier 1
212975097 | Central HP <5.4 tons | KEEPRITE | HRCU-A-CB (Split System: Heat Pump with Remote Outdoor Unit-Air-Source) | DLCURAH18ABK |  |  | EA*4X25L17A* | *96VTN0401712B* | 17700 | 16 | 8.1 | 17800 | 17800 | 100% | 2.14 | 0 | 10.5 |  |  |  |  | R-410A | 1.475 | Residential & Commercial | USHP | Ducted CEE Tier 1
214606494 | Central HP <5.4 tons | FRASER-JOHNSTON | HRCU-A-C (Split System: Heat Pump with Remote Outdoor Unit with No Indoor Fan --Air Source) | HH836E2S11 |  |  | CTM48C5CFS1 | 0 | 31600 | 15.2 | 8.5 | 30800 | 22200 | 72.08% | 2 | 0 | 10 |  |  |  |  | R-454B | 2.6333 | Residential & Commercial | USHP | Ducted CEE Tier 1
211719718 | Central HP <5.4 tons | LUXAIRE | HRCU-A-CB (Split System: Heat Pump with Remote Outdoor Unit-Air-Source) | HMH72B341 |  |  | XAHB30CXXN1+TXV | LPLC060A12MP13 | 32000 | 17 | 8.1 | 32800 | 23000 | 70.12% | 1.98 | 0 | 9.5 |  |  |  |  | R-410A | 2.6667 | Residential & Commercial | USHP
212975403 | Central HP <5.4 tons | DAY & NIGHT | HRCU-A-CB (Split System: Heat Pump with Remote Outdoor Unit-Air-Source) | DLCURAH18ABK |  |  | EA*4X24L17A* | *96VTN0601412B* | 17300 | 16 | 8.5 | 18200 | 19400 | 106.6% | 2.34 | 0 | 10.5 |  |  |  |  | R-410A | 1.4417 | Residential & Commercial | USHP | Ducted CEE Tier 1
212975436 | Central HP <5.4 tons | DAY & NIGHT | HRCU-A-CB (Split System: Heat Pump with Remote Outdoor Unit-Air-Source) | DLCURAH18ABK |  |  | EA*4X30L17A* | *96VTN0601412B* | 17400 | 16.5 | 8.5 | 18000 | 18700 | 103.9% | 2.26 | 0 | 10.5 |  |  |  |  | R-410A | 1.45 | Residential & Commercial | USHP | Ducted CEE Tier 1
211385830 | Central HP <5.4 tons | LUXAIRE | HRCU-A-CB (Split System: Heat Pump with Remote Outdoor Unit-Air-Source) | HMH72B341 |  |  | XAFC48FXXN1+TXV | TM8E080C16MP11 | 33400 | 17 | 8.5 | 32200 | 23400 | 72.67% | 2.06 | 0 | 9.5 |  |  |  |  | R-410A | 2.7833 | Residential & Commercial | USHP
214807798 | Central HP <5.4 tons | FRASER-JOHNSTON | HRCU-A-CB (Split System: Heat Pump with Remote Outdoor Unit-Air-Source) | HH836E2S11 |  |  | CTU48C5XFS1+JME16C2SN1+TXV | 0 | 34200 | 19 | 9 | 31600 | 25200 | 79.75% | 2 | 0 | 11.7 |  |  |  |  | R-454B | 2.85 | Residential & Commercial | USHP | Ducted CEE Tier 1
211393360 | Central HP <5.4 tons | CHAMPION HEATING AND COOLING | HRCU-A-CB (Split System: Heat Pump with Remote Outdoor Unit-Air-Source) | HMH72B341 |  |  | XAFC36DXXN1+TXV | TL8E100C20UH11 | 34000 | 17.5 | 8.5 | 34000 | 24000 | 70.59% | 2.12 | 0 | 10 |  |  |  |  | R-410A | 2.8333 | Residential & Commercial | USHP | Ducted CEE Tier 1
214808985 | Central HP <5.4 tons | FRASER-JOHNSTON | HRCU-A-CB (Split System: Heat Pump with Remote Outdoor Unit-Air-Source) | HH860E2S11 |  |  | CTU60C5XGS1+TXV | Z8ES120C20SMPS1 | 45000 | 18 | 9 | 45500 | 33400 | 73.41% | 2 | 0 | 11.7 |  |  |  |  | R-454B | 3.75 | Residential & Commercial | USHP | Ducted CEE Tier 1
214809252 | Central HP <5.4 tons | FRASER-JOHNSTON | HRCU-A-CB (Split System: Heat Pump with Remote Outdoor Unit-Air-Source) | HH860E2S11 |  |  | CTU60C5XGS1+TXV | Z8ES080C16SMPS1 | 44500 | 18 | 9 | 44500 | 33400 | 75.06% | 2 | 0 | 12 |  |  |  |  | R-454B | 3.7083 | Residential & Commercial | USHP | Ducted CEE Tier 1
215674492 | Central HP <5.4 tons | KENMORE | HRCU-A-CB (Split System: Heat Pump with Remote Outdoor Unit-Air-Source) | (C,H,T)5H0V48*K*AAA* |  |  | EA*5X61M24A*+WALLCON | *80CTL0902120B* | 46000 | 18.5 | 9 | 48000 | 33600 | 70% | 2.08 | 0 | 10 |  |  |  |  | R-454B | 3.8333 | Residential & Commercial | USHP | Ducted CEE Tier 1
215674527 | Central HP <5.4 tons | KENMORE | HRCU-A-CB (Split System: Heat Pump with Remote Outdoor Unit-Air-Source) | (C,H,T)5H0V48*K*AAA* |  |  | EA*5X61M24A*+WALLCON | *95CSU0802120B* | 46000 | 17.5 | 9 | 48000 | 33800 | 70.42% | 2.08 | 0 | 10 |  |  |  |  | R-454B | 3.8333 | Residential & Commercial | USHP | Ducted CEE Tier 1
212979973 | Central HP <5.4 tons | KEEPRITE | HRCU-A-CB (Split System: Heat Pump with Remote Outdoor Unit-Air-Source) | DLCURAH18ABK |  |  | EA*4X25L17A* | *80MS(N,L)0901714A* | 18100 | 16.5 | 8.5 | 17900 | 17700 | 98.88% | 2.14 | 0 | 11 |  |  |  |  | R-410A | 1.5083 | Residential & Commercial | USHP | Ducted CEE Tier 1
214809010 | Central HP <5.4 tons | FRASER-JOHNSTON | HRCU-A-CB (Split System: Heat Pump with Remote Outdoor Unit-Air-Source) | HH860E2S11 |  |  | CTU60C5XGS1+TXV | TM8V100C16MP12 | 43500 | 18 | 9 | 44000 | 33400 | 75.91% | 2 | 0 | 11.7 |  |  |  |  | R-454B | 3.625 | Residential & Commercial | USHP | Ducted CEE Tier 1
214809247 | Central HP <5.4 tons | FRASER-JOHNSTON | HRCU-A-CB (Split System: Heat Pump with Remote Outdoor Unit-Air-Source) | HH860E2S11 |  |  | CTU60C5XGS1+TXV | TM8Y080C16MP11 | 44000 | 18 | 9 | 44000 | 33400 | 75.91% | 2 | 0 | 11.7 |  |  |  |  | R-454B | 3.6667 | Residential & Commercial | USHP | Ducted CEE Tier 1
215853373 | Central HP <5.4 tons | LUXAIRE | HRCU-A-CB (Split System: Heat Pump with Remote Outdoor Unit-Air-Source) | HH836E2S11 |  |  | CTM36C5CDS1+JMET16CS2N1 | 0 | 34200 | 19 | 9 | 31400 | 25600 | 81.53% | 2 | 0 | 11.7 |  |  |  |  | R-454B | 2.85 | Residential & Commercial | USHP | Ducted CEE Tier 1
215853392 | Central HP <5.4 tons | LUXAIRE | HRCU-A-CB (Split System: Heat Pump with Remote Outdoor Unit-Air-Source) | HH836E2S11 |  |  | CTF36B5CDS1 | Z9ES080B12SMPS1 | 33600 | 18 | 8.5 | 31400 | 25600 | 81.53% | 2 | 0 | 11 |  |  |  |  | R-454B | 2.8 | Residential & Commercial | USHP | Ducted CEE Tier 1
212979966 | Central HP <5.4 tons | BRYANT HEATING AND COOLING SYSTEMS | HRCU-A-CB (Split System: Heat Pump with Remote Outdoor Unit-Air-Source) | 38MURAQ18AB3* |  |  | CAP**2517AL* | 8(0,1)*SB42090M17*** | 18100 | 16.5 | 8.5 | 17900 | 17700 | 98.88% | 2.14 | 0 | 11 |  |  |  |  | R-410A | 1.5083 | Residential & Commercial | USHP | Ducted CEE Tier 1
212979863 | Central HP <5.4 tons | DAY & NIGHT | HRCU-A-CB (Split System: Heat Pump with Remote Outdoor Unit-Air-Source) | DLCURAH24ABK |  |  | EA*4X36L21A* | *80MS(N,L)0901714A* | 23800 | 17.5 | 8.5 | 26200 | 23600 | 90.08% | 1.98 | 0 | 10 |  |  |  |  | R-410A | 1.9833 | Residential & Commercial | USHP | Ducted CEE Tier 1
212979911 | Central HP <5.4 tons | DAY & NIGHT | HRCU-A-CB (Split System: Heat Pump with Remote Outdoor Unit-Air-Source) | DLCURAH24ABK |  |  | EN(A,D)4X30L17** | *80MS(N,L)0901714A* | 23600 | 17 | 8.5 | 26400 | 24400 | 92.42% | 2.02 | 0 | 10.5 |  |  |  |  | R-410A | 1.9667 | Residential & Commercial | USHP | Ducted CEE Tier 1
211243580 | Central HP <5.4 tons | DAY & NIGHT | HRCU-A-CB (Split System: Heat Pump with Remote Outdoor Unit-Air-Source) | DLCURAH24ABK |  |  | EA*4X37L21A* | *92ESN0801716A* | 25000 | 17.5 | 8.5 | 25600 | 20800 | 81.25% | 1.76 | 0 | 10.5 |  |  |  |  | R-410A | 2.0833 | Residential & Commercial | USHP | Ducted CEE Tier 1
211392902 | Central HP <5.4 tons | CHAMPION HEATING AND COOLING | HRCU-A-CB (Split System: Heat Pump with Remote Outdoor Unit-Air-Source) | HMH72B341 |  |  | XAUB36DXXN1+TXV | TMLE040A12MP11 | 34000 | 18 | 8.1 | 33600 | 23800 | 70.83% | 2.06 | 0 | 10 |  |  |  |  | R-410A | 2.8333 | Residential & Commercial | USHP | Ducted CEE Tier 1
211393390 | Central HP <5.4 tons | CHAMPION HEATING AND COOLING | HRCU-A-CB (Split System: Heat Pump with Remote Outdoor Unit-Air-Source) | HMH72B341 |  |  | XAFC30CXXN1+TXV | TL8E100C20UH11 | 33400 | 17.5 | 8.5 | 33000 | 23200 | 70.3% | 2.06 | 0 | 10 |  |  |  |  | R-410A | 2.7833 | Residential & Commercial | USHP | Ducted CEE Tier 1
211393449 | Central HP <5.4 tons | CHAMPION HEATING AND COOLING | HRCU-A-CB (Split System: Heat Pump with Remote Outdoor Unit-Air-Source) | HMH72B341 |  |  | XAFC36DXXN1+TXV | TL8E080C16UH11 | 34000 | 17.5 | 8.1 | 34000 | 24200 | 71.18% | 2.1 | 0 | 10 |  |  |  |  | R-410A | 2.8333 | Residential & Commercial | USHP | Ducted CEE Tier 1
212978716 | Central HP <5.4 tons | KEEPRITE | HRCU-A-CB (Split System: Heat Pump with Remote Outdoor Unit-Air-Source) | DLCURAH24ABK |  |  | EN(A,D)4X30L17** | *80MS(N,L)0701712A* | 23400 | 17 | 8.1 | 25800 | 24200 | 93.8% | 2.04 | 0 | 10.5 |  |  |  |  | R-410A | 1.95 | Residential & Commercial | USHP | Ducted CEE Tier 1
212978182 | Central HP <5.4 tons | KEEPRITE | HRCU-A-CB (Split System: Heat Pump with Remote Outdoor Unit-Air-Source) | DLCURAH24ABK |  |  | EN(A,D)4X24L17** | *80MS(N,L)0701412A* | 23200 | 17 | 8.5 | 26800 | 25400 | 94.78% | 2.14 | 0 | 10 |  |  |  |  | R-410A | 1.9333 | Residential & Commercial | USHP | Ducted CEE Tier 1
214810229 | Central HP <5.4 tons | COLEMAN | HRCU-A-CB (Split System: Heat Pump with Remote Outdoor Unit-Air-Source) | HH824E2S11 |  |  | CTM36B5ADS1 | TM8E100B12MP11 | 23000 | 18 | 9.5 | 23000 | 18800 | 81.74% | 2 | 0 | 12 |  |  |  |  | R-454B | 1.9167 | Residential & Commercial | USHP | Ducted CEE Tier 1
213078813 | Central HP <5.4 tons | DAY & NIGHT | HRCU-A-CB (Split System: Heat Pump with Remote Outdoor Unit-Air-Source) | DLCURAH36ABK |  |  | EN(A,D)4X48L24** | *80MS(N,L)1552420A* | 36200 | 16.5 | 8.1 | 38500 | 35000 | 90.91% | 2.02 | 0 | 10.5 |  |  |  |  | R-410A | 3.0167 | Residential & Commercial | USHP | Ducted CEE Tier 1
213079147 | Central HP <5.4 tons | DAY & NIGHT | HRCU-A-CB (Split System: Heat Pump with Remote Outdoor Unit-Air-Source) | DLCURAH36ABK |  |  | EA*4X48L21A* | *80MSU0601716A* | 35600 | 16.5 | 8.5 | 37800 | 34600 | 91.53% | 2.06 | 0 | 10 |  |  |  |  | R-410A | 2.9667 | Residential & Commercial | USHP | Ducted CEE Tier 1
211393726 | Central HP <5.4 tons | CHAMPION HEATING AND COOLING | HRCU-A-CB (Split System: Heat Pump with Remote Outdoor Unit-Air-Source) | HMH72B341 |  |  | XAFA30DXXN1+TXV | TM8E060A12MP11 | 33800 | 17.5 | 8.1 | 33800 | 23800 | 70.41% | 2.04 | 0 | 9.5 |  |  |  |  | R-410A | 2.8167 | Residential & Commercial | USHP
211393995 | Central HP <5.4 tons | CHAMPION HEATING AND COOLING | HRCU-A-CB (Split System: Heat Pump with Remote Outdoor Unit-Air-Source) | HMH72B341 |  |  | XAHD48FXXN1+TXV | TM9Y080C16MP11 | 32800 | 17 | 8.1 | 31800 | 23200 | 72.96% | 2.02 | 0 | 9 |  |  |  |  | R-410A | 2.7333 | Residential & Commercial | USHP
212971638 | Central HP <5.4 tons | DAY & NIGHT | HRCU-A-CB (Split System: Heat Pump with Remote Outdoor Unit-Air-Source) | DLCURAH24ABK |  |  | EA*4X25L17A* | *80VTL0701716B* | 24200 | 17 | 8.5 | 25200 | 21600 | 85.71% | 1.82 | 0 | 10 |  |  |  |  | R-410A | 2.0167 | Residential & Commercial | USHP | Ducted CEE Tier 1
212969557 | Central HP <5.4 tons | BRYANT HEATING AND COOLING SYSTEMS | HRCU-A-CB (Split System: Heat Pump with Remote Outdoor Unit-Air-Source) | 38MURAQ18AB3* |  |  | CNPV*1814AL* | 82*SB36045V14*** | 17400 | 16 | 8.5 | 18600 | 19700 | 105.9% | 2.38 | 0 | 10.5 |  |  |  |  | R-410A | 1.45 | Residential & Commercial | USHP | Ducted CEE Tier 1
212969977 | Central HP <5.4 tons | BRYANT HEATING AND COOLING SYSTEMS | HRCU-A-CB (Split System: Heat Pump with Remote Outdoor Unit-Air-Source) | 38MURAQ18AB3* |  |  | CAP**2417AL* | 82*SB48070V17*** | 17300 | 16 | 8.5 | 18200 | 19400 | 106.6% | 2.34 | 0 | 10.5 |  |  |  |  | R-410A | 1.4417 | Residential & Commercial | USHP | Ducted CEE Tier 1
212983622 | Central HP <5.4 tons | DAY & NIGHT | HRCU-A-CB (Split System: Heat Pump with Remote Outdoor Unit-Air-Source) | DLCURAH24ABK |  |  | EN(A,D,W)4X36L17** | *92MSN0601412A* | 23800 | 17 | 8.5 | 26400 | 23800 | 90.15% | 1.98 | 0 | 10.5 |  |  |  |  | R-410A | 1.9833 | Residential & Commercial | USHP | Ducted CEE Tier 1
211242627 | Central HP <5.4 tons | KEEPRITE | HRCU-A-CB (Split System: Heat Pump with Remote Outdoor Unit-Air-Source) | DLCURAH24ABK |  |  | EA*4X36L21A* | *92ESN0601714A* | 24600 | 17 | 8.5 | 26200 | 22200 | 84.73% | 1.86 | 0 | 10 |  |  |  |  | R-410A | 2.05 | Residential & Commercial | USHP | Ducted CEE Tier 1
211397331 | Central HP <5.4 tons | CHAMPION HEATING AND COOLING | HRCU-A-CB (Split System: Heat Pump with Remote Outdoor Unit-Air-Source) | HMH72B341 |  |  | XAHD48FBCN1 | TPLC080C16MP13 | 33600 | 16 | 8.5 | 32400 | 23800 | 73.46% | 2.06 | 0 | 9 |  |  |  |  | R-410A | 2.8 | Residential & Commercial | USHP
211395395 | Central HP <5.4 tons | CHAMPION HEATING AND COOLING | HRCU-A-CB (Split System: Heat Pump with Remote Outdoor Unit-Air-Source) | HMH72B341 |  |  | XAFC48FBCN1 | TP9C080C16MP13 | 33400 | 16.5 | 8.5 | 32400 | 23600 | 72.84% | 2.06 | 0 | 9.5 |  |  |  |  | R-410A | 2.7833 | Residential & Commercial | USHP
212987508 | Central HP <5.4 tons | BRYANT HEATING AND COOLING SYSTEMS | HRCU-A-CB (Split System: Heat Pump with Remote Outdoor Unit-Air-Source) | 38MURAQ18AB3* |  |  | CAP**2417AL* | 916SA48080M17*** | 17700 | 16 | 8.5 | 18600 | 19400 | 104.3% | 2.32 | 0 | 10.5 |  |  |  |  | R-410A | 1.475 | Residential & Commercial | USHP | Ducted CEE Tier 1
212979954 | Central HP <5.4 tons | BRYANT HEATING AND COOLING SYSTEMS | HRCU-A-CB (Split System: Heat Pump with Remote Outdoor Unit-Air-Source) | 38MURAQ18AB3* |  |  | CAP**2417AL* | 8(0,1)*SB42090M17*** | 17500 | 16 | 8.5 | 18500 | 19400 | 104.9% | 2.34 | 0 | 10.5 |  |  |  |  | R-410A | 1.4583 | Residential & Commercial | USHP | Ducted CEE Tier 1
215853471 | Central HP <5.4 tons | LUXAIRE | HRCU-A-CB (Split System: Heat Pump with Remote Outdoor Unit-Air-Source) | HH860E2S11 |  |  | CTM60D5CJS1 | TMLE130D20MP11 | 53500 | 18 | 9 | 55500 | 39500 | 71.17% | 2 | 0 | 11 |  |  |  |  | R-454B | 4.4583 | Residential & Commercial | USHP | Ducted CEE Tier 1
214720040 | Central HP <5.4 tons | FRASER-JOHNSTON | HRCU-A-CB (Split System: Heat Pump with Remote Outdoor Unit-Air-Source) | HH860E2S11 |  |  | CTU60C5XGS1+TXV | TP9C080C16MP13 | 43500 | 17 | 9 | 44000 | 33600 | 76.36% | 2 | 0 | 11 |  |  |  |  | R-454B | 3.625 | Residential & Commercial | USHP | Ducted CEE Tier 1
214720131 | Central HP <5.4 tons | FRASER-JOHNSTON | HRCU-A-CB (Split System: Heat Pump with Remote Outdoor Unit-Air-Source) | HH860E2S11 |  |  | CTU60C5XGS1+TXV | TM9E080C16MP12 | 44500 | 18 | 9 | 45500 | 34400 | 75.6% | 2 | 0 | 11 |  |  |  |  | R-454B | 3.7083 | Residential & Commercial | USHP | Ducted CEE Tier 1
214720156 | Central HP <5.4 tons | FRASER-JOHNSTON | HRCU-A-CB (Split System: Heat Pump with Remote Outdoor Unit-Air-Source) | HH860E2S11 |  |  | CTU60C5XGS1+TXV | TM9Y100C16MP11 | 43500 | 17 | 9 | 44500 | 33800 | 75.96% | 2 | 0 | 11 |  |  |  |  | R-454B | 3.625 | Residential & Commercial | USHP | Ducted CEE Tier 1
211393770 | Central HP <5.4 tons | CHAMPION HEATING AND COOLING | HRCU-A-CB (Split System: Heat Pump with Remote Outdoor Unit-Air-Source) | HMH72B341 |  |  | XAFA30DXXN1+TXV | TMLE040A12MP11 | 33800 | 18 | 8.1 | 33600 | 23600 | 70.24% | 2.04 | 0 | 10 |  |  |  |  | R-410A | 2.8167 | Residential & Commercial | USHP | Ducted CEE Tier 1
211394055 | Central HP <5.4 tons | CHAMPION HEATING AND COOLING | HRCU-A-CB (Split System: Heat Pump with Remote Outdoor Unit-Air-Source) | HMH72B341 |  |  | XAFD48FXXN1+TXV | TM9Y080C16MP11 | 33400 | 17.5 | 8.5 | 32400 | 23600 | 72.84% | 2.06 | 0 | 9.5 |  |  |  |  | R-410A | 2.7833 | Residential & Commercial | USHP
211394237 | Central HP <5.4 tons | CHAMPION HEATING AND COOLING | HRCU-A-CB (Split System: Heat Pump with Remote Outdoor Unit-Air-Source) | HMH72B341 |  |  | XAFC48FBCN1 | TM9Y060B12MP11 | 33200 | 16.5 | 8.1 | 32600 | 24000 | 73.62% | 2.02 | 0 | 9 |  |  |  |  | R-410A | 2.7667 | Residential & Commercial | USHP
211390928 | Central HP <5.4 tons | CHAMPION HEATING AND COOLING | HRCU-A-CB (Split System: Heat Pump with Remote Outdoor Unit-Air-Source) | HMH72B341 |  |  | XAHB36DBCN1 | TMLV060A12MP12 | 33400 | 16.5 | 8.1 | 33600 | 23800 | 70.83% | 2.02 | 0 | 9.5 |  |  |  |  | R-410A | 2.7833 | Residential & Commercial | USHP
211396628 | Central HP <5.4 tons | COLEMAN | HRCU-A-CB (Split System: Heat Pump with Remote Outdoor Unit-Air-Source) | HMH72B341 |  |  | XAFC48FXXN1+TXV | TM8Y120C20MP11 | 34000 | 16.5 | 8.5 | 33000 | 24200 | 73.33% | 2.1 | 0 | 9.5 |  |  |  |  | R-410A | 2.8333 | Residential & Commercial | USHP
211396843 | Central HP <5.4 tons | COLEMAN | HRCU-A-CB (Split System: Heat Pump with Remote Outdoor Unit-Air-Source) | HMH72B341 |  |  | XAFD48FXXN1+TXV | TM8Y080C16MP11 | 34000 | 17.5 | 8.5 | 33200 | 24400 | 73.49% | 2.08 | 0 | 9 |  |  |  |  | R-410A | 2.8333 | Residential & Commercial | USHP
211394480 | Central HP <5.4 tons | CHAMPION HEATING AND COOLING | HRCU-A-CB (Split System: Heat Pump with Remote Outdoor Unit-Air-Source) | HMH72B341 |  |  | XAHC48FXXN1+TXV | TP9C100C20MP13 | 33200 | 17 | 8.5 | 32000 | 23400 | 73.12% | 2.04 | 0 | 9 |  |  |  |  | R-410A | 2.7667 | Residential & Commercial | USHP
211392524 | Central HP <5.4 tons | CHAMPION HEATING AND COOLING | HRCU-A-CB (Split System: Heat Pump with Remote Outdoor Unit-Air-Source) | HMH72B341 |  |  | XAHB36DXXN1+TXV | TM8E060A12MP11 | 33200 | 17 | 8.1 | 33200 | 23400 | 70.48% | 2 | 0 | 9.5 |  |  |  |  | R-410A | 2.7667 | Residential & Commercial | USHP
215934672 | Central HP <5.4 tons | KENMORE | HRCU-A-CB (Split System: Heat Pump with Remote Outdoor Unit-Air-Source) | (C,H,T)5H3V36*K*AAA* |  |  | EVM5X31M17A*+WALLCON | *97CMN0601714B* | 34800 | 20.5 | 8.5 | 38000 | 28000 | 73.68% | 2.08 | 0 | 11.5 |  |  |  |  | R-454B | 2.9 | Residential & Commercial | USHP | Ducted CEE Tier 1
214066852 | Central HP <5.4 tons | RHEEM | HRCU-A-CB (Split System: Heat Pump with Remote Outdoor Unit-Air-Source) | RD17AZ36AJ3N |  |  | RCFZ3621MTANM | R802V0755A21UHN | 34200 | 18 | 8.1 | 34200 | 29400 | 85.96% | 2 | 0 | 11.7 |  |  |  |  | R-410A | 2.85 | Residential & Commercial | USHP | Ducted CEE Tier 1
211391509 | Central HP <5.4 tons | CHAMPION HEATING AND COOLING | HRCU-A-CB (Split System: Heat Pump with Remote Outdoor Unit-Air-Source) | HMH72B341 |  |  | XAFC36DXXN1+TXV | TMLE100C16MP11 | 34000 | 17.5 | 8.1 | 33600 | 23800 | 70.83% | 2.08 | 0 | 10 |  |  |  |  | R-410A | 2.8333 | Residential & Commercial | USHP | Ducted CEE Tier 1
211391584 | Central HP <5.4 tons | CHAMPION HEATING AND COOLING | HRCU-A-CB (Split System: Heat Pump with Remote Outdoor Unit-Air-Source) | HMH72B341 |  |  | XAHC36DXXN1+TXV | TM8E100B12MP11 | 33400 | 17.5 | 8.1 | 33000 | 23400 | 70.91% | 2.02 | 0 | 9.5 |  |  |  |  | R-410A | 2.7833 | Residential & Commercial | USHP
206136350 | Central HP <5.4 tons | CARRIER | HRCU-A-CB (Split System: Heat Pump with Remote Outdoor Unit-Air-Source) | 25VNA837A*030* |  |  | CSPH*4812AL*+UI | 59CU5A080C21**20 | 32600 | 17 | 8.1 | 33000 | 24800 | 75.15% | 1.98 | 11.5 | 11 |  |  |  |  | R-410A | 2.7167 | Residential & Commercial | USHP | Ducted CEE Tier 1
211391768 | Central HP <5.4 tons | CHAMPION HEATING AND COOLING | HRCU-A-CB (Split System: Heat Pump with Remote Outdoor Unit-Air-Source) | HMH72B341 |  |  | XAFC36DBCN1 | TM8E100B12MP11 | 34000 | 18 | 8.1 | 33800 | 23800 | 70.41% | 2.06 | 0 | 10 |  |  |  |  | R-410A | 2.8333 | Residential & Commercial | USHP | Ducted CEE Tier 1
211390205 | Central HP <5.4 tons | CHAMPION HEATING AND COOLING | HRCU-A-CB (Split System: Heat Pump with Remote Outdoor Unit-Air-Source) | HMH72B341 |  |  | XAFC36DXXN1+TXV | TPLC080C16MP13 | 34000 | 17.5 | 8.5 | 33800 | 23800 | 70.41% | 2.08 | 0 | 10 |  |  |  |  | R-410A | 2.8333 | Residential & Commercial | USHP | Ducted CEE Tier 1
212973293 | Central HP <5.4 tons | BRYANT HEATING AND COOLING SYSTEMS | HRCU-A-CB (Split System: Heat Pump with Remote Outdoor Unit-Air-Source) | 38MURAQ18AB3* |  |  | CAP**1917AL* | 926SB36060V14*** | 17700 | 16.5 | 8.1 | 17700 | 17900 | 101.1% | 2.16 | 0 | 10.5 |  |  |  |  | R-410A | 1.475 | Residential & Commercial | USHP | Ducted CEE Tier 1
213770985 | Central HP <5.4 tons | CARRIER | HRCU-A-CB (Split System: Heat Pump with Remote Outdoor Unit-Air-Source) | 25VNA825A*031* |  |  | CAP**3621AL*+UI | 59MN7C100C21**22 | 23600 | 16.5 | 8.1 | 21400 | 16600 | 77.57% | 1.94 | 0 | 11 |  |  |  |  | R-410A | 1.9667 | Residential & Commercial | USHP | Ducted CEE Tier 1
213771385 | Central HP <5.4 tons | CARRIER | HRCU-A-CB (Split System: Heat Pump with Remote Outdoor Unit-Air-Source) | 25VNA825A*031* |  |  | CAP**4224AL*+UI | 58TN*B135C24**22 | 23800 | 16.5 | 8.1 | 21400 | 16600 | 77.57% | 1.96 | 0 | 11 |  |  |  |  | R-410A | 1.9833 | Residential & Commercial | USHP | Ducted CEE Tier 1
214584648 | Central HP <5.4 tons | FRASER-JOHNSTON | HRCU-A-CB (Split System: Heat Pump with Remote Outdoor Unit-Air-Source) | HH860E2S11 |  |  | CTM60C5CGS1 | Z8ES100C20SMPS1 | 44500 | 18 | 9 | 44500 | 33400 | 75.06% | 2 | 0 | 12 |  |  |  |  | R-454B | 3.7083 | Residential & Commercial | USHP | Ducted CEE Tier 1
209872734 | Central HP <5.4 tons | RHEEM | HRCU-A-CB (Split System: Heat Pump with Remote Outdoor Unit-Air-Source) | RP18AZ60AJVC |  |  | RCFZ6021SEAAM | R962V0855A21M4S | 53000 | 18 | 8.1 | 53000 | 50500 | 95.28% | 1.9 | 0 | 10 |  |  |  |  | R-410A | 4.4167 | Residential & Commercial | USHP | Ducted CEE Tier 1
212975771 | Central HP <5.4 tons | CARRIER | HRCU-A-CB (Split System: Heat Pump with Remote Outdoor Unit-Air-Source) | 38MURAQ18AB3* |  |  | CAP**1917AL* | 59TP6C080V17**16 | 17700 | 16.5 | 8.1 | 17700 | 17900 | 101.1% | 2.16 | 0 | 10.5 |  |  |  |  | R-410A | 1.475 | Residential & Commercial | USHP | Ducted CEE Tier 1
211389532 | Central HP <5.4 tons | CHAMPION HEATING AND COOLING | HRCU-A-CB (Split System: Heat Pump with Remote Outdoor Unit-Air-Source) | HMH72B341 |  |  | XAFC36DXXN1+TXV | TM8Y100C16MP11 | 34000 | 18.5 | 8.5 | 34000 | 24000 | 70.59% | 2.1 | 0 | 10 |  |  |  |  | R-410A | 2.8333 | Residential & Commercial | USHP | Ducted CEE Tier 1
211244286 | Central HP <5.4 tons | DAY & NIGHT | HRCU-A-CB (Split System: Heat Pump with Remote Outdoor Unit-Air-Source) | DLCURAH24ABK |  |  | EN(A,D)4X30L14** | *96VSN0401410A* | 23600 | 15.5 | 8.1 | 26200 | 23600 | 90.08% | 1.92 | 0 | 10 |  |  |  |  | R-410A | 1.9667 | Residential & Commercial | USHP | Ducted CEE Tier 1
212978736 | Central HP <5.4 tons | DAY & NIGHT | HRCU-A-CB (Split System: Heat Pump with Remote Outdoor Unit-Air-Source) | DLCURAH24ABK |  |  | EN(A,D)4X36L21** | *80MS(N,L)0701712A* | 23400 | 17.5 | 8.5 | 26200 | 24600 | 93.89% | 2.06 | 0 | 10.5 |  |  |  |  | R-410A | 1.95 | Residential & Commercial | USHP | Ducted CEE Tier 1
211206867 | Central HP <5.4 tons | COLEMAN | HRCU-A-CB (Split System: Heat Pump with Remote Outdoor Unit-Air-Source) | HC20B3621 |  |  | XAMC36DE2N1+CC | TM9V080C16MP12 | 33000 | 18 | 8.5 | 34200 | 29200 | 85.38% | 1.96 | 0 | 12 |  |  |  |  | R-410A | 2.75 | Residential & Commercial | USHP | Ducted CEE Tier 1
212978235 | Central HP <5.4 tons | BRYANT HEATING AND COOLING SYSTEMS | HRCU-A-CB (Split System: Heat Pump with Remote Outdoor Unit-Air-Source) | 38MURAQ18AB3* |  |  | CAP**2414AL* | 8(0,1)*SB36070M14*** | 17600 | 16.5 | 8.5 | 18500 | 19400 | 104.9% | 2.34 | 0 | 10.5 |  |  |  |  | R-410A | 1.4667 | Residential & Commercial | USHP | Ducted CEE Tier 1
211387846 | Central HP <5.4 tons | CHAMPION HEATING AND COOLING | HRCU-A-CB (Split System: Heat Pump with Remote Outdoor Unit-Air-Source) | HMH72B341 |  |  | XAFC30CXXN1+TXV | TM9V080B12MP12 | 32800 | 17 | 8.1 | 33600 | 23600 | 70.24% | 2.02 | 0 | 9.5 |  |  |  |  | R-410A | 2.7333 | Residential & Commercial | USHP
211387927 | Central HP <5.4 tons | CHAMPION HEATING AND COOLING | HRCU-A-CB (Split System: Heat Pump with Remote Outdoor Unit-Air-Source) | HMH72B341 |  |  | XAUB36DXXN1+TXV | TM9V080B12MP12 | 33600 | 17.5 | 8.5 | 33400 | 23400 | 70.06% | 2.04 | 0 | 10 |  |  |  |  | R-410A | 2.8 | Residential & Commercial | USHP | Ducted CEE Tier 1
211243533 | Central HP <5.4 tons | DAY & NIGHT | HRCU-A-CB (Split System: Heat Pump with Remote Outdoor Unit-Air-Source) | DLCURAH24ABK |  |  | EA*4X37L21A* | *80ES(N,L)0901714A* | 25400 | 17 | 8.5 | 25800 | 20600 | 79.84% | 1.76 | 0 | 10.5 |  |  |  |  | R-410A | 2.1167 | Residential & Commercial | USHP | Ducted CEE Tier 1
211243667 | Central HP <5.4 tons | DAY & NIGHT | HRCU-A-CB (Split System: Heat Pump with Remote Outdoor Unit-Air-Source) | DLCURAH24ABK |  |  | EA*4X37L21A* | OMV098J12* | 24400 | 17 | 8.5 | 25200 | 21200 | 84.13% | 1.78 | 0 | 10 |  |  |  |  | R-410A | 2.0333 | Residential & Commercial | USHP | Ducted CEE Tier 1
211244051 | Central HP <5.4 tons | DAY & NIGHT | HRCU-A-CB (Split System: Heat Pump with Remote Outdoor Unit-Air-Source) | DLCURAH24ABK |  |  | EN(A,D)4X24L17** | *95ESN0601412A* | 24000 | 15.2 | 8.5 | 27200 | 23000 | 84.56% | 1.88 | 0 | 10 |  |  |  |  | R-410A | 2 | Residential & Commercial | USHP | Ducted CEE Tier 1
211244151 | Central HP <5.4 tons | DAY & NIGHT | HRCU-A-CB (Split System: Heat Pump with Remote Outdoor Unit-Air-Source) | DLCURAH24ABK |  |  | EN(A,D)4X24L17** | *92ESN0601412A* | 24200 | 15.5 | 8.5 | 27200 | 22600 | 83.09% | 1.86 | 0 | 10 |  |  |  |  | R-410A | 2.0167 | Residential & Commercial | USHP | Ducted CEE Tier 1
214584721 | Central HP <5.4 tons | COLEMAN | HRCU-A-CB (Split System: Heat Pump with Remote Outdoor Unit-Air-Source) | HH824E2S11 |  |  | CTF30A5ADS1 | Z8ES040A12SMPS1 | 23000 | 18 | 9.5 | 23000 | 18900 | 82.17% | 2 | 0 | 12 |  |  |  |  | R-454B | 1.9167 | Residential & Commercial | USHP | Ducted CEE Tier 1
214606568 | Central HP <5.4 tons | FRASER-JOHNSTON | HRCU-A-C (Split System: Heat Pump with Remote Outdoor Unit with No Indoor Fan --Air Source) | HH860E2S11 |  |  | CTF60D5CGS1 | 0 | 44500 | 15.2 | 8.5 | 46000 | 34200 | 74.35% | 2 | 0 | 11 |  |  |  |  | R-454B | 3.7083 | Residential & Commercial | USHP | Ducted CEE Tier 1
214421553 | Central HP <5.4 tons | FRASER-JOHNSTON | HRCU-A-CB (Split System: Heat Pump with Remote Outdoor Unit-Air-Source) | HH860E2S11 |  |  | CTM60D5CJS1+JMET18DS2N1 | 0 | 53000 | 19 | 9 | 54000 | 39000 | 72.22% | 2 | 0 | 11 |  |  |  |  | R-454B | 4.4167 | Residential & Commercial | USHP | Ducted CEE Tier 1
214066834 | Central HP <5.4 tons | RHEEM | HRCU-A-CB (Split System: Heat Pump with Remote Outdoor Unit-Air-Source) | RD17AZ36AJ3N |  |  | RCFZ3621MTANM | R962V0403A17M4S | 34200 | 18 | 8.1 | 34200 | 29600 | 86.55% | 1.9 | 0 | 10 |  |  |  |  | R-410A | 2.85 | Residential & Commercial | USHP | Ducted CEE Tier 1
215934472 | Central HP <5.4 tons | KENMORE | HRCU-A-CB (Split System: Heat Pump with Remote Outdoor Unit-Air-Source) | (C,H,T)5H3V48*K*AAA* |  |  | ESH5X48M12A*+WALLCON | *80CTL1102120B* | 44500 | 20.5 | 9 | 48500 | 36400 | 75.05% | 1.82 | 0 | 11 |  |  |  |  | R-454B | 3.7083 | Residential & Commercial | USHP | Ducted CEE Tier 1
213079195 | Central HP <5.4 tons | DAY & NIGHT | HRCU-A-CB (Split System: Heat Pump with Remote Outdoor Unit-Air-Source) | DLCURAH36ABK |  |  | EN(A,D)4X48L24** | *80MSU0601716A* | 35800 | 17 | 8.1 | 38000 | 34800 | 91.58% | 2 | 0 | 10.5 |  |  |  |  | R-410A | 2.9833 | Residential & Commercial | USHP | Ducted CEE Tier 1
213077090 | Central HP <5.4 tons | DAY & NIGHT | HRCU-A-CB (Split System: Heat Pump with Remote Outdoor Unit-Air-Source) | DLCURAH36ABK |  |  | EA*4X48L21A* | *96VSN0802120B* | 36200 | 16 | 8.5 | 38000 | 34800 | 91.58% | 2.04 | 0 | 10 |  |  |  |  | R-410A | 3.0167 | Residential & Commercial | USHP | Ducted CEE Tier 1
215933252 | Central HP <5.4 tons | KENMORE | HRCU-A-CB (Split System: Heat Pump with Remote Outdoor Unit-Air-Source) | (C,H,T)5H3V36*K*AAA* |  |  | ESH5X36M12A*+WALLCON | *96CTN0801714B* | 33000 | 18.5 | 9 | 35200 | 27000 | 76.7% | 1.92 | 0 | 11 |  |  |  |  | R-454B | 2.75 | Residential & Commercial | USHP | Ducted CEE Tier 1
215933452 | Central HP <5.4 tons | KENMORE | HRCU-A-CB (Split System: Heat Pump with Remote Outdoor Unit-Air-Source) | (C,H,T)5H3V36*K*AAA* |  |  | ESH5X42M12A*+WALLCON | *97CMN1202422B* | 33600 | 19 | 9 | 34800 | 26600 | 76.44% | 1.94 | 0 | 11.5 |  |  |  |  | R-454B | 2.8 | Residential & Commercial | USHP | Ducted CEE Tier 1
212975823 | Central HP <5.4 tons | CARRIER | HRCU-A-CB (Split System: Heat Pump with Remote Outdoor Unit-Air-Source) | 38MURAQ18AB3* |  |  | CNPV*2417AL* | 59TP6C080V17**16 | 17700 | 16 | 8.5 | 18700 | 19100 | 102.1% | 2.3 | 0 | 11 |  |  |  |  | R-410A | 1.475 | Residential & Commercial | USHP | Ducted CEE Tier 1
211257762 | Central HP <5.4 tons | CARRIER | HRCU-A-CB (Split System: Heat Pump with Remote Outdoor Unit-Air-Source) | 38MURAQ18AB3* |  |  | CAP**2414AL* | 58SP*A045V14**12 | 17700 | 16 | 8.5 | 18600 | 19100 | 102.7% | 2.3 | 0 | 10.5 |  |  |  |  | R-410A | 1.475 | Residential & Commercial | USHP | Ducted CEE Tier 1
211257778 | Central HP <5.4 tons | CARRIER | HRCU-A-CB (Split System: Heat Pump with Remote Outdoor Unit-Air-Source) | 38MURAQ18AB3* |  |  | CAP**2414AL* | 58S(B,C)*A070E14**12 | 17600 | 16 | 8.5 | 18400 | 19100 | 103.8% | 2.3 | 0 | 10.5 |  |  |  |  | R-410A | 1.4667 | Residential & Commercial | USHP | Ducted CEE Tier 1
211257829 | Central HP <5.4 tons | CARRIER | HRCU-A-CB (Split System: Heat Pump with Remote Outdoor Unit-Air-Source) | 38MURAQ18AB3* |  |  | CAP**2417AL* | OVLAAB036098 | 18000 | 15.5 | 8.5 | 19000 | 18900 | 99.47% | 2.26 | 0 | 10.5 |  |  |  |  | R-410A | 1.5 | Residential & Commercial | USHP | Ducted CEE Tier 1
211257848 | Central HP <5.4 tons | CARRIER | HRCU-A-CB (Split System: Heat Pump with Remote Outdoor Unit-Air-Source) | 38MURAQ18AB3* |  |  | CAP**2517AL* | 58TP*A045V14**12 | 18200 | 16.5 | 8.5 | 18000 | 17500 | 97.22% | 2.12 | 0 | 11 |  |  |  |  | R-410A | 1.5167 | Residential & Commercial | USHP | Ducted CEE Tier 1
211257878 | Central HP <5.4 tons | CARRIER | HRCU-A-CB (Split System: Heat Pump with Remote Outdoor Unit-Air-Source) | 38MURAQ18AB3* |  |  | CAP**2517AL* | OVMAAB042112 | 18700 | 15.5 | 8.5 | 18700 | 17400 | 93.05% | 2.12 | 0 | 11 |  |  |  |  | R-410A | 1.5583 | Residential & Commercial | USHP | Ducted CEE Tier 1
211257929 | Central HP <5.4 tons | CARRIER | HRCU-A-CB (Split System: Heat Pump with Remote Outdoor Unit-Air-Source) | 38MURAQ18AB3* |  |  | CAP**3017AL* | 59TP6B040V14**10 | 17500 | 16 | 8.5 | 18100 | 18600 | 102.8% | 2.24 | 0 | 10.5 |  |  |  |  | R-410A | 1.4583 | Residential & Commercial | USHP | Ducted CEE Tier 1
212973693 | Central HP <5.4 tons | BRYANT HEATING AND COOLING SYSTEMS | HRCU-A-CB (Split System: Heat Pump with Remote Outdoor Unit-Air-Source) | 38MURAQ18AB3* |  |  | CNPV*2417AL* | 926SB48080V17*** | 17700 | 16 | 8.5 | 18700 | 19100 | 102.1% | 2.3 | 0 | 11 |  |  |  |  | R-410A | 1.475 | Residential & Commercial | USHP | Ducted CEE Tier 1
215938112 | Central HP <5.4 tons | KENMORE | HRCU-A-CB (Split System: Heat Pump with Remote Outdoor Unit-Air-Source) | (C,H,T)5H3V48*K*AAA* |  |  | EVD5X49M24A*+WALLCON | *96CTN1002122B* | 45500 | 20.5 | 8.1 | 52500 | 38000 | 72.38% | 1.9 | 0 | 11.5 |  |  |  |  | R-454B | 3.7917 | Residential & Commercial | USHP | Ducted CEE Tier 1
215937892 | Central HP <5.4 tons | KENMORE | HRCU-A-CB (Split System: Heat Pump with Remote Outdoor Unit-Air-Source) | (C,H,T)5H3V48*K*AAA* |  |  | EVD5X48M24A*+WALLCON | *80CTL0902120B* | 45000 | 20.5 | 8.1 | 52000 | 38000 | 73.08% | 1.95 | 0 | 11.5 |  |  |  |  | R-454B | 3.75 | Residential & Commercial | USHP | Ducted CEE Tier 1
214584652 | Central HP <5.4 tons | LUXAIRE | HRCU-A-CB (Split System: Heat Pump with Remote Outdoor Unit-Air-Source) | HH860E2S11 |  |  | CTM60C5CGS1 | Z8ES080C16SMPS1 | 44500 | 18 | 9 | 44500 | 33400 | 75.06% | 2 | 0 | 12 |  |  |  |  | R-454B | 3.7083 | Residential & Commercial | USHP | Ducted CEE Tier 1
214584727 | Central HP <5.4 tons | LUXAIRE | HRCU-A-CB (Split System: Heat Pump with Remote Outdoor Unit-Air-Source) | HH860E2S11 |  |  | CTF60D5CGS1 | Z8ES130D20SMPS1 | 45000 | 18 | 9 | 45000 | 33200 | 73.78% | 2 | 0 | 12 |  |  |  |  | R-454B | 3.75 | Residential & Commercial | USHP | Ducted CEE Tier 1
211390491 | Central HP <5.4 tons | CHAMPION HEATING AND COOLING | HRCU-A-CB (Split System: Heat Pump with Remote Outdoor Unit-Air-Source) | HMH72B341 |  |  | XAHC30CXXN1+TXV | TPLC080B12MP13 | 31800 | 16.5 | 8.1 | 33000 | 23200 | 70.3% | 1.96 | 0 | 9 |  |  |  |  | R-410A | 2.65 | Residential & Commercial | USHP
211388649 | Central HP <5.4 tons | CHAMPION HEATING AND COOLING | HRCU-A-CB (Split System: Heat Pump with Remote Outdoor Unit-Air-Source) | HMH72B341 |  |  | XAFC30CXXN1+TXV | TM9E100C16MP12 | 33000 | 17.5 | 8.5 | 33000 | 23200 | 70.3% | 2.04 | 0 | 10 |  |  |  |  | R-410A | 2.75 | Residential & Commercial | USHP | Ducted CEE Tier 1
215937902 | Central HP <5.4 tons | KENMORE | HRCU-A-CB (Split System: Heat Pump with Remote Outdoor Unit-Air-Source) | (C,H,T)5H3V48*K*AAA* |  |  | EVD5X48M24A*+WALLCON | *80CTL1102120B* | 45000 | 20.5 | 8.1 | 52000 | 38000 | 73.08% | 1.9 | 0 | 11 |  |  |  |  | R-454B | 3.75 | Residential & Commercial | USHP | Ducted CEE Tier 1
214807811 | Central HP <5.4 tons | COLEMAN | HRCU-A-CB (Split System: Heat Pump with Remote Outdoor Unit-Air-Source) | HH824E2S11 |  |  | CTU30B5XCS1+JMVT12BC2N1+TXV | 0 | 23000 | 18 | 9.5 | 23000 | 19000 | 82.61% | 2 | 0 | 12 |  |  |  |  | R-454B | 1.9167 | Residential & Commercial | USHP | Ducted CEE Tier 1
215937952 | Central HP <5.4 tons | KENMORE | HRCU-A-CB (Split System: Heat Pump with Remote Outdoor Unit-Air-Source) | (C,H,T)5H3V48*K*AAA* |  |  | EVD5X48M24A*+WALLCON | *97CMN0802120B* | 44500 | 20 | 8.1 | 52000 | 38000 | 73.08% | 1.9 | 0 | 11 |  |  |  |  | R-454B | 3.7083 | Residential & Commercial | USHP | Ducted CEE Tier 1
214720171 | Central HP <5.4 tons | FRASER-JOHNSTON | HRCU-A-CB (Split System: Heat Pump with Remote Outdoor Unit-Air-Source) | HH860E2S11 |  |  | CTU60C5XGS1+TXV | TM9Y100C20MP11 | 44500 | 17 | 9 | 46000 | 34000 | 73.91% | 2 | 0 | 11 |  |  |  |  | R-454B | 3.7083 | Residential & Commercial | USHP | Ducted CEE Tier 1
211396113 | Central HP <5.4 tons | LUXAIRE | HRCU-A-CB (Split System: Heat Pump with Remote Outdoor Unit-Air-Source) | HMH72B341 |  |  | XAFD48FXXN1+TXV | TM9E080C16MP12 | 34000 | 17 | 8.1 | 33400 | 24600 | 73.65% | 2.08 | 0 | 9 |  |  |  |  | R-410A | 2.8333 | Residential & Commercial | USHP
214807761 | Central HP <5.4 tons | COLEMAN | HRCU-A-CB (Split System: Heat Pump with Remote Outdoor Unit-Air-Source) | HH836E2S11 |  |  | CTU36B5XDS1+TXV | Z8ES080B12SMPS1 | 33200 | 18 | 8.5 | 30400 | 24800 | 81.58% | 2 | 0 | 11.7 |  |  |  |  | R-454B | 2.7667 | Residential & Commercial | USHP | Ducted CEE Tier 1
215936882 | Central HP <5.4 tons | KENMORE | HRCU-A-CB (Split System: Heat Pump with Remote Outdoor Unit-Air-Source) | (C,H,T)5H3V36*K*AAA* |  |  | EVD5X61M21A*+WALLCON | *80CTL0701716B* | 35800 | 22 | 9 | 38000 | 28600 | 75.26% | 2.06 | 0 | 12 |  |  |  |  | R-454B | 2.9833 | Residential & Commercial | USHP | Ducted CEE Tier 1
211398613 | Central HP <5.4 tons | COLEMAN | HRCU-A-CB (Split System: Heat Pump with Remote Outdoor Unit-Air-Source) | HMH72B341 |  |  | XAHC48FXXN1+TXV | TMLE100B12MP11 | 32600 | 17 | 8.1 | 31800 | 23200 | 72.96% | 2.02 | 0 | 9 |  |  |  |  | R-410A | 2.7167 | Residential & Commercial | USHP
211398695 | Central HP <5.4 tons | COLEMAN | HRCU-A-CB (Split System: Heat Pump with Remote Outdoor Unit-Air-Source) | HMH72B341 |  |  | XAUC48FXXN1+TXV | TM8E100B12MP11 | 33400 | 17 | 8.5 | 32400 | 23800 | 73.46% | 2.06 | 0 | 9.5 |  |  |  |  | R-410A | 2.7833 | Residential & Commercial | USHP
211398802 | Central HP <5.4 tons | COLEMAN | HRCU-A-CB (Split System: Heat Pump with Remote Outdoor Unit-Air-Source) | HMH72B341 |  |  | XAHC48FXXN1+TXV | TMLE080C16MP11 | 32800 | 16.5 | 8.5 | 31600 | 23000 | 72.78% | 2.04 | 0 | 9.5 |  |  |  |  | R-410A | 2.7333 | Residential & Commercial | USHP
211397275 | Central HP <5.4 tons | COLEMAN | HRCU-A-CB (Split System: Heat Pump with Remote Outdoor Unit-Air-Source) | HMH72B341 |  |  | XAHD48FXXN1+TXV | CPLC100C16MP13 | 33600 | 16 | 8.5 | 32400 | 23800 | 73.46% | 2.06 | 0 | 9 |  |  |  |  | R-410A | 2.8 | Residential & Commercial | USHP
211397507 | Central HP <5.4 tons | COLEMAN | HRCU-A-CB (Split System: Heat Pump with Remote Outdoor Unit-Air-Source) | HMH72B341 |  |  | XAHC48FBCN1 | CPLC080C16MP13 | 33600 | 16.5 | 8.5 | 32400 | 23800 | 73.46% | 2.06 | 0 | 9 |  |  |  |  | R-410A | 2.8 | Residential & Commercial | USHP
211397841 | Central HP <5.4 tons | COLEMAN | HRCU-A-CB (Split System: Heat Pump with Remote Outdoor Unit-Air-Source) | HMH72B341 |  |  | XAUC48FXXN1+TXV | TMLV100C16MP12 | 34000 | 16.5 | 8.5 | 33200 | 24400 | 73.49% | 2.1 | 0 | 9 |  |  |  |  | R-410A | 2.8333 | Residential & Commercial | USHP
211391912 | Central HP <5.4 tons | CHAMPION HEATING AND COOLING | HRCU-A-CB (Split System: Heat Pump with Remote Outdoor Unit-Air-Source) | HMH72B341 |  |  | XAFB30CXXN1+TXV | TM8E100B12MP11 | 32800 | 17.5 | 8.1 | 33400 | 23400 | 70.06% | 2.04 | 0 | 9.5 |  |  |  |  | R-410A | 2.7333 | Residential & Commercial | USHP
211392066 | Central HP <5.4 tons | CHAMPION HEATING AND COOLING | HRCU-A-CB (Split System: Heat Pump with Remote Outdoor Unit-Air-Source) | HMH72B341 |  |  | XAFC36DXXN1+TXV | TMLE080C16MP11 | 34000 | 17 | 8.5 | 33600 | 23600 | 70.24% | 2.08 | 0 | 10 |  |  |  |  | R-410A | 2.8333 | Residential & Commercial | USHP | Ducted CEE Tier 1
211392565 | Central HP <5.4 tons | CHAMPION HEATING AND COOLING | HRCU-A-CB (Split System: Heat Pump with Remote Outdoor Unit-Air-Source) | HMH72B341 |  |  | XAHB36DBCN1 | TMLE060A12MP11 | 33200 | 17 | 8.1 | 33200 | 23400 | 70.48% | 2 | 0 | 9.5 |  |  |  |  | R-410A | 2.7667 | Residential & Commercial | USHP
211392731 | Central HP <5.4 tons | CHAMPION HEATING AND COOLING | HRCU-A-CB (Split System: Heat Pump with Remote Outdoor Unit-Air-Source) | HMH72B341 |  |  | XAUB30CXXN1+TXV | TMLE060A12MP11 | 32800 | 17.5 | 8.1 | 33400 | 23400 | 70.06% | 2.02 | 0 | 9.5 |  |  |  |  | R-410A | 2.7333 | Residential & Commercial | USHP
211390274 | Central HP <5.4 tons | CHAMPION HEATING AND COOLING | HRCU-A-CB (Split System: Heat Pump with Remote Outdoor Unit-Air-Source) | HMH72B341 |  |  | XAFC36DBCN1 | TMLV100C16MP12 | 34000 | 17.5 | 8.5 | 33800 | 23800 | 70.41% | 2.08 | 0 | 10 |  |  |  |  | R-410A | 2.8333 | Residential & Commercial | USHP | Ducted CEE Tier 1
211390913 | Central HP <5.4 tons | CHAMPION HEATING AND COOLING | HRCU-A-CB (Split System: Heat Pump with Remote Outdoor Unit-Air-Source) | HMH72B341 |  |  | XAHB36DBCN1 | TM8V060A12MP12 | 33400 | 16.5 | 8.1 | 33600 | 23800 | 70.83% | 2.02 | 0 | 9.5 |  |  |  |  | R-410A | 2.7833 | Residential & Commercial | USHP
211391062 | Central HP <5.4 tons | CHAMPION HEATING AND COOLING | HRCU-A-CB (Split System: Heat Pump with Remote Outdoor Unit-Air-Source) | HMH72B341 |  |  | XAUB36DXXN1+TXV | TM8V060A12MP12 | 34000 | 17.5 | 8.1 | 34000 | 24200 | 71.18% | 2.06 | 0 | 9.5 |  |  |  |  | R-410A | 2.8333 | Residential & Commercial | USHP
211242693 | Central HP <5.4 tons | KEEPRITE | HRCU-A-CB (Split System: Heat Pump with Remote Outdoor Unit-Air-Source) | DLCURAH24ABK |  |  | EA*4X36L21A* | *92ESN0401712A* | 23800 | 16 | 8.5 | 26000 | 23000 | 88.46% | 1.88 | 0 | 10 |  |  |  |  | R-410A | 1.9833 | Residential & Commercial | USHP | Ducted CEE Tier 1
211242761 | Central HP <5.4 tons | KEEPRITE | HRCU-A-CB (Split System: Heat Pump with Remote Outdoor Unit-Air-Source) | DLCURAH24ABK |  |  | EA*4X37L17A* | *80VSL0451412A* | 24800 | 16.5 | 8.5 | 25800 | 21400 | 82.95% | 1.78 | 0 | 10 |  |  |  |  | R-410A | 2.0667 | Residential & Commercial | USHP | Ducted CEE Tier 1
211243059 | Central HP <5.4 tons | KEEPRITE | HRCU-A-CB (Split System: Heat Pump with Remote Outdoor Unit-Air-Source) | DLCURAH24ABK |  |  | EA*4X37L17A* | *80ES(N,L)0901714A* | 25000 | 16.5 | 8.5 | 25800 | 21200 | 82.17% | 1.78 | 0 | 10.5 |  |  |  |  | R-410A | 2.0833 | Residential & Commercial | USHP | Ducted CEE Tier 1
212972917 | Central HP <5.4 tons | DAY & NIGHT | HRCU-A-CB (Split System: Heat Pump with Remote Outdoor Unit-Air-Source) | DLCURAH24ABK |  |  | EA*4X25L17A* | *96VSN0401410B* | 24000 | 16.5 | 8.1 | 25200 | 21800 | 86.51% | 1.82 | 0 | 10 |  |  |  |  | R-410A | 2 | Residential & Commercial | USHP | Ducted CEE Tier 1
211396031 | Central HP <5.4 tons | CHAMPION HEATING AND COOLING | HRCU-A-CB (Split System: Heat Pump with Remote Outdoor Unit-Air-Source) | HMH72B341 |  |  | XAFC48FBCN1 | TM9E100C16MP12 | 33400 | 17 | 8.5 | 32400 | 23600 | 72.84% | 2.06 | 0 | 9.5 |  |  |  |  | R-410A | 2.7833 | Residential & Commercial | USHP
211395636 | Central HP <5.4 tons | CHAMPION HEATING AND COOLING | HRCU-A-CB (Split System: Heat Pump with Remote Outdoor Unit-Air-Source) | HMH72B341 |  |  | XAUC48FXXN1+TXV | TM9V080B12MP12 | 33400 | 16.5 | 8.5 | 32600 | 24000 | 73.62% | 2.06 | 0 | 9 |  |  |  |  | R-410A | 2.7833 | Residential & Commercial | USHP
212973307 | Central HP <5.4 tons | DAY & NIGHT | HRCU-A-CB (Split System: Heat Pump with Remote Outdoor Unit-Air-Source) | DLCURAH18ABK |  |  | EA*4X24L14A* | *96VSN0601412B* | 17200 | 16 | 8.5 | 18100 | 19400 | 107.2% | 2.34 | 0 | 10.5 |  |  |  |  | R-410A | 1.4333 | Residential & Commercial | USHP | Ducted CEE Tier 1
211388512 | Central HP <5.4 tons | CHAMPION HEATING AND COOLING | HRCU-A-CB (Split System: Heat Pump with Remote Outdoor Unit-Air-Source) | HMH72B341 |  |  | XAFB36DBCN1 | TM9V040A10MP12 | 33200 | 17 | 8.1 | 33200 | 23400 | 70.48% | 2 | 0 | 9.5 |  |  |  |  | R-410A | 2.7667 | Residential & Commercial | USHP
211388463 | Central HP <5.4 tons | CHAMPION HEATING AND COOLING | HRCU-A-CB (Split System: Heat Pump with Remote Outdoor Unit-Air-Source) | HMH72B341 |  |  | XAHB36DXXN1+TXV | TM9V040A10MP12 | 32400 | 16.5 | 8.1 | 32600 | 23000 | 70.55% | 1.96 | 0 | 9.5 |  |  |  |  | R-410A | 2.7 | Residential & Commercial | USHP
214810224 | Central HP <5.4 tons | FRASER-JOHNSTON | HRCU-A-CB (Split System: Heat Pump with Remote Outdoor Unit-Air-Source) | HH824E2S11 |  |  | CTM36B5ADS1 | TM8E080B12MP11 | 23000 | 18 | 9.5 | 23000 | 18600 | 80.87% | 2 | 0 | 12 |  |  |  |  | R-454B | 1.9167 | Residential & Commercial | USHP | Ducted CEE Tier 1
214809272 | Central HP <5.4 tons | FRASER-JOHNSTON | HRCU-A-CB (Split System: Heat Pump with Remote Outdoor Unit-Air-Source) | HH860E2S11 |  |  | CTU60C5XGS1+TXV | Z9ES080C16SMPS1 | 44500 | 18 | 9 | 46000 | 33800 | 73.48% | 2 | 0 | 11.7 |  |  |  |  | R-454B | 3.7083 | Residential & Commercial | USHP | Ducted CEE Tier 1
212975315 | Central HP <5.4 tons | DAY & NIGHT | HRCU-A-CB (Split System: Heat Pump with Remote Outdoor Unit-Air-Source) | DLCURAH24ABK |  |  | EA*4X37L17A* | *96VTN0401712B* | 24000 | 16 | 8.1 | 25400 | 22000 | 86.61% | 1.82 | 0 | 10 |  |  |  |  | R-410A | 2 | Residential & Commercial | USHP | Ducted CEE Tier 1
212975733 | Central HP <5.4 tons | DAY & NIGHT | HRCU-A-CB (Split System: Heat Pump with Remote Outdoor Unit-Air-Source) | DLCURAH24ABK |  |  | EN(A,D)4X30L14** | *96VTN0601412B* | 23400 | 16.5 | 8.1 | 26000 | 24400 | 93.85% | 2.02 | 0 | 10 |  |  |  |  | R-410A | 1.95 | Residential & Commercial | USHP | Ducted CEE Tier 1
211389310 | Central HP <5.4 tons | CHAMPION HEATING AND COOLING | HRCU-A-CB (Split System: Heat Pump with Remote Outdoor Unit-Air-Source) | HMH72B341 |  |  | XAHC36DBCN1 | TM8Y120C20MP11 | 34000 | 17 | 8.1 | 33800 | 24200 | 71.6% | 2.08 | 0 | 9.5 |  |  |  |  | R-410A | 2.8333 | Residential & Commercial | USHP
211389503 | Central HP <5.4 tons | CHAMPION HEATING AND COOLING | HRCU-A-CB (Split System: Heat Pump with Remote Outdoor Unit-Air-Source) | HMH72B341 |  |  | XAHC30CXXN1+TXV | TM8Y100C16MP11 | 32600 | 18 | 8.1 | 33000 | 23200 | 70.3% | 2 | 0 | 9 |  |  |  |  | R-410A | 2.7167 | Residential & Commercial | USHP
214807821 | Central HP <5.4 tons | COLEMAN | HRCU-A-CB (Split System: Heat Pump with Remote Outdoor Unit-Air-Source) | HH824E2S11 |  |  | CTU30B5XCS1+JME12B2SN1+TXV | 0 | 23000 | 19 | 9.5 | 23000 | 19000 | 82.61% | 2 | 0 | 12 |  |  |  |  | R-454B | 1.9167 | Residential & Commercial | USHP | Ducted CEE Tier 1
215936842 | Central HP <5.4 tons | KENMORE | HRCU-A-CB (Split System: Heat Pump with Remote Outdoor Unit-Air-Source) | (C,H,T)5H3V36*K*AAA* |  |  | EVD5X60M24A*+WALLCON | *97CMN1202422B* | 35400 | 22 | 8.5 | 38000 | 28400 | 74.74% | 2.04 | 0 | 12.5 |  |  |  |  | R-454B | 2.95 | Residential & Commercial | USHP | Ducted CEE Tier 1
212975090 | Central HP <5.4 tons | BRYANT HEATING AND COOLING SYSTEMS | HRCU-A-CB (Split System: Heat Pump with Remote Outdoor Unit-Air-Source) | 38MURAQ18AB3* |  |  | CAP**2517AL* | 926TC36040V17*** | 17700 | 16 | 8.1 | 17800 | 17800 | 100% | 2.14 | 0 | 10.5 |  |  |  |  | R-410A | 1.475 | Residential & Commercial | USHP | Ducted CEE Tier 1
215931503 | Central HP <5.4 tons | KENMORE | HRCU-A-CB (Split System: Heat Pump with Remote Outdoor Unit-Air-Source) | (C,H,T)5H3V36*K*AAA* |  |  | FCMA5B48L0C*+WALLCON | 0 | 34400 | 21.5 | 9.5 | 34200 | 25800 | 75.44% | 2.06 | 0 | 12.5 |  |  |  |  | R-454B | 2.8667 | Residential & Commercial | USHP | Ducted CEE Tier 1
212979199 | Central HP <5.4 tons | KEEPRITE | HRCU-A-CB (Split System: Heat Pump with Remote Outdoor Unit-Air-Source) | DLCURAH24ABK |  |  | EA*4X37L21A* | *80MS(N,L)0701716A* | 24200 | 17.5 | 8.5 | 25200 | 21600 | 85.71% | 1.82 | 0 | 10.5 |  |  |  |  | R-410A | 2.0167 | Residential & Commercial | USHP | Ducted CEE Tier 1
212982356 | Central HP <5.4 tons | KEEPRITE | HRCU-A-CB (Split System: Heat Pump with Remote Outdoor Unit-Air-Source) | DLCURAH24ABK |  |  | EN(A,D,W)4X36L17** | *80MSU0401712A* | 23800 | 16.5 | 8.5 | 25800 | 23800 | 92.25% | 1.98 | 0 | 10.5 |  |  |  |  | R-410A | 1.9833 | Residential & Commercial | USHP | Ducted CEE Tier 1
215937962 | Central HP <5.4 tons | KENMORE | HRCU-A-CB (Split System: Heat Pump with Remote Outdoor Unit-Air-Source) | (C,H,T)5H3V48*K*AAA* |  |  | EVD5X48M24A*+WALLCON | *97CMN1002122B* | 44500 | 20 | 8.1 | 52000 | 38000 | 73.08% | 1.9 | 0 | 11 |  |  |  |  | R-454B | 3.7083 | Residential & Commercial | USHP | Ducted CEE Tier 1
215937982 | Central HP <5.4 tons | KENMORE | HRCU-A-CB (Split System: Heat Pump with Remote Outdoor Unit-Air-Source) | (C,H,T)5H3V48*K*AAA* |  |  | EVD5X48M24A*+WALLCON | *96CTN1002122B* | 44500 | 20 | 8.1 | 52000 | 38000 | 73.08% | 1.9 | 0 | 11 |  |  |  |  | R-454B | 3.7083 | Residential & Commercial | USHP | Ducted CEE Tier 1
215937562 | Central HP <5.4 tons | KENMORE | HRCU-A-CB (Split System: Heat Pump with Remote Outdoor Unit-Air-Source) | (C,H,T)5H3V48*K*AAA* |  |  | EVM5X60M24A*+WALLCON | *96CTN1002122B* | 45500 | 20.5 | 8.1 | 52500 | 38000 | 72.38% | 1.9 | 0 | 11.5 |  |  |  |  | R-454B | 3.7917 | Residential & Commercial | USHP | Ducted CEE Tier 1
214584722 | Central HP <5.4 tons | LUXAIRE | HRCU-A-CB (Split System: Heat Pump with Remote Outdoor Unit-Air-Source) | HH824E2S11 |  |  | CTF30A5ADS1 | Z8ES040A12SMPS1 | 23000 | 18 | 9.5 | 23000 | 18900 | 82.17% | 2 | 0 | 12 |  |  |  |  | R-454B | 1.9167 | Residential & Commercial | USHP | Ducted CEE Tier 1
215936862 | Central HP <5.4 tons | KENMORE | HRCU-A-CB (Split System: Heat Pump with Remote Outdoor Unit-Air-Source) | (C,H,T)5H3V36*K*AAA* |  |  | EVD5X60M24A*+WALLCON | *96CTN1202422B* | 35600 | 22 | 8.5 | 38000 | 28400 | 74.74% | 2.04 | 0 | 12.5 |  |  |  |  | R-454B | 2.9667 | Residential & Commercial | USHP | Ducted CEE Tier 1
215936712 | Central HP <5.4 tons | KENMORE | HRCU-A-CB (Split System: Heat Pump with Remote Outdoor Unit-Air-Source) | (C,H,T)5H3V36*K*AAA* |  |  | EVD5X60M21A*+WALLCON | *97CMN1002122B* | 35600 | 22 | 8.5 | 38000 | 28600 | 75.26% | 2.02 | 0 | 12.5 |  |  |  |  | R-454B | 2.9667 | Residential & Commercial | USHP | Ducted CEE Tier 1
214652041 | Central HP <5.4 tons | COLEMAN | HRCU-A-CB (Split System: Heat Pump with Remote Outdoor Unit-Air-Source) | HH824E2S11 |  |  | CTU30B5XCS1+TXV | TP9C080B12MP13 | 23000 | 17 | 9.5 | 23000 | 18200 | 79.13% | 2 | 0 | 12 |  |  |  |  | R-454B | 1.9167 | Residential & Commercial | USHP | Ducted CEE Tier 1
212975376 | Central HP <5.4 tons | BRYANT HEATING AND COOLING SYSTEMS | HRCU-A-CB (Split System: Heat Pump with Remote Outdoor Unit-Air-Source) | 38MURAQ18AB3* |  |  | CAP**1917AL* | 926TC36060V14*** | 17700 | 16.5 | 8.1 | 17700 | 17900 | 101.1% | 2.16 | 0 | 10.5 |  |  |  |  | R-410A | 1.475 | Residential & Commercial | USHP | Ducted CEE Tier 1
215936942 | Central HP <5.4 tons | KENMORE | HRCU-A-CB (Split System: Heat Pump with Remote Outdoor Unit-Air-Source) | (C,H,T)5H3V36*K*AAA* |  |  | EVD5X61M24A*+WALLCON | *80CTL1102120B* | 36000 | 22.5 | 8.5 | 37600 | 28200 | 75% | 2.06 | 0 | 12.5 |  |  |  |  | R-454B | 3 | Residential & Commercial | USHP | Ducted CEE Tier 1
215936172 | Central HP <5.4 tons | KENMORE | HRCU-A-CB (Split System: Heat Pump with Remote Outdoor Unit-Air-Source) | (C,H,T)5H3V36*K*AAA* |  |  | EVD5X42M24A*+WALLCON | *80CTL0902120B* | 35600 | 22 | 8.5 | 38000 | 28400 | 74.74% | 2.04 | 0 | 12.5 |  |  |  |  | R-454B | 2.9667 | Residential & Commercial | USHP | Ducted CEE Tier 1
215936322 | Central HP <5.4 tons | KENMORE | HRCU-A-CB (Split System: Heat Pump with Remote Outdoor Unit-Air-Source) | (C,H,T)5H3V36*K*AAA* |  |  | EVD5X48M24A*+WALLCON | *80CTL0902120B* | 35200 | 21.5 | 8.5 | 38000 | 28200 | 74.21% | 2.04 | 0 | 12 |  |  |  |  | R-454B | 2.9333 | Residential & Commercial | USHP | Ducted CEE Tier 1
211389889 | Central HP <5.4 tons | CHAMPION HEATING AND COOLING | HRCU-A-CB (Split System: Heat Pump with Remote Outdoor Unit-Air-Source) | HMH72B341 |  |  | XAFB30CXXN1+TXV | TM8Y060A12MP11 | 32600 | 17.5 | 8.1 | 33400 | 23400 | 70.06% | 2.02 | 0 | 10 |  |  |  |  | R-410A | 2.7167 | Residential & Commercial | USHP | Ducted CEE Tier 1
211387733 | Central HP <5.4 tons | CHAMPION HEATING AND COOLING | HRCU-A-CB (Split System: Heat Pump with Remote Outdoor Unit-Air-Source) | HMH72B341 |  |  | XAHC30CXXN1+TXV | TP9C080B12MP13 | 32000 | 16.5 | 8.1 | 33000 | 23200 | 70.3% | 1.98 | 0 | 9 |  |  |  |  | R-410A | 2.6667 | Residential & Commercial | USHP
215668589 | Central HP <5.4 tons | AIRQUEST | HRCU-A-CB (Split System: Heat Pump with Remote Outdoor Unit-Air-Source) | H5H0V36*K*AAA* |  |  | EA*5X37M17A*+WALLCON | *97CMN0601714B* | 33600 | 17 | 9 | 36000 | 25800 | 71.67% | 1.86 | 0 | 9.5 |  |  |  |  | R-454B | 2.8 | Residential & Commercial | USHP
215668653 | Central HP <5.4 tons | AIRQUEST | HRCU-A-CB (Split System: Heat Pump with Remote Outdoor Unit-Air-Source) | H5H0V36*K*AAA* |  |  | EA*5X37M21A*+WALLCON | *80CTL0451712B* | 34000 | 17.5 | 9 | 35600 | 25400 | 71.35% | 1.86 | 0 | 9.5 |  |  |  |  | R-454B | 2.8333 | Residential & Commercial | USHP
215679576 | Central HP <5.4 tons | AIRQUEST | HRCU-A-CB (Split System: Heat Pump with Remote Outdoor Unit-Air-Source) | H5H0V36*K*AAA* |  |  | EA*5X60M24A*+WALLCON | *97CTN1002122A* | 34400 | 18.5 | 9 | 34200 | 24800 | 72.51% | 1.9 | 0 | 10.5 |  |  |  |  | R-454B | 2.8667 | Residential & Commercial | USHP | Ducted CEE Tier 1
214650703 | Central HP <5.4 tons | COLEMAN | HRCU-A-CB (Split System: Heat Pump with Remote Outdoor Unit-Air-Source) | HH824E2S11 |  |  | CTU36B5XDS1+TXV | TM9E080B12MP12 | 23000 | 18 | 9.5 | 23000 | 18800 | 81.74% | 2 | 0 | 12 |  |  |  |  | R-454B | 1.9167 | Residential & Commercial | USHP | Ducted CEE Tier 1
214650818 | Central HP <5.4 tons | COLEMAN | HRCU-A-CB (Split System: Heat Pump with Remote Outdoor Unit-Air-Source) | HH824E2S11 |  |  | CTU30B5XCS1+TXV | CP9C060B12MP13 | 23000 | 17 | 9.5 | 23000 | 18300 | 79.57% | 2 | 0 | 12 |  |  |  |  | R-454B | 1.9167 | Residential & Commercial | USHP | Ducted CEE Tier 1
215937012 | Central HP <5.4 tons | KENMORE | HRCU-A-CB (Split System: Heat Pump with Remote Outdoor Unit-Air-Source) | (C,H,T)5H3V48*K*AAA* |  |  | EVM5X48M21A*+WALLCON | *80CTL0901716B* | 43500 | 20 | 8.1 | 52500 | 37600 | 71.62% | 2 | 0 | 11.5 |  |  |  |  | R-454B | 3.625 | Residential & Commercial | USHP | Ducted CEE Tier 1
214606533 | Central HP <5.4 tons | FRASER-JOHNSTON | HRCU-A-C (Split System: Heat Pump with Remote Outdoor Unit with No Indoor Fan --Air Source) | HH860E2S11 |  |  | CTF60D5CHS1 | 0 | 54000 | 15.2 | 8.1 | 55000 | 40000 | 72.73% | 2 | 0 | 11 |  |  |  |  | R-454B | 4.5 | Residential & Commercial | USHP | Ducted CEE Tier 1
212978170 | Central HP <5.4 tons | KEEPRITE | HRCU-A-CB (Split System: Heat Pump with Remote Outdoor Unit-Air-Source) | DLCURAH24ABK |  |  | EN(A,D)4X24L14** | *80MS(N,L)0701412A* | 23200 | 17 | 8.5 | 26800 | 25400 | 94.78% | 2.14 | 0 | 10 |  |  |  |  | R-410A | 1.9333 | Residential & Commercial | USHP | Ducted CEE Tier 1
212978639 | Central HP <5.4 tons | KEEPRITE | HRCU-A-CB (Split System: Heat Pump with Remote Outdoor Unit-Air-Source) | DLCURAH24ABK |  |  | EA*4X25L17A* | *80MS(N,L)0701712A* | 24400 | 17.5 | 8.5 | 25200 | 21600 | 85.71% | 1.82 | 0 | 10.5 |  |  |  |  | R-410A | 2.0333 | Residential & Commercial | USHP | Ducted CEE Tier 1
215936342 | Central HP <5.4 tons | KENMORE | HRCU-A-CB (Split System: Heat Pump with Remote Outdoor Unit-Air-Source) | (C,H,T)5H3V36*K*AAA* |  |  | EVD5X48M24A*+WALLCON | *80CTL1352422B* | 35200 | 21.5 | 8.5 | 38000 | 28200 | 74.21% | 2.04 | 0 | 12 |  |  |  |  | R-454B | 2.9333 | Residential & Commercial | USHP | Ducted CEE Tier 1
215936292 | Central HP <5.4 tons | KENMORE | HRCU-A-CB (Split System: Heat Pump with Remote Outdoor Unit-Air-Source) | (C,H,T)5H3V36*K*AAA* |  |  | EVD5X48M21A*+WALLCON | *96CTN0601714B* | 34600 | 20.5 | 8.5 | 38000 | 27600 | 72.63% | 2 | 0 | 11.5 |  |  |  |  | R-454B | 2.8833 | Residential & Commercial | USHP | Ducted CEE Tier 1
211258015 | Central HP <5.4 tons | CARRIER | HRCU-A-CB (Split System: Heat Pump with Remote Outdoor Unit-Air-Source) | 38MURAQ18AB3* |  |  | CNPV*2417AL* | 59SC5B060E14**12 | 17800 | 16 | 8.5 | 18700 | 18800 | 100.5% | 2.26 | 0 | 11 |  |  |  |  | R-410A | 1.4833 | Residential & Commercial | USHP | Ducted CEE Tier 1
211258064 | Central HP <5.4 tons | CARRIER | HRCU-A-CB (Split System: Heat Pump with Remote Outdoor Unit-Air-Source) | 38MURAQ18AB3* |  |  | CNPV*3017AL* | 59SP6A060V14**12 | 18000 | 16 | 8.5 | 18600 | 18400 | 98.92% | 2.22 | 0 | 11 |  |  |  |  | R-410A | 1.5 | Residential & Commercial | USHP | Ducted CEE Tier 1
211258095 | Central HP <5.4 tons | CARRIER | HRCU-A-CB (Split System: Heat Pump with Remote Outdoor Unit-Air-Source) | 38MURAQ18AB3* |  |  | CNPV*3017AL* | 59SC2D060E14**12 | 18300 | 16 | 8.5 | 18800 | 18300 | 97.34% | 2.22 | 0 | 11 |  |  |  |  | R-410A | 1.525 | Residential & Commercial | USHP | Ducted CEE Tier 1
214075583 | Central HP <5.4 tons | RHEEM | HRCU-A-CB (Split System: Heat Pump with Remote Outdoor Unit-Air-Source) | RD17AZ24AJ3N |  |  | RCFZ2417MTANM | R801V0754A17UHN | 22600 | 18 | 9.5 | 22600 | 16800 | 74.34% | 2.1 | 0 | 11.2 |  |  |  |  | R-410A | 1.8833 | Residential & Commercial | USHP | Ducted CEE Tier 1
212981821 | Central HP <5.4 tons | BRYANT HEATING AND COOLING SYSTEMS | HRCU-A-CB (Split System: Heat Pump with Remote Outdoor Unit-Air-Source) | 38MURAQ18AB3* |  |  | CAP**1917AL* | 83*SB60100M21*** | 17800 | 16 | 8.1 | 17900 | 17900 | 100% | 2.14 | 0 | 10.5 |  |  |  |  | R-410A | 1.4833 | Residential & Commercial | USHP | Ducted CEE Tier 1
212981869 | Central HP <5.4 tons | BRYANT HEATING AND COOLING SYSTEMS | HRCU-A-CB (Split System: Heat Pump with Remote Outdoor Unit-Air-Source) | 38MURAQ18AB3* |  |  | CNPV*2417AL* | 83*SB60100M21*** | 17900 | 15.5 | 8.5 | 19000 | 19000 | 100% | 2.28 | 0 | 10.5 |  |  |  |  | R-410A | 1.4917 | Residential & Commercial | USHP | Ducted CEE Tier 1
212982373 | Central HP <5.4 tons | BRYANT HEATING AND COOLING SYSTEMS | HRCU-A-CB (Split System: Heat Pump with Remote Outdoor Unit-Air-Source) | 38MURAQ18AB3* |  |  | CAP**1917AL* | 83*SB36040M17*** | 17800 | 16 | 8.1 | 17900 | 17700 | 98.88% | 2.14 | 0 | 10.5 |  |  |  |  | R-410A | 1.4833 | Residential & Commercial | USHP | Ducted CEE Tier 1
215560590 | Central HP <5.4 tons | ECOER | HRCU-A-CB (Split System: Heat Pump with Remote Outdoor Unit-Air-Source) | EODA18H-2436BAA |  |  | GNC2430APT | FG7TC-060D-V24B* | 22800 | 18 | 8.8 | 24000 | 19200 | 80% | 2 | 0 | 12 |  |  |  |  | R-410A | 1.9 | Residential & Commercial | USHP | Ducted CEE Tier 1
211206875 | Central HP <5.4 tons | CHAMPION HEATING AND COOLING | HRCU-A-CB (Split System: Heat Pump with Remote Outdoor Unit-Air-Source) | HL20B3621 |  |  | XAMC36DE2N1+CC | TP9C080C16MP13 | 33000 | 18 | 8.5 | 34200 | 29200 | 85.38% | 1.96 | 0 | 12 |  |  |  |  | R-410A | 2.75 | Residential & Commercial | USHP | Ducted CEE Tier 1
214807692 | Central HP <5.4 tons | FRASER-JOHNSTON | HRCU-A-CB (Split System: Heat Pump with Remote Outdoor Unit-Air-Source) | HH824E2S11 |  |  | CTU36B5XDS1+JMET08BS2N1+TXV | 0 | 23000 | 19 | 9 | 23000 | 17800 | 77.39% | 2 | 0 | 12 |  |  |  |  | R-454B | 1.9167 | Residential & Commercial | USHP | Ducted CEE Tier 1
214720126 | Central HP <5.4 tons | FRASER-JOHNSTON | HRCU-A-CB (Split System: Heat Pump with Remote Outdoor Unit-Air-Source) | HH860E2S11 |  |  | CTU60C5XGS1+TXV | TMLE120C20MP11 | 44500 | 17 | 9 | 45000 | 33600 | 74.67% | 2 | 0 | 11.7 |  |  |  |  | R-454B | 3.7083 | Residential & Commercial | USHP | Ducted CEE Tier 1
214719978 | Central HP <5.4 tons | FRASER-JOHNSTON | HRCU-A-CB (Split System: Heat Pump with Remote Outdoor Unit-Air-Source) | HH860E2S11 |  |  | CTU60C5XGS1+TXV | TM9E100C16MP12 | 44500 | 18 | 9 | 46000 | 34400 | 74.78% | 2 | 0 | 11 |  |  |  |  | R-454B | 3.7083 | Residential & Commercial | USHP | Ducted CEE Tier 1
212969547 | Central HP <5.4 tons | BRYANT HEATING AND COOLING SYSTEMS | HRCU-A-CB (Split System: Heat Pump with Remote Outdoor Unit-Air-Source) | 38MURAQ18AB3* |  |  | CAP**3014AL* | 82*SB36045V14*** | 17800 | 16.5 | 8.5 | 18400 | 18800 | 102.2% | 2.26 | 0 | 10.5 |  |  |  |  | R-410A | 1.4833 | Residential & Commercial | USHP | Ducted CEE Tier 1
208141145 | Central HP <5.4 tons | ECOER | HRCU-A-CB (Split System: Heat Pump with Remote Outdoor Unit-Air-Source) | EODA18H-2436B |  |  | GNC2430BPT | MGH96M080B3A | 22800 | 18 | 8.8 | 24000 | 19200 | 80% | 2.1 | 13 | 12.5 |  |  |  |  | R-410A | 1.9 | Residential & Commercial | USHP | Ducted CEE Tier 1
215936092 | Central HP <5.4 tons | KENMORE | HRCU-A-CB (Split System: Heat Pump with Remote Outdoor Unit-Air-Source) | (C,H,T)5H3V36*K*AAA* |  |  | EVD5X42M21A*+WALLCON | *97CMN0801714B* | 34200 | 20.5 | 8.5 | 39000 | 28600 | 73.33% | 2.02 | 0 | 11.5 |  |  |  |  | R-454B | 2.85 | Residential & Commercial | USHP | Ducted CEE Tier 1
211397918 | Central HP <5.4 tons | COLEMAN | HRCU-A-CB (Split System: Heat Pump with Remote Outdoor Unit-Air-Source) | HMH72B341 |  |  | XAUC48FXXN1+TXV | CPLC080C16MP13 | 34000 | 16.5 | 8.5 | 33200 | 24400 | 73.49% | 2.1 | 0 | 9 |  |  |  |  | R-410A | 2.8333 | Residential & Commercial | USHP
211398050 | Central HP <5.4 tons | COLEMAN | HRCU-A-CB (Split System: Heat Pump with Remote Outdoor Unit-Air-Source) | HMH72B341 |  |  | XAUC48FXXN1+TXV | TM8V080B12MP12 | 33000 | 16 | 8.1 | 32600 | 24000 | 73.62% | 2.02 | 0 | 9 |  |  |  |  | R-410A | 2.75 | Residential & Commercial | USHP
211398234 | Central HP <5.4 tons | COLEMAN | HRCU-A-CB (Split System: Heat Pump with Remote Outdoor Unit-Air-Source) | HMH72B341 |  |  | XAFD48FBCN1 | TM8E120C16MP11 | 33600 | 17 | 8.5 | 32400 | 23600 | 72.84% | 2.08 | 0 | 9.5 |  |  |  |  | R-410A | 2.8 | Residential & Commercial | USHP
211389062 | Central HP <5.4 tons | CHAMPION HEATING AND COOLING | HRCU-A-CB (Split System: Heat Pump with Remote Outdoor Unit-Air-Source) | HMH72B341 |  |  | XAFC30CXXN1+TXV | TM9E060B12MP12 | 32600 | 17 | 8.1 | 33600 | 23600 | 70.24% | 2 | 0 | 9.5 |  |  |  |  | R-410A | 2.7167 | Residential & Commercial | USHP
211389151 | Central HP <5.4 tons | CHAMPION HEATING AND COOLING | HRCU-A-CB (Split System: Heat Pump with Remote Outdoor Unit-Air-Source) | HMH72B341 |  |  | XAHB36DXXN1+TXV | TM9E060A10MP12 | 32600 | 17 | 8.1 | 32400 | 22800 | 70.37% | 1.98 | 0 | 9.5 |  |  |  |  | R-410A | 2.7167 | Residential & Commercial | USHP
211390139 | Central HP <5.4 tons | CHAMPION HEATING AND COOLING | HRCU-A-CB (Split System: Heat Pump with Remote Outdoor Unit-Air-Source) | HMH72B341 |  |  | XAHC30CXXN1+TXV | TPLC100C16MP13 | 32400 | 17 | 8.1 | 32400 | 22800 | 70.37% | 2 | 0 | 9.5 |  |  |  |  | R-410A | 2.7 | Residential & Commercial | USHP
211388126 | Central HP <5.4 tons | CHAMPION HEATING AND COOLING | HRCU-A-CB (Split System: Heat Pump with Remote Outdoor Unit-Air-Source) | HMH72B341 |  |  | XAHB36DXXN1+TXV | TM9V060B12MP12 | 32800 | 17 | 8.1 | 33000 | 23400 | 70.91% | 1.98 | 0 | 9.5 |  |  |  |  | R-410A | 2.7333 | Residential & Commercial | USHP
211388490 | Central HP <5.4 tons | CHAMPION HEATING AND COOLING | HRCU-A-CB (Split System: Heat Pump with Remote Outdoor Unit-Air-Source) | HMH72B341 |  |  | XAHB30CXXN1+TXV | TM9V040A10MP12 | 31400 | 16 | 8.1 | 32800 | 23000 | 70.12% | 1.96 | 0 | 9.5 |  |  |  |  | R-410A | 2.6167 | Residential & Commercial | USHP
212972466 | Central HP <5.4 tons | KEEPRITE | HRCU-A-CB (Split System: Heat Pump with Remote Outdoor Unit-Air-Source) | DLCURAH30ABK |  |  | EA*4X42L21A* | *80VTL1102122B* | 29800 | 15.2 | 8.1 | 34200 | 27600 | 80.7% | 1.8 | 0 | 9 |  |  |  |  | R-410A | 2.4833 | Residential & Commercial | USHP
215936122 | Central HP <5.4 tons | KENMORE | HRCU-A-CB (Split System: Heat Pump with Remote Outdoor Unit-Air-Source) | (C,H,T)5H3V36*K*AAA* |  |  | EVD5X42M21A*+WALLCON | *96CTN0601714B* | 34200 | 20.5 | 8.1 | 38000 | 27000 | 71.05% | 2 | 0 | 11 |  |  |  |  | R-454B | 2.85 | Residential & Commercial | USHP | Ducted CEE Tier 1
214584552 | Central HP <5.4 tons | LUXAIRE | HRCU-A-CB (Split System: Heat Pump with Remote Outdoor Unit-Air-Source) | HH860E2S11 |  |  | CTM60C5CHS1 | Z8ES100C20SMPS1 | 53500 | 19 | 9 | 53500 | 38500 | 71.96% | 2 | 0 | 12 |  |  |  |  | R-454B | 4.4583 | Residential & Commercial | USHP | Ducted CEE Tier 1
215679676 | Central HP <5.4 tons | AIRQUEST | HRCU-A-CB (Split System: Heat Pump with Remote Outdoor Unit-Air-Source) | H5H0V36*K*AAA* |  |  | EA*5X61M24A*+WALLCON | *97CTN0802120A* | 34800 | 18 | 9 | 34400 | 24800 | 72.09% | 1.92 | 0 | 10.5 |  |  |  |  | R-454B | 2.9 | Residential & Commercial | USHP | Ducted CEE Tier 1
215679846 | Central HP <5.4 tons | AIRQUEST | HRCU-A-CB (Split System: Heat Pump with Remote Outdoor Unit-Air-Source) | H5H0V36*K*AAA* |  |  | ESH5X42M12A*+WALLCON | *97CTN1002122A* | 34000 | 16.5 | 8.5 | 35600 | 25200 | 70.79% | 1.78 | 0 | 9.5 |  |  |  |  | R-454B | 2.8333 | Residential & Commercial | USHP
211388227 | Central HP <5.4 tons | CHAMPION HEATING AND COOLING | HRCU-A-CB (Split System: Heat Pump with Remote Outdoor Unit-Air-Source) | HMH72B341 |  |  | XAFC36DXXN1+TXV | TP9C060B12MP13 | 34000 | 17.5 | 8.1 | 34000 | 24200 | 71.18% | 2.06 | 0 | 9.5 |  |  |  |  | R-410A | 2.8333 | Residential & Commercial | USHP
211388378 | Central HP <5.4 tons | CHAMPION HEATING AND COOLING | HRCU-A-CB (Split System: Heat Pump with Remote Outdoor Unit-Air-Source) | HMH72B341 |  |  | XAUB36DXXN1+TXV | TP9C060B12MP13 | 33800 | 17 | 8.5 | 33400 | 23800 | 71.26% | 2.04 | 0 | 9.5 |  |  |  |  | R-410A | 2.8167 | Residential & Commercial | USHP
208141146 | Central HP <5.4 tons | ECOER | HRCU-A-CB (Split System: Heat Pump with Remote Outdoor Unit-Air-Source) | EODA18H-2436B |  |  | GNC2430APT | MGH96M060B3A | 22800 | 18 | 8.8 | 24000 | 19200 | 80% | 2 | 13 | 12.5 |  |  |  |  | R-410A | 1.9 | Residential & Commercial | USHP | Ducted CEE Tier 1
208141147 | Central HP <5.4 tons | ECOER | HRCU-A-CB (Split System: Heat Pump with Remote Outdoor Unit-Air-Source) | EODA18H-2436B |  |  | GNC2430BPT | MGH96M060B3A | 22800 | 18 | 8.8 | 24000 | 19200 | 80% | 2.1 | 13 | 12.5 |  |  |  |  | R-410A | 1.9 | Residential & Commercial | USHP | Ducted CEE Tier 1
211398386 | Central HP <5.4 tons | COLEMAN | HRCU-A-CB (Split System: Heat Pump with Remote Outdoor Unit-Air-Source) | HMH72B341 |  |  | XAHD48FBCN1 | TMLE100C16MP11 | 32800 | 16.5 | 8.5 | 31600 | 23200 | 73.42% | 2.02 | 0 | 9.5 |  |  |  |  | R-410A | 2.7333 | Residential & Commercial | USHP
215936872 | Central HP <5.4 tons | KENMORE | HRCU-A-CB (Split System: Heat Pump with Remote Outdoor Unit-Air-Source) | (C,H,T)5H3V36*K*AAA* |  |  | EVD5X61M21A*+WALLCON | *80CTL0451712B* | 35400 | 21 | 8.5 | 38500 | 29000 | 75.32% | 2.02 | 0 | 11.7 |  |  |  |  | R-454B | 2.95 | Residential & Commercial | USHP | Ducted CEE Tier 1
214594996 | Central HP <5.4 tons | FRASER-JOHNSTON | HRCU-A-CB (Split System: Heat Pump with Remote Outdoor Unit-Air-Source) | HH860E2S11 |  |  | CTM60C5CHS1 | Z8ES080C20SMPS1 | 54000 | 19 | 9 | 54000 | 39000 | 72.22% | 2 | 0 | 11.7 |  |  |  |  | R-454B | 4.5 | Residential & Commercial | USHP | Ducted CEE Tier 1
215937492 | Central HP <5.4 tons | KENMORE | HRCU-A-CB (Split System: Heat Pump with Remote Outdoor Unit-Air-Source) | (C,H,T)5H3V48*K*AAA* |  |  | EVM5X60M24A*+WALLCON | *80CTL1352422B* | 45500 | 21 | 8.1 | 52500 | 38000 | 72.38% | 1.95 | 0 | 11.5 |  |  |  |  | R-454B | 3.7917 | Residential & Commercial | USHP | Ducted CEE Tier 1
215936572 | Central HP <5.4 tons | KENMORE | HRCU-A-CB (Split System: Heat Pump with Remote Outdoor Unit-Air-Source) | (C,H,T)5H3V36*K*AAA* |  |  | EVD5X60M21A*+WALLCON | *80CSU0601716A* | 35600 | 22 | 8.5 | 38000 | 28600 | 75.26% | 2.04 | 0 | 12 |  |  |  |  | R-454B | 2.9667 | Residential & Commercial | USHP | Ducted CEE Tier 1
215936422 | Central HP <5.4 tons | KENMORE | HRCU-A-CB (Split System: Heat Pump with Remote Outdoor Unit-Air-Source) | (C,H,T)5H3V36*K*AAA* |  |  | EVD5X48M24A*+WALLCON | *96CTN1202422B* | 35000 | 21.5 | 8.5 | 38000 | 28200 | 74.21% | 2.02 | 0 | 12 |  |  |  |  | R-454B | 2.9167 | Residential & Commercial | USHP | Ducted CEE Tier 1
215936682 | Central HP <5.4 tons | KENMORE | HRCU-A-CB (Split System: Heat Pump with Remote Outdoor Unit-Air-Source) | (C,H,T)5H3V36*K*AAA* |  |  | EVD5X60M21A*+WALLCON | *97CMN0602120B* | 35400 | 21 | 8.5 | 38500 | 29000 | 75.32% | 2 | 0 | 12 |  |  |  |  | R-454B | 2.95 | Residential & Commercial | USHP | Ducted CEE Tier 1
215936412 | Central HP <5.4 tons | KENMORE | HRCU-A-CB (Split System: Heat Pump with Remote Outdoor Unit-Air-Source) | (C,H,T)5H3V36*K*AAA* |  |  | EVD5X48M24A*+WALLCON | *96CTN1002122B* | 35000 | 21.5 | 8.5 | 38000 | 28200 | 74.21% | 2.02 | 0 | 12 |  |  |  |  | R-454B | 2.9167 | Residential & Commercial | USHP | Ducted CEE Tier 1
215936282 | Central HP <5.4 tons | KENMORE | HRCU-A-CB (Split System: Heat Pump with Remote Outdoor Unit-Air-Source) | (C,H,T)5H3V36*K*AAA* |  |  | EVD5X48M21A*+WALLCON | *97CMN0601714B* | 34400 | 20.5 | 8.5 | 38000 | 27600 | 72.63% | 2.08 | 0 | 11 |  |  |  |  | R-454B | 2.8667 | Residential & Commercial | USHP | Ducted CEE Tier 1
208141150 | Central HP <5.4 tons | ECOER | HRCU-A-CB (Split System: Heat Pump with Remote Outdoor Unit-Air-Source) | EODA18H-2436B |  |  | GNC4248CPT | MGH96M100C5A | 33000 | 16.5 | 8.5 | 34600 | 24400 | 70.52% | 1.95 | 11 | 11 |  |  |  |  | R-410A | 2.75 | Residential & Commercial | USHP | Ducted CEE Tier 1
211719706 | Central HP <5.4 tons | COLEMAN | HRCU-A-CB (Split System: Heat Pump with Remote Outdoor Unit-Air-Source) | HC20B3621 |  |  | XAMB36DE2N1+CC | CPLC080B12MP13 | 32600 | 18 | 8.5 | 34400 | 29600 | 86.05% | 1.94 | 0 | 11.7 |  |  |  |  | R-410A | 2.7167 | Residential & Commercial | USHP | Ducted CEE Tier 1
214075273 | Central HP <5.4 tons | RHEEM | HRCU-A-CB (Split System: Heat Pump with Remote Outdoor Unit-Air-Source) | RD17AZ60AJ3N |  |  | RCFZ6024STANM | R802V1505A24UHS | 55500 | 18 | 8.1 | 53500 | 49000 | 91.59% | 1.75 | 0 | 10 |  |  |  |  | R-410A | 4.625 | Residential & Commercial | USHP | Ducted CEE Tier 1
214075348 | Central HP <5.4 tons | RHEEM | HRCU-A-CB (Split System: Heat Pump with Remote Outdoor Unit-Air-Source) | RD17AZ60AJ3N |  |  | RCFZ6024STANM | R921V1155A24M4S | 55500 | 18 | 8.1 | 54000 | 49000 | 90.74% | 1.75 | 0 | 10 |  |  |  |  | R-410A | 4.625 | Residential & Commercial | USHP | Ducted CEE Tier 1
215222810 | Central HP <5.4 tons | RHEEM | HRCU-A-CB (Split System: Heat Pump with Remote Outdoor Unit-Air-Source) | RD17AZ60AJ3N |  |  | RCFZ6021STAAM | R921T1005A21M4 | 54500 | 17 | 8.1 | 46500 | 34000 | 73.12% | 2.1 | 0 | 10 |  |  |  |  | R-410A | 4.5417 | Residential & Commercial | USHP | Ducted CEE Tier 1
215932152 | Central HP <5.4 tons | KENMORE | HRCU-A-CB (Split System: Heat Pump with Remote Outdoor Unit-Air-Source) | (C,H,T)5H3V36*K*AAA* |  |  | EA*5X37M17A*+WALLCON | *96CTN0401410B* | 32200 | 17.5 | 9 | 34000 | 26200 | 77.06% | 1.96 | 0 | 10.5 |  |  |  |  | R-454B | 2.6833 | Residential & Commercial | USHP | Ducted CEE Tier 1
214066493 | Central HP <5.4 tons | RHEEM | HRCU-A-CB (Split System: Heat Pump with Remote Outdoor Unit-Air-Source) | RD17AZ36AJ3N |  |  | RCFZ3621MTANM | R97MV0855A21DHS | 34200 | 18 | 8.1 | 34200 | 29400 | 85.96% | 1.9 | 0 | 10 |  |  |  |  | R-410A | 2.85 | Residential & Commercial | USHP | Ducted CEE Tier 1
214810247 | Central HP <5.4 tons | FRASER-JOHNSTON | HRCU-A-CB (Split System: Heat Pump with Remote Outdoor Unit-Air-Source) | HH824E2S11 |  |  | CTM36B5ADS1 | TM8E100B12MP11 | 23000 | 18 | 9.5 | 23000 | 18800 | 81.74% | 2 | 0 | 12 |  |  |  |  | R-454B | 1.9167 | Residential & Commercial | USHP | Ducted CEE Tier 1
214807841 | Central HP <5.4 tons | COLEMAN | HRCU-A-CB (Split System: Heat Pump with Remote Outdoor Unit-Air-Source) | HH860E2S11 |  |  | CTU60D5XHS1+JMC20D2SN1+TXV | 0 | 53000 | 19 | 8.5 | 53000 | 38000 | 71.7% | 2 | 0 | 12 |  |  |  |  | R-454B | 4.4167 | Residential & Commercial | USHP | Ducted CEE Tier 1
202337970 | Central HP <5.4 tons | ECOER | HRCU-A-CB (Split System: Heat Pump with Remote Outdoor Unit-Air-Source) | EODA18H-4860 |  |  | EAHATN-48 | 0 | 45000 | 16.5 | 8.5 | 47000 | 34400 | 73.19% | 2 | 12 | 11.2 |  |  |  |  | R-410A | 3.75 | Residential & Commercial | USHP | Ducted CEE Tier 1
202110529 | Central HP <5.4 tons | ECOER | HRCU-A-CB (Split System: Heat Pump with Remote Outdoor Unit-Air-Source) | EODA18H-4860 |  |  | EAHATN-36 | 0 | 36000 | 17.5 | 8.5 | 36000 | 28000 | 77.78% | 2.1 | 13 | 12 |  |  |  |  | R-410A | 3 | Residential & Commercial | USHP | Ducted CEE Tier 1
215933053 | Central HP <5.4 tons | TEMPSTAR | HRCU-A-CB (Split System: Heat Pump with Remote Outdoor Unit-Air-Source) | T5H3V36*K*AAA* |  |  | ESH5X36M12A*+WALLCON | *80CSU1002120A* | 33200 | 18.5 | 9 | 35000 | 26800 | 76.57% | 1.92 | 0 | 11 |  |  |  |  | R-454B | 2.7667 | Residential & Commercial | USHP | Ducted CEE Tier 1
215933523 | Central HP <5.4 tons | TEMPSTAR | HRCU-A-CB (Split System: Heat Pump with Remote Outdoor Unit-Air-Source) | T5H3V36*K*AAA* |  |  | ESH5X48M12A*+WALLCON | *80CSU0601716A* | 33600 | 19.5 | 9 | 34800 | 26600 | 76.44% | 1.92 | 0 | 11 |  |  |  |  | R-454B | 2.8 | Residential & Commercial | USHP | Ducted CEE Tier 1
215933723 | Central HP <5.4 tons | TEMPSTAR | HRCU-A-CB (Split System: Heat Pump with Remote Outdoor Unit-Air-Source) | T5H3V36*K*AAA* |  |  | ESH5X60M12A*+WALLCON | *80CSU0401712A* | 34200 | 20 | 9 | 34400 | 26200 | 76.16% | 1.94 | 0 | 11.7 |  |  |  |  | R-454B | 2.85 | Residential & Commercial | USHP | Ducted CEE Tier 1
215933773 | Central HP <5.4 tons | TEMPSTAR | HRCU-A-CB (Split System: Heat Pump with Remote Outdoor Unit-Air-Source) | T5H3V36*K*AAA* |  |  | ESH5X60M12A*+WALLCON | *80CTL0701716B* | 34000 | 19.5 | 9 | 34600 | 26400 | 76.3% | 1.94 | 0 | 11.5 |  |  |  |  | R-454B | 2.8333 | Residential & Commercial | USHP | Ducted CEE Tier 1
213076752 | Central HP <5.4 tons | BRYANT HEATING AND COOLING SYSTEMS | HRCU-A-CB (Split System: Heat Pump with Remote Outdoor Unit-Air-Source) | 38MURAQ36AB3* |  |  | CAP**4221AL* | 82*TB66110V21*** | 35600 | 16 | 8.1 | 38500 | 35200 | 91.43% | 1.9 | 0 | 10 |  |  |  |  | R-410A | 2.9667 | Residential & Commercial | USHP | Ducted CEE Tier 1
213077136 | Central HP <5.4 tons | BRYANT HEATING AND COOLING SYSTEMS | HRCU-A-CB (Split System: Heat Pump with Remote Outdoor Unit-Air-Source) | 38MURAQ36AB3* |  |  | CAP**3621AL* | 926SB60100V21*** | 35200 | 16 | 8.1 | 38500 | 35200 | 91.43% | 1.82 | 0 | 9.5 |  |  |  |  | R-410A | 2.9333 | Residential & Commercial | USHP
211394098 | Central HP <5.4 tons | CHAMPION HEATING AND COOLING | HRCU-A-CB (Split System: Heat Pump with Remote Outdoor Unit-Air-Source) | HMH72B341 |  |  | XAFC48FBCN1 | TM9Y080C16MP11 | 33800 | 17.5 | 8.5 | 32800 | 24200 | 73.78% | 2.06 | 0 | 9 |  |  |  |  | R-410A | 2.8167 | Residential & Commercial | USHP
211394800 | Central HP <5.4 tons | CHAMPION HEATING AND COOLING | HRCU-A-CB (Split System: Heat Pump with Remote Outdoor Unit-Air-Source) | HMH72B341 |  |  | XAHC48FBCN1 | TM9V100C16MP12 | 33000 | 16.5 | 8.5 | 31800 | 23200 | 72.96% | 2.04 | 0 | 9 |  |  |  |  | R-410A | 2.75 | Residential & Commercial | USHP
215222790 | Central HP <5.4 tons | RHEEM | HRCU-A-CB (Split System: Heat Pump with Remote Outdoor Unit-Air-Source) | RD17AZ60AJ3N |  |  | RCFZ6021STAAM | R921T0705A21M4 | 54500 | 18 | 8.1 | 46500 | 33800 | 72.69% | 2 | 0 | 10 |  |  |  |  | R-410A | 4.5417 | Residential & Commercial | USHP | Ducted CEE Tier 1
212973653 | Central HP <5.4 tons | BRYANT HEATING AND COOLING SYSTEMS | HRCU-A-CB (Split System: Heat Pump with Remote Outdoor Unit-Air-Source) | 38MURAQ18AB3* |  |  | CAP**1917AL* | 926SB48080V17*** | 17700 | 16.5 | 8.1 | 17700 | 17900 | 101.1% | 2.16 | 0 | 10.5 |  |  |  |  | R-410A | 1.475 | Residential & Commercial | USHP | Ducted CEE Tier 1
214584567 | Central HP <5.4 tons | LUXAIRE | HRCU-A-CB (Split System: Heat Pump with Remote Outdoor Unit-Air-Source) | HH824E2S11 |  |  | CTF30A5ADS1 | Z8ET060A12LMPS1 | 23000 | 19 | 9.5 | 23000 | 18500 | 80.43% | 2 | 0 | 12 |  |  |  |  | R-454B | 1.9167 | Residential & Commercial | USHP | Ducted CEE Tier 1
212972967 | Central HP <5.4 tons | DAY & NIGHT | HRCU-A-CB (Split System: Heat Pump with Remote Outdoor Unit-Air-Source) | DLCURAH24ABK |  |  | EN(A,D)4X24L14** | *96VSN0401410B* | 23000 | 16 | 8.5 | 27000 | 25600 | 94.81% | 2.12 | 0 | 10 |  |  |  |  | R-410A | 1.9167 | Residential & Commercial | USHP | Ducted CEE Tier 1
211243438 | Central HP <5.4 tons | KEEPRITE | HRCU-A-CB (Split System: Heat Pump with Remote Outdoor Unit-Air-Source) | DLCURAH24ABK |  |  | EA*4X37L21A* | *80VTL0701716A* | 24800 | 17 | 8.5 | 25400 | 20800 | 81.89% | 1.76 | 0 | 10.5 |  |  |  |  | R-410A | 2.0667 | Residential & Commercial | USHP | Ducted CEE Tier 1
215934522 | Central HP <5.4 tons | KENMORE | HRCU-A-CB (Split System: Heat Pump with Remote Outdoor Unit-Air-Source) | (C,H,T)5H3V48*K*AAA* |  |  | ESH5X48M12A*+WALLCON | *96CTN0801714B* | 43000 | 19.5 | 8.5 | 49000 | 35400 | 72.24% | 1.8 | 0 | 11 |  |  |  |  | R-454B | 3.5833 | Residential & Commercial | USHP | Ducted CEE Tier 1
215934002 | Central HP <5.4 tons | KENMORE | HRCU-A-CB (Split System: Heat Pump with Remote Outdoor Unit-Air-Source) | (C,H,T)5H3V48*K*AAA* |  |  | EA*5X48M21A*+WALLCON | *80CTL0702120B* | 43500 | 20.5 | 9.5 | 48000 | 36600 | 76.25% | 2 | 0 | 10.5 |  |  |  |  | R-454B | 3.625 | Residential & Commercial | USHP | Ducted CEE Tier 1
215933852 | Central HP <5.4 tons | KENMORE | HRCU-A-CB (Split System: Heat Pump with Remote Outdoor Unit-Air-Source) | (C,H,T)5H3V36*K*AAA* |  |  | ESH5X60M12A*+WALLCON | *95CSU1002122B* | 34200 | 19.5 | 9 | 34200 | 25800 | 75.44% | 1.96 | 0 | 11.7 |  |  |  |  | R-454B | 2.85 | Residential & Commercial | USHP | Ducted CEE Tier 1
215933902 | Central HP <5.4 tons | KENMORE | HRCU-A-CB (Split System: Heat Pump with Remote Outdoor Unit-Air-Source) | (C,H,T)5H3V36*K*AAA* |  |  | ESH5X60M12A*+WALLCON | *97CMN1002122B* | 34200 | 19.5 | 9 | 34200 | 26000 | 76.02% | 1.94 | 0 | 11.7 |  |  |  |  | R-454B | 2.85 | Residential & Commercial | USHP | Ducted CEE Tier 1
215933102 | Central HP <5.4 tons | KENMORE | HRCU-A-CB (Split System: Heat Pump with Remote Outdoor Unit-Air-Source) | (C,H,T)5H3V36*K*AAA* |  |  | ESH5X36M12A*+WALLCON | *80CTL0901716B* | 33200 | 19 | 9 | 35000 | 26800 | 76.57% | 1.92 | 0 | 11 |  |  |  |  | R-454B | 2.7667 | Residential & Commercial | USHP | Ducted CEE Tier 1
215932432 | Central HP <5.4 tons | KENMORE | HRCU-A-CB (Split System: Heat Pump with Remote Outdoor Unit-Air-Source) | (C,H,T)5H3V36*K*AAA* |  |  | EA*5X48M21A*+WALLCON | *80CTL0901716B* | 33400 | 20 | 9.5 | 34600 | 26400 | 76.3% | 2.04 | 0 | 11.5 |  |  |  |  | R-454B | 2.7833 | Residential & Commercial | USHP | Ducted CEE Tier 1
211392640 | Central HP <5.4 tons | CHAMPION HEATING AND COOLING | HRCU-A-CB (Split System: Heat Pump with Remote Outdoor Unit-Air-Source) | HMH72B341 |  |  | XAFB36DBCN1 | TM8E060A12MP11 | 34000 | 18 | 8.1 | 33800 | 23800 | 70.41% | 2.06 | 0 | 10 |  |  |  |  | R-410A | 2.8333 | Residential & Commercial | USHP | Ducted CEE Tier 1
214720208 | Central HP <5.4 tons | FRASER-JOHNSTON | HRCU-A-CB (Split System: Heat Pump with Remote Outdoor Unit-Air-Source) | HH860E2S11 |  |  | CTU60C5XGS1+TXV | Z9ES100C16SMPS1 | 45500 | 18 | 9 | 46500 | 34200 | 73.55% | 2 | 0 | 11 |  |  |  |  | R-454B | 3.7917 | Residential & Commercial | USHP | Ducted CEE Tier 1
212978672 | Central HP <5.4 tons | KEEPRITE | HRCU-A-CB (Split System: Heat Pump with Remote Outdoor Unit-Air-Source) | DLCURAH24ABK |  |  | EA*4X36L21A* | *80MS(N,L)0701712A* | 23600 | 17.5 | 8.5 | 26000 | 24000 | 92.31% | 2 | 0 | 10 |  |  |  |  | R-410A | 1.9667 | Residential & Commercial | USHP | Ducted CEE Tier 1
214808990 | Central HP <5.4 tons | FRASER-JOHNSTON | HRCU-A-CB (Split System: Heat Pump with Remote Outdoor Unit-Air-Source) | HH860E2S11 |  |  | CTU60C5XGS1+TXV | TL8E100C20UH11 | 45000 | 18 | 9 | 45000 | 33400 | 74.22% | 2 | 0 | 11.7 |  |  |  |  | R-454B | 3.75 | Residential & Commercial | USHP | Ducted CEE Tier 1
214584667 | Central HP <5.4 tons | LUXAIRE | HRCU-A-CB (Split System: Heat Pump with Remote Outdoor Unit-Air-Source) | HH860E2S11 |  |  | CTF60C5CHS1 | Z8ES100C20SMPS1 | 53500 | 19 | 9 | 53500 | 38000 | 71.03% | 2 | 0 | 12 |  |  |  |  | R-454B | 4.4583 | Residential & Commercial | USHP | Ducted CEE Tier 1
211390836 | Central HP <5.4 tons | CHAMPION HEATING AND COOLING | HRCU-A-CB (Split System: Heat Pump with Remote Outdoor Unit-Air-Source) | HMH72B341 |  |  | XAUB30CXXN1+TXV | TM8V080B12MP12 | 32400 | 17 | 8.1 | 33600 | 23600 | 70.24% | 2 | 0 | 9.5 |  |  |  |  | R-410A | 2.7 | Residential & Commercial | USHP
215934052 | Central HP <5.4 tons | KENMORE | HRCU-A-CB (Split System: Heat Pump with Remote Outdoor Unit-Air-Source) | (C,H,T)5H3V48*K*AAA* |  |  | EA*5X48M21A*+WALLCON | *97CMN0602120B* | 43000 | 20 | 9.5 | 48500 | 37200 | 76.7% | 1.88 | 0 | 10 |  |  |  |  | R-454B | 3.5833 | Residential & Commercial | USHP | Ducted CEE Tier 1
215934102 | Central HP <5.4 tons | KENMORE | HRCU-A-CB (Split System: Heat Pump with Remote Outdoor Unit-Air-Source) | (C,H,T)5H3V48*K*AAA* |  |  | EA*5X60M24A*+WALLCON | *80CTL0702120B* | 44500 | 21 | 9.5 | 48500 | 36600 | 75.46% | 2 | 0 | 11 |  |  |  |  | R-454B | 3.7083 | Residential & Commercial | USHP | Ducted CEE Tier 1
212978218 | Central HP <5.4 tons | KEEPRITE | HRCU-A-CB (Split System: Heat Pump with Remote Outdoor Unit-Air-Source) | DLCURAH24ABK |  |  | EN(A,D,W)4X36L17** | *80MS(N,L)0701412A* | 23600 | 17 | 8.1 | 26000 | 24000 | 92.31% | 2 | 0 | 10.5 |  |  |  |  | R-410A | 1.9667 | Residential & Commercial | USHP | Ducted CEE Tier 1
212978705 | Central HP <5.4 tons | KEEPRITE | HRCU-A-CB (Split System: Heat Pump with Remote Outdoor Unit-Air-Source) | DLCURAH24ABK |  |  | EN(A,D)4X24L17** | *80MS(N,L)0701712A* | 23400 | 17 | 8.5 | 27000 | 24800 | 91.85% | 2.08 | 0 | 10 |  |  |  |  | R-410A | 1.95 | Residential & Commercial | USHP | Ducted CEE Tier 1
215932832 | Central HP <5.4 tons | KENMORE | HRCU-A-CB (Split System: Heat Pump with Remote Outdoor Unit-Air-Source) | (C,H,T)5H3V36*K*AAA* |  |  | EA*5X61M21A*+WALLCON | *96CTN0801714B* | 34200 | 20 | 9 | 34600 | 26400 | 76.3% | 1.94 | 0 | 11.5 |  |  |  |  | R-454B | 2.85 | Residential & Commercial | USHP | Ducted CEE Tier 1
215932882 | Central HP <5.4 tons | KENMORE | HRCU-A-CB (Split System: Heat Pump with Remote Outdoor Unit-Air-Source) | (C,H,T)5H3V36*K*AAA* |  |  | EA*5X61M24A*+WALLCON | *80CTL1352422B* | 34600 | 20.5 | 9.5 | 34200 | 25800 | 75.44% | 2.06 | 0 | 12 |  |  |  |  | R-454B | 2.8833 | Residential & Commercial | USHP | Ducted CEE Tier 1
211391389 | Central HP <5.4 tons | CHAMPION HEATING AND COOLING | HRCU-A-CB (Split System: Heat Pump with Remote Outdoor Unit-Air-Source) | HMH72B341 |  |  | XAFC30CXXN1+TXV | TMLE120C16MP11 | 33200 | 18 | 8.5 | 33000 | 23200 | 70.3% | 2.06 | 0 | 10 |  |  |  |  | R-410A | 2.7667 | Residential & Commercial | USHP | Ducted CEE Tier 1
211391838 | Central HP <5.4 tons | CHAMPION HEATING AND COOLING | HRCU-A-CB (Split System: Heat Pump with Remote Outdoor Unit-Air-Source) | HMH72B341 |  |  | XAFB36DXXN1+TXV | TMLE100B12MP11 | 34000 | 18 | 8.1 | 33800 | 23800 | 70.41% | 2.06 | 0 | 10 |  |  |  |  | R-410A | 2.8333 | Residential & Commercial | USHP | Ducted CEE Tier 1
211391957 | Central HP <5.4 tons | CHAMPION HEATING AND COOLING | HRCU-A-CB (Split System: Heat Pump with Remote Outdoor Unit-Air-Source) | HMH72B341 |  |  | XAUB30CXXN1+TXV | TMLE100B12MP11 | 32800 | 17.5 | 8.1 | 33400 | 23400 | 70.06% | 2.04 | 0 | 9.5 |  |  |  |  | R-410A | 2.7333 | Residential & Commercial | USHP
211391987 | Central HP <5.4 tons | CHAMPION HEATING AND COOLING | HRCU-A-CB (Split System: Heat Pump with Remote Outdoor Unit-Air-Source) | HMH72B341 |  |  | XAHC36DXXN1+TXV | TMLE080C16MP11 | 33600 | 17.5 | 8.1 | 32800 | 23200 | 70.73% | 2.04 | 0 | 10 |  |  |  |  | R-410A | 2.8 | Residential & Commercial | USHP | Ducted CEE Tier 1
215934122 | Central HP <5.4 tons | KENMORE | HRCU-A-CB (Split System: Heat Pump with Remote Outdoor Unit-Air-Source) | (C,H,T)5H3V48*K*AAA* |  |  | EA*5X60M24A*+WALLCON | *80CTL1352422B* | 45000 | 21.5 | 9.5 | 48000 | 36200 | 75.42% | 2 | 0 | 11.5 |  |  |  |  | R-454B | 3.75 | Residential & Commercial | USHP | Ducted CEE Tier 1
215938032 | Central HP <5.4 tons | KENMORE | HRCU-A-CB (Split System: Heat Pump with Remote Outdoor Unit-Air-Source) | (C,H,T)5H3V48*K*AAA* |  |  | EVD5X49M24A*+WALLCON | *80CTL1102120B* | 45500 | 21 | 8.1 | 52500 | 38000 | 72.38% | 1.95 | 0 | 11.5 |  |  |  |  | R-454B | 3.7917 | Residential & Commercial | USHP | Ducted CEE Tier 1
215932952 | Central HP <5.4 tons | KENMORE | HRCU-A-CB (Split System: Heat Pump with Remote Outdoor Unit-Air-Source) | (C,H,T)5H3V36*K*AAA* |  |  | EA*5X61M24A*+WALLCON | *96CTN1002122B* | 34400 | 20.5 | 9.5 | 34200 | 26000 | 76.02% | 2.08 | 0 | 12 |  |  |  |  | R-454B | 2.8667 | Residential & Commercial | USHP | Ducted CEE Tier 1
211240389 | Central HP <5.4 tons | KEEPRITE | HRCU-A-CB (Split System: Heat Pump with Remote Outdoor Unit-Air-Source) | DLCURAH24ABK |  |  | EA*4X24L17A* | *96VSN0601714A* | 23800 | 16 | 8.5 | 26800 | 24000 | 89.55% | 1.98 | 0 | 10 |  |  |  |  | R-410A | 1.9833 | Residential & Commercial | USHP | Ducted CEE Tier 1
211240425 | Central HP <5.4 tons | KEEPRITE | HRCU-A-CB (Split System: Heat Pump with Remote Outdoor Unit-Air-Source) | DLCURAH24ABK |  |  | EA*4X24L17A* | *96VSN0801716A* | 23800 | 16.5 | 8.5 | 26800 | 24000 | 89.55% | 1.98 | 0 | 10 |  |  |  |  | R-410A | 1.9833 | Residential & Commercial | USHP | Ducted CEE Tier 1
211241408 | Central HP <5.4 tons | KEEPRITE | HRCU-A-CB (Split System: Heat Pump with Remote Outdoor Unit-Air-Source) | DLCURAH24ABK |  |  | EA*4X30L17A* | *96VSN0401410A* | 23200 | 16 | 8.5 | 25800 | 24200 | 93.8% | 2.02 | 0 | 10 |  |  |  |  | R-410A | 1.9333 | Residential & Commercial | USHP | Ducted CEE Tier 1
211241243 | Central HP <5.4 tons | KEEPRITE | HRCU-A-CB (Split System: Heat Pump with Remote Outdoor Unit-Air-Source) | DLCURAH24ABK |  |  | EA*4X30L14A* | *80VSL0451412A* | 24200 | 16 | 8.5 | 26400 | 23000 | 87.12% | 1.9 | 0 | 10 |  |  |  |  | R-410A | 2.0167 | Residential & Commercial | USHP | Ducted CEE Tier 1
211241059 | Central HP <5.4 tons | KEEPRITE | HRCU-A-CB (Split System: Heat Pump with Remote Outdoor Unit-Air-Source) | DLCURAH24ABK |  |  | EA*4X25L17A* | *96VTN0601714A* | 24600 | 16.5 | 8.5 | 25400 | 21400 | 84.25% | 1.78 | 0 | 10 |  |  |  |  | R-410A | 2.05 | Residential & Commercial | USHP | Ducted CEE Tier 1
211240725 | Central HP <5.4 tons | KEEPRITE | HRCU-A-CB (Split System: Heat Pump with Remote Outdoor Unit-Air-Source) | DLCURAH24ABK |  |  | EA*4X24L17A* | *95ESN0801716A* | 24400 | 15.5 | 8.5 | 27400 | 23000 | 83.94% | 1.88 | 0 | 10 |  |  |  |  | R-410A | 2.0333 | Residential & Commercial | USHP | Ducted CEE Tier 1
211240592 | Central HP <5.4 tons | KEEPRITE | HRCU-A-CB (Split System: Heat Pump with Remote Outdoor Unit-Air-Source) | DLCURAH24ABK |  |  | EA*4X24L17A* | *96VTN0401410A* | 23400 | 15.5 | 8.5 | 26800 | 24800 | 92.54% | 2.04 | 0 | 10 |  |  |  |  | R-410A | 1.95 | Residential & Commercial | USHP | Ducted CEE Tier 1
216675533 | Central HP <5.4 tons | CARRIER | HRCU-A-CB (Split System: Heat Pump with Remote Outdoor Unit-Air-Source) | 37MURAQ24AA3 |  |  | CAA**3721AM* | 58CU*A060C17**16 | 25400 | 16.5 | 9 | 23400 | 19200 | 82.05% | 2.06 | 0 | 10 |  |  |  |  | R-454B | 2.1167 | Residential & Commercial | USHP | Ducted CEE Tier 1
212978122 | Central HP <5.4 tons | KEEPRITE | HRCU-A-CB (Split System: Heat Pump with Remote Outdoor Unit-Air-Source) | DLCURAH24ABK |  |  | EA*4X30L14A* | *80MS(N,L)0701412A* | 23400 | 17 | 8.5 | 26200 | 24800 | 94.66% | 2.08 | 0 | 10 |  |  |  |  | R-410A | 1.95 | Residential & Commercial | USHP | Ducted CEE Tier 1
213076376 | Central HP <5.4 tons | DAY & NIGHT | HRCU-A-CB (Split System: Heat Pump with Remote Outdoor Unit-Air-Source) | DLCURAH24ABK |  |  | EA*4X24L17A* | *96VTN0601716B* | 23200 | 16.5 | 8.5 | 26800 | 26600 | 99.25% | 2.26 | 0 | 10 |  |  |  |  | R-410A | 1.9333 | Residential & Commercial | USHP | Ducted CEE Tier 1
215932332 | Central HP <5.4 tons | KENMORE | HRCU-A-CB (Split System: Heat Pump with Remote Outdoor Unit-Air-Source) | (C,H,T)5H3V36*K*AAA* |  |  | EA*5X42M21A*+WALLCON | *97CMN1002122B* | 32800 | 20 | 9.5 | 34800 | 26600 | 76.44% | 2 | 0 | 11.5 |  |  |  |  | R-454B | 2.7333 | Residential & Commercial | USHP | Ducted CEE Tier 1
215932232 | Central HP <5.4 tons | KENMORE | HRCU-A-CB (Split System: Heat Pump with Remote Outdoor Unit-Air-Source) | (C,H,T)5H3V36*K*AAA* |  |  | EA*5X42M21A*+WALLCON | *80CTL0701716B* | 32600 | 19.5 | 9.5 | 35200 | 27000 | 76.7% | 2 | 0 | 11 |  |  |  |  | R-454B | 2.7167 | Residential & Commercial | USHP | Ducted CEE Tier 1
215936742 | Central HP <5.4 tons | KENMORE | HRCU-A-CB (Split System: Heat Pump with Remote Outdoor Unit-Air-Source) | (C,H,T)5H3V36*K*AAA* |  |  | EVD5X60M24A*+WALLCON | *80CSU1002120A* | 35400 | 21.5 | 8.5 | 38000 | 28600 | 75.26% | 2.04 | 0 | 12 |  |  |  |  | R-454B | 2.95 | Residential & Commercial | USHP | Ducted CEE Tier 1
215937762 | Central HP <5.4 tons | KENMORE | HRCU-A-CB (Split System: Heat Pump with Remote Outdoor Unit-Air-Source) | (C,H,T)5H3V48*K*AAA* |  |  | EVD5X48M21A*+WALLCON | *80CTL0902120B* | 44500 | 20 | 8.1 | 52000 | 38000 | 73.08% | 1.9 | 0 | 11 |  |  |  |  | R-454B | 3.7083 | Residential & Commercial | USHP | Ducted CEE Tier 1
214720111 | Central HP <5.4 tons | FRASER-JOHNSTON | HRCU-A-CB (Split System: Heat Pump with Remote Outdoor Unit-Air-Source) | HH860E2S11 |  |  | CTU60C5XGS1+TXV | TM8E100C20MP11 | 44500 | 17 | 9 | 45000 | 33800 | 75.11% | 2 | 0 | 11.7 |  |  |  |  | R-454B | 3.7083 | Residential & Commercial | USHP | Ducted CEE Tier 1
211387895 | Central HP <5.4 tons | CHAMPION HEATING AND COOLING | HRCU-A-CB (Split System: Heat Pump with Remote Outdoor Unit-Air-Source) | HMH72B341 |  |  | XAFB36DXXN1+TXV | TP9C080B12MP13 | 33600 | 17.5 | 8.5 | 33400 | 23400 | 70.06% | 2.04 | 0 | 10 |  |  |  |  | R-410A | 2.8 | Residential & Commercial | USHP | Ducted CEE Tier 1
211388060 | Central HP <5.4 tons | CHAMPION HEATING AND COOLING | HRCU-A-CB (Split System: Heat Pump with Remote Outdoor Unit-Air-Source) | HMH72B341 |  |  | XAHC36DBCN1 | TM9V060B12MP12 | 33200 | 17 | 8.1 | 33400 | 23800 | 71.26% | 2 | 0 | 9.5 |  |  |  |  | R-410A | 2.7667 | Residential & Commercial | USHP
211391314 | Central HP <5.4 tons | CHAMPION HEATING AND COOLING | HRCU-A-CB (Split System: Heat Pump with Remote Outdoor Unit-Air-Source) | HMH72B341 |  |  | XAFC36DXXN1+TXV | TM8E120C16MP11 | 34000 | 18 | 8.5 | 33600 | 23800 | 70.83% | 2.08 | 0 | 10 |  |  |  |  | R-410A | 2.8333 | Residential & Commercial | USHP | Ducted CEE Tier 1
211395876 | Central HP <5.4 tons | COLEMAN | HRCU-A-CB (Split System: Heat Pump with Remote Outdoor Unit-Air-Source) | HMH72B341 |  |  | XAUC48FXXN1+TXV | TM9V060B12MP12 | 33000 | 16.5 | 8.1 | 32400 | 24000 | 74.07% | 2.04 | 0 | 9 |  |  |  |  | R-410A | 2.75 | Residential & Commercial | USHP
211398583 | Central HP <5.4 tons | COLEMAN | HRCU-A-CB (Split System: Heat Pump with Remote Outdoor Unit-Air-Source) | HMH72B341 |  |  | XAUC48FXXN1+TXV | TMLE100C16MP11 | 33600 | 17 | 8.5 | 32400 | 23600 | 72.84% | 2.06 | 0 | 9.5 |  |  |  |  | R-410A | 2.8 | Residential & Commercial | USHP
212609368 | Central HP <5.4 tons | RHEEM | HRCU-A-CB (Split System: Heat Pump with Remote Outdoor Unit-Air-Source) | RP18AZ36AJVC |  |  | RCFZ6021SEAAM | R802V0755A21UHN | 34200 | 19 | 8.5 | 34200 | 43000 | 125.7% | 2.2 | 0 | 12.5 |  |  |  |  | R-410A | 2.85 | Residential & Commercial | USHP | Ducted CEE Tier 1
211389473 | Central HP <5.4 tons | CHAMPION HEATING AND COOLING | HRCU-A-CB (Split System: Heat Pump with Remote Outdoor Unit-Air-Source) | HMH72B341 |  |  | XAHC36DBCN1 | TM8Y100C16MP11 | 34000 | 18 | 8.1 | 34000 | 24400 | 71.76% | 2.06 | 0 | 9.5 |  |  |  |  | R-410A | 2.8333 | Residential & Commercial | USHP
212983542 | Central HP <5.4 tons | DAY & NIGHT | HRCU-A-CB (Split System: Heat Pump with Remote Outdoor Unit-Air-Source) | DLCURAH24ABK |  |  | EA*4X30L14A* | *92MSN0601412A* | 23800 | 16.5 | 8.5 | 26400 | 24200 | 91.67% | 2 | 0 | 10 |  |  |  |  | R-410A | 1.9833 | Residential & Commercial | USHP | Ducted CEE Tier 1
212984043 | Central HP <5.4 tons | DAY & NIGHT | HRCU-A-CB (Split System: Heat Pump with Remote Outdoor Unit-Air-Source) | DLCURAH24ABK |  |  | EA*4X25L17A* | *92MSN0601714A* | 24200 | 17 | 8.5 | 25200 | 21800 | 86.51% | 1.82 | 0 | 10 |  |  |  |  | R-410A | 2.0167 | Residential & Commercial | USHP | Ducted CEE Tier 1
212984127 | Central HP <5.4 tons | DAY & NIGHT | HRCU-A-CB (Split System: Heat Pump with Remote Outdoor Unit-Air-Source) | DLCURAH24ABK |  |  | EN(A,D)4X30L17** | *92MSN0601714A* | 23600 | 17 | 8.5 | 26400 | 24400 | 92.42% | 2.02 | 0 | 10.5 |  |  |  |  | R-410A | 1.9667 | Residential & Commercial | USHP | Ducted CEE Tier 1
215668586 | Central HP <5.4 tons | KENMORE | HRCU-A-CB (Split System: Heat Pump with Remote Outdoor Unit-Air-Source) | (C,H,T)5H0V36*K*AAA* |  |  | EA*5X37M17A*+WALLCON | *95CSU0601716B* | 33800 | 17 | 9 | 35800 | 25600 | 71.51% | 1.86 | 0 | 9.5 |  |  |  |  | R-454B | 2.8167 | Residential & Commercial | USHP
213781343 | Central HP <5.4 tons | KENMORE | HRCU-A-CB (Split System: Heat Pump with Remote Outdoor Unit-Air-Source) | (C,H,T)VH837GKA2* |  |  | EA*4X48L21A*+WALLCON | *97CMN0601714B* | 32000 | 16.5 | 8.1 | 32800 | 25200 | 76.83% | 1.94 | 0 | 10.5 |  |  |  |  | R-410A | 2.6667 | Residential & Commercial | USHP | Ducted CEE Tier 1
213781073 | Central HP <5.4 tons | KENMORE | HRCU-A-CB (Split System: Heat Pump with Remote Outdoor Unit-Air-Source) | (C,H,T)VH837GKA2* |  |  | EA*4X42L21A*+WALLCON | *96CTN0801714B* | 31600 | 17 | 8.1 | 33000 | 24600 | 74.55% | 1.86 | 0 | 10.5 |  |  |  |  | R-410A | 2.6333 | Residential & Commercial | USHP | Ducted CEE Tier 1
213781223 | Central HP <5.4 tons | KENMORE | HRCU-A-CB (Split System: Heat Pump with Remote Outdoor Unit-Air-Source) | (C,H,T)VH837GKA2* |  |  | EA*4X43L21A*+WALLCON | *97CMN0601714B* | 32600 | 16.5 | 8.1 | 33000 | 25400 | 76.97% | 1.94 | 0 | 11 |  |  |  |  | R-410A | 2.7167 | Residential & Commercial | USHP | Ducted CEE Tier 1
213780723 | Central HP <5.4 tons | KENMORE | HRCU-A-CB (Split System: Heat Pump with Remote Outdoor Unit-Air-Source) | (C,H,T)VH837GKA2* |  |  | EA*4X36L17A*+WALLCON | *96CTN0801714B* | 31400 | 16.5 | 8.1 | 33200 | 24400 | 73.49% | 1.82 | 0 | 10.5 |  |  |  |  | R-410A | 2.6167 | Residential & Commercial | USHP | Ducted CEE Tier 1
216980448 | Central HP <5.4 tons | RHEEM | HRCU-A-CB (Split System: Heat Pump with Remote Outdoor Unit-Air-Source) | RD18AY60AJVC |  |  | RHMVY6024SEACN | 0 | 52000 | 18 | 10 | 50500 | 37600 | 74.46% | 2 | 0 | 11.7 |  |  |  |  | R-454B | 4.3333 | Residential & Commercial | USHP | Ducted CEE Tier 1
212974972 | Central HP <5.4 tons | KEEPRITE | HRCU-A-CB (Split System: Heat Pump with Remote Outdoor Unit-Air-Source) | DLCURAH24ABK |  |  | EA*4X30L17A* | *96VTN0401410B* | 23400 | 16 | 8.5 | 26400 | 24800 | 93.94% | 2.06 | 0 | 10 |  |  |  |  | R-410A | 1.95 | Residential & Commercial | USHP | Ducted CEE Tier 1
212975658 | Central HP <5.4 tons | KEEPRITE | HRCU-A-CB (Split System: Heat Pump with Remote Outdoor Unit-Air-Source) | DLCURAH24ABK |  |  | EA*4X25L17A* | *96VTN0601412B* | 24000 | 17 | 8.5 | 25000 | 21800 | 87.2% | 1.82 | 0 | 10 |  |  |  |  | R-410A | 2 | Residential & Commercial | USHP | Ducted CEE Tier 1
211388160 | Central HP <5.4 tons | CHAMPION HEATING AND COOLING | HRCU-A-CB (Split System: Heat Pump with Remote Outdoor Unit-Air-Source) | HMH72B341 |  |  | XAHB36DBCN1 | TM9V060B12MP12 | 32800 | 17 | 8.1 | 33000 | 23400 | 70.91% | 1.98 | 0 | 9.5 |  |  |  |  | R-410A | 2.7333 | Residential & Commercial | USHP
211388562 | Central HP <5.4 tons | CHAMPION HEATING AND COOLING | HRCU-A-CB (Split System: Heat Pump with Remote Outdoor Unit-Air-Source) | HMH72B341 |  |  | XAHC36DBCN1 | TM9E100C20MP12 | 34000 | 15.5 | 8.1 | 33200 | 23600 | 71.08% | 2.06 | 0 | 10 |  |  |  |  | R-410A | 2.8333 | Residential & Commercial | USHP | Ducted CEE Tier 1
211389547 | Central HP <5.4 tons | CHAMPION HEATING AND COOLING | HRCU-A-CB (Split System: Heat Pump with Remote Outdoor Unit-Air-Source) | HMH72B341 |  |  | XAFC36DXXN1+TXV | TM8Y080C16MP11 | 34000 | 18.5 | 8.5 | 34000 | 24000 | 70.59% | 2.1 | 0 | 10 |  |  |  |  | R-410A | 2.8333 | Residential & Commercial | USHP | Ducted CEE Tier 1
211390384 | Central HP <5.4 tons | CHAMPION HEATING AND COOLING | HRCU-A-CB (Split System: Heat Pump with Remote Outdoor Unit-Air-Source) | HMH72B341 |  |  | XAFC30CXXN1+TXV | TPLC100C16MP13 | 33000 | 17.5 | 8.5 | 33000 | 23200 | 70.3% | 2.04 | 0 | 9.5 |  |  |  |  | R-410A | 2.75 | Residential & Commercial | USHP
212980525 | Central HP <5.4 tons | DAY & NIGHT | HRCU-A-CB (Split System: Heat Pump with Remote Outdoor Unit-Air-Source) | DLCURAH30ABK |  |  | EA*4X42L21A* | *80MS(N,L)0902120A* | 30200 | 15.2 | 8.1 | 34400 | 27400 | 79.65% | 1.8 | 0 | 9 |  |  |  |  | R-410A | 2.5167 | Residential & Commercial | USHP
212980928 | Central HP <5.4 tons | DAY & NIGHT | HRCU-A-CB (Split System: Heat Pump with Remote Outdoor Unit-Air-Source) | DLCURAH30ABK |  |  | EA*4X42L21A* | *80MS(N,L)1102120A* | 30400 | 15.2 | 8.1 | 34400 | 27400 | 79.65% | 1.82 | 0 | 9 |  |  |  |  | R-410A | 2.5333 | Residential & Commercial | USHP
213078256 | Central HP <5.4 tons | BRYANT HEATING AND COOLING SYSTEMS | HRCU-A-CB (Split System: Heat Pump with Remote Outdoor Unit-Air-Source) | 38MURAQ36AB3* |  |  | CAP**3617AL* | 8(0,1)*SB42090M17*** | 35000 | 16 | 8.1 | 38500 | 35200 | 91.43% | 1.82 | 0 | 9.5 |  |  |  |  | R-410A | 2.9167 | Residential & Commercial | USHP
213077829 | Central HP <5.4 tons | BRYANT HEATING AND COOLING SYSTEMS | HRCU-A-CB (Split System: Heat Pump with Remote Outdoor Unit-Air-Source) | 38MURAQ36AB3* |  |  | CAP**3717AL* | 8(0,1)*SB36045M14*** | 36000 | 15.2 | 8.5 | 38500 | 35200 | 91.43% | 2 | 0 | 10 |  |  |  |  | R-410A | 3 | Residential & Commercial | USHP | Ducted CEE Tier 1
213078388 | Central HP <5.4 tons | BRYANT HEATING AND COOLING SYSTEMS | HRCU-A-CB (Split System: Heat Pump with Remote Outdoor Unit-Air-Source) | 38MURAQ36AB3* |  |  | CAP**3621AL* | 8(0,1)*SB48090M21*** | 34800 | 16.5 | 8.1 | 38500 | 35200 | 91.43% | 1.82 | 0 | 9.5 |  |  |  |  | R-410A | 2.9 | Residential & Commercial | USHP
214720116 | Central HP <5.4 tons | FRASER-JOHNSTON | HRCU-A-CB (Split System: Heat Pump with Remote Outdoor Unit-Air-Source) | HH860E2S11 |  |  | CTU60C5XGS1+TXV | TMLE100C20MP11 | 44500 | 17 | 9 | 45000 | 33800 | 75.11% | 2 | 0 | 11.7 |  |  |  |  | R-454B | 3.7083 | Residential & Commercial | USHP | Ducted CEE Tier 1
213774643 | Central HP <5.4 tons | KENMORE | HRCU-A-CB (Split System: Heat Pump with Remote Outdoor Unit-Air-Source) | (C,H,T)VH825GKA3* |  |  | EHD4X48AAL+WALLCON | *97CMN0601714B* | 24000 | 15.5 | 8.1 | 21400 | 16700 | 78.04% | 2 | 0 | 10.5 |  |  |  |  | R-410A | 2 | Residential & Commercial | USHP | Ducted CEE Tier 1
215668634 | Central HP <5.4 tons | KENMORE | HRCU-A-CB (Split System: Heat Pump with Remote Outdoor Unit-Air-Source) | (C,H,T)5H0V36*K*AAA* |  |  | EA*5X37M21A*+WALLCON | *80CSU0401712A* | 34400 | 18 | 9 | 35200 | 25200 | 71.59% | 1.88 | 0 | 10 |  |  |  |  | R-454B | 2.8667 | Residential & Commercial | USHP | Ducted CEE Tier 1
214606483 | Central HP <5.4 tons | FRASER-JOHNSTON | HRCU-A-C (Split System: Heat Pump with Remote Outdoor Unit with No Indoor Fan --Air Source) | HH824E2S11 |  |  | CTF30B5ACS1 | 0 | 23000 | 15.2 | 8.5 | 23000 | 17400 | 75.65% | 2 | 0 | 11 |  |  |  |  | R-454B | 1.9167 | Residential & Commercial | USHP | Ducted CEE Tier 1
213829753 | Central HP <5.4 tons | RHEEM | HRCU-A-CB (Split System: Heat Pump with Remote Outdoor Unit-Air-Source) | RP18AZ60AJVC |  |  | RCFZ6021SEAAM | R801V1005A21UHU | 53000 | 19 | 8.1 | 53000 | 50500 | 95.28% | 1.9 | 0 | 10 |  |  |  |  | R-410A | 4.4167 | Residential & Commercial | USHP | Ducted CEE Tier 1
211176751 | Central HP <5.4 tons | RHEEM | HRCU-A-CB (Split System: Heat Pump with Remote Outdoor Unit-Air-Source) | RP18AZ60AJVC |  |  | RCFZ6021SEAAM | R98MV1005A21UPS | 52500 | 18 | 8.1 | 52000 | 49500 | 95.19% | 2 | 0 | 10 |  |  |  |  | R-410A | 4.375 | Residential & Commercial | USHP | Ducted CEE Tier 1
211388546 | Central HP <5.4 tons | CHAMPION HEATING AND COOLING | HRCU-A-CB (Split System: Heat Pump with Remote Outdoor Unit-Air-Source) | HMH72B341 |  |  | XAUB30CXXN1+TXV | TM9V040A10MP12 | 32000 | 16.5 | 8.1 | 33400 | 23400 | 70.06% | 2 | 0 | 9.5 |  |  |  |  | R-410A | 2.6667 | Residential & Commercial | USHP
211388664 | Central HP <5.4 tons | CHAMPION HEATING AND COOLING | HRCU-A-CB (Split System: Heat Pump with Remote Outdoor Unit-Air-Source) | HMH72B341 |  |  | XAHC36DXXN1+TXV | TM9E080C16MP12 | 34000 | 17.5 | 8.1 | 34000 | 24400 | 71.76% | 2.06 | 0 | 9.5 |  |  |  |  | R-410A | 2.8333 | Residential & Commercial | USHP
211388796 | Central HP <5.4 tons | CHAMPION HEATING AND COOLING | HRCU-A-CB (Split System: Heat Pump with Remote Outdoor Unit-Air-Source) | HMH72B341 |  |  | XAHB36DXXN1+TXV | TM9E080B12MP12 | 33200 | 17 | 8.1 | 33200 | 23400 | 70.48% | 2 | 0 | 9.5 |  |  |  |  | R-410A | 2.7667 | Residential & Commercial | USHP
211389266 | Central HP <5.4 tons | CHAMPION HEATING AND COOLING | HRCU-A-CB (Split System: Heat Pump with Remote Outdoor Unit-Air-Source) | HMH72B341 |  |  | XAUB30CXXN1+TXV | TM9E040A10MP12 | 32200 | 17 | 8.1 | 33400 | 23400 | 70.06% | 1.98 | 0 | 9.5 |  |  |  |  | R-410A | 2.6833 | Residential & Commercial | USHP
211387859 | Central HP <5.4 tons | CHAMPION HEATING AND COOLING | HRCU-A-CB (Split System: Heat Pump with Remote Outdoor Unit-Air-Source) | HMH72B341 |  |  | XAFC30CXXN1+TXV | TP9C080B12MP13 | 32800 | 17 | 8.1 | 33600 | 23600 | 70.24% | 2.02 | 0 | 9.5 |  |  |  |  | R-410A | 2.7333 | Residential & Commercial | USHP
211388447 | Central HP <5.4 tons | CHAMPION HEATING AND COOLING | HRCU-A-CB (Split System: Heat Pump with Remote Outdoor Unit-Air-Source) | HMH72B341 |  |  | XAUB30CXXN1+TXV | TP9C060B12MP13 | 32600 | 17 | 8.1 | 33600 | 23600 | 70.24% | 2.02 | 0 | 9.5 |  |  |  |  | R-410A | 2.7167 | Residential & Commercial | USHP
213077140 | Central HP <5.4 tons | DAY & NIGHT | HRCU-A-CB (Split System: Heat Pump with Remote Outdoor Unit-Air-Source) | DLCURAH36ABK |  |  | EA*4X36L21A* | *96VSN1002120B* | 35200 | 16 | 8.1 | 38500 | 35200 | 91.43% | 1.82 | 0 | 9.5 |  |  |  |  | R-410A | 2.9333 | Residential & Commercial | USHP
212973837 | Central HP <5.4 tons | DAY & NIGHT | HRCU-A-CB (Split System: Heat Pump with Remote Outdoor Unit-Air-Source) | DLCURAH24ABK |  |  | EA*4X25L17A* | *96VSN0801716B* | 24400 | 17 | 8.5 | 25400 | 21600 | 85.04% | 1.8 | 0 | 10 |  |  |  |  | R-410A | 2.0333 | Residential & Commercial | USHP | Ducted CEE Tier 1
212973587 | Central HP <5.4 tons | DAY & NIGHT | HRCU-A-CB (Split System: Heat Pump with Remote Outdoor Unit-Air-Source) | DLCURAH24ABK |  |  | EA*4X37L17A* | *96VSN0601412B* | 24000 | 17 | 8.1 | 25200 | 22400 | 88.89% | 1.86 | 0 | 10 |  |  |  |  | R-410A | 2 | Residential & Commercial | USHP | Ducted CEE Tier 1
211244481 | Central HP <5.4 tons | KEEPRITE | HRCU-A-CB (Split System: Heat Pump with Remote Outdoor Unit-Air-Source) | DLCURAH24ABK |  |  | EN(A,D)4X30L17** | *95ESU0401712A* | 23600 | 16.5 | 8.1 | 25800 | 23600 | 91.47% | 1.96 | 0 | 10 |  |  |  |  | R-410A | 1.9667 | Residential & Commercial | USHP | Ducted CEE Tier 1
211244288 | Central HP <5.4 tons | KEEPRITE | HRCU-A-CB (Split System: Heat Pump with Remote Outdoor Unit-Air-Source) | DLCURAH24ABK |  |  | EN(A,D)4X30L14** | *96VSN0401410A* | 23600 | 15.5 | 8.1 | 26200 | 23600 | 90.08% | 1.92 | 0 | 10 |  |  |  |  | R-410A | 1.9667 | Residential & Commercial | USHP | Ducted CEE Tier 1
213078465 | Central HP <5.4 tons | BRYANT HEATING AND COOLING SYSTEMS | HRCU-A-CB (Split System: Heat Pump with Remote Outdoor Unit-Air-Source) | 38MURAQ36AB3* |  |  | CNPV*4821AL* | 8(0,1)*SB48090M21*** | 35800 | 16.5 | 8.1 | 38500 | 34800 | 90.39% | 2 | 0 | 10 |  |  |  |  | R-410A | 2.9833 | Residential & Commercial | USHP | Ducted CEE Tier 1
213076293 | Central HP <5.4 tons | DAY & NIGHT | HRCU-A-CB (Split System: Heat Pump with Remote Outdoor Unit-Air-Source) | DLCURAH36ABK |  |  | EA*4X48L21A* | *95MSU1002122A* | 36000 | 16.5 | 8.5 | 38000 | 34800 | 91.58% | 2.04 | 0 | 10 |  |  |  |  | R-410A | 3 | Residential & Commercial | USHP | Ducted CEE Tier 1
213078756 | Central HP <5.4 tons | BRYANT HEATING AND COOLING SYSTEMS | HRCU-A-CB (Split System: Heat Pump with Remote Outdoor Unit-Air-Source) | 38MURAQ36AB3* |  |  | CNPV*4824AL* | 8(0,1)*SB60110M24*** | 36200 | 17 | 8.1 | 38500 | 34800 | 90.39% | 2.02 | 0 | 10.5 |  |  |  |  | R-410A | 3.0167 | Residential & Commercial | USHP | Ducted CEE Tier 1
213079410 | Central HP <5.4 tons | BRYANT HEATING AND COOLING SYSTEMS | HRCU-A-CB (Split System: Heat Pump with Remote Outdoor Unit-Air-Source) | 38MURAQ36AB3* |  |  | CAP**3721AL* | 912SE42060M17*** | 36600 | 16 | 8.5 | 38500 | 35000 | 90.91% | 2.06 | 0 | 10 |  |  |  |  | R-410A | 3.05 | Residential & Commercial | USHP | Ducted CEE Tier 1
213079508 | Central HP <5.4 tons | BRYANT HEATING AND COOLING SYSTEMS | HRCU-A-CB (Split System: Heat Pump with Remote Outdoor Unit-Air-Source) | 38MURAQ36AB3* |  |  | CAP**3617AL* | 912SE48080M17*** | 35000 | 16 | 8.1 | 38500 | 35200 | 91.43% | 1.82 | 0 | 9.5 |  |  |  |  | R-410A | 2.9167 | Residential & Commercial | USHP
213079901 | Central HP <5.4 tons | BRYANT HEATING AND COOLING SYSTEMS | HRCU-A-CB (Split System: Heat Pump with Remote Outdoor Unit-Air-Source) | 38MURAQ36AB3* |  |  | CNPV*4821AL* | 912SE66100M21*** | 36000 | 16.5 | 8.1 | 38500 | 35000 | 90.91% | 2 | 0 | 10.5 |  |  |  |  | R-410A | 3 | Residential & Commercial | USHP | Ducted CEE Tier 1
212979925 | Central HP <5.4 tons | KEEPRITE | HRCU-A-CB (Split System: Heat Pump with Remote Outdoor Unit-Air-Source) | DLCURAH24ABK |  |  | EN(A,D,W)4X36L17** | *80MS(N,L)0901714A* | 23600 | 17 | 8.5 | 26400 | 24400 | 92.42% | 2.02 | 0 | 10.5 |  |  |  |  | R-410A | 1.9667 | Residential & Commercial | USHP | Ducted CEE Tier 1
212980274 | Central HP <5.4 tons | KEEPRITE | HRCU-A-CB (Split System: Heat Pump with Remote Outdoor Unit-Air-Source) | DLCURAH24ABK |  |  | EA*4X37L21A* | *80MS(N,L)0902116A* | 24400 | 17.5 | 8.5 | 25200 | 21200 | 84.13% | 1.8 | 0 | 10.5 |  |  |  |  | R-410A | 2.0333 | Residential & Commercial | USHP | Ducted CEE Tier 1
212971737 | Central HP <5.4 tons | DAY & NIGHT | HRCU-A-CB (Split System: Heat Pump with Remote Outdoor Unit-Air-Source) | DLCURAH24ABK |  |  | EN(A,D)4X36L21** | *80VTL0701716B* | 23600 | 17 | 8.5 | 26400 | 24200 | 91.67% | 2 | 0 | 10.5 |  |  |  |  | R-410A | 1.9667 | Residential & Commercial | USHP | Ducted CEE Tier 1
212972957 | Central HP <5.4 tons | DAY & NIGHT | HRCU-A-CB (Split System: Heat Pump with Remote Outdoor Unit-Air-Source) | DLCURAH24ABK |  |  | EA*4X37L17A* | *96VSN0401410B* | 23800 | 16.5 | 8.5 | 25600 | 22600 | 88.28% | 1.86 | 0 | 10 |  |  |  |  | R-410A | 1.9833 | Residential & Commercial | USHP | Ducted CEE Tier 1
213078595 | Central HP <5.4 tons | BRYANT HEATING AND COOLING SYSTEMS | HRCU-A-CB (Split System: Heat Pump with Remote Outdoor Unit-Air-Source) | 38MURAQ36AB3* |  |  | CNPV*4824AL* | 8(0,1)*SB60090M24*** | 36000 | 16.5 | 8.1 | 38500 | 34800 | 90.39% | 2.02 | 0 | 10.5 |  |  |  |  | R-410A | 3 | Residential & Commercial | USHP | Ducted CEE Tier 1
211240657 | Central HP <5.4 tons | KEEPRITE | HRCU-A-CB (Split System: Heat Pump with Remote Outdoor Unit-Air-Source) | DLCURAH24ABK |  |  | EA*4X24L17A* | *80ES(N,L)0701712A* | 24000 | 16 | 8.5 | 27000 | 23600 | 87.41% | 1.94 | 0 | 10 |  |  |  |  | R-410A | 2 | Residential & Commercial | USHP | Ducted CEE Tier 1
212979923 | Central HP <5.4 tons | DAY & NIGHT | HRCU-A-CB (Split System: Heat Pump with Remote Outdoor Unit-Air-Source) | DLCURAH24ABK |  |  | EN(A,D,W)4X36L17** | *80MS(N,L)0901714A* | 23600 | 17 | 8.5 | 26400 | 24400 | 92.42% | 2.02 | 0 | 10.5 |  |  |  |  | R-410A | 1.9667 | Residential & Commercial | USHP | Ducted CEE Tier 1
211241643 | Central HP <5.4 tons | KEEPRITE | HRCU-A-CB (Split System: Heat Pump with Remote Outdoor Unit-Air-Source) | DLCURAH24ABK |  |  | EA*4X30L17A* | *80ES(N,L)0451412A* | 24600 | 16 | 8.5 | 26600 | 22600 | 84.96% | 1.84 | 0 | 10 |  |  |  |  | R-410A | 2.05 | Residential & Commercial | USHP | Ducted CEE Tier 1
211241679 | Central HP <5.4 tons | KEEPRITE | HRCU-A-CB (Split System: Heat Pump with Remote Outdoor Unit-Air-Source) | DLCURAH24ABK |  |  | EA*4X30L17A* | *80ES(N,L)0901714A* | 24600 | 16.5 | 8.5 | 26600 | 22600 | 84.96% | 1.86 | 0 | 10 |  |  |  |  | R-410A | 2.05 | Residential & Commercial | USHP | Ducted CEE Tier 1
211241961 | Central HP <5.4 tons | KEEPRITE | HRCU-A-CB (Split System: Heat Pump with Remote Outdoor Unit-Air-Source) | DLCURAH24ABK |  |  | EA*4X36L17A* | *80VTL0451412A* | 24200 | 16.5 | 8.5 | 26200 | 22400 | 85.5% | 1.86 | 0 | 10 |  |  |  |  | R-410A | 2.0167 | Residential & Commercial | USHP | Ducted CEE Tier 1
211242797 | Central HP <5.4 tons | KEEPRITE | HRCU-A-CB (Split System: Heat Pump with Remote Outdoor Unit-Air-Source) | DLCURAH24ABK |  |  | EA*4X37L17A* | *96VSN0401712A* | 24600 | 15.5 | 8.5 | 25800 | 21600 | 83.72% | 1.78 | 0 | 10 |  |  |  |  | R-410A | 2.05 | Residential & Commercial | USHP | Ducted CEE Tier 1
211242982 | Central HP <5.4 tons | KEEPRITE | HRCU-A-CB (Split System: Heat Pump with Remote Outdoor Unit-Air-Source) | DLCURAH24ABK |  |  | EA*4X37L17A* | *96VTN0401410A* | 24200 | 16 | 8.5 | 25600 | 21800 | 85.16% | 1.8 | 0 | 10 |  |  |  |  | R-410A | 2.0167 | Residential & Commercial | USHP | Ducted CEE Tier 1
214606496 | Central HP <5.4 tons | FRASER-JOHNSTON | HRCU-A-C (Split System: Heat Pump with Remote Outdoor Unit with No Indoor Fan --Air Source) | HH836E2S11 |  |  | CTF48C5CFS1 | 0 | 31600 | 15.2 | 8.5 | 30800 | 22200 | 72.08% | 2 | 0 | 10 |  |  |  |  | R-454B | 2.6333 | Residential & Commercial | USHP | Ducted CEE Tier 1
214608209 | Central HP <5.4 tons | ECOER | HRCU-A-CB (Split System: Heat Pump with Remote Outdoor Unit-Air-Source) | EODA18H-4860BAA |  |  | GNC4860CPT | MGH96M100C5A | 52000 | 16.5 | 8.5 | 54000 | 37800 | 70% | 1.9 | 10.2 | 10 |  |  |  |  | R-410A | 4.3333 | Residential & Commercial | USHP | Ducted CEE Tier 1
215668698 | Central HP <5.4 tons | KENMORE | HRCU-A-CB (Split System: Heat Pump with Remote Outdoor Unit-Air-Source) | (C,H,T)5H0V36*K*AAA* |  |  | EA*5X37M21A*+WALLCON | *80CTL1102120B* | 34600 | 18 | 9 | 35200 | 25000 | 71.02% | 1.9 | 0 | 10 |  |  |  |  | R-454B | 2.8833 | Residential & Commercial | USHP | Ducted CEE Tier 1
215668746 | Central HP <5.4 tons | KENMORE | HRCU-A-CB (Split System: Heat Pump with Remote Outdoor Unit-Air-Source) | (C,H,T)5H0V36*K*AAA* |  |  | EA*5X37M21A*+WALLCON | *97CMN0801714B* | 34200 | 17.5 | 9 | 35400 | 25400 | 71.75% | 1.88 | 0 | 9.5 |  |  |  |  | R-454B | 2.85 | Residential & Commercial | USHP
213774663 | Central HP <5.4 tons | KENMORE | HRCU-A-CB (Split System: Heat Pump with Remote Outdoor Unit-Air-Source) | (C,H,T)VH825GKA3* |  |  | EHD4X48AAL+WALLCON | *97CMN1002122B* | 24200 | 16 | 8.1 | 21200 | 16600 | 78.3% | 2.02 | 0 | 11 |  |  |  |  | R-410A | 2.0167 | Residential & Commercial | USHP | Ducted CEE Tier 1
207252617 | Central HP <5.4 tons | ECOER | HRCU-A-CB (Split System: Heat Pump with Remote Outdoor Unit-Air-Source) | EODA18H-4860 |  |  | GNC3036BPT | MGH96M060B3A | 33000 | 17 | 8.5 | 34000 | 25000 | 73.53% | 1.9 | 12.5 | 11.7 |  |  |  |  | R-410A | 2.75 | Residential & Commercial | USHP | Ducted CEE Tier 1
214720181 | Central HP <5.4 tons | FRASER-JOHNSTON | HRCU-A-CB (Split System: Heat Pump with Remote Outdoor Unit-Air-Source) | HH860E2S11 |  |  | CTU60C5XGS1+TXV | TMLE120C16MP11 | 44500 | 18 | 9 | 45500 | 34200 | 75.16% | 2 | 0 | 11 |  |  |  |  | R-454B | 3.7083 | Residential & Commercial | USHP | Ducted CEE Tier 1
212971214 | Central HP <5.4 tons | KEEPRITE | HRCU-A-CB (Split System: Heat Pump with Remote Outdoor Unit-Air-Source) | DLCURAH24ABK |  |  | EN(A,D)4X24L17** | *80VTL0451412B* | 23400 | 17 | 8.5 | 27000 | 25000 | 92.59% | 2.08 | 0 | 10 |  |  |  |  | R-410A | 1.95 | Residential & Commercial | USHP | Ducted CEE Tier 1
212972959 | Central HP <5.4 tons | KEEPRITE | HRCU-A-CB (Split System: Heat Pump with Remote Outdoor Unit-Air-Source) | DLCURAH24ABK |  |  | EA*4X37L17A* | *96VSN0401410B* | 23800 | 16.5 | 8.5 | 25600 | 22600 | 88.28% | 1.86 | 0 | 10 |  |  |  |  | R-410A | 1.9833 | Residential & Commercial | USHP | Ducted CEE Tier 1
213077364 | Central HP <5.4 tons | DAY & NIGHT | HRCU-A-CB (Split System: Heat Pump with Remote Outdoor Unit-Air-Source) | DLCURAH36ABK |  |  | EA*4X37L17A* | *96VTN0801716B* | 36000 | 15.5 | 8.5 | 38500 | 35200 | 91.43% | 2 | 0 | 10 |  |  |  |  | R-410A | 3 | Residential & Commercial | USHP | Ducted CEE Tier 1
213773823 | Central HP <5.4 tons | KENMORE | HRCU-A-CB (Split System: Heat Pump with Remote Outdoor Unit-Air-Source) | (C,H,T)VH825GKA3* |  |  | EA*4X48L24A*+WALLCON | *80CTL1102120B* | 24200 | 17 | 8.1 | 21000 | 16500 | 78.57% | 2.02 | 0 | 11 |  |  |  |  | R-410A | 2.0167 | Residential & Commercial | USHP | Ducted CEE Tier 1
213773843 | Central HP <5.4 tons | KENMORE | HRCU-A-CB (Split System: Heat Pump with Remote Outdoor Unit-Air-Source) | (C,H,T)VH825GKA3* |  |  | EA*4X48L24A*+WALLCON | *97CMN1002122B* | 24200 | 16.5 | 8.1 | 21000 | 16500 | 78.57% | 2.02 | 0 | 11 |  |  |  |  | R-410A | 2.0167 | Residential & Commercial | USHP | Ducted CEE Tier 1
216051058 | Central HP <5.4 tons | RHEEM | HRCU-A-CB (Split System: Heat Pump with Remote Outdoor Unit-Air-Source) | RP19AY24AJVC |  |  | RCFY2421HEAAM | R801V0504A17UHU | 22800 | 20 | 10 | 22800 | 18600 | 81.58% | 1.8 | 0 | 12 |  |  |  |  | R-454B | 1.9 | Residential & Commercial | USHP | Ducted CEE Tier 1
214239292 | Central HP <5.4 tons | TEMPSTAR | HRCU-A-CB (Split System: Heat Pump with Remote Outdoor Unit-Air-Source) | TVH837GKA2* |  |  | EN(A,D)4X48L24**+WALLCON | *80CTL0902120B* | 32400 | 17 | 8.1 | 32600 | 24600 | 75.46% | 1.96 | 0 | 11.7 |  |  |  |  | R-410A | 2.7 | Residential & Commercial | USHP | Ducted CEE Tier 1
216820414 | Central HP <5.4 tons | RHEEM | HRCU-A-CB (Split System: Heat Pump with Remote Outdoor Unit-Air-Source) | RD18AY60AJVC |  |  | RCFY6024STANM | R802V1005A21DZ | 51500 | 18 | 10 | 50500 | 37800 | 74.85% | 2 | 0 | 11 |  |  |  |  | R-454B | 4.2917 | Residential & Commercial | USHP | Ducted CEE Tier 1
211385924 | Central HP <5.4 tons | COLEMAN | HRCU-A-CB (Split System: Heat Pump with Remote Outdoor Unit-Air-Source) | HMH72B341 |  |  | XAHC48FXXN1+TXV | TMLE080B12MP11 | 32800 | 16.5 | 8.1 | 32400 | 23800 | 73.46% | 2 | 0 | 9 |  |  |  |  | R-410A | 2.7333 | Residential & Commercial | USHP
211386091 | Central HP <5.4 tons | COLEMAN | HRCU-A-CB (Split System: Heat Pump with Remote Outdoor Unit-Air-Source) | HMH72B341 |  |  | XAHC48FBCN1 | TL9E100C20UH11 | 33400 | 15.5 | 8.5 | 32000 | 23400 | 73.12% | 2.04 | 0 | 9 |  |  |  |  | R-410A | 2.7833 | Residential & Commercial | USHP
214333177 | Central HP <5.4 tons | ECOER | HRCU-A-C (Split System: Heat Pump with Remote Outdoor Unit with No Indoor Fan --Air Source) | EODA18H-4860B |  |  | GNC4860CPT+DK | 0 | 52000 | 15.2 | 8.5 | 53000 | 37200 | 70.19% | 1.9 | 0 | 10 |  |  |  |  | R-410A | 4.3333 | Residential & Commercial | USHP | Ducted CEE Tier 1
213774633 | Central HP <5.4 tons | KENMORE | HRCU-A-CB (Split System: Heat Pump with Remote Outdoor Unit-Air-Source) | (C,H,T)VH825GKA3* |  |  | EHD4X48AAL+WALLCON | *95CSU0601716B* | 24200 | 16 | 8.1 | 21400 | 16600 | 77.57% | 2 | 0 | 10.5 |  |  |  |  | R-410A | 2.0167 | Residential & Commercial | USHP | Ducted CEE Tier 1
211244469 | Central HP <5.4 tons | DAY & NIGHT | HRCU-A-CB (Split System: Heat Pump with Remote Outdoor Unit-Air-Source) | DLCURAH24ABK |  |  | EN(A,D)4X30L17** | *96VSN0801716A* | 24200 | 16.5 | 8.1 | 26200 | 23000 | 87.79% | 1.9 | 0 | 10.5 |  |  |  |  | R-410A | 2.0167 | Residential & Commercial | USHP | Ducted CEE Tier 1
216051139 | Central HP <5.4 tons | RHEEM | HRCU-A-CB (Split System: Heat Pump with Remote Outdoor Unit-Air-Source) | RP19AY48AJVC |  |  | RCFY4821SEAAM | R97MV0855A21DH | 45500 | 19 | 10 | 45500 | 42000 | 92.31% | 2.1 | 0 | 12 |  |  |  |  | R-454B | 3.7917 | Residential & Commercial | USHP | Ducted CEE Tier 1
215223220 | Central HP <5.4 tons | GCHV | HRCU-A-CB (Split System: Heat Pump with Remote Outdoor Unit-Air-Source) | COT-D60HNR8-GA01(J0) |  |  | CAH-D48HNR8-FMD(J0) | 0 | 47500 | 17.5 | 9 | 48000 | 34200 | 71.25% | 2.1 | 0 | 11.3 |  |  |  |  | R-454B | 3.9583 | Residential & Commercial | USHP | Ducted CEE Tier 1
214719942 | Central HP <5.4 tons | FRASER-JOHNSTON | HRCU-A-CB (Split System: Heat Pump with Remote Outdoor Unit-Air-Source) | HH860E2S11 |  |  | CTU60C5XGS1+TXV | TM9Y080C16MP11 | 43500 | 17 | 9 | 44500 | 33800 | 75.96% | 2 | 0 | 11 |  |  |  |  | R-454B | 3.625 | Residential & Commercial | USHP | Ducted CEE Tier 1
214396606 | Central HP <5.4 tons | FRASER-JOHNSTON | HRCU-A-CB (Split System: Heat Pump with Remote Outdoor Unit-Air-Source) | HH860E2S11 |  |  | CTM60C5CGS1 | TMLE120C20MP11 | 44500 | 17 | 9 | 45000 | 33600 | 74.67% | 2 | 0 | 11.7 |  |  |  |  | R-454B | 3.7083 | Residential & Commercial | USHP | Ducted CEE Tier 1
212971920 | Central HP <5.4 tons | BRYANT HEATING AND COOLING SYSTEMS | HRCU-A-CB (Split System: Heat Pump with Remote Outdoor Unit-Air-Source) | 38MURAQ18AB3* |  |  | CAP**3017AL* | 82*TB48090V17*** | 17700 | 16 | 8.5 | 18300 | 18700 | 102.2% | 2.24 | 0 | 10.5 |  |  |  |  | R-410A | 1.475 | Residential & Commercial | USHP | Ducted CEE Tier 1
211389725 | Central HP <5.4 tons | CHAMPION HEATING AND COOLING | HRCU-A-CB (Split System: Heat Pump with Remote Outdoor Unit-Air-Source) | HMH72B341 |  |  | XAFC30CXXN1+TXV | TM8Y080B12MP11 | 32800 | 17.5 | 8.1 | 33000 | 23200 | 70.3% | 2.02 | 0 | 10 |  |  |  |  | R-410A | 2.7333 | Residential & Commercial | USHP | Ducted CEE Tier 1
211389810 | Central HP <5.4 tons | CHAMPION HEATING AND COOLING | HRCU-A-CB (Split System: Heat Pump with Remote Outdoor Unit-Air-Source) | HMH72B341 |  |  | XAHB36DXXN1+TXV | TM8Y060A12MP11 | 32800 | 17.5 | 8.1 | 32600 | 23000 | 70.55% | 1.98 | 0 | 9.5 |  |  |  |  | R-410A | 2.7333 | Residential & Commercial | USHP
211389824 | Central HP <5.4 tons | CHAMPION HEATING AND COOLING | HRCU-A-CB (Split System: Heat Pump with Remote Outdoor Unit-Air-Source) | HMH72B341 |  |  | XAHB36DBCN1 | TM8Y060A12MP11 | 32800 | 17.5 | 8.1 | 32600 | 23000 | 70.55% | 1.98 | 0 | 9.5 |  |  |  |  | R-410A | 2.7333 | Residential & Commercial | USHP
211390191 | Central HP <5.4 tons | CHAMPION HEATING AND COOLING | HRCU-A-CB (Split System: Heat Pump with Remote Outdoor Unit-Air-Source) | HMH72B341 |  |  | XAFC36DXXN1+TXV | TMLV100C16MP12 | 34000 | 17.5 | 8.5 | 33800 | 23800 | 70.41% | 2.08 | 0 | 10 |  |  |  |  | R-410A | 2.8333 | Residential & Commercial | USHP | Ducted CEE Tier 1
211397969 | Central HP <5.4 tons | COLEMAN | HRCU-A-CB (Split System: Heat Pump with Remote Outdoor Unit-Air-Source) | HMH72B341 |  |  | XAHC48FBCN1 | TM8V080B12MP12 | 32400 | 16 | 8.1 | 32000 | 23600 | 73.75% | 1.98 | 0 | 8.5 |  |  |  |  | R-410A | 2.7 | Residential & Commercial | USHP
211393037 | Central HP <5.4 tons | CHAMPION HEATING AND COOLING | HRCU-A-CB (Split System: Heat Pump with Remote Outdoor Unit-Air-Source) | HMH72B341 |  |  | XAFC36DBCN1 | TL9E100C20UH11 | 34000 | 17 | 8.5 | 34000 | 25000 | 73.53% | 2.12 | 0 | 9.5 |  |  |  |  | R-410A | 2.8333 | Residential & Commercial | USHP
211393348 | Central HP <5.4 tons | CHAMPION HEATING AND COOLING | HRCU-A-CB (Split System: Heat Pump with Remote Outdoor Unit-Air-Source) | HMH72B341 |  |  | XAHC30CXXN1+TXV | TL8E100C20UH11 | 32600 | 17 | 8.1 | 32400 | 22800 | 70.37% | 2.02 | 0 | 9.5 |  |  |  |  | R-410A | 2.7167 | Residential & Commercial | USHP
211393666 | Central HP <5.4 tons | CHAMPION HEATING AND COOLING | HRCU-A-CB (Split System: Heat Pump with Remote Outdoor Unit-Air-Source) | HMH72B341 |  |  | XAFA30DXXN1+TXV | TM8Y060A12MP11 | 33600 | 17.5 | 8.1 | 33200 | 23400 | 70.48% | 2.02 | 0 | 10 |  |  |  |  | R-410A | 2.8 | Residential & Commercial | USHP | Ducted CEE Tier 1
214719689 | Central HP <5.4 tons | FRASER-JOHNSTON | HRCU-A-CB (Split System: Heat Pump with Remote Outdoor Unit-Air-Source) | HH836E2S11 |  |  | CTU36B5XDS1+TXV | TMLE100B12MP11 | 33200 | 18 | 8.5 | 31200 | 25200 | 80.77% | 2 | 0 | 11 |  |  |  |  | R-454B | 2.7667 | Residential & Commercial | USHP | Ducted CEE Tier 1
211387423 | Central HP <5.4 tons | CHAMPION HEATING AND COOLING | HRCU-A-CB (Split System: Heat Pump with Remote Outdoor Unit-Air-Source) | HMH72B341 |  |  | XAHC36DXXN1+TXV | TP9C100C16MP13 | 33800 | 17 | 8.1 | 33400 | 23600 | 70.66% | 2.06 | 0 | 9.5 |  |  |  |  | R-410A | 2.8167 | Residential & Commercial | USHP
211386939 | Central HP <5.4 tons | CHAMPION HEATING AND COOLING | HRCU-A-CB (Split System: Heat Pump with Remote Outdoor Unit-Air-Source) | HMH72B341 |  |  | XAHB36DBCN1 | TM9Y080B12MP11 | 33000 | 17 | 8.1 | 32800 | 23200 | 70.73% | 2 | 0 | 9.5 |  |  |  |  | R-410A | 2.75 | Residential & Commercial | USHP
211386044 | Central HP <5.4 tons | CHAMPION HEATING AND COOLING | HRCU-A-CB (Split System: Heat Pump with Remote Outdoor Unit-Air-Source) | HMH72B341 |  |  | XAUC48FXXN1+TXV | TMLE080B12MP11 | 33400 | 17 | 8.5 | 32400 | 23800 | 73.46% | 2.04 | 0 | 9 |  |  |  |  | R-410A | 2.7833 | Residential & Commercial | USHP
213079910 | Central HP <5.4 tons | BRYANT HEATING AND COOLING SYSTEMS | HRCU-A-CB (Split System: Heat Pump with Remote Outdoor Unit-Air-Source) | 38MURAQ36AB3* |  |  | CNPV*4824AL* | 912SE66100M21*** | 36000 | 16.5 | 8.1 | 38500 | 35000 | 90.91% | 2 | 0 | 10.5 |  |  |  |  | R-410A | 3 | Residential & Commercial | USHP | Ducted CEE Tier 1
213080196 | Central HP <5.4 tons | BRYANT HEATING AND COOLING SYSTEMS | HRCU-A-CB (Split System: Heat Pump with Remote Outdoor Unit-Air-Source) | 38MURAQ36AB3* |  |  | CAP**4821AL* | 916SA60080M21*** | 36000 | 16 | 8.5 | 38000 | 34800 | 91.58% | 2.04 | 0 | 10 |  |  |  |  | R-410A | 3 | Residential & Commercial | USHP | Ducted CEE Tier 1
213079926 | Central HP <5.4 tons | KEEPRITE | HRCU-A-CB (Split System: Heat Pump with Remote Outdoor Unit-Air-Source) | DLCURAH36ABK |  |  | EA*4X42L24A* | *92MSN1202420A* | 35800 | 16 | 8.1 | 38500 | 35200 | 91.43% | 1.9 | 0 | 10 |  |  |  |  | R-410A | 2.9833 | Residential & Commercial | USHP | Ducted CEE Tier 1
213080371 | Central HP <5.4 tons | KEEPRITE | HRCU-A-CB (Split System: Heat Pump with Remote Outdoor Unit-Air-Source) | DLCURAH36ABK |  |  | EN(A,D)4X48L24** | *96MSN1002120A* | 36000 | 16.5 | 8.1 | 38500 | 34800 | 90.39% | 2.02 | 0 | 10 |  |  |  |  | R-410A | 3 | Residential & Commercial | USHP | Ducted CEE Tier 1
213078381 | Central HP <5.4 tons | DAY & NIGHT | HRCU-A-CB (Split System: Heat Pump with Remote Outdoor Unit-Air-Source) | DLCURAH36ABK |  |  | EN(A,D,W)4X48L21** | *80MS(N,L)0901714A* | 36000 | 16.5 | 8.1 | 38500 | 35000 | 90.91% | 2 | 0 | 10.5 |  |  |  |  | R-410A | 3 | Residential & Commercial | USHP | Ducted CEE Tier 1
213078481 | Central HP <5.4 tons | DAY & NIGHT | HRCU-A-CB (Split System: Heat Pump with Remote Outdoor Unit-Air-Source) | DLCURAH36ABK |  |  | EN(A,D)4X48L24** | *80MS(N,L)0902116A* | 35800 | 16.5 | 8.1 | 38500 | 34800 | 90.39% | 2 | 0 | 10 |  |  |  |  | R-410A | 2.9833 | Residential & Commercial | USHP | Ducted CEE Tier 1
211388255 | Central HP <5.4 tons | CHAMPION HEATING AND COOLING | HRCU-A-CB (Split System: Heat Pump with Remote Outdoor Unit-Air-Source) | HMH72B341 |  |  | XAFC36DBCN1 | TP9C060B12MP13 | 34000 | 17.5 | 8.1 | 34000 | 24200 | 71.18% | 2.06 | 0 | 9.5 |  |  |  |  | R-410A | 2.8333 | Residential & Commercial | USHP
211388590 | Central HP <5.4 tons | CHAMPION HEATING AND COOLING | HRCU-A-CB (Split System: Heat Pump with Remote Outdoor Unit-Air-Source) | HMH72B341 |  |  | XAHC36DBCN1 | TM9E100C16MP12 | 33600 | 17.5 | 8.1 | 33000 | 23200 | 70.3% | 2.04 | 0 | 10 |  |  |  |  | R-410A | 2.8 | Residential & Commercial | USHP | Ducted CEE Tier 1
211387835 | Central HP <5.4 tons | CHAMPION HEATING AND COOLING | HRCU-A-CB (Split System: Heat Pump with Remote Outdoor Unit-Air-Source) | HMH72B341 |  |  | XAFC36DBCN1 | TP9C080B12MP13 | 34000 | 17 | 8.1 | 34000 | 24400 | 71.76% | 2.06 | 0 | 9.5 |  |  |  |  | R-410A | 2.8333 | Residential & Commercial | USHP
211388203 | Central HP <5.4 tons | CHAMPION HEATING AND COOLING | HRCU-A-CB (Split System: Heat Pump with Remote Outdoor Unit-Air-Source) | HMH72B341 |  |  | XAHB30CXXN1+TXV | TP9C060B12MP13 | 31600 | 16.5 | 8.1 | 32800 | 23000 | 70.12% | 1.96 | 0 | 9 |  |  |  |  | R-410A | 2.6333 | Residential & Commercial | USHP
211388738 | Central HP <5.4 tons | CHAMPION HEATING AND COOLING | HRCU-A-CB (Split System: Heat Pump with Remote Outdoor Unit-Air-Source) | HMH72B341 |  |  | XAFC30CXXN1+TXV | TM9E080C16MP12 | 33000 | 18 | 8.1 | 33000 | 23200 | 70.3% | 2.04 | 0 | 10 |  |  |  |  | R-410A | 2.75 | Residential & Commercial | USHP | Ducted CEE Tier 1
211394890 | Central HP <5.4 tons | COLEMAN | HRCU-A-CB (Split System: Heat Pump with Remote Outdoor Unit-Air-Source) | HMH72B341 |  |  | XAFD48FBCN1 | CP9C100C16MP13 | 33800 | 16.5 | 8.5 | 32400 | 23600 | 72.84% | 2.08 | 0 | 9.5 |  |  |  |  | R-410A | 2.8167 | Residential & Commercial | USHP
211395055 | Central HP <5.4 tons | COLEMAN | HRCU-A-CB (Split System: Heat Pump with Remote Outdoor Unit-Air-Source) | HMH72B341 |  |  | XAHD48FBCN1 | CP9C080C16MP13 | 32600 | 16 | 8.1 | 31800 | 23200 | 72.96% | 2.02 | 0 | 9 |  |  |  |  | R-410A | 2.7167 | Residential & Commercial | USHP
212976053 | Central HP <5.4 tons | KEEPRITE | HRCU-A-CB (Split System: Heat Pump with Remote Outdoor Unit-Air-Source) | DLCURAH24ABK |  |  | EA*4X36L21A* | *96VTN0801716B* | 23600 | 17 | 8.5 | 26200 | 24000 | 91.6% | 2 | 0 | 10 |  |  |  |  | R-410A | 1.9667 | Residential & Commercial | USHP | Ducted CEE Tier 1
214802162 | Central HP <5.4 tons | RHEEM | HRCU-A-CB (Split System: Heat Pump with Remote Outdoor Unit-Air-Source) | RP18AZ48AJVC |  |  | RCFZ4821SEAAM | R951V0705A21UHU | 44500 | 19 | 8.1 | 40000 | 42000 | 105% | 1.8 | 0 | 10 |  |  |  |  | R-410A | 3.7083 | Residential & Commercial | USHP | Ducted CEE Tier 1
211259870 | Central HP <5.4 tons | CARRIER | HRCU-A-CB (Split System: Heat Pump with Remote Outdoor Unit-Air-Source) | 38MURAQ18AB3* |  |  | CAP**1917AL* | GG96VTAA42060B | 18200 | 16 | 8.5 | 18200 | 17700 | 97.25% | 2.14 | 0 | 10.5 |  |  |  |  | R-410A | 1.5167 | Residential & Commercial | USHP | Ducted CEE Tier 1
214075185 | Central HP <5.4 tons | RHEEM | HRCU-A-CB (Split System: Heat Pump with Remote Outdoor Unit-Air-Source) | RD17AZ60AJ3N |  |  | RCFZ6024STANM | R801V0755A21DZ | 55500 | 18 | 8.1 | 54000 | 49000 | 90.74% | 1.75 | 0 | 10 |  |  |  |  | R-410A | 4.625 | Residential & Commercial | USHP | Ducted CEE Tier 1
216680626 | Central HP <5.4 tons | AIRQUEST | HRCU-A-CB (Split System: Heat Pump with Remote Outdoor Unit-Air-Source) | DLCURAH24ABK |  |  | EN(A,D)4X30L17** | *97VTN0801716A* | 23400 | 16.5 | 9 | 25800 | 23800 | 92.25% | 1.78 | 0 | 10 |  |  |  |  | R-410A | 1.95 | Residential & Commercial | USHP | Ducted CEE Tier 1
209872719 | Central HP <5.4 tons | RHEEM | HRCU-A-CB (Split System: Heat Pump with Remote Outdoor Unit-Air-Source) | RP18AZ48AJVC |  |  | RCFZ6021SEAAM | R962V0705A21M4S | 44000 | 18 | 8.1 | 43500 | 45000 | 103.4% | 2 | 0 | 10 |  |  |  |  | R-410A | 3.6667 | Residential & Commercial | USHP | Ducted CEE Tier 1
214397102 | Central HP <5.4 tons | FRASER-JOHNSTON | HRCU-A-CB (Split System: Heat Pump with Remote Outdoor Unit-Air-Source) | HH824E2S11 |  |  | CTF36B5ADS1+JME08B2SN1 | 0 | 23000 | 19 | 9.5 | 23000 | 18000 | 78.26% | 2 | 0 | 12 |  |  |  |  | R-454B | 1.9167 | Residential & Commercial | USHP | Ducted CEE Tier 1
214397122 | Central HP <5.4 tons | FRASER-JOHNSTON | HRCU-A-CB (Split System: Heat Pump with Remote Outdoor Unit-Air-Source) | HH824E2S11 |  |  | CTF30B5ACS1+JMET08BS2N1 | 0 | 23000 | 18 | 9.5 | 23000 | 18200 | 79.13% | 2 | 0 | 12 |  |  |  |  | R-454B | 1.9167 | Residential & Commercial | USHP | Ducted CEE Tier 1
213773673 | Central HP <5.4 tons | KENMORE | HRCU-A-CB (Split System: Heat Pump with Remote Outdoor Unit-Air-Source) | (C,H,T)VH825GKA3* |  |  | EA*4X43L21A*+WALLCON | *96CTN0801714B* | 24400 | 16.5 | 8.1 | 21200 | 16600 | 78.3% | 2.02 | 0 | 11 |  |  |  |  | R-410A | 2.0333 | Residential & Commercial | USHP | Ducted CEE Tier 1
213772603 | Central HP <5.4 tons | KENMORE | HRCU-A-CB (Split System: Heat Pump with Remote Outdoor Unit-Air-Source) | (C,H,T)VH825GKA3* |  |  | EA*4X24L14A*+WALLCON | *80CTL0701412B* | 23400 | 16.5 | 8.1 | 22000 | 16800 | 76.36% | 1.88 | 0 | 10.5 |  |  |  |  | R-410A | 1.95 | Residential & Commercial | USHP | Ducted CEE Tier 1
213078883 | Central HP <5.4 tons | DAY & NIGHT | HRCU-A-CB (Split System: Heat Pump with Remote Outdoor Unit-Air-Source) | DLCURAH36ABK |  |  | EA*4X43L21A* | *80MSU1002120A* | 36400 | 16 | 8.5 | 38000 | 34800 | 91.58% | 2.1 | 0 | 10 |  |  |  |  | R-410A | 3.0333 | Residential & Commercial | USHP | Ducted CEE Tier 1
213079135 | Central HP <5.4 tons | DAY & NIGHT | HRCU-A-CB (Split System: Heat Pump with Remote Outdoor Unit-Air-Source) | DLCURAH36ABK |  |  | EA*4X43L21A* | *80MSU0601716A* | 36600 | 16.5 | 8.5 | 38000 | 34800 | 91.58% | 2.08 | 0 | 10 |  |  |  |  | R-410A | 3.05 | Residential & Commercial | USHP | Ducted CEE Tier 1
210532946 | Central HP <5.4 tons | CARRIER | HRCU-A-CB (Split System: Heat Pump with Remote Outdoor Unit-Air-Source) | 25VNA424A*031* |  |  | CAP**2417AL*+UI | 58TN*A070C14**12 | 23000 | 21 | 10 | 27000 | 20000 | 74.07% | 2.32 | 0 | 13 |  |  |  |  | R-410A | 1.9167 | Residential & Commercial | USHP | Ducted CEE Tier 1
210532980 | Central HP <5.4 tons | CARRIER | HRCU-A-CB (Split System: Heat Pump with Remote Outdoor Unit-Air-Source) | 25VNA424A*031* |  |  | CAP**3017AL*+UI | 59TN6B060C17**14 | 23000 | 19.5 | 10 | 26800 | 20000 | 74.63% | 2.36 | 0 | 12.5 |  |  |  |  | R-410A | 1.9167 | Residential & Commercial | USHP | Ducted CEE Tier 1
210532998 | Central HP <5.4 tons | CARRIER | HRCU-A-CB (Split System: Heat Pump with Remote Outdoor Unit-Air-Source) | 25VNA424A*031* |  |  | CAP**3721AL*+UI | 58CU*A060C17**16 | 23800 | 20 | 10.5 | 26400 | 19700 | 74.62% | 2.54 | 0 | 13 |  |  |  |  | R-410A | 1.9833 | Residential & Commercial | USHP | Ducted CEE Tier 1
210533030 | Central HP <5.4 tons | CARRIER | HRCU-A-CB (Split System: Heat Pump with Remote Outdoor Unit-Air-Source) | 25VNA424A*031* |  |  | CAP**4321AL*+UI | 59CU5A100C21**22 | 24200 | 20.5 | 10.5 | 26400 | 19600 | 74.24% | 2.56 | 0 | 13.5 |  |  |  |  | R-410A | 2.0167 | Residential & Commercial | USHP | Ducted CEE Tier 1
211395275 | Central HP <5.4 tons | COLEMAN | HRCU-A-CB (Split System: Heat Pump with Remote Outdoor Unit-Air-Source) | HMH72B341 |  |  | XAFD48FBCN1 | CP9C080C16MP13 | 33400 | 16.5 | 8.5 | 32400 | 23600 | 72.84% | 2.06 | 0 | 9.5 |  |  |  |  | R-410A | 2.7833 | Residential & Commercial | USHP
211396996 | Central HP <5.4 tons | COLEMAN | HRCU-A-CB (Split System: Heat Pump with Remote Outdoor Unit-Air-Source) | HMH72B341 |  |  | XAFC48FXXN1+TXV | TM8Y080B12MP11 | 33200 | 17 | 8.5 | 32200 | 23600 | 73.29% | 2.04 | 0 | 9.5 |  |  |  |  | R-410A | 2.7667 | Residential & Commercial | USHP
211397228 | Central HP <5.4 tons | COLEMAN | HRCU-A-CB (Split System: Heat Pump with Remote Outdoor Unit-Air-Source) | HMH72B341 |  |  | XAHD48FXXN1+TXV | TMLV100C16MP12 | 33600 | 16 | 8.5 | 32400 | 23800 | 73.46% | 2.06 | 0 | 9 |  |  |  |  | R-410A | 2.8 | Residential & Commercial | USHP
211397243 | Central HP <5.4 tons | COLEMAN | HRCU-A-CB (Split System: Heat Pump with Remote Outdoor Unit-Air-Source) | HMH72B341 |  |  | XAHD48FXXN1+TXV | TPLC080C16MP13 | 33600 | 16 | 8.5 | 32400 | 23800 | 73.46% | 2.06 | 0 | 9 |  |  |  |  | R-410A | 2.8 | Residential & Commercial | USHP
211394703 | Central HP <5.4 tons | COLEMAN | HRCU-A-CB (Split System: Heat Pump with Remote Outdoor Unit-Air-Source) | HMH72B341 |  |  | XAHD48FXXN1+TXV | TP9C100C16MP13 | 33000 | 16 | 8.5 | 31800 | 23200 | 72.96% | 2.04 | 0 | 9 |  |  |  |  | R-410A | 2.75 | Residential & Commercial | USHP
211394770 | Central HP <5.4 tons | COLEMAN | HRCU-A-CB (Split System: Heat Pump with Remote Outdoor Unit-Air-Source) | HMH72B341 |  |  | XAHC48FXXN1+TXV | TP9C100C16MP13 | 33000 | 16.5 | 8.5 | 31800 | 23200 | 72.96% | 2.04 | 0 | 9 |  |  |  |  | R-410A | 2.75 | Residential & Commercial | USHP
214731835 | Central HP <5.4 tons | ECOER | HRCU-A-CB (Split System: Heat Pump with Remote Outdoor Unit-Air-Source) | EODA18H-2436BAA |  |  | GNC3036BPT | FG7SA-090C-T24B* | 32000 | 16 | 8.4 | 34600 | 24400 | 70.52% | 1.95 | 0 | 10.4 |  |  |  |  | R-410A | 2.6667 | Residential & Commercial | USHP | Ducted CEE Tier 1
214584682 | Central HP <5.4 tons | LUXAIRE | HRCU-A-CB (Split System: Heat Pump with Remote Outdoor Unit-Air-Source) | HH860E2S11 |  |  | CTM60C5CGS1 | Z8ES120C16SMPS1 | 44000 | 18 | 9 | 44000 | 33000 | 75% | 2 | 0 | 12 |  |  |  |  | R-454B | 3.6667 | Residential & Commercial | USHP | Ducted CEE Tier 1
202110527 | Central HP <5.4 tons | ECOER | HRCU-A-CB (Split System: Heat Pump with Remote Outdoor Unit-Air-Source) | EODA18H-4860 |  |  | EAHATN-60 | 0 | 54000 | 15.5 | 8.5 | 54000 | 38500 | 71.3% | 1.9 | 10 | 10 |  |  |  |  | R-410A | 4.5 | Residential & Commercial | USHP | Ducted CEE Tier 1
211398400 | Central HP <5.4 tons | COLEMAN | HRCU-A-CB (Split System: Heat Pump with Remote Outdoor Unit-Air-Source) | HMH72B341 |  |  | XAHC48FXXN1+TXV | TM8E100C16MP11 | 33000 | 17 | 8.5 | 31800 | 23200 | 72.96% | 2.04 | 0 | 9.5 |  |  |  |  | R-410A | 2.75 | Residential & Commercial | USHP
211398650 | Central HP <5.4 tons | COLEMAN | HRCU-A-CB (Split System: Heat Pump with Remote Outdoor Unit-Air-Source) | HMH72B341 |  |  | XAFC48FXXN1+TXV | TM8E100B12MP11 | 33400 | 17 | 8.5 | 32400 | 23800 | 73.46% | 2.06 | 0 | 9.5 |  |  |  |  | R-410A | 2.7833 | Residential & Commercial | USHP
213773713 | Central HP <5.4 tons | KENMORE | HRCU-A-CB (Split System: Heat Pump with Remote Outdoor Unit-Air-Source) | (C,H,T)VH825GKA3* |  |  | EA*4X48L21A*+WALLCON | *80CTL0901716B* | 24200 | 17 | 8.1 | 20800 | 16600 | 79.81% | 2.02 | 0 | 11 |  |  |  |  | R-410A | 2.0167 | Residential & Commercial | USHP | Ducted CEE Tier 1
213773463 | Central HP <5.4 tons | KENMORE | HRCU-A-CB (Split System: Heat Pump with Remote Outdoor Unit-Air-Source) | (C,H,T)VH825GKA3* |  |  | EA*4X42L21A*+WALLCON | *97CMN1002122B* | 23800 | 16.5 | 8.1 | 21400 | 16600 | 77.57% | 1.96 | 0 | 11 |  |  |  |  | R-410A | 1.9833 | Residential & Commercial | USHP | Ducted CEE Tier 1
214075566 | Central HP <5.4 tons | RHEEM | HRCU-A-CB (Split System: Heat Pump with Remote Outdoor Unit-Air-Source) | RD17AZ24AJ3N |  |  | RCFZ2417MTANM | R801V0754A17UHS | 22600 | 18 | 9.5 | 22600 | 16800 | 74.34% | 2.1 | 0 | 11.2 |  |  |  |  | R-410A | 1.8833 | Residential & Commercial | USHP | Ducted CEE Tier 1
213773523 | Central HP <5.4 tons | KENMORE | HRCU-A-CB (Split System: Heat Pump with Remote Outdoor Unit-Air-Source) | (C,H,T)VH825GKA3* |  |  | EA*4X42L24A*+WALLCON | *80CTL1352422B* | 23800 | 16.5 | 8.1 | 21400 | 16600 | 77.57% | 1.96 | 0 | 10.5 |  |  |  |  | R-410A | 1.9833 | Residential & Commercial | USHP | Ducted CEE Tier 1
213773723 | Central HP <5.4 tons | KENMORE | HRCU-A-CB (Split System: Heat Pump with Remote Outdoor Unit-Air-Source) | (C,H,T)VH825GKA3* |  |  | EA*4X48L21A*+WALLCON | *80CTL0902120B* | 24000 | 17 | 8.1 | 21000 | 16500 | 78.57% | 2.02 | 0 | 11 |  |  |  |  | R-410A | 2 | Residential & Commercial | USHP | Ducted CEE Tier 1
213773123 | Central HP <5.4 tons | KENMORE | HRCU-A-CB (Split System: Heat Pump with Remote Outdoor Unit-Air-Source) | (C,H,T)VH825GKA3* |  |  | EA*4X36L21A*+WALLCON | *97CMN1002122B* | 23600 | 16.5 | 8.1 | 21400 | 16600 | 77.57% | 1.94 | 0 | 10.5 |  |  |  |  | R-410A | 1.9667 | Residential & Commercial | USHP | Ducted CEE Tier 1
213773073 | Central HP <5.4 tons | KENMORE | HRCU-A-CB (Split System: Heat Pump with Remote Outdoor Unit-Air-Source) | (C,H,T)VH825GKA3* |  |  | EA*4X36L21A*+WALLCON | *80CTL0902120B* | 23600 | 16.5 | 8.1 | 21400 | 16600 | 77.57% | 1.94 | 0 | 10.5 |  |  |  |  | R-410A | 1.9667 | Residential & Commercial | USHP | Ducted CEE Tier 1
214397017 | Central HP <5.4 tons | FRASER-JOHNSTON | HRCU-A-CB (Split System: Heat Pump with Remote Outdoor Unit-Air-Source) | HH860E2S11 |  |  | JHC48D5CG2SS1 | 0 | 44000 | 18 | 8.5 | 43500 | 33000 | 75.86% | 2 | 0 | 12 |  |  |  |  | R-454B | 3.6667 | Residential & Commercial | USHP | Ducted CEE Tier 1
214397201 | Central HP <5.4 tons | FRASER-JOHNSTON | HRCU-A-CB (Split System: Heat Pump with Remote Outdoor Unit-Air-Source) | HH860E2S11 |  |  | JHE60D5CH2SS1 | 0 | 53500 | 19 | 8.5 | 53500 | 38500 | 71.96% | 2 | 0 | 12 |  |  |  |  | R-454B | 4.4583 | Residential & Commercial | USHP | Ducted CEE Tier 1
213772673 | Central HP <5.4 tons | KENMORE | HRCU-A-CB (Split System: Heat Pump with Remote Outdoor Unit-Air-Source) | (C,H,T)VH825GKA3* |  |  | EA*4X24L17A*+WALLCON | *97CMN0601714B* | 23000 | 16 | 8.1 | 22000 | 16900 | 76.82% | 1.88 | 0 | 10 |  |  |  |  | R-410A | 1.9167 | Residential & Commercial | USHP | Ducted CEE Tier 1
213772623 | Central HP <5.4 tons | KENMORE | HRCU-A-CB (Split System: Heat Pump with Remote Outdoor Unit-Air-Source) | (C,H,T)VH825GKA3* |  |  | EA*4X24L17A*+WALLCON | *80CTL0451712B* | 23200 | 16 | 8.1 | 22000 | 16900 | 76.82% | 1.88 | 0 | 10 |  |  |  |  | R-410A | 1.9333 | Residential & Commercial | USHP | Ducted CEE Tier 1
211389017 | Central HP <5.4 tons | CHAMPION HEATING AND COOLING | HRCU-A-CB (Split System: Heat Pump with Remote Outdoor Unit-Air-Source) | HMH72B341 |  |  | XAHB30CXXN1+TXV | TM9E060B12MP12 | 32000 | 16.5 | 8.1 | 33000 | 23200 | 70.3% | 1.96 | 0 | 9 |  |  |  |  | R-410A | 2.6667 | Residential & Commercial | USHP
211387956 | Central HP <5.4 tons | CHAMPION HEATING AND COOLING | HRCU-A-CB (Split System: Heat Pump with Remote Outdoor Unit-Air-Source) | HMH72B341 |  |  | XAUB36DXXN1+TXV | TP9C080B12MP13 | 33600 | 17.5 | 8.5 | 33400 | 23400 | 70.06% | 2.04 | 0 | 10 |  |  |  |  | R-410A | 2.8 | Residential & Commercial | USHP | Ducted CEE Tier 1
211242949 | Central HP <5.4 tons | KEEPRITE | HRCU-A-CB (Split System: Heat Pump with Remote Outdoor Unit-Air-Source) | DLCURAH24ABK |  |  | EA*4X37L17A* | *95ESN0401410A* | 24800 | 15.2 | 8.5 | 26200 | 21200 | 80.92% | 1.76 | 0 | 10 |  |  |  |  | R-410A | 2.0667 | Residential & Commercial | USHP | Ducted CEE Tier 1
212981694 | Central HP <5.4 tons | DAY & NIGHT | HRCU-A-CB (Split System: Heat Pump with Remote Outdoor Unit-Air-Source) | DLCURAH24ABK |  |  | EA*4X24L17A* | *80MSU1002120A* | 23400 | 16.5 | 8.5 | 27000 | 25800 | 95.56% | 2.16 | 0 | 10 |  |  |  |  | R-410A | 1.95 | Residential & Commercial | USHP | Ducted CEE Tier 1
211387693 | Central HP <5.4 tons | CHAMPION HEATING AND COOLING | HRCU-A-CB (Split System: Heat Pump with Remote Outdoor Unit-Air-Source) | HMH72B341 |  |  | XAHC36DXXN1+TXV | TP9C080B12MP13 | 33200 | 17 | 8.1 | 33200 | 23400 | 70.48% | 2.02 | 0 | 9.5 |  |  |  |  | R-410A | 2.7667 | Residential & Commercial | USHP
214397711 | Central HP <5.4 tons | FRASER-JOHNSTON | HRCU-A-CB (Split System: Heat Pump with Remote Outdoor Unit-Air-Source) | HH836E2S11 |  |  | CTM36C5CDS1 | TMLE120C16MP11 | 33800 | 18 | 8.5 | 31600 | 25800 | 81.65% | 2 | 0 | 11 |  |  |  |  | R-454B | 2.8167 | Residential & Commercial | USHP | Ducted CEE Tier 1
212979959 | Central HP <5.4 tons | DAY & NIGHT | HRCU-A-CB (Split System: Heat Pump with Remote Outdoor Unit-Air-Source) | DLCURAH18ABK |  |  | EA*4X24L17A* | *80MS(N,L)0901714A* | 17500 | 16 | 8.5 | 18500 | 19400 | 104.9% | 2.34 | 0 | 10.5 |  |  |  |  | R-410A | 1.4583 | Residential & Commercial | USHP | Ducted CEE Tier 1
212974679 | Central HP <5.4 tons | BRYANT HEATING AND COOLING SYSTEMS | HRCU-A-CB (Split System: Heat Pump with Remote Outdoor Unit-Air-Source) | 38MURAQ18AB3* |  |  | CAP**3017AL* | 926TC30040V14*** | 17300 | 16 | 8.5 | 18100 | 18900 | 104.4% | 2.26 | 0 | 10.5 |  |  |  |  | R-410A | 1.4417 | Residential & Commercial | USHP | Ducted CEE Tier 1
216508733 | Central HP <5.4 tons | FRASER-JOHNSTON | HRCU-A-CB (Split System: Heat Pump with Remote Outdoor Unit-Air-Source) | HH836E2S11 |  |  | CTF30A5ADS1 | TM8Y060A12MP11 | 32600 | 18 | 8.5 | 30600 | 25200 | 82.35% | 2 | 0 | 11 |  |  |  |  | R-454B | 2.7167 | Residential & Commercial | USHP | Ducted CEE Tier 1
216508772 | Central HP <5.4 tons | FRASER-JOHNSTON | HRCU-A-CB (Split System: Heat Pump with Remote Outdoor Unit-Air-Source) | HH836E2S11 |  |  | CTF30A5ADS1 | TPLC060A12MP13 | 32800 | 17 | 8.5 | 30600 | 25200 | 82.35% | 2 | 0 | 11 |  |  |  |  | R-454B | 2.7333 | Residential & Commercial | USHP | Ducted CEE Tier 1
211393680 | Central HP <5.4 tons | CHAMPION HEATING AND COOLING | HRCU-A-CB (Split System: Heat Pump with Remote Outdoor Unit-Air-Source) | HMH72B341 |  |  | XAFA30DXXN1+TXV | TM8V060A12MP12 | 34000 | 17 | 8.1 | 34000 | 24200 | 71.18% | 2.04 | 0 | 9.5 |  |  |  |  | R-410A | 2.8333 | Residential & Commercial | USHP
211390556 | Central HP <5.4 tons | CHAMPION HEATING AND COOLING | HRCU-A-CB (Split System: Heat Pump with Remote Outdoor Unit-Air-Source) | HMH72B341 |  |  | XAHB36DBCN1 | TPLC080B12MP13 | 32800 | 16.5 | 8.1 | 33000 | 23400 | 70.91% | 1.98 | 0 | 9.5 |  |  |  |  | R-410A | 2.7333 | Residential & Commercial | USHP
211392328 | Central HP <5.4 tons | CHAMPION HEATING AND COOLING | HRCU-A-CB (Split System: Heat Pump with Remote Outdoor Unit-Air-Source) | HMH72B341 |  |  | XAFC36DBCN1 | TM8E080B12MP11 | 34000 | 18 | 8.1 | 34000 | 24400 | 71.76% | 2.06 | 0 | 9.5 |  |  |  |  | R-410A | 2.8333 | Residential & Commercial | USHP
211391092 | Central HP <5.4 tons | CHAMPION HEATING AND COOLING | HRCU-A-CB (Split System: Heat Pump with Remote Outdoor Unit-Air-Source) | HMH72B341 |  |  | XAUB36DXXN1+TXV | TMLV060A12MP12 | 34000 | 17.5 | 8.1 | 34000 | 24200 | 71.18% | 2.06 | 0 | 9.5 |  |  |  |  | R-410A | 2.8333 | Residential & Commercial | USHP
211391226 | Central HP <5.4 tons | CHAMPION HEATING AND COOLING | HRCU-A-CB (Split System: Heat Pump with Remote Outdoor Unit-Air-Source) | HMH72B341 |  |  | XAHC36DXXN1+TXV | TM8E120C16MP11 | 33600 | 17.5 | 8.1 | 33000 | 23200 | 70.3% | 2.04 | 0 | 10 |  |  |  |  | R-410A | 2.8 | Residential & Commercial | USHP | Ducted CEE Tier 1
213080385 | Central HP <5.4 tons | BRYANT HEATING AND COOLING SYSTEMS | HRCU-A-CB (Split System: Heat Pump with Remote Outdoor Unit-Air-Source) | 38MURAQ36AB3* |  |  | CAP**3721AL* | 916SA66100M21*** | 36800 | 16 | 8.5 | 38500 | 34800 | 90.39% | 2.1 | 0 | 10 |  |  |  |  | R-410A | 3.0667 | Residential & Commercial | USHP | Ducted CEE Tier 1
213080469 | Central HP <5.4 tons | BRYANT HEATING AND COOLING SYSTEMS | HRCU-A-CB (Split System: Heat Pump with Remote Outdoor Unit-Air-Source) | 38MURAQ36AB3* |  |  | CNPV*4824AL* | 916SA66120M24*** | 35800 | 16.5 | 8.1 | 38500 | 35000 | 90.91% | 2 | 0 | 10 |  |  |  |  | R-410A | 2.9833 | Residential & Commercial | USHP | Ducted CEE Tier 1
210532914 | Central HP <5.4 tons | CARRIER | HRCU-A-CB (Split System: Heat Pump with Remote Outdoor Unit-Air-Source) | 25VNA448A*031* |  |  | CSPH*4812AL*+UI | 59CU5A080C21**20 | 44500 | 20 | 9 | 46500 | 36600 | 78.71% | 2.22 | 0 | 11.7 |  |  |  |  | R-410A | 3.7083 | Residential & Commercial | USHP | Ducted CEE Tier 1
213774432 | Central HP <5.4 tons | KEEPRITE | HRCU-A-CB (Split System: Heat Pump with Remote Outdoor Unit-Air-Source) | CVH825GKA3* |  |  | EHD4X42AAL+WALLCON | *80CTL0902120B* | 24200 | 16 | 8.1 | 21400 | 16600 | 77.57% | 2 | 0 | 10.5 |  |  |  |  | R-410A | 2.0167 | Residential & Commercial | USHP | Ducted CEE Tier 1
215678313 | Central HP <5.4 tons | CARRIER | HRCU-A-CB (Split System: Heat Pump with Remote Outdoor Unit-Air-Source) | 27VNA024A*030* |  |  | CAA**3617AM*+UI | 58CU*B060C17**16 | 23200 | 17 | 8.5 | 23400 | 16500 | 70.51% | 1.98 | 0 | 10 |  |  |  |  | R-454B | 1.9333 | Residential & Commercial | USHP | Ducted CEE Tier 1
211397296 | Central HP <5.4 tons | COLEMAN | HRCU-A-CB (Split System: Heat Pump with Remote Outdoor Unit-Air-Source) | HMH72B341 |  |  | XAHD48FBCN1 | TM8V080C16MP12 | 33600 | 16 | 8.5 | 32400 | 23800 | 73.46% | 2.06 | 0 | 9 |  |  |  |  | R-410A | 2.8 | Residential & Commercial | USHP
211397564 | Central HP <5.4 tons | COLEMAN | HRCU-A-CB (Split System: Heat Pump with Remote Outdoor Unit-Air-Source) | HMH72B341 |  |  | XAFD48FXXN1+TXV | TPLC080C16MP13 | 34000 | 16.5 | 8.5 | 33000 | 24400 | 73.94% | 2.1 | 0 | 9 |  |  |  |  | R-410A | 2.8333 | Residential & Commercial | USHP
211397747 | Central HP <5.4 tons | COLEMAN | HRCU-A-CB (Split System: Heat Pump with Remote Outdoor Unit-Air-Source) | HMH72B341 |  |  | XAFC48FXXN1+TXV | TPLC100C16MP13 | 34000 | 16.5 | 8.5 | 33200 | 24400 | 73.49% | 2.1 | 0 | 9 |  |  |  |  | R-410A | 2.8333 | Residential & Commercial | USHP
211397882 | Central HP <5.4 tons | COLEMAN | HRCU-A-CB (Split System: Heat Pump with Remote Outdoor Unit-Air-Source) | HMH72B341 |  |  | XAFC48FBCN1 | TPLC100C16MP13 | 34000 | 16.5 | 8.5 | 33200 | 24400 | 73.49% | 2.1 | 0 | 9 |  |  |  |  | R-410A | 2.8333 | Residential & Commercial | USHP
215931532 | Central HP <5.4 tons | KENMORE | HRCU-A-CB (Split System: Heat Pump with Remote Outdoor Unit-Air-Source) | (C,H,T)5H3V60*K*AAA* |  |  | EA*5X60M24A*+WALLCON | *80CSU1002120A* | 55500 | 18.5 | 8.5 | 60500 | 46000 | 76.03% | 2.04 | 0 | 11 |  |  |  |  | R-454B | 4.625 | Residential & Commercial | USHP | Ducted CEE Tier 1
215931752 | Central HP <5.4 tons | KENMORE | HRCU-A-CB (Split System: Heat Pump with Remote Outdoor Unit-Air-Source) | (C,H,T)5H3V60*K*AAA* |  |  | EA*5X61M24A*+WALLCON | *97CMN0802120B* | 56500 | 18.5 | 8.5 | 60500 | 46500 | 76.86% | 2.02 | 0 | 11 |  |  |  |  | R-454B | 4.7083 | Residential & Commercial | USHP | Ducted CEE Tier 1
213773643 | Central HP <5.4 tons | KENMORE | HRCU-A-CB (Split System: Heat Pump with Remote Outdoor Unit-Air-Source) | (C,H,T)VH825GKA3* |  |  | EA*4X43L21A*+WALLCON | *97CMN0801714B* | 24400 | 16.5 | 8.1 | 21200 | 16600 | 78.3% | 2.02 | 0 | 11 |  |  |  |  | R-410A | 2.0333 | Residential & Commercial | USHP | Ducted CEE Tier 1
213773343 | Central HP <5.4 tons | KENMORE | HRCU-A-CB (Split System: Heat Pump with Remote Outdoor Unit-Air-Source) | (C,H,T)VH825GKA3* |  |  | EA*4X37L21A*+WALLCON | *97CMN1002122B* | 24400 | 16.5 | 8.5 | 21200 | 16600 | 78.3% | 2.02 | 0 | 11 |  |  |  |  | R-410A | 2.0333 | Residential & Commercial | USHP | Ducted CEE Tier 1
213773393 | Central HP <5.4 tons | KENMORE | HRCU-A-CB (Split System: Heat Pump with Remote Outdoor Unit-Air-Source) | (C,H,T)VH825GKA3* |  |  | EA*4X42L21A*+WALLCON | *80CTL0701716B* | 23800 | 16.5 | 8.1 | 21400 | 16600 | 77.57% | 1.94 | 0 | 10.5 |  |  |  |  | R-410A | 1.9833 | Residential & Commercial | USHP | Ducted CEE Tier 1
211391524 | Central HP <5.4 tons | CHAMPION HEATING AND COOLING | HRCU-A-CB (Split System: Heat Pump with Remote Outdoor Unit-Air-Source) | HMH72B341 |  |  | XAFC36DBCN1 | TM8E100C16MP11 | 34000 | 17.5 | 8.1 | 33600 | 23800 | 70.83% | 2.08 | 0 | 10 |  |  |  |  | R-410A | 2.8333 | Residential & Commercial | USHP | Ducted CEE Tier 1
211391599 | Central HP <5.4 tons | CHAMPION HEATING AND COOLING | HRCU-A-CB (Split System: Heat Pump with Remote Outdoor Unit-Air-Source) | HMH72B341 |  |  | XAHC36DXXN1+TXV | TMLE100B12MP11 | 33400 | 17.5 | 8.1 | 33000 | 23400 | 70.91% | 2.02 | 0 | 9.5 |  |  |  |  | R-410A | 2.7833 | Residential & Commercial | USHP
211388309 | Central HP <5.4 tons | CHAMPION HEATING AND COOLING | HRCU-A-CB (Split System: Heat Pump with Remote Outdoor Unit-Air-Source) | HMH72B341 |  |  | XAFB36DXXN1+TXV | TM9V060B12MP12 | 33800 | 17 | 8.5 | 33400 | 23800 | 71.26% | 2.04 | 0 | 9.5 |  |  |  |  | R-410A | 2.8167 | Residential & Commercial | USHP
211388323 | Central HP <5.4 tons | CHAMPION HEATING AND COOLING | HRCU-A-CB (Split System: Heat Pump with Remote Outdoor Unit-Air-Source) | HMH72B341 |  |  | XAFB36DXXN1+TXV | TP9C060B12MP13 | 33800 | 17 | 8.5 | 33400 | 23800 | 71.26% | 2.04 | 0 | 9.5 |  |  |  |  | R-410A | 2.8167 | Residential & Commercial | USHP
211390013 | Central HP <5.4 tons | CHAMPION HEATING AND COOLING | HRCU-A-CB (Split System: Heat Pump with Remote Outdoor Unit-Air-Source) | HMH72B341 |  |  | XAHC36DBCN1 | TM8V080C16MP12 | 34000 | 17 | 8.1 | 34000 | 24600 | 72.35% | 2.08 | 0 | 9.5 |  |  |  |  | R-410A | 2.8333 | Residential & Commercial | USHP
211397897 | Central HP <5.4 tons | COLEMAN | HRCU-A-CB (Split System: Heat Pump with Remote Outdoor Unit-Air-Source) | HMH72B341 |  |  | XAUC48FXXN1+TXV | TPLC100C16MP13 | 34000 | 16.5 | 8.5 | 33200 | 24400 | 73.49% | 2.1 | 0 | 9 |  |  |  |  | R-410A | 2.8333 | Residential & Commercial | USHP
211397930 | Central HP <5.4 tons | COLEMAN | HRCU-A-CB (Split System: Heat Pump with Remote Outdoor Unit-Air-Source) | HMH72B341 |  |  | XAUC48FXXN1+TXV | CPLC100C16MP13 | 34000 | 16.5 | 8.5 | 33200 | 24400 | 73.49% | 2.1 | 0 | 9 |  |  |  |  | R-410A | 2.8333 | Residential & Commercial | USHP
211398430 | Central HP <5.4 tons | COLEMAN | HRCU-A-CB (Split System: Heat Pump with Remote Outdoor Unit-Air-Source) | HMH72B341 |  |  | XAHC48FBCN1 | TM8E100C16MP11 | 33000 | 17 | 8.5 | 31800 | 23200 | 72.96% | 2.04 | 0 | 9.5 |  |  |  |  | R-410A | 2.75 | Residential & Commercial | USHP
211398598 | Central HP <5.4 tons | COLEMAN | HRCU-A-CB (Split System: Heat Pump with Remote Outdoor Unit-Air-Source) | HMH72B341 |  |  | XAHC48FXXN1+TXV | TM8E100B12MP11 | 32600 | 17 | 8.1 | 31800 | 23200 | 72.96% | 2.02 | 0 | 9 |  |  |  |  | R-410A | 2.7167 | Residential & Commercial | USHP
211398665 | Central HP <5.4 tons | COLEMAN | HRCU-A-CB (Split System: Heat Pump with Remote Outdoor Unit-Air-Source) | HMH72B341 |  |  | XAFC48FXXN1+TXV | TMLE100B12MP11 | 33400 | 17 | 8.5 | 32400 | 23800 | 73.46% | 2.06 | 0 | 9.5 |  |  |  |  | R-410A | 2.7833 | Residential & Commercial | USHP
211398782 | Central HP <5.4 tons | COLEMAN | HRCU-A-CB (Split System: Heat Pump with Remote Outdoor Unit-Air-Source) | HMH72B341 |  |  | XAHD48FBCN1 | TMLE080C16MP11 | 32800 | 16.5 | 8.5 | 31600 | 23000 | 72.78% | 2.02 | 0 | 9.5 |  |  |  |  | R-410A | 2.7333 | Residential & Commercial | USHP
211396511 | Central HP <5.4 tons | COLEMAN | HRCU-A-CB (Split System: Heat Pump with Remote Outdoor Unit-Air-Source) | HMH72B341 |  |  | XAHC48FXXN1+TXV | TM8Y120C20MP11 | 33800 | 16.5 | 8.5 | 32400 | 23800 | 73.46% | 2.06 | 0 | 9 |  |  |  |  | R-410A | 2.8167 | Residential & Commercial | USHP
211396745 | Central HP <5.4 tons | COLEMAN | HRCU-A-CB (Split System: Heat Pump with Remote Outdoor Unit-Air-Source) | HMH72B341 |  |  | XAHD48FBCN1 | TM8Y100C16MP11 | 33600 | 17 | 8.1 | 32600 | 24000 | 73.62% | 2.04 | 0 | 9 |  |  |  |  | R-410A | 2.8 | Residential & Commercial | USHP
211386240 | Central HP <5.4 tons | COLEMAN | HRCU-A-CB (Split System: Heat Pump with Remote Outdoor Unit-Air-Source) | HMH72B341 |  |  | XAFD48FBCN1 | TL9E080C16UH11 | 34000 | 16.5 | 8.5 | 32800 | 24200 | 73.78% | 2.08 | 0 | 9 |  |  |  |  | R-410A | 2.8333 | Residential & Commercial | USHP
211386308 | Central HP <5.4 tons | COLEMAN | HRCU-A-CB (Split System: Heat Pump with Remote Outdoor Unit-Air-Source) | HMH72B341 |  |  | XAHC48FBCN1 | TL9E060B12UH11 | 32400 | 16.5 | 8.1 | 32000 | 23600 | 73.75% | 2 | 0 | 9 |  |  |  |  | R-410A | 2.7 | Residential & Commercial | USHP
211386759 | Central HP <5.4 tons | COLEMAN | HRCU-A-CB (Split System: Heat Pump with Remote Outdoor Unit-Air-Source) | HMH72B341 |  |  | XAFC36DBCN1 | TM9Y100C16MP11 | 34000 | 17 | 8.1 | 34000 | 24400 | 71.76% | 2.08 | 0 | 9.5 |  |  |  |  | R-410A | 2.8333 | Residential & Commercial | USHP
211385938 | Central HP <5.4 tons | COLEMAN | HRCU-A-CB (Split System: Heat Pump with Remote Outdoor Unit-Air-Source) | HMH72B341 |  |  | XAHC48FBCN1 | TM8E080B12MP11 | 32800 | 16.5 | 8.1 | 32400 | 23800 | 73.46% | 2 | 0 | 9 |  |  |  |  | R-410A | 2.7333 | Residential & Commercial | USHP
214608220 | Central HP <5.4 tons | ECOER | HRCU-A-C (Split System: Heat Pump with Remote Outdoor Unit with No Indoor Fan --Air Source) | EODA18H-2436BAA |  |  | GNC3036BPT+DK | 0 | 31000 | 15.2 | 8.5 | 33600 | 23600 | 70.24% | 1.9 | 0 | 10 |  |  |  |  | R-410A | 2.5833 | Residential & Commercial | USHP | Ducted CEE Tier 1
214608204 | Central HP <5.4 tons | ECOER | HRCU-A-CB (Split System: Heat Pump with Remote Outdoor Unit-Air-Source) | EODA18H-2436BAA |  |  | GNC2430APT | MGH96M060B3A | 22800 | 18 | 8.8 | 24000 | 19200 | 80% | 2 | 13 | 12.5 |  |  |  |  | R-410A | 1.9 | Residential & Commercial | USHP | Ducted CEE Tier 1
214238953 | Central HP <5.4 tons | CARRIER | HRCU-A-CB (Split System: Heat Pump with Remote Outdoor Unit-Air-Source) | 25VNA837A*031* |  |  | CNPV*4217AL*+UI | 58TN*B045C17**12 | 31800 | 16.5 | 8.1 | 33400 | 25000 | 74.85% | 1.86 | 0 | 11 |  |  |  |  | R-410A | 2.65 | Residential & Commercial | USHP | Ducted CEE Tier 1
214239203 | Central HP <5.4 tons | CARRIER | HRCU-A-CB (Split System: Heat Pump with Remote Outdoor Unit-Air-Source) | 25VNA837A*031* |  |  | CNPV*4821AL*+UI | 58TN*B110C21**20 | 32400 | 17 | 8.1 | 32600 | 24600 | 75.46% | 1.96 | 0 | 11.5 |  |  |  |  | R-410A | 2.7 | Residential & Commercial | USHP | Ducted CEE Tier 1
214608226 | Central HP <5.4 tons | ECOER | HRCU-A-C (Split System: Heat Pump with Remote Outdoor Unit with No Indoor Fan --Air Source) | EODA18H-2436BAA |  |  | GNC2430BPT | 0 | 22800 | 15.2 | 8.5 | 23000 | 18600 | 80.87% | 2 | 11.5 | 11 |  |  |  |  | R-410A | 1.9 | Residential & Commercial | USHP | Ducted CEE Tier 1
211388973 | Central HP <5.4 tons | CHAMPION HEATING AND COOLING | HRCU-A-CB (Split System: Heat Pump with Remote Outdoor Unit-Air-Source) | HMH72B341 |  |  | XAHC30CXXN1+TXV | TM9E060B12MP12 | 32000 | 16.5 | 8.1 | 33000 | 23200 | 70.3% | 1.96 | 0 | 9 |  |  |  |  | R-410A | 2.6667 | Residential & Commercial | USHP
211387753 | Central HP <5.4 tons | CHAMPION HEATING AND COOLING | HRCU-A-CB (Split System: Heat Pump with Remote Outdoor Unit-Air-Source) | HMH72B341 |  |  | XAHB36DXXN1+TXV | TP9C080B12MP13 | 33200 | 16.5 | 8.1 | 33400 | 23600 | 70.66% | 2 | 0 | 9.5 |  |  |  |  | R-410A | 2.7667 | Residential & Commercial | USHP
212975804 | Central HP <5.4 tons | DAY & NIGHT | HRCU-A-CB (Split System: Heat Pump with Remote Outdoor Unit-Air-Source) | DLCURAH18ABK |  |  | EA*4X25L17A* | *96VTN0801716B* | 17800 | 16.5 | 8.1 | 17600 | 17800 | 101.1% | 2.14 | 0 | 10.5 |  |  |  |  | R-410A | 1.4833 | Residential & Commercial | USHP | Ducted CEE Tier 1
211397681 | Central HP <5.4 tons | COLEMAN | HRCU-A-CB (Split System: Heat Pump with Remote Outdoor Unit-Air-Source) | HMH72B341 |  |  | XAFD48FBCN1 | CPLC080C16MP13 | 34000 | 16.5 | 8.5 | 33000 | 24400 | 73.94% | 2.1 | 0 | 9 |  |  |  |  | R-410A | 2.8333 | Residential & Commercial | USHP
214719835 | Central HP <5.4 tons | FRASER-JOHNSTON | HRCU-A-CB (Split System: Heat Pump with Remote Outdoor Unit-Air-Source) | HH836E2S11 |  |  | CTU48C5XFS1+TXV | TMLE080C16MP11 | 33200 | 19 | 9 | 31200 | 25400 | 81.41% | 2 | 0 | 11 |  |  |  |  | R-454B | 2.7667 | Residential & Commercial | USHP | Ducted CEE Tier 1
215936112 | Central HP <5.4 tons | KENMORE | HRCU-A-CB (Split System: Heat Pump with Remote Outdoor Unit-Air-Source) | (C,H,T)5H3V36*K*AAA* |  |  | EVD5X42M21A*+WALLCON | *97CMN1002122B* | 34400 | 21 | 8.5 | 38500 | 28000 | 72.73% | 2.06 | 0 | 12 |  |  |  |  | R-454B | 2.8667 | Residential & Commercial | USHP | Ducted CEE Tier 1
214719855 | Central HP <5.4 tons | FRASER-JOHNSTON | HRCU-A-CB (Split System: Heat Pump with Remote Outdoor Unit-Air-Source) | HH836E2S11 |  |  | CTU48C5XFS1+TXV | TMLE100C16MP11 | 33400 | 19 | 9 | 31400 | 25400 | 80.89% | 2 | 0 | 11 |  |  |  |  | R-454B | 2.7833 | Residential & Commercial | USHP | Ducted CEE Tier 1
214719907 | Central HP <5.4 tons | FRASER-JOHNSTON | HRCU-A-CB (Split System: Heat Pump with Remote Outdoor Unit-Air-Source) | HH836E2S11 |  |  | CTU48C5XFS1+TXV | TM9Y100C20MP11 | 34200 | 17 | 8.5 | 32800 | 26000 | 79.27% | 2 | 0 | 10 |  |  |  |  | R-454B | 2.85 | Residential & Commercial | USHP | Ducted CEE Tier 1
211386387 | Central HP <5.4 tons | CHAMPION HEATING AND COOLING | HRCU-A-CB (Split System: Heat Pump with Remote Outdoor Unit-Air-Source) | HMH72B341 |  |  | XAHC48FXXN1+TXV | TL8E100C20UH11 | 33400 | 16 | 8.5 | 32000 | 23200 | 72.5% | 2.06 | 0 | 9.5 |  |  |  |  | R-410A | 2.7833 | Residential & Commercial | USHP
215853385 | Central HP <5.4 tons | LUXAIRE | HRCU-A-CB (Split System: Heat Pump with Remote Outdoor Unit-Air-Source) | HH836E2S11 |  |  | CTF36B5CDS1 | TL9E060B12UH11 | 33000 | 18 | 8.5 | 30800 | 25200 | 81.82% | 2 | 0 | 11 |  |  |  |  | R-454B | 2.75 | Residential & Commercial | USHP | Ducted CEE Tier 1
215853396 | Central HP <5.4 tons | LUXAIRE | HRCU-A-CB (Split System: Heat Pump with Remote Outdoor Unit-Air-Source) | HH836E2S11 |  |  | CTF36B5CDS1 | Z9ES060B12SMPS1 | 33200 | 17 | 8.5 | 31000 | 25400 | 81.94% | 2 | 0 | 11 |  |  |  |  | R-454B | 2.7667 | Residential & Commercial | USHP | Ducted CEE Tier 1
214397052 | Central HP <5.4 tons | FRASER-JOHNSTON | HRCU-A-CB (Split System: Heat Pump with Remote Outdoor Unit-Air-Source) | HH860E2S11 |  |  | CTM60C5CGS1 | TM8E080C20MP11 | 44500 | 17 | 9 | 45000 | 33800 | 75.11% | 2 | 0 | 11.7 |  |  |  |  | R-454B | 3.7083 | Residential & Commercial | USHP | Ducted CEE Tier 1
214397179 | Central HP <5.4 tons | FRASER-JOHNSTON | HRCU-A-CB (Split System: Heat Pump with Remote Outdoor Unit-Air-Source) | HH860E2S11 |  |  | CTM60D5CHS1 | TM9V120D20MP12 | 54000 | 19 | 9 | 54000 | 39000 | 72.22% | 2 | 0 | 11 |  |  |  |  | R-454B | 4.5 | Residential & Commercial | USHP | Ducted CEE Tier 1
214720070 | Central HP <5.4 tons | FRASER-JOHNSTON | HRCU-A-CB (Split System: Heat Pump with Remote Outdoor Unit-Air-Source) | HH836E2S11 |  |  | CTU48C5XFS1+TXV | TPLC080C16MP13 | 33400 | 18 | 9 | 31600 | 25400 | 80.38% | 2 | 0 | 11 |  |  |  |  | R-454B | 2.7833 | Residential & Commercial | USHP | Ducted CEE Tier 1
214720106 | Central HP <5.4 tons | FRASER-JOHNSTON | HRCU-A-CB (Split System: Heat Pump with Remote Outdoor Unit-Air-Source) | HH836E2S11 |  |  | CTU48C5XFS1+TXV | TM8Y080C16MP11 | 33200 | 19 | 9 | 31400 | 25000 | 79.62% | 2 | 0 | 11 |  |  |  |  | R-454B | 2.7667 | Residential & Commercial | USHP | Ducted CEE Tier 1
213772653 | Central HP <5.4 tons | KENMORE | HRCU-A-CB (Split System: Heat Pump with Remote Outdoor Unit-Air-Source) | (C,H,T)VH825GKA3* |  |  | EA*4X24L17A*+WALLCON | *80CTL0901716B* | 23400 | 16.5 | 8.1 | 21800 | 16800 | 77.06% | 1.88 | 0 | 10.5 |  |  |  |  | R-410A | 1.95 | Residential & Commercial | USHP | Ducted CEE Tier 1
213772973 | Central HP <5.4 tons | KENMORE | HRCU-A-CB (Split System: Heat Pump with Remote Outdoor Unit-Air-Source) | (C,H,T)VH825GKA3* |  |  | EA*4X36L17A*+WALLCON | *80CTL0901716B* | 23600 | 16.5 | 8.1 | 21400 | 16700 | 78.04% | 1.92 | 0 | 10.5 |  |  |  |  | R-410A | 1.9667 | Residential & Commercial | USHP | Ducted CEE Tier 1
214229272 | Central HP <5.4 tons | DAY & NIGHT | HRCU-A-CB (Split System: Heat Pump with Remote Outdoor Unit-Air-Source) | DLCURAH30ABK |  |  | END4X42L17** | *80MSU0601716A* | 29800 | 15.2 | 8.1 | 34000 | 27000 | 79.41% | 1.82 | 0 | 9 |  |  |  |  | R-410A | 2.4833 | Residential & Commercial | USHP
214594991 | Central HP <5.4 tons | FRASER-JOHNSTON | HRCU-A-CB (Split System: Heat Pump with Remote Outdoor Unit-Air-Source) | HH836E2S11 |  |  | CTF48C5CFS1 | Z8ES120C20SMPS1 | 34200 | 19 | 9 | 32000 | 25400 | 79.38% | 2 | 0 | 11 |  |  |  |  | R-454B | 2.85 | Residential & Commercial | USHP | Ducted CEE Tier 1
214720018 | Central HP <5.4 tons | FRASER-JOHNSTON | HRCU-A-CB (Split System: Heat Pump with Remote Outdoor Unit-Air-Source) | HH836E2S11 |  |  | CTU48C5XFS1+TXV | Z8ES120C20SMPS1 | 34200 | 19 | 9 | 32000 | 25400 | 79.38% | 2 | 0 | 11 |  |  |  |  | R-454B | 2.85 | Residential & Commercial | USHP | Ducted CEE Tier 1
213772573 | Central HP <5.4 tons | KENMORE | HRCU-A-CB (Split System: Heat Pump with Remote Outdoor Unit-Air-Source) | (C,H,T)VH825GKA2* |  |  | EHD4X48AAL+WALLCON | *96CTN0801714B* | 24200 | 16 | 8.1 | 21400 | 16600 | 77.57% | 2.02 | 0 | 10.5 |  |  |  |  | R-410A | 2.0167 | Residential & Commercial | USHP | Ducted CEE Tier 1
214075585 | Central HP <5.4 tons | RHEEM | HRCU-A-CB (Split System: Heat Pump with Remote Outdoor Unit-Air-Source) | RD17AZ24AJ3N |  |  | RCFZ2417MTANM | R802V0504A17UHN | 22600 | 17 | 9.5 | 22600 | 16900 | 74.78% | 2 | 0 | 11.2 |  |  |  |  | R-410A | 1.8833 | Residential & Commercial | USHP | Ducted CEE Tier 1
214333174 | Central HP <5.4 tons | ECOER | HRCU-A-C (Split System: Heat Pump with Remote Outdoor Unit with No Indoor Fan --Air Source) | EODA18H-2436B |  |  | GNC2430APT+DK | 0 | 22800 | 15.2 | 8.2 | 23000 | 18600 | 80.87% | 1.9 | 0 | 11 |  |  |  |  | R-410A | 1.9 | Residential & Commercial | USHP | Ducted CEE Tier 1
214333175 | Central HP <5.4 tons | ECOER | HRCU-A-C (Split System: Heat Pump with Remote Outdoor Unit with No Indoor Fan --Air Source) | EODA18H-2436B |  |  | GNC3036BPT+DK | 0 | 31000 | 15.2 | 8.5 | 33600 | 23600 | 70.24% | 1.9 | 0 | 10 |  |  |  |  | R-410A | 2.5833 | Residential & Commercial | USHP | Ducted CEE Tier 1
214731833 | Central HP <5.4 tons | ECOER | HRCU-A-CB (Split System: Heat Pump with Remote Outdoor Unit-Air-Source) | EODA18H-2436BAA |  |  | GNC2430BPT | FG7SA-072C-T24B* | 22800 | 17 | 8.4 | 24000 | 19200 | 80% | 2.1 | 0 | 12.5 |  |  |  |  | R-410A | 1.9 | Residential & Commercial | USHP | Ducted CEE Tier 1
213077070 | Central HP <5.4 tons | DAY & NIGHT | HRCU-A-CB (Split System: Heat Pump with Remote Outdoor Unit-Air-Source) | DLCURAH36ABK |  |  | EA*4X42L24A* | *96VSN0802120B* | 35000 | 16 | 8.1 | 38500 | 35000 | 90.91% | 1.88 | 0 | 9.5 |  |  |  |  | R-410A | 2.9167 | Residential & Commercial | USHP
213077377 | Central HP <5.4 tons | DAY & NIGHT | HRCU-A-CB (Split System: Heat Pump with Remote Outdoor Unit-Air-Source) | DLCURAH36ABK |  |  | EA*4X37L21A* | *96VTN0801716B* | 36400 | 15.5 | 8.5 | 38500 | 35000 | 90.91% | 2.06 | 0 | 10 |  |  |  |  | R-410A | 3.0333 | Residential & Commercial | USHP | Ducted CEE Tier 1
212980007 | Central HP <5.4 tons | DAY & NIGHT | HRCU-A-CB (Split System: Heat Pump with Remote Outdoor Unit-Air-Source) | DLCURAH18ABK |  |  | EN(A,D)4X30L17** | *80MS(N,L)0901714A* | 17700 | 16.5 | 8.1 | 18300 | 18600 | 101.6% | 2.24 | 0 | 11 |  |  |  |  | R-410A | 1.475 | Residential & Commercial | USHP | Ducted CEE Tier 1
213297860 | Central HP <5.4 tons | FRASER-JOHNSTON | HRCU-A-CB (Split System: Heat Pump with Remote Outdoor Unit-Air-Source) | HMH72B341 |  |  | XAFC30CXXN1+TXV | Z9ET080B12SMPS1 | 32800 | 18.5 | 8.1 | 33000 | 23400 | 70.91% | 2.02 | 0 | 10 |  |  |  |  | R-410A | 2.7333 | Residential & Commercial | USHP | Ducted CEE Tier 1
211397071 | Central HP <5.4 tons | COLEMAN | HRCU-A-CB (Split System: Heat Pump with Remote Outdoor Unit-Air-Source) | HMH72B341 |  |  | XAHC48FXXN1+TXV | TMLV120C20MP12 | 33800 | 16.5 | 8.5 | 32400 | 23800 | 73.46% | 2.06 | 0 | 9 |  |  |  |  | R-410A | 2.8167 | Residential & Commercial | USHP
211396419 | Central HP <5.4 tons | COLEMAN | HRCU-A-CB (Split System: Heat Pump with Remote Outdoor Unit-Air-Source) | HMH72B341 |  |  | XAHD48FXXN1+TXV | TM8Y120C20MP11 | 33800 | 16.5 | 8.5 | 32400 | 23800 | 73.46% | 2.06 | 0 | 9 |  |  |  |  | R-410A | 2.8167 | Residential & Commercial | USHP
211396685 | Central HP <5.4 tons | COLEMAN | HRCU-A-CB (Split System: Heat Pump with Remote Outdoor Unit-Air-Source) | HMH72B341 |  |  | XAFC48FBCN1 | TM8Y100C20MP11 | 34000 | 16.5 | 8.5 | 33000 | 24200 | 73.33% | 2.1 | 0 | 9.5 |  |  |  |  | R-410A | 2.8333 | Residential & Commercial | USHP
211396801 | Central HP <5.4 tons | COLEMAN | HRCU-A-CB (Split System: Heat Pump with Remote Outdoor Unit-Air-Source) | HMH72B341 |  |  | XAHC48FBCN1 | TM8Y100C16MP11 | 33600 | 17 | 8.1 | 32600 | 24000 | 73.62% | 2.04 | 0 | 9 |  |  |  |  | R-410A | 2.8 | Residential & Commercial | USHP
211397439 | Central HP <5.4 tons | COLEMAN | HRCU-A-CB (Split System: Heat Pump with Remote Outdoor Unit-Air-Source) | HMH72B341 |  |  | XAHC48FBCN1 | TM8V100C16MP12 | 33600 | 16.5 | 8.5 | 32400 | 23800 | 73.46% | 2.06 | 0 | 9 |  |  |  |  | R-410A | 2.8 | Residential & Commercial | USHP
212983234 | Central HP <5.4 tons | DAY & NIGHT | HRCU-A-CB (Split System: Heat Pump with Remote Outdoor Unit-Air-Source) | DLCURAH24ABK |  |  | EN(A,D,W)4X36L17** | *92MSN0401712A* | 23400 | 15.5 | 8.1 | 26200 | 24200 | 92.37% | 1.98 | 0 | 10 |  |  |  |  | R-410A | 1.95 | Residential & Commercial | USHP | Ducted CEE Tier 1
212972703 | Central HP <5.4 tons | BRYANT HEATING AND COOLING SYSTEMS | HRCU-A-CB (Split System: Heat Pump with Remote Outdoor Unit-Air-Source) | 38MURAQ18AB3* |  |  | CAP**3014AL* | 926SB30040V14*** | 17300 | 16 | 8.5 | 18100 | 18900 | 104.4% | 2.26 | 0 | 10.5 |  |  |  |  | R-410A | 1.4417 | Residential & Commercial | USHP | Ducted CEE Tier 1
214396675 | Central HP <5.4 tons | FRASER-JOHNSTON | HRCU-A-CB (Split System: Heat Pump with Remote Outdoor Unit-Air-Source) | HH824E2S11 |  |  | CTF30A5ADS1 | TM8E060A12MP11 | 23000 | 18 | 9.5 | 23000 | 18600 | 80.87% | 2 | 0 | 12 |  |  |  |  | R-454B | 1.9167 | Residential & Commercial | USHP | Ducted CEE Tier 1
214584602 | Central HP <5.4 tons | LUXAIRE | HRCU-A-CB (Split System: Heat Pump with Remote Outdoor Unit-Air-Source) | HH860E2S11 |  |  | CTF60C5CGS1 | Z8ES120C20SMPS1 | 45000 | 18 | 9 | 45500 | 33400 | 73.41% | 2 | 0 | 11.7 |  |  |  |  | R-454B | 3.75 | Residential & Commercial | USHP | Ducted CEE Tier 1
212979211 | Central HP <5.4 tons | KEEPRITE | HRCU-A-CB (Split System: Heat Pump with Remote Outdoor Unit-Air-Source) | DLCURAH24ABK |  |  | EN(A,D)4X24L17** | *80MS(N,L)0701716A* | 23200 | 16.5 | 8.5 | 26800 | 25400 | 94.78% | 2.14 | 0 | 10 |  |  |  |  | R-410A | 1.9333 | Residential & Commercial | USHP | Ducted CEE Tier 1
213771953 | Central HP <5.4 tons | KENMORE | HRCU-A-CB (Split System: Heat Pump with Remote Outdoor Unit-Air-Source) | (C,H,T)VH825GKA2* |  |  | EHD4X30AAL+WALLCON | *80CTL0901716B* | 23800 | 16 | 8.1 | 21800 | 16800 | 77.06% | 1.96 | 0 | 10.5 |  |  |  |  | R-410A | 1.9833 | Residential & Commercial | USHP | Ducted CEE Tier 1
211397212 | Central HP <5.4 tons | COLEMAN | HRCU-A-CB (Split System: Heat Pump with Remote Outdoor Unit-Air-Source) | HMH72B341 |  |  | XAHD48FXXN1+TXV | TM8V080C16MP12 | 33600 | 16 | 8.5 | 32400 | 23800 | 73.46% | 2.06 | 0 | 9 |  |  |  |  | R-410A | 2.8 | Residential & Commercial | USHP
214396817 | Central HP <5.4 tons | FRASER-JOHNSTON | HRCU-A-CB (Split System: Heat Pump with Remote Outdoor Unit-Air-Source) | HH836E2S11 |  |  | CTF36C5CDS1 | TL8E080C16UH11 | 34200 | 18 | 8.5 | 32200 | 26400 | 81.99% | 2 | 0 | 11 |  |  |  |  | R-454B | 2.85 | Residential & Commercial | USHP | Ducted CEE Tier 1
214397251 | Central HP <5.4 tons | FRASER-JOHNSTON | HRCU-A-CB (Split System: Heat Pump with Remote Outdoor Unit-Air-Source) | HH836E2S11 |  |  | CTF36C5CDS1+JME16C2SN1 | 0 | 34600 | 19 | 9 | 31600 | 26000 | 82.28% | 2 | 0 | 12 |  |  |  |  | R-454B | 2.8833 | Residential & Commercial | USHP | Ducted CEE Tier 1
214719845 | Central HP <5.4 tons | FRASER-JOHNSTON | HRCU-A-CB (Split System: Heat Pump with Remote Outdoor Unit-Air-Source) | HH836E2S11 |  |  | CTU48C5XFS1+TXV | TMLE120C16MP11 | 33600 | 19 | 9 | 31400 | 25400 | 80.89% | 2 | 0 | 11 |  |  |  |  | R-454B | 2.8 | Residential & Commercial | USHP | Ducted CEE Tier 1
214720045 | Central HP <5.4 tons | FRASER-JOHNSTON | HRCU-A-CB (Split System: Heat Pump with Remote Outdoor Unit-Air-Source) | HH836E2S11 |  |  | CTU48C5XFS1+JMET12CS2N1+TXV | 0 | 34000 | 19 | 9 | 31800 | 25200 | 79.25% | 2 | 0 | 11.7 |  |  |  |  | R-454B | 2.8333 | Residential & Commercial | USHP | Ducted CEE Tier 1
213353744 | Central HP <5.4 tons | KEEPRITE | HRCU-A-CB (Split System: Heat Pump with Remote Outdoor Unit-Air-Source) | DLCURAH18ABK |  |  | F5MA4*24L*B* | 0 | 18100 | 16 | 8.5 | 18600 | 18600 | 100% | 2.24 | 0 | 10.5 |  |  |  |  | R-410A | 1.5083 | Residential & Commercial | USHP | Ducted CEE Tier 1
214242823 | Central HP <5.4 tons | KENMORE | HRCU-A-CB (Split System: Heat Pump with Remote Outdoor Unit-Air-Source) | (C,H,T)VH825GKA2* |  |  | EN(A,D)4X36L21**+WALLCON | *97CMN1002122B* | 23600 | 16.5 | 8.1 | 21400 | 16700 | 78.04% | 1.92 | 0 | 11 |  |  |  |  | R-410A | 1.9667 | Residential & Commercial | USHP | Ducted CEE Tier 1
214242873 | Central HP <5.4 tons | KENMORE | HRCU-A-CB (Split System: Heat Pump with Remote Outdoor Unit-Air-Source) | (C,H,T)VH825GKA2* |  |  | END4X42L17**+WALLCON | *80CTL0701412B* | 24000 | 17 | 8.1 | 21400 | 16600 | 77.57% | 1.98 | 0 | 11 |  |  |  |  | R-410A | 2 | Residential & Commercial | USHP | Ducted CEE Tier 1
214242923 | Central HP <5.4 tons | KENMORE | HRCU-A-CB (Split System: Heat Pump with Remote Outdoor Unit-Air-Source) | (C,H,T)VH825GKA2* |  |  | END4X42L17**+WALLCON | *97CMN0801714B* | 23800 | 16.5 | 8.1 | 21400 | 16700 | 78.04% | 1.98 | 0 | 11 |  |  |  |  | R-410A | 1.9833 | Residential & Commercial | USHP | Ducted CEE Tier 1
214397057 | Central HP <5.4 tons | FRASER-JOHNSTON | HRCU-A-CB (Split System: Heat Pump with Remote Outdoor Unit-Air-Source) | HH860E2S11 |  |  | CTM60C5CGS1 | TMLE080C20MP11 | 44500 | 17 | 9 | 45000 | 33800 | 75.11% | 2 | 0 | 11.7 |  |  |  |  | R-454B | 3.7083 | Residential & Commercial | USHP | Ducted CEE Tier 1
214609055 | Central HP <5.4 tons | FRASER-JOHNSTON | HRCU-A-CB (Split System: Heat Pump with Remote Outdoor Unit-Air-Source) | HH860E2S11 |  |  | CTF60C5CGS1 | Z9ES080C20SMPS1 | 44500 | 18 | 9 | 45500 | 33400 | 73.41% | 2 | 0 | 11.7 |  |  |  |  | R-454B | 3.7083 | Residential & Commercial | USHP | Ducted CEE Tier 1
215668642 | Central HP <5.4 tons | KENMORE | HRCU-A-CB (Split System: Heat Pump with Remote Outdoor Unit-Air-Source) | (C,H,T)5H0V36*K*AAA* |  |  | EA*5X37M21A*+WALLCON | *80CSU0601716A* | 34400 | 18 | 9 | 35400 | 25200 | 71.19% | 1.9 | 0 | 9.5 |  |  |  |  | R-454B | 2.8667 | Residential & Commercial | USHP
212973857 | Central HP <5.4 tons | DAY & NIGHT | HRCU-A-CB (Split System: Heat Pump with Remote Outdoor Unit-Air-Source) | DLCURAH24ABK |  |  | EA*4X36L17A* | *96VSN0801716B* | 23600 | 17 | 8.5 | 26000 | 24200 | 93.08% | 2.02 | 0 | 10 |  |  |  |  | R-410A | 1.9667 | Residential & Commercial | USHP | Ducted CEE Tier 1
215668658 | Central HP <5.4 tons | KENMORE | HRCU-A-CB (Split System: Heat Pump with Remote Outdoor Unit-Air-Source) | (C,H,T)5H0V36*K*AAA* |  |  | EA*5X37M21A*+WALLCON | *80CTL0451712B* | 34000 | 17.5 | 9 | 35600 | 25400 | 71.35% | 1.86 | 0 | 9.5 |  |  |  |  | R-454B | 2.8333 | Residential & Commercial | USHP
212974327 | Central HP <5.4 tons | DAY & NIGHT | HRCU-A-CB (Split System: Heat Pump with Remote Outdoor Unit-Air-Source) | DLCURAH24ABK |  |  | EA*4X37L21A* | *96VSN1002120B* | 24800 | 17.5 | 8.5 | 25600 | 21200 | 82.81% | 1.8 | 0 | 10.5 |  |  |  |  | R-410A | 2.0667 | Residential & Commercial | USHP | Ducted CEE Tier 1
214584672 | Central HP <5.4 tons | LUXAIRE | HRCU-A-CB (Split System: Heat Pump with Remote Outdoor Unit-Air-Source) | HH836E2S11 |  |  | CTF36C5CDS1 | Z8ES120C16SMPS1 | 34400 | 18 | 8.5 | 31600 | 25800 | 81.65% | 2 | 0 | 11.7 |  |  |  |  | R-454B | 2.8667 | Residential & Commercial | USHP | Ducted CEE Tier 1
214396874 | Central HP <5.4 tons | FRASER-JOHNSTON | HRCU-A-CB (Split System: Heat Pump with Remote Outdoor Unit-Air-Source) | HH836E2S11 |  |  | CTM36C5CDS1 | TPLC080C16MP13 | 34000 | 18 | 8.5 | 32000 | 26200 | 81.88% | 2 | 0 | 11 |  |  |  |  | R-454B | 2.8333 | Residential & Commercial | USHP | Ducted CEE Tier 1
211244638 | Central HP <5.4 tons | KEEPRITE | HRCU-A-CB (Split System: Heat Pump with Remote Outdoor Unit-Air-Source) | DLCURAH24ABK |  |  | EN(A,D)4X30L17** | *96VTN0401410A* | 23400 | 16 | 8.1 | 25800 | 24000 | 93.02% | 2 | 0 | 10 |  |  |  |  | R-410A | 1.95 | Residential & Commercial | USHP | Ducted CEE Tier 1
211245115 | Central HP <5.4 tons | KEEPRITE | HRCU-A-CB (Split System: Heat Pump with Remote Outdoor Unit-Air-Source) | DLCURAH24ABK |  |  | EN(A,D,W)4X36L17** | *80ES(N,L)0451412A* | 24600 | 16 | 8.1 | 26600 | 22400 | 84.21% | 1.84 | 0 | 10.5 |  |  |  |  | R-410A | 2.05 | Residential & Commercial | USHP | Ducted CEE Tier 1
211245174 | Central HP <5.4 tons | KEEPRITE | HRCU-A-CB (Split System: Heat Pump with Remote Outdoor Unit-Air-Source) | DLCURAH24ABK |  |  | EN(A,D,W)4X36L17** | *92ESN0601714A* | 24400 | 16.5 | 8.1 | 26400 | 22800 | 86.36% | 1.88 | 0 | 10.5 |  |  |  |  | R-410A | 2.0333 | Residential & Commercial | USHP | Ducted CEE Tier 1
211244715 | Central HP <5.4 tons | KEEPRITE | HRCU-A-CB (Split System: Heat Pump with Remote Outdoor Unit-Air-Source) | DLCURAH24ABK |  |  | EN(A,D)4X30L17** | *80ES(N,L)0901714A* | 24600 | 16.5 | 8.1 | 26400 | 22600 | 85.61% | 1.86 | 0 | 10.5 |  |  |  |  | R-410A | 2.05 | Residential & Commercial | USHP | Ducted CEE Tier 1
214243133 | Central HP <5.4 tons | KENMORE | HRCU-A-CB (Split System: Heat Pump with Remote Outdoor Unit-Air-Source) | (C,H,T)VH825GKA2* |  |  | EN(A,D,W)4X48L21**+WALLCON | *95CSU0601716B* | 24000 | 16.5 | 8.1 | 21400 | 16600 | 77.57% | 2 | 0 | 11 |  |  |  |  | R-410A | 2 | Residential & Commercial | USHP | Ducted CEE Tier 1
214243113 | Central HP <5.4 tons | KENMORE | HRCU-A-CB (Split System: Heat Pump with Remote Outdoor Unit-Air-Source) | (C,H,T)VH825GKA2* |  |  | EN(A,D,W)4X48L21**+WALLCON | *80CTL0902120B* | 24200 | 17 | 8.1 | 21200 | 16600 | 78.3% | 2.02 | 0 | 11.5 |  |  |  |  | R-410A | 2.0167 | Residential & Commercial | USHP | Ducted CEE Tier 1
212969833 | Central HP <5.4 tons | KEEPRITE | HRCU-A-CB (Split System: Heat Pump with Remote Outdoor Unit-Air-Source) | DLCURAH24ABK |  |  | EN(A,D)4X30L17** | *80VSL0451412B* | 23600 | 17 | 8.5 | 26200 | 24600 | 93.89% | 2.04 | 0 | 10.5 |  |  |  |  | R-410A | 1.9667 | Residential & Commercial | USHP | Ducted CEE Tier 1
214242973 | Central HP <5.4 tons | KENMORE | HRCU-A-CB (Split System: Heat Pump with Remote Outdoor Unit-Air-Source) | (C,H,T)VH825GKA2* |  |  | EN(A,D,W)4X42L21**+WALLCON | *80CTL0701716B* | 23600 | 16.5 | 8.1 | 21400 | 16700 | 78.04% | 1.96 | 0 | 11 |  |  |  |  | R-410A | 1.9667 | Residential & Commercial | USHP | Ducted CEE Tier 1
214239281 | Central HP <5.4 tons | KENMORE | HRCU-A-CB (Split System: Heat Pump with Remote Outdoor Unit-Air-Source) | (C,H,T)VH837GKA2* |  |  | EN(A,D,W)4X48L21**+WALLCON | *96CTN1002122B* | 32400 | 17 | 8.1 | 32600 | 24600 | 75.46% | 1.96 | 0 | 11.7 |  |  |  |  | R-410A | 2.7 | Residential & Commercial | USHP | Ducted CEE Tier 1
211244703 | Central HP <5.4 tons | KEEPRITE | HRCU-A-CB (Split System: Heat Pump with Remote Outdoor Unit-Air-Source) | DLCURAH24ABK |  |  | EN(A,D)4X30L17** | *80ES(N,L)0701712A* | 24400 | 16.5 | 8.1 | 26400 | 22600 | 85.61% | 1.88 | 0 | 10.5 |  |  |  |  | R-410A | 2.0333 | Residential & Commercial | USHP | Ducted CEE Tier 1
212980593 | Central HP <5.4 tons | KEEPRITE | HRCU-A-CB (Split System: Heat Pump with Remote Outdoor Unit-Air-Source) | DLCURAH24ABK |  |  | EA*4X37L21A* | *80MS(N,L)0902120A* | 24000 | 17.5 | 8.5 | 25200 | 21800 | 86.51% | 1.82 | 0 | 10 |  |  |  |  | R-410A | 2 | Residential & Commercial | USHP | Ducted CEE Tier 1
216508748 | Central HP <5.4 tons | FRASER-JOHNSTON | HRCU-A-CB (Split System: Heat Pump with Remote Outdoor Unit-Air-Source) | HH836E2S11 |  |  | CTF30A5ADS1 | TMLE040A12MP11 | 33000 | 18 | 8.5 | 31000 | 25400 | 81.94% | 2 | 0 | 11 |  |  |  |  | R-454B | 2.75 | Residential & Commercial | USHP | Ducted CEE Tier 1
215677093 | Central HP <5.4 tons | CARRIER | HRCU-A-CB (Split System: Heat Pump with Remote Outdoor Unit-Air-Source) | 27VNA060A*030* |  |  | CVAMA6024XMA*+UI | 58CU*A100C21**20 | 56500 | 18 | 9 | 63000 | 44500 | 70.63% | 2.08 | 0 | 9 |  |  |  |  | R-454B | 4.7083 | Residential & Commercial | USHP
215676993 | Central HP <5.4 tons | CARRIER | HRCU-A-CB (Split System: Heat Pump with Remote Outdoor Unit-Air-Source) | 27VNA060A*030* |  |  | CVAMA6021XMA*+UI | 58TN*B070C21**20 | 56500 | 18 | 9 | 64000 | 45000 | 70.31% | 2.06 | 0 | 9 |  |  |  |  | R-454B | 4.7083 | Residential & Commercial | USHP
215677043 | Central HP <5.4 tons | CARRIER | HRCU-A-CB (Split System: Heat Pump with Remote Outdoor Unit-Air-Source) | 27VNA060A*030* |  |  | CVAMA6021XMA*+UI | 59MN7C060C21**20 | 55500 | 17.5 | 8.5 | 65000 | 46000 | 70.77% | 1.94 | 0 | 8.5 |  |  |  |  | R-454B | 4.625 | Residential & Commercial | USHP
213079747 | Central HP <5.4 tons | DAY & NIGHT | HRCU-A-CB (Split System: Heat Pump with Remote Outdoor Unit-Air-Source) | DLCURAH36ABK |  |  | EA*4X37L21A* | *92MSN1002120A* | 36600 | 16.5 | 8.5 | 38000 | 34800 | 91.58% | 2.06 | 0 | 10 |  |  |  |  | R-410A | 3.05 | Residential & Commercial | USHP | Ducted CEE Tier 1
213080364 | Central HP <5.4 tons | BRYANT HEATING AND COOLING SYSTEMS | HRCU-A-CB (Split System: Heat Pump with Remote Outdoor Unit-Air-Source) | 38MURAQ36AB3* |  |  | CNPV*4824AL* | 916SA60100M21*** | 36000 | 16.5 | 8.1 | 38500 | 34800 | 90.39% | 2.02 | 0 | 10 |  |  |  |  | R-410A | 3 | Residential & Commercial | USHP | Ducted CEE Tier 1
215560597 | Central HP <5.4 tons | ECOER | HRCU-A-CB (Split System: Heat Pump with Remote Outdoor Unit-Air-Source) | EODA18H-4860BAA |  |  | GNC4248CPT | FG7TC-080D-V35C* | 45000 | 17 | 8.5 | 46000 | 32400 | 70.43% | 1.95 | 0 | 11 |  |  |  |  | R-410A | 3.75 | Residential & Commercial | USHP | Ducted CEE Tier 1
213773833 | Central HP <5.4 tons | KENMORE | HRCU-A-CB (Split System: Heat Pump with Remote Outdoor Unit-Air-Source) | (C,H,T)VH825GKA3* |  |  | EA*4X48L24A*+WALLCON | *80CTL1352422B* | 24200 | 17 | 8.1 | 21000 | 16500 | 78.57% | 2.02 | 0 | 11 |  |  |  |  | R-410A | 2.0167 | Residential & Commercial | USHP | Ducted CEE Tier 1
213773733 | Central HP <5.4 tons | KENMORE | HRCU-A-CB (Split System: Heat Pump with Remote Outdoor Unit-Air-Source) | (C,H,T)VH825GKA3* |  |  | EA*4X48L21A*+WALLCON | *80CTL1102120B* | 24000 | 17 | 8.1 | 21000 | 16500 | 78.57% | 2.02 | 0 | 11 |  |  |  |  | R-410A | 2 | Residential & Commercial | USHP | Ducted CEE Tier 1
213773213 | Central HP <5.4 tons | KENMORE | HRCU-A-CB (Split System: Heat Pump with Remote Outdoor Unit-Air-Source) | (C,H,T)VH825GKA3* |  |  | EA*4X37L17A*+WALLCON | *97CMN0601714B* | 24000 | 16 | 8.1 | 21600 | 16800 | 77.78% | 1.98 | 0 | 10.5 |  |  |  |  | R-410A | 2 | Residential & Commercial | USHP | Ducted CEE Tier 1
213773263 | Central HP <5.4 tons | KENMORE | HRCU-A-CB (Split System: Heat Pump with Remote Outdoor Unit-Air-Source) | (C,H,T)VH825GKA3* |  |  | EA*4X37L21A*+WALLCON | *80CTL0451712B* | 24200 | 16.5 | 8.1 | 21200 | 16700 | 78.77% | 2 | 0 | 10.5 |  |  |  |  | R-410A | 2.0167 | Residential & Commercial | USHP | Ducted CEE Tier 1
212980591 | Central HP <5.4 tons | DAY & NIGHT | HRCU-A-CB (Split System: Heat Pump with Remote Outdoor Unit-Air-Source) | DLCURAH24ABK |  |  | EA*4X37L21A* | *80MS(N,L)0902120A* | 24000 | 17.5 | 8.5 | 25200 | 21800 | 86.51% | 1.82 | 0 | 10 |  |  |  |  | R-410A | 2 | Residential & Commercial | USHP | Ducted CEE Tier 1
214243063 | Central HP <5.4 tons | KENMORE | HRCU-A-CB (Split System: Heat Pump with Remote Outdoor Unit-Air-Source) | (C,H,T)VH825GKA2* |  |  | EN(A,D,W)4X42L21**+WALLCON | *96CTN0801714B* | 23800 | 16.5 | 8.1 | 21400 | 16700 | 78.04% | 1.96 | 0 | 11 |  |  |  |  | R-410A | 1.9833 | Residential & Commercial | USHP | Ducted CEE Tier 1
214242813 | Central HP <5.4 tons | KENMORE | HRCU-A-CB (Split System: Heat Pump with Remote Outdoor Unit-Air-Source) | (C,H,T)VH825GKA2* |  |  | EN(A,D)4X36L21**+WALLCON | *97CMN0801714B* | 23400 | 16.5 | 8.1 | 21600 | 16700 | 77.31% | 1.92 | 0 | 10.5 |  |  |  |  | R-410A | 1.95 | Residential & Commercial | USHP | Ducted CEE Tier 1
214720196 | Central HP <5.4 tons | FRASER-JOHNSTON | HRCU-A-CB (Split System: Heat Pump with Remote Outdoor Unit-Air-Source) | HH860E2S11 |  |  | CTU60C5XGS1+TXV | TM9V100C20MP12 | 44000 | 18 | 9 | 45000 | 33800 | 75.11% | 2 | 0 | 11 |  |  |  |  | R-454B | 3.6667 | Residential & Commercial | USHP | Ducted CEE Tier 1
214239021 | Central HP <5.4 tons | KENMORE | HRCU-A-CB (Split System: Heat Pump with Remote Outdoor Unit-Air-Source) | (C,H,T)VH837GKA2* |  |  | END4X42L17**+WALLCON | *97CMN0801714B* | 32000 | 16.5 | 8.1 | 33200 | 24800 | 74.7% | 1.88 | 0 | 11 |  |  |  |  | R-410A | 2.6667 | Residential & Commercial | USHP | Ducted CEE Tier 1
214239371 | Central HP <5.4 tons | KENMORE | HRCU-A-CB (Split System: Heat Pump with Remote Outdoor Unit-Air-Source) | (C,H,T)VH837GKA2* |  |  | EN(A,D,W)4X60L24**+WALLCON | *80CTL1102120B* | 32800 | 17.5 | 8.1 | 32200 | 24600 | 76.4% | 1.96 | 0 | 12 |  |  |  |  | R-410A | 2.7333 | Residential & Commercial | USHP | Ducted CEE Tier 1
214239421 | Central HP <5.4 tons | KENMORE | HRCU-A-CB (Split System: Heat Pump with Remote Outdoor Unit-Air-Source) | (C,H,T)VH837GKA2* |  |  | EN(A,D,W)4X60L24**+WALLCON | *96CTN1202422B* | 32800 | 17.5 | 8.1 | 32200 | 24600 | 76.4% | 1.96 | 0 | 11.7 |  |  |  |  | R-410A | 2.7333 | Residential & Commercial | USHP | Ducted CEE Tier 1
212971226 | Central HP <5.4 tons | KEEPRITE | HRCU-A-CB (Split System: Heat Pump with Remote Outdoor Unit-Air-Source) | DLCURAH24ABK |  |  | EN(A,D)4X30L14** | *80VTL0451412B* | 23400 | 17 | 8.1 | 25800 | 24400 | 94.57% | 2.04 | 0 | 10 |  |  |  |  | R-410A | 1.95 | Residential & Commercial | USHP | Ducted CEE Tier 1
212969773 | Central HP <5.4 tons | KEEPRITE | HRCU-A-CB (Split System: Heat Pump with Remote Outdoor Unit-Air-Source) | DLCURAH24ABK |  |  | EA*4X30L17A* | *80VSL0451412B* | 23400 | 17 | 8.5 | 26200 | 24800 | 94.66% | 2.08 | 0 | 10 |  |  |  |  | R-410A | 1.95 | Residential & Commercial | USHP | Ducted CEE Tier 1
212972929 | Central HP <5.4 tons | KEEPRITE | HRCU-A-CB (Split System: Heat Pump with Remote Outdoor Unit-Air-Source) | DLCURAH24ABK |  |  | EA*4X30L14A* | *96VSN0401410B* | 23400 | 16 | 8.5 | 26400 | 24800 | 93.94% | 2.06 | 0 | 10 |  |  |  |  | R-410A | 1.95 | Residential & Commercial | USHP | Ducted CEE Tier 1
212973599 | Central HP <5.4 tons | KEEPRITE | HRCU-A-CB (Split System: Heat Pump with Remote Outdoor Unit-Air-Source) | DLCURAH24ABK |  |  | EN(A,D)4X24L14** | *96VSN0601412B* | 23200 | 16.5 | 8.5 | 26800 | 25400 | 94.78% | 2.12 | 0 | 10 |  |  |  |  | R-410A | 1.9333 | Residential & Commercial | USHP | Ducted CEE Tier 1
212969753 | Central HP <5.4 tons | KEEPRITE | HRCU-A-CB (Split System: Heat Pump with Remote Outdoor Unit-Air-Source) | DLCURAH24ABK |  |  | EA*4X25L17A* | *80VSL0451412B* | 24000 | 17.5 | 8.5 | 25000 | 21800 | 87.2% | 1.82 | 0 | 10 |  |  |  |  | R-410A | 2 | Residential & Commercial | USHP | Ducted CEE Tier 1
212973279 | Central HP <5.4 tons | KEEPRITE | HRCU-A-CB (Split System: Heat Pump with Remote Outdoor Unit-Air-Source) | DLCURAH24ABK |  |  | EN(A,D,W)4X36L17** | *96VSN0401712B* | 23200 | 16 | 8.1 | 26200 | 24800 | 94.66% | 2.06 | 0 | 10 |  |  |  |  | R-410A | 1.9333 | Residential & Commercial | USHP | Ducted CEE Tier 1
212972979 | Central HP <5.4 tons | KEEPRITE | HRCU-A-CB (Split System: Heat Pump with Remote Outdoor Unit-Air-Source) | DLCURAH24ABK |  |  | EN(A,D)4X24L17** | *96VSN0401410B* | 23000 | 16 | 8.5 | 27000 | 25600 | 94.81% | 2.12 | 0 | 10 |  |  |  |  | R-410A | 1.9167 | Residential & Commercial | USHP | Ducted CEE Tier 1
215677763 | Central HP <5.4 tons | CARRIER | HRCU-A-CB (Split System: Heat Pump with Remote Outdoor Unit-Air-Source) | 27VNA060A*030* |  |  | CAA**6024AM*+UI | 58TN*B070C21**20 | 54500 | 18 | 8.5 | 59500 | 42000 | 70.59% | 1.88 | 0 | 8.5 |  |  |  |  | R-454B | 4.5417 | Residential & Commercial | USHP
213780863 | Central HP <5.4 tons | KENMORE | HRCU-A-CB (Split System: Heat Pump with Remote Outdoor Unit-Air-Source) | (C,H,T)VH837GKA2* |  |  | EA*4X37L21A*+WALLCON | *80CTL0701716B* | 32800 | 17 | 8.5 | 33000 | 25200 | 76.36% | 1.96 | 0 | 11 |  |  |  |  | R-410A | 2.7333 | Residential & Commercial | USHP | Ducted CEE Tier 1
214397164 | Central HP <5.4 tons | FRASER-JOHNSTON | HRCU-A-CB (Split System: Heat Pump with Remote Outdoor Unit-Air-Source) | HH860E2S11 |  |  | CTF60C5CHS1 | TM9Y100C20MP11 | 53000 | 19 | 8.5 | 54500 | 39000 | 71.56% | 2 | 0 | 11 |  |  |  |  | R-454B | 4.4167 | Residential & Commercial | USHP | Ducted CEE Tier 1
215678013 | Central HP <5.4 tons | CARRIER | HRCU-A-CB (Split System: Heat Pump with Remote Outdoor Unit-Air-Source) | 27VNA060A*030* |  |  | CAA**6124AM*+UI | 59TN6C100C21**22 | 56000 | 18.5 | 9 | 60000 | 42000 | 70% | 2.02 | 0 | 9 |  |  |  |  | R-454B | 4.6667 | Residential & Commercial | USHP
214243233 | Central HP <5.4 tons | KENMORE | HRCU-A-CB (Split System: Heat Pump with Remote Outdoor Unit-Air-Source) | (C,H,T)VH825GKA2* |  |  | EN(A,D)4X48L24**+WALLCON | *97CMN1002122B* | 24200 | 17 | 8.1 | 21200 | 16600 | 78.3% | 2.02 | 0 | 11.5 |  |  |  |  | R-410A | 2.0167 | Residential & Commercial | USHP | Ducted CEE Tier 1
214609089 | Central HP <5.4 tons | FRASER-JOHNSTON | HRCU-A-CB (Split System: Heat Pump with Remote Outdoor Unit-Air-Source) | HH860E2S11 |  |  | CTF60C5CGS1 | Z9ES100C20SMPS1 | 45500 | 18 | 9 | 46500 | 34000 | 73.12% | 2 | 0 | 11.7 |  |  |  |  | R-454B | 3.7917 | Residential & Commercial | USHP | Ducted CEE Tier 1
214396324 | Central HP <5.4 tons | FRASER-JOHNSTON | HRCU-A-CB (Split System: Heat Pump with Remote Outdoor Unit-Air-Source) | HH860E2S11 |  |  | CTM60C5CHS1+JMC17C2SN1 | 0 | 53500 | 19 | 9 | 53000 | 38000 | 71.7% | 2 | 0 | 12 |  |  |  |  | R-454B | 4.4583 | Residential & Commercial | USHP | Ducted CEE Tier 1
212973549 | Central HP <5.4 tons | KEEPRITE | HRCU-A-CB (Split System: Heat Pump with Remote Outdoor Unit-Air-Source) | DLCURAH24ABK |  |  | EA*4X25L17A* | *96VSN0601412B* | 24000 | 17 | 8.5 | 25000 | 21800 | 87.2% | 1.82 | 0 | 10 |  |  |  |  | R-410A | 2 | Residential & Commercial | USHP | Ducted CEE Tier 1
215677173 | Central HP <5.4 tons | CARRIER | HRCU-A-CB (Split System: Heat Pump with Remote Outdoor Unit-Air-Source) | 27VNA060A*030* |  |  | CVAMA6024XMA*+UI | 59MN7C100C21**22 | 56500 | 18.5 | 9 | 63000 | 44500 | 70.63% | 2.08 | 0 | 9 |  |  |  |  | R-454B | 4.7083 | Residential & Commercial | USHP
215677373 | Central HP <5.4 tons | CARRIER | HRCU-A-CB (Split System: Heat Pump with Remote Outdoor Unit-Air-Source) | 27VNA060A*030* |  |  | CVAVA6021XMA*+UI | 59CU5B080C21**20 | 56500 | 18 | 9 | 64000 | 45000 | 70.31% | 2.08 | 0 | 9 |  |  |  |  | R-454B | 4.7083 | Residential & Commercial | USHP
215677393 | Central HP <5.4 tons | CARRIER | HRCU-A-CB (Split System: Heat Pump with Remote Outdoor Unit-Air-Source) | 27VNA060A*030* |  |  | CVAVA6021XMA*+UI | 59MN7C060C21**20 | 55500 | 17.5 | 8.5 | 64000 | 46000 | 71.88% | 1.94 | 0 | 8.5 |  |  |  |  | R-454B | 4.625 | Residential & Commercial | USHP
212981012 | Central HP <5.4 tons | DAY & NIGHT | HRCU-A-CB (Split System: Heat Pump with Remote Outdoor Unit-Air-Source) | DLCURAH24ABK |  |  | EN(A,D)4X36L21** | *80MS(N,L)1102120A* | 23400 | 17 | 8.5 | 26200 | 24600 | 93.89% | 2.06 | 0 | 10.5 |  |  |  |  | R-410A | 1.95 | Residential & Commercial | USHP | Ducted CEE Tier 1
214719709 | Central HP <5.4 tons | FRASER-JOHNSTON | HRCU-A-CB (Split System: Heat Pump with Remote Outdoor Unit-Air-Source) | HH836E2S11 |  |  | CTU36B5XDS1+TXV | TM9V080B12MP12 | 33000 | 18 | 8.5 | 30800 | 25000 | 81.17% | 2 | 0 | 11 |  |  |  |  | R-454B | 2.75 | Residential & Commercial | USHP | Ducted CEE Tier 1
214719860 | Central HP <5.4 tons | FRASER-JOHNSTON | HRCU-A-CB (Split System: Heat Pump with Remote Outdoor Unit-Air-Source) | HH836E2S11 |  |  | CTU48C5XFS1+TXV | TM8E120C20MP11 | 34400 | 17 | 8.5 | 32400 | 25600 | 79.01% | 2 | 0 | 11 |  |  |  |  | R-454B | 2.8667 | Residential & Commercial | USHP | Ducted CEE Tier 1
213772463 | Central HP <5.4 tons | KENMORE | HRCU-A-CB (Split System: Heat Pump with Remote Outdoor Unit-Air-Source) | (C,H,T)VH825GKA2* |  |  | EHD4X48AAL+WALLCON | *80CTL0901716B* | 24400 | 17 | 8.1 | 21200 | 16600 | 78.3% | 2.02 | 0 | 10.5 |  |  |  |  | R-410A | 2.0333 | Residential & Commercial | USHP | Ducted CEE Tier 1
214242433 | Central HP <5.4 tons | KENMORE | HRCU-A-CB (Split System: Heat Pump with Remote Outdoor Unit-Air-Source) | (C,H,T)VH825GKA2* |  |  | EN(A,D)4X24L17**+WALLCON | *80CTL0701412B* | 23200 | 16 | 8.1 | 22000 | 16800 | 76.36% | 1.94 | 0 | 10.5 |  |  |  |  | R-410A | 1.9333 | Residential & Commercial | USHP | Ducted CEE Tier 1
214397298 | Central HP <5.4 tons | FRASER-JOHNSTON | HRCU-A-CB (Split System: Heat Pump with Remote Outdoor Unit-Air-Source) | HH836E2S11 |  |  | CTF36C5CDS1+JME12C2SN1 | 0 | 33600 | 19 | 9 | 30600 | 24800 | 81.05% | 2 | 0 | 12 |  |  |  |  | R-454B | 2.8 | Residential & Commercial | USHP | Ducted CEE Tier 1
215668786 | Central HP <5.4 tons | KENMORE | HRCU-A-CB (Split System: Heat Pump with Remote Outdoor Unit-Air-Source) | (C,H,T)5H0V36*K*AAA* |  |  | EA*5X37M21A*+WALLCON | *96CTN1002122B* | 34600 | 18 | 9 | 35200 | 25000 | 71.02% | 1.9 | 0 | 10 |  |  |  |  | R-454B | 2.8833 | Residential & Commercial | USHP | Ducted CEE Tier 1
214229207 | Central HP <5.4 tons | KEEPRITE | HRCU-A-CB (Split System: Heat Pump with Remote Outdoor Unit-Air-Source) | DLCURAH24ABK |  |  | EN(A,D,W)4X36L17** | *80MSU0601716A* | 23600 | 17 | 8.5 | 25600 | 24000 | 93.75% | 2 | 0 | 10.5 |  |  |  |  | R-410A | 1.9667 | Residential & Commercial | USHP | Ducted CEE Tier 1
214396329 | Central HP <5.4 tons | FRASER-JOHNSTON | HRCU-A-CB (Split System: Heat Pump with Remote Outdoor Unit-Air-Source) | HH860E2S11 |  |  | CTM60C5CHS1 | TM8Y120C20MP11 | 54000 | 19 | 9 | 55000 | 39500 | 71.82% | 2 | 0 | 11 |  |  |  |  | R-454B | 4.5 | Residential & Commercial | USHP | Ducted CEE Tier 1
214396581 | Central HP <5.4 tons | FRASER-JOHNSTON | HRCU-A-CB (Split System: Heat Pump with Remote Outdoor Unit-Air-Source) | HH860E2S11 |  |  | CTF60C5CGS1+JMC16C2SN1 | 0 | 45000 | 19 | 9 | 45000 | 33600 | 74.67% | 2 | 0 | 12 |  |  |  |  | R-454B | 3.75 | Residential & Commercial | USHP | Ducted CEE Tier 1
214719895 | Central HP <5.4 tons | FRASER-JOHNSTON | HRCU-A-CB (Split System: Heat Pump with Remote Outdoor Unit-Air-Source) | HH836E2S11 |  |  | CTU48C5XFS1+TXV | TM9V080C16MP12 | 33200 | 18 | 9 | 31600 | 25400 | 80.38% | 2 | 0 | 11 |  |  |  |  | R-454B | 2.7667 | Residential & Commercial | USHP | Ducted CEE Tier 1
214719704 | Central HP <5.4 tons | FRASER-JOHNSTON | HRCU-A-CB (Split System: Heat Pump with Remote Outdoor Unit-Air-Source) | HH836E2S11 |  |  | CTU36B5XDS1+TXV | TMLE080B12MP11 | 33600 | 18 | 8.5 | 31800 | 26000 | 81.76% | 2 | 0 | 11 |  |  |  |  | R-454B | 2.8 | Residential & Commercial | USHP | Ducted CEE Tier 1
214584677 | Central HP <5.4 tons | LUXAIRE | HRCU-A-CB (Split System: Heat Pump with Remote Outdoor Unit-Air-Source) | HH836E2S11 |  |  | CTF36C5CDS1 | Z8ES080C16SMPS1 | 34000 | 18 | 8.5 | 31200 | 25400 | 81.41% | 2 | 0 | 11.7 |  |  |  |  | R-454B | 2.8333 | Residential & Commercial | USHP | Ducted CEE Tier 1
214396470 | Central HP <5.4 tons | FRASER-JOHNSTON | HRCU-A-CB (Split System: Heat Pump with Remote Outdoor Unit-Air-Source) | HH836E2S11 |  |  | CTM36C5CDS1 | TM8E080C20MP11 | 34400 | 17 | 8.5 | 32400 | 26400 | 81.48% | 2 | 0 | 11 |  |  |  |  | R-454B | 2.8667 | Residential & Commercial | USHP | Ducted CEE Tier 1
214396893 | Central HP <5.4 tons | FRASER-JOHNSTON | HRCU-A-CB (Split System: Heat Pump with Remote Outdoor Unit-Air-Source) | HH836E2S11 |  |  | CTM36C5CDS1 | TM8E100C20MP11 | 34600 | 17 | 8.5 | 32600 | 26800 | 82.21% | 2 | 0 | 11 |  |  |  |  | R-454B | 2.8833 | Residential & Commercial | USHP | Ducted CEE Tier 1
214396963 | Central HP <5.4 tons | FRASER-JOHNSTON | HRCU-A-CB (Split System: Heat Pump with Remote Outdoor Unit-Air-Source) | HH836E2S11 |  |  | CTM48C5CFS1 | TMLE120C16MP11 | 33600 | 19 | 9 | 31400 | 25400 | 80.89% | 2 | 0 | 11 |  |  |  |  | R-454B | 2.8 | Residential & Commercial | USHP | Ducted CEE Tier 1
214397313 | Central HP <5.4 tons | FRASER-JOHNSTON | HRCU-A-CB (Split System: Heat Pump with Remote Outdoor Unit-Air-Source) | HH836E2S11 |  |  | CTF36B5CDS1 | TPLC080B12MP13 | 33000 | 17 | 8.5 | 31000 | 25200 | 81.29% | 2 | 0 | 11 |  |  |  |  | R-454B | 2.75 | Residential & Commercial | USHP | Ducted CEE Tier 1
214397256 | Central HP <5.4 tons | FRASER-JOHNSTON | HRCU-A-CB (Split System: Heat Pump with Remote Outdoor Unit-Air-Source) | HH836E2S11 |  |  | CTF36B5CDS1 | TM9Y080B12MP11 | 33400 | 18 | 8.5 | 31400 | 25600 | 81.53% | 2 | 0 | 11 |  |  |  |  | R-454B | 2.7833 | Residential & Commercial | USHP | Ducted CEE Tier 1
213773293 | Central HP <5.4 tons | KENMORE | HRCU-A-CB (Split System: Heat Pump with Remote Outdoor Unit-Air-Source) | (C,H,T)VH825GKA3* |  |  | EA*4X37L21A*+WALLCON | *80CTL0902120B* | 24400 | 16.5 | 8.1 | 21200 | 16600 | 78.3% | 2.02 | 0 | 11 |  |  |  |  | R-410A | 2.0333 | Residential & Commercial | USHP | Ducted CEE Tier 1
213772743 | Central HP <5.4 tons | KENMORE | HRCU-A-CB (Split System: Heat Pump with Remote Outdoor Unit-Air-Source) | (C,H,T)VH825GKA3* |  |  | EA*4X25L17A*+WALLCON | *80CTL0701716B* | 24400 | 16.5 | 8.1 | 21200 | 16700 | 78.77% | 2 | 0 | 10.5 |  |  |  |  | R-410A | 2.0333 | Residential & Commercial | USHP | Ducted CEE Tier 1
213772893 | Central HP <5.4 tons | KENMORE | HRCU-A-CB (Split System: Heat Pump with Remote Outdoor Unit-Air-Source) | (C,H,T)VH825GKA3* |  |  | EA*4X30L17A*+WALLCON | *97CMN0601714B* | 23200 | 16 | 8.1 | 21600 | 16800 | 77.78% | 1.9 | 0 | 10.5 |  |  |  |  | R-410A | 1.9333 | Residential & Commercial | USHP | Ducted CEE Tier 1
214595006 | Central HP <5.4 tons | FRASER-JOHNSTON | HRCU-A-CB (Split System: Heat Pump with Remote Outdoor Unit-Air-Source) | HH836E2S11 |  |  | CTF48C5CFS1 | Z8ES100C20SMPS1 | 34400 | 19 | 9 | 32000 | 25400 | 79.38% | 2 | 0 | 11 |  |  |  |  | R-454B | 2.8667 | Residential & Commercial | USHP | Ducted CEE Tier 1
214584742 | Central HP <5.4 tons | LUXAIRE | HRCU-A-CB (Split System: Heat Pump with Remote Outdoor Unit-Air-Source) | HH836E2S11 |  |  | CTM36C5CDS1 | Z8ES120C16SMPS1 | 34400 | 18 | 8.5 | 31600 | 25800 | 81.65% | 2 | 0 | 11.7 |  |  |  |  | R-454B | 2.8667 | Residential & Commercial | USHP | Ducted CEE Tier 1
212975048 | Central HP <5.4 tons | DAY & NIGHT | HRCU-A-CB (Split System: Heat Pump with Remote Outdoor Unit-Air-Source) | DLCURAH24ABK |  |  | EN(A,D)4X30L17** | *96VTN0401410B* | 23400 | 16 | 8.1 | 26400 | 24600 | 93.18% | 2.04 | 0 | 10 |  |  |  |  | R-410A | 1.95 | Residential & Commercial | USHP | Ducted CEE Tier 1
212978158 | Central HP <5.4 tons | KEEPRITE | HRCU-A-CB (Split System: Heat Pump with Remote Outdoor Unit-Air-Source) | DLCURAH24ABK |  |  | EA*4X37L17A* | *80MS(N,L)0701412A* | 24000 | 17.5 | 8.5 | 25200 | 22200 | 88.1% | 1.86 | 0 | 10 |  |  |  |  | R-410A | 2 | Residential & Commercial | USHP | Ducted CEE Tier 1
214584592 | Central HP <5.4 tons | LUXAIRE | HRCU-A-CB (Split System: Heat Pump with Remote Outdoor Unit-Air-Source) | HH836E2S11 |  |  | CTF36B5CDS1 | Z8ES080B12SMPS1 | 33200 | 18 | 8.5 | 30400 | 24800 | 81.58% | 2 | 0 | 11.7 |  |  |  |  | R-454B | 2.7667 | Residential & Commercial | USHP | Ducted CEE Tier 1
211398017 | Central HP <5.4 tons | COLEMAN | HRCU-A-CB (Split System: Heat Pump with Remote Outdoor Unit-Air-Source) | HMH72B341 |  |  | XAFC48FXXN1+TXV | TPLC080B12MP13 | 33000 | 16 | 8.1 | 32600 | 24000 | 73.62% | 2.02 | 0 | 9 |  |  |  |  | R-410A | 2.75 | Residential & Commercial | USHP
214242883 | Central HP <5.4 tons | KENMORE | HRCU-A-CB (Split System: Heat Pump with Remote Outdoor Unit-Air-Source) | (C,H,T)VH825GKA2* |  |  | END4X42L17**+WALLCON | *80CTL0701716B* | 24000 | 16.5 | 8.1 | 21400 | 16700 | 78.04% | 1.98 | 0 | 11 |  |  |  |  | R-410A | 2 | Residential & Commercial | USHP | Ducted CEE Tier 1
214243033 | Central HP <5.4 tons | KENMORE | HRCU-A-CB (Split System: Heat Pump with Remote Outdoor Unit-Air-Source) | (C,H,T)VH825GKA2* |  |  | EN(A,D,W)4X42L21**+WALLCON | *97CMN0801714B* | 23600 | 16.5 | 8.1 | 21400 | 16700 | 78.04% | 1.96 | 0 | 11 |  |  |  |  | R-410A | 1.9667 | Residential & Commercial | USHP | Ducted CEE Tier 1
214243183 | Central HP <5.4 tons | KENMORE | HRCU-A-CB (Split System: Heat Pump with Remote Outdoor Unit-Air-Source) | (C,H,T)VH825GKA2* |  |  | EN(A,D,W)4X48L21**+WALLCON | *96CTN0801714B* | 24000 | 17 | 8.1 | 21400 | 16600 | 77.57% | 2 | 0 | 11 |  |  |  |  | R-410A | 2 | Residential & Commercial | USHP | Ducted CEE Tier 1
215677143 | Central HP <5.4 tons | CARRIER | HRCU-A-CB (Split System: Heat Pump with Remote Outdoor Unit-Air-Source) | 27VNA060A*030* |  |  | CVAMA6024XMA*+UI | 59CU5B080C21**20 | 56500 | 18 | 9 | 63500 | 44500 | 70.08% | 2.08 | 0 | 9 |  |  |  |  | R-454B | 4.7083 | Residential & Commercial | USHP
214243203 | Central HP <5.4 tons | KENMORE | HRCU-A-CB (Split System: Heat Pump with Remote Outdoor Unit-Air-Source) | (C,H,T)VH825GKA2* |  |  | EN(A,D)4X48L24**+WALLCON | *80CTL0902120B* | 24200 | 17 | 8.1 | 21200 | 16600 | 78.3% | 2.02 | 0 | 11.5 |  |  |  |  | R-410A | 2.0167 | Residential & Commercial | USHP | Ducted CEE Tier 1
214243253 | Central HP <5.4 tons | KENMORE | HRCU-A-CB (Split System: Heat Pump with Remote Outdoor Unit-Air-Source) | (C,H,T)VH825GKA2* |  |  | EN(A,D)4X48L24**+WALLCON | *96CTN1002122B* | 24200 | 17 | 8.1 | 21200 | 16600 | 78.3% | 2.02 | 0 | 11.5 |  |  |  |  | R-410A | 2.0167 | Residential & Commercial | USHP | Ducted CEE Tier 1
214242783 | Central HP <5.4 tons | KENMORE | HRCU-A-CB (Split System: Heat Pump with Remote Outdoor Unit-Air-Source) | (C,H,T)VH825GKA2* |  |  | EN(A,D)4X36L21**+WALLCON | *80CTL1102120B* | 23600 | 16.5 | 8.1 | 21600 | 16700 | 77.31% | 1.92 | 0 | 11 |  |  |  |  | R-410A | 1.9667 | Residential & Commercial | USHP | Ducted CEE Tier 1
214242853 | Central HP <5.4 tons | KENMORE | HRCU-A-CB (Split System: Heat Pump with Remote Outdoor Unit-Air-Source) | (C,H,T)VH825GKA2* |  |  | EN(A,D)4X36L21**+WALLCON | *96CTN1002122B* | 23600 | 16.5 | 8.1 | 21400 | 16700 | 78.04% | 1.92 | 0 | 11 |  |  |  |  | R-410A | 1.9667 | Residential & Commercial | USHP | Ducted CEE Tier 1
214242953 | Central HP <5.4 tons | KENMORE | HRCU-A-CB (Split System: Heat Pump with Remote Outdoor Unit-Air-Source) | (C,H,T)VH825GKA2* |  |  | END4X42L17**+WALLCON | *96CTN0801714B* | 24000 | 16.5 | 8.1 | 21400 | 16700 | 78.04% | 1.98 | 0 | 11 |  |  |  |  | R-410A | 2 | Residential & Commercial | USHP | Ducted CEE Tier 1
214228997 | Central HP <5.4 tons | DAY & NIGHT | HRCU-A-CB (Split System: Heat Pump with Remote Outdoor Unit-Air-Source) | DLCURAH18ABK |  |  | EA*4X25L17A* | *80MSU0601716A* | 18200 | 16.5 | 8.5 | 18000 | 17500 | 97.22% | 2.12 | 0 | 11 |  |  |  |  | R-410A | 1.5167 | Residential & Commercial | USHP | Ducted CEE Tier 1
214229030 | Central HP <5.4 tons | DAY & NIGHT | HRCU-A-CB (Split System: Heat Pump with Remote Outdoor Unit-Air-Source) | DLCURAH18ABK |  |  | EN(A,D)4X30L17** | *80MSU0601716A* | 17800 | 16.5 | 8.1 | 18300 | 18500 | 101.1% | 2.22 | 0 | 11 |  |  |  |  | R-410A | 1.4833 | Residential & Commercial | USHP | Ducted CEE Tier 1
214397072 | Central HP <5.4 tons | FRASER-JOHNSTON | HRCU-A-CB (Split System: Heat Pump with Remote Outdoor Unit-Air-Source) | HH860E2S11 |  |  | CTM60D5CGS1 | TM8E130D20MP11 | 46000 | 17 | 9 | 47000 | 34800 | 74.04% | 2 | 0 | 11 |  |  |  |  | R-454B | 3.8333 | Residential & Commercial | USHP | Ducted CEE Tier 1
214397456 | Central HP <5.4 tons | FRASER-JOHNSTON | HRCU-A-CB (Split System: Heat Pump with Remote Outdoor Unit-Air-Source) | HH860E2S11 |  |  | CTF60C5CGS1 | TM8Y120C20MP11 | 44500 | 18 | 9 | 45000 | 33800 | 75.11% | 2 | 0 | 11.7 |  |  |  |  | R-454B | 3.7083 | Residential & Commercial | USHP | Ducted CEE Tier 1
214397461 | Central HP <5.4 tons | FRASER-JOHNSTON | HRCU-A-CB (Split System: Heat Pump with Remote Outdoor Unit-Air-Source) | HH860E2S11 |  |  | CTF60C5CGS1 | TM8Y100C20MP11 | 44500 | 18 | 9 | 45000 | 33800 | 75.11% | 2 | 0 | 11.7 |  |  |  |  | R-454B | 3.7083 | Residential & Commercial | USHP | Ducted CEE Tier 1
211244532 | Central HP <5.4 tons | BRYANT HEATING AND COOLING SYSTEMS | HRCU-A-CB (Split System: Heat Pump with Remote Outdoor Unit-Air-Source) | 38MURAQ24AB3* |  |  | CNPV*3017AL* | 935SA48060E17*** | 24200 | 16.5 | 8.1 | 26200 | 22800 | 87.02% | 1.9 | 0 | 10.5 |  |  |  |  | R-410A | 2.0167 | Residential & Commercial | USHP | Ducted CEE Tier 1
211244246 | Central HP <5.4 tons | BRYANT HEATING AND COOLING SYSTEMS | HRCU-A-CB (Split System: Heat Pump with Remote Outdoor Unit-Air-Source) | 38MURAQ24AB3* |  |  | CNPV*2417AL* | OVMAAB036098 | 23400 | 16 | 8.5 | 26600 | 24000 | 90.23% | 1.98 | 0 | 10 |  |  |  |  | R-410A | 1.95 | Residential & Commercial | USHP | Ducted CEE Tier 1
214720065 | Central HP <5.4 tons | FRASER-JOHNSTON | HRCU-A-CB (Split System: Heat Pump with Remote Outdoor Unit-Air-Source) | HH836E2S11 |  |  | CTU48C5XFS1+TXV | TMLV100C16MP12 | 33400 | 18 | 9 | 31600 | 25400 | 80.38% | 2 | 0 | 11 |  |  |  |  | R-454B | 2.7833 | Residential & Commercial | USHP | Ducted CEE Tier 1
214396913 | Central HP <5.4 tons | FRASER-JOHNSTON | HRCU-A-CB (Split System: Heat Pump with Remote Outdoor Unit-Air-Source) | HH836E2S11 |  |  | CTF36C5CDS1 | TM8E080C20MP11 | 34800 | 17 | 8.5 | 32800 | 27000 | 82.32% | 2 | 0 | 11 |  |  |  |  | R-454B | 2.9 | Residential & Commercial | USHP | Ducted CEE Tier 1
211242027 | Central HP <5.4 tons | KEEPRITE | HRCU-A-CB (Split System: Heat Pump with Remote Outdoor Unit-Air-Source) | DLCURAH24ABK |  |  | EA*4X36L17A* | *95ESN0601412A* | 24400 | 15.5 | 8.5 | 26600 | 22400 | 84.21% | 1.84 | 0 | 10 |  |  |  |  | R-410A | 2.0333 | Residential & Commercial | USHP | Ducted CEE Tier 1
211242545 | Central HP <5.4 tons | KEEPRITE | HRCU-A-CB (Split System: Heat Pump with Remote Outdoor Unit-Air-Source) | DLCURAH24ABK |  |  | EA*4X36L21A* | *80VTL1102122A* | 24000 | 17 | 8.5 | 25800 | 23000 | 89.15% | 1.9 | 0 | 10 |  |  |  |  | R-410A | 2 | Residential & Commercial | USHP | Ducted CEE Tier 1
211244219 | Central HP <5.4 tons | KEEPRITE | HRCU-A-CB (Split System: Heat Pump with Remote Outdoor Unit-Air-Source) | DLCURAH24ABK |  |  | EN(A,D)4X24L17** | *92ESN0401712A* | 23200 | 15.5 | 8.5 | 26600 | 24200 | 90.98% | 1.98 | 0 | 10 |  |  |  |  | R-410A | 1.9333 | Residential & Commercial | USHP | Ducted CEE Tier 1
215942628 | Central HP <5.4 tons | KENMORE | HRCU-A-CB (Split System: Heat Pump with Remote Outdoor Unit-Air-Source) | (C,H,T)5H3V36*K*AAA* |  |  | EVD5X61M21A*+WALLCON | *96CTN0802120B* | 35800 | 22 | 8.5 | 37400 | 28400 | 75.94% | 2.04 | 0 | 12.5 |  |  |  |  | R-454B | 2.9833 | Residential & Commercial | USHP | Ducted CEE Tier 1
214397288 | Central HP <5.4 tons | FRASER-JOHNSTON | HRCU-A-CB (Split System: Heat Pump with Remote Outdoor Unit-Air-Source) | HH836E2S11 |  |  | CTF36B5CDS1 | TM9E080B12MP12 | 33600 | 18 | 8.5 | 31800 | 26000 | 81.76% | 2 | 0 | 11 |  |  |  |  | R-454B | 2.8 | Residential & Commercial | USHP | Ducted CEE Tier 1
214397372 | Central HP <5.4 tons | FRASER-JOHNSTON | HRCU-A-CB (Split System: Heat Pump with Remote Outdoor Unit-Air-Source) | HH836E2S11 |  |  | CTF48C5CFS1 | TM9V100C20MP12 | 34200 | 18 | 9 | 32600 | 25800 | 79.14% | 2 | 0 | 11 |  |  |  |  | R-454B | 2.85 | Residential & Commercial | USHP | Ducted CEE Tier 1
214609143 | Central HP <5.4 tons | FRASER-JOHNSTON | HRCU-A-CB (Split System: Heat Pump with Remote Outdoor Unit-Air-Source) | HH860E2S11 |  |  | CTF60D5CGS1 | Z9ES120D20SMPS1 | 46000 | 18 | 9 | 47000 | 34200 | 72.77% | 2 | 0 | 11.7 |  |  |  |  | R-454B | 3.8333 | Residential & Commercial | USHP | Ducted CEE Tier 1
214396586 | Central HP <5.4 tons | FRASER-JOHNSTON | HRCU-A-CB (Split System: Heat Pump with Remote Outdoor Unit-Air-Source) | HH860E2S11 |  |  | CTM60D5CGS1+JME18D2SN1 | 0 | 45000 | 19 | 9 | 44500 | 33000 | 74.16% | 2 | 0 | 12 |  |  |  |  | R-454B | 3.75 | Residential & Commercial | USHP | Ducted CEE Tier 1
214609075 | Central HP <5.4 tons | FRASER-JOHNSTON | HRCU-A-CB (Split System: Heat Pump with Remote Outdoor Unit-Air-Source) | HH824E2S11 |  |  | CTM36B5ADS1 | Z9ES060B12SMPS1 | 23000 | 17 | 9.5 | 23000 | 18600 | 80.87% | 2 | 0 | 12 |  |  |  |  | R-454B | 1.9167 | Residential & Commercial | USHP | Ducted CEE Tier 1
210533064 | Central HP <5.4 tons | CARRIER | HRCU-A-CB (Split System: Heat Pump with Remote Outdoor Unit-Air-Source) | 25VNA424A*031* |  |  | CNPV*3017AL*+UI | 58TN*A090C17**16 | 23400 | 21 | 10 | 26600 | 19800 | 74.44% | 2.4 | 0 | 13.5 |  |  |  |  | R-410A | 1.95 | Residential & Commercial | USHP | Ducted CEE Tier 1
210533082 | Central HP <5.4 tons | CARRIER | HRCU-A-CB (Split System: Heat Pump with Remote Outdoor Unit-Air-Source) | 25VNA424A*031* |  |  | CSPH*3012AL*+UI | 59CU5A060C17**16 | 23400 | 19 | 10 | 27200 | 20000 | 73.53% | 2.42 | 0 | 12.5 |  |  |  |  | R-410A | 1.95 | Residential & Commercial | USHP | Ducted CEE Tier 1
215942428 | Central HP <5.4 tons | KENMORE | HRCU-A-CB (Split System: Heat Pump with Remote Outdoor Unit-Air-Source) | (C,H,T)5H3V36*K*AAA* |  |  | EVM5X61M24A*+WALLCON | *80CSU1002120A* | 36000 | 22 | 8.5 | 37400 | 28200 | 75.4% | 2.04 | 0 | 12.5 |  |  |  |  | R-454B | 3 | Residential & Commercial | USHP | Ducted CEE Tier 1
215942378 | Central HP <5.4 tons | KENMORE | HRCU-A-CB (Split System: Heat Pump with Remote Outdoor Unit-Air-Source) | (C,H,T)5H3V36*K*AAA* |  |  | EVM5X44M21A*+WALLCON | *96CTN0601714B* | 35200 | 21 | 8.5 | 37400 | 28000 | 74.87% | 2.06 | 0 | 11.7 |  |  |  |  | R-454B | 2.9333 | Residential & Commercial | USHP | Ducted CEE Tier 1
215942508 | Central HP <5.4 tons | KENMORE | HRCU-A-CB (Split System: Heat Pump with Remote Outdoor Unit-Air-Source) | (C,H,T)5H3V36*K*AAA* |  |  | EVD5X61M21A*+WALLCON | *80CTL1102120B* | 36000 | 22 | 8.5 | 37400 | 28200 | 75.4% | 2.04 | 0 | 12.5 |  |  |  |  | R-454B | 3 | Residential & Commercial | USHP | Ducted CEE Tier 1
215940622 | Central HP <5.4 tons | KENMORE | HRCU-A-CB (Split System: Heat Pump with Remote Outdoor Unit-Air-Source) | (C,H,T)5H3V36*K*AAA* |  |  | EVD5X42M21A*+WALLCON | *96CTN0802120B* | 34400 | 20.5 | 8.5 | 38500 | 28200 | 73.25% | 2.04 | 0 | 11.7 |  |  |  |  | R-454B | 2.8667 | Residential & Commercial | USHP | Ducted CEE Tier 1
215940672 | Central HP <5.4 tons | KENMORE | HRCU-A-CB (Split System: Heat Pump with Remote Outdoor Unit-Air-Source) | (C,H,T)5H3V36*K*AAA* |  |  | EVD5X42M21A*+WALLCON | *97CTN0802120A* | 34400 | 20.5 | 8.5 | 38500 | 28200 | 73.25% | 2.04 | 0 | 11.7 |  |  |  |  | R-454B | 2.8667 | Residential & Commercial | USHP | Ducted CEE Tier 1
215940872 | Central HP <5.4 tons | KENMORE | HRCU-A-CB (Split System: Heat Pump with Remote Outdoor Unit-Air-Source) | (C,H,T)5H3V36*K*AAA* |  |  | EVD5X60M21A*+WALLCON | *97CTN1002122A* | 35600 | 22 | 8.5 | 38000 | 28600 | 75.26% | 2.02 | 0 | 12.5 |  |  |  |  | R-454B | 2.9667 | Residential & Commercial | USHP | Ducted CEE Tier 1
215940152 | Central HP <5.4 tons | KENMORE | HRCU-A-CB (Split System: Heat Pump with Remote Outdoor Unit-Air-Source) | (C,H,T)5H3V36*K*AAA* |  |  | ESH5X48M12A*+WALLCON | *97CTN0802120A* | 33800 | 19.5 | 9 | 34800 | 26600 | 76.44% | 1.94 | 0 | 11.5 |  |  |  |  | R-454B | 2.8167 | Residential & Commercial | USHP | Ducted CEE Tier 1
211386105 | Central HP <5.4 tons | COLEMAN | HRCU-A-CB (Split System: Heat Pump with Remote Outdoor Unit-Air-Source) | HMH72B341 |  |  | XAFD48FXXN1+TXV | TL9E100C20UH11 | 34000 | 16 | 8.5 | 32400 | 23800 | 73.46% | 2.08 | 0 | 9.5 |  |  |  |  | R-410A | 2.8333 | Residential & Commercial | USHP
211387057 | Central HP <5.4 tons | COLEMAN | HRCU-A-CB (Split System: Heat Pump with Remote Outdoor Unit-Air-Source) | HMH72B341 |  |  | XAUB30CXXN1+TXV | TM9Y080B12MP11 | 32800 | 17.5 | 8.1 | 34000 | 23800 | 70% | 2.02 | 0 | 9.5 |  |  |  |  | R-410A | 2.7333 | Residential & Commercial | USHP
210532900 | Central HP <5.4 tons | CARRIER | HRCU-A-CB (Split System: Heat Pump with Remote Outdoor Unit-Air-Source) | 25VNA448A*031* |  |  | CNPV*4824AL*+UI | 58CU*A100C21**20 | 44000 | 21 | 8.5 | 46500 | 36600 | 78.71% | 2.14 | 0 | 11.7 |  |  |  |  | R-410A | 3.6667 | Residential & Commercial | USHP | Ducted CEE Tier 1
215677023 | Central HP <5.4 tons | CARRIER | HRCU-A-CB (Split System: Heat Pump with Remote Outdoor Unit-Air-Source) | 27VNA060A*030* |  |  | CVAMA6021XMA*+UI | 59CU5B080C21**20 | 56500 | 18 | 9 | 64000 | 45000 | 70.31% | 2.06 | 0 | 9 |  |  |  |  | R-454B | 4.7083 | Residential & Commercial | USHP
212984211 | Central HP <5.4 tons | DAY & NIGHT | HRCU-A-CB (Split System: Heat Pump with Remote Outdoor Unit-Air-Source) | DLCURAH18ABK |  |  | EN(A,D)4X24L17** | *92MSN0601714A* | 17500 | 16 | 8.5 | 18500 | 19200 | 103.8% | 2.3 | 0 | 10.5 |  |  |  |  | R-410A | 1.4583 | Residential & Commercial | USHP | Ducted CEE Tier 1
212983527 | Central HP <5.4 tons | BRYANT HEATING AND COOLING SYSTEMS | HRCU-A-CB (Split System: Heat Pump with Remote Outdoor Unit-Air-Source) | 38MURAQ24AB3* |  |  | CAP**2517AL* | 912SE36060M14*** | 24400 | 17 | 8.5 | 25400 | 21600 | 85.04% | 1.8 | 0 | 10 |  |  |  |  | R-410A | 2.0333 | Residential & Commercial | USHP | Ducted CEE Tier 1
212384834 | Central HP <5.4 tons | KEEPRITE | HRCU-A-CB (Split System: Heat Pump with Remote Outdoor Unit-Air-Source) | DLCURAH36ABK |  |  | FJMA4*42L*C* | 0 | 37000 | 16 | 8.1 | 39000 | 34800 | 89.23% | 2 | 0 | 10 |  |  |  |  | R-410A | 3.0833 | Residential & Commercial | USHP | Ducted CEE Tier 1
212982606 | Central HP <5.4 tons | DAY & NIGHT | HRCU-A-CB (Split System: Heat Pump with Remote Outdoor Unit-Air-Source) | DLCURAH36ABK |  |  | EA*4X48L24A* | *80MSU0601716A* | 35600 | 17 | 8.5 | 37800 | 34600 | 91.53% | 2.02 | 0 | 10 |  |  |  |  | R-410A | 2.9667 | Residential & Commercial | USHP | Ducted CEE Tier 1
214396465 | Central HP <5.4 tons | FRASER-JOHNSTON | HRCU-A-CB (Split System: Heat Pump with Remote Outdoor Unit-Air-Source) | HH836E2S11 |  |  | CTF36C5CDS1 | TM8Y100C20MP11 | 33600 | 18 | 8.5 | 31000 | 25200 | 81.29% | 2 | 0 | 11.7 |  |  |  |  | R-454B | 2.8 | Residential & Commercial | USHP | Ducted CEE Tier 1
214731836 | Central HP <5.4 tons | ECOER | HRCU-A-CB (Split System: Heat Pump with Remote Outdoor Unit-Air-Source) | EODA18H-2436BAA |  |  | GNC3036BPT | FG7SA-072C-T24B* | 32000 | 16 | 8.4 | 34600 | 24400 | 70.52% | 1.95 | 0 | 10.4 |  |  |  |  | R-410A | 2.6667 | Residential & Commercial | USHP | Ducted CEE Tier 1
212973849 | Central HP <5.4 tons | KEEPRITE | HRCU-A-CB (Split System: Heat Pump with Remote Outdoor Unit-Air-Source) | DLCURAH24ABK |  |  | EA*4X30L17A* | *96VSN0801716B* | 23400 | 17 | 8.5 | 26200 | 25000 | 95.42% | 2.08 | 0 | 10 |  |  |  |  | R-410A | 1.95 | Residential & Commercial | USHP | Ducted CEE Tier 1
212973899 | Central HP <5.4 tons | KEEPRITE | HRCU-A-CB (Split System: Heat Pump with Remote Outdoor Unit-Air-Source) | DLCURAH24ABK |  |  | EN(A,D)4X24L17** | *96VSN0801716B* | 23400 | 16.5 | 8.5 | 27000 | 24800 | 91.85% | 2.04 | 0 | 10 |  |  |  |  | R-410A | 1.95 | Residential & Commercial | USHP | Ducted CEE Tier 1
215936651 | Central HP <5.4 tons | KEEPRITE | HRCU-A-CB (Split System: Heat Pump with Remote Outdoor Unit-Air-Source) | C5H3V36*K*AAA* |  |  | EVD5X60M21A*+WALLCON | *95CSU0601716B* | 35400 | 21.5 | 8.5 | 38500 | 29000 | 75.32% | 2.02 | 0 | 12 |  |  |  |  | R-454B | 2.95 | Residential & Commercial | USHP | Ducted CEE Tier 1
212970926 | Central HP <5.4 tons | KEEPRITE | HRCU-A-CB (Split System: Heat Pump with Remote Outdoor Unit-Air-Source) | DLCURAH18ABK |  |  | EN(A,D)4X24L14** | *80VTL0451412B* | 17700 | 16.5 | 8.5 | 18700 | 19100 | 102.1% | 2.3 | 0 | 11 |  |  |  |  | R-410A | 1.475 | Residential & Commercial | USHP | Ducted CEE Tier 1
213772593 | Central HP <5.4 tons | KENMORE | HRCU-A-CB (Split System: Heat Pump with Remote Outdoor Unit-Air-Source) | (C,H,T)VH825GKA2* |  |  | EHD4X48AAL+WALLCON | *96CTN1202422B* | 24200 | 16.5 | 8.1 | 21200 | 16600 | 78.3% | 2.02 | 0 | 11 |  |  |  |  | R-410A | 2.0167 | Residential & Commercial | USHP | Ducted CEE Tier 1
213772273 | Central HP <5.4 tons | KENMORE | HRCU-A-CB (Split System: Heat Pump with Remote Outdoor Unit-Air-Source) | (C,H,T)VH825GKA2* |  |  | EHD4X42AAL+WALLCON | *80CTL0701412B* | 24200 | 16.5 | 8.1 | 21200 | 16600 | 78.3% | 2 | 0 | 10.5 |  |  |  |  | R-410A | 2.0167 | Residential & Commercial | USHP | Ducted CEE Tier 1
215853377 | Central HP <5.4 tons | LUXAIRE | HRCU-A-CB (Split System: Heat Pump with Remote Outdoor Unit-Air-Source) | HH836E2S11 |  |  | JHE36B5CD2SS1 | 0 | 34200 | 19 | 9 | 31800 | 26000 | 81.76% | 2 | 0 | 11 |  |  |  |  | R-454B | 2.85 | Residential & Commercial | USHP | Ducted CEE Tier 1
215853393 | Central HP <5.4 tons | LUXAIRE | HRCU-A-CB (Split System: Heat Pump with Remote Outdoor Unit-Air-Source) | HH836E2S11 |  |  | CTM36B5CDS1 | Z9ES080B12SMPS1 | 33400 | 18 | 8.5 | 31200 | 25600 | 82.05% | 2 | 0 | 11 |  |  |  |  | R-454B | 2.7833 | Residential & Commercial | USHP | Ducted CEE Tier 1
215677573 | Central HP <5.4 tons | CARRIER | HRCU-A-CB (Split System: Heat Pump with Remote Outdoor Unit-Air-Source) | 27VNA060A*030* |  |  | CVAVA6121XMA*+UI | 58TN*B070C17**16 | 55500 | 18 | 9 | 60500 | 43500 | 71.9% | 2.1 | 0 | 9.5 |  |  |  |  | R-454B | 4.625 | Residential & Commercial | USHP
213076361 | Central HP <5.4 tons | BRYANT HEATING AND COOLING SYSTEMS | HRCU-A-CB (Split System: Heat Pump with Remote Outdoor Unit-Air-Source) | 38MURAQ24AB3* |  |  | CNPV*3621AL* | 935SB66100M21*** | 23400 | 17 | 8.5 | 26200 | 24600 | 93.89% | 2.06 | 0 | 10.5 |  |  |  |  | R-410A | 1.95 | Residential & Commercial | USHP | Ducted CEE Tier 1
212983289 | Central HP <5.4 tons | DAY & NIGHT | HRCU-A-CB (Split System: Heat Pump with Remote Outdoor Unit-Air-Source) | DLCURAH18ABK |  |  | EA*4X30L17A* | *92MSN0401712A* | 17300 | 15.5 | 8.5 | 18100 | 18800 | 103.9% | 2.24 | 0 | 10.5 |  |  |  |  | R-410A | 1.4417 | Residential & Commercial | USHP | Ducted CEE Tier 1
216675389 | Central HP <5.4 tons | CARRIER | HRCU-A-CB (Split System: Heat Pump with Remote Outdoor Unit-Air-Source) | 37MURAQ24AA3 |  |  | CAA**3017AM* | 58CU*A040C17**12 | 24200 | 15.2 | 8.5 | 24400 | 19500 | 79.92% | 1.92 | 0 | 10 |  |  |  |  | R-454B | 2.0167 | Residential & Commercial | USHP | Ducted CEE Tier 1
215912254 | Central HP <5.4 tons | FRASER-JOHNSTON | HRCU-A-CB (Split System: Heat Pump with Remote Outdoor Unit-Air-Source) | HH860E2S11 |  |  | JSE48D5CG2SS1 | 0 | 44000 | 18 | 8.5 | 43500 | 33000 | 75.86% | 2 | 0 | 12 |  |  |  |  | R-454B | 3.6667 | Residential & Commercial | USHP | Ducted CEE Tier 1
214719890 | Central HP <5.4 tons | FRASER-JOHNSTON | HRCU-A-CB (Split System: Heat Pump with Remote Outdoor Unit-Air-Source) | HH860E2S11 |  |  | CTU60C5XGS1+TXV | TM8E080C20MP11 | 44500 | 17 | 9 | 45000 | 33800 | 75.11% | 2 | 0 | 11.7 |  |  |  |  | R-454B | 3.7083 | Residential & Commercial | USHP | Ducted CEE Tier 1
214397107 | Central HP <5.4 tons | FRASER-JOHNSTON | HRCU-A-CB (Split System: Heat Pump with Remote Outdoor Unit-Air-Source) | HH824E2S11 |  |  | CTF36B5ADS1 | TM8Y080B12MP11 | 23000 | 18 | 9.5 | 23000 | 18300 | 79.57% | 2 | 0 | 12 |  |  |  |  | R-454B | 1.9167 | Residential & Commercial | USHP | Ducted CEE Tier 1
214609187 | Central HP <5.4 tons | FRASER-JOHNSTON | HRCU-A-CB (Split System: Heat Pump with Remote Outdoor Unit-Air-Source) | HH824E2S11 |  |  | CTM36B5ADS1 | Z9ES080B12SMPS1 | 23000 | 18 | 9.5 | 23000 | 18600 | 80.87% | 2 | 0 | 12 |  |  |  |  | R-454B | 1.9167 | Residential & Commercial | USHP | Ducted CEE Tier 1
212971633 | Central HP <5.4 tons | BRYANT HEATING AND COOLING SYSTEMS | HRCU-A-CB (Split System: Heat Pump with Remote Outdoor Unit-Air-Source) | 38MURAQ24AB3* |  |  | CAP**2517AL* | 82*TB48070V17*** | 24200 | 17 | 8.5 | 25200 | 21600 | 85.71% | 1.82 | 0 | 10 |  |  |  |  | R-410A | 2.0167 | Residential & Commercial | USHP | Ducted CEE Tier 1
212971666 | Central HP <5.4 tons | BRYANT HEATING AND COOLING SYSTEMS | HRCU-A-CB (Split System: Heat Pump with Remote Outdoor Unit-Air-Source) | 38MURAQ24AB3* |  |  | CAP**3621AL* | 82*TB48070V17*** | 23800 | 17 | 8.5 | 26200 | 23600 | 90.08% | 1.96 | 0 | 10 |  |  |  |  | R-410A | 1.9833 | Residential & Commercial | USHP | Ducted CEE Tier 1
213773083 | Central HP <5.4 tons | KENMORE | HRCU-A-CB (Split System: Heat Pump with Remote Outdoor Unit-Air-Source) | (C,H,T)VH825GKA3* |  |  | EA*4X36L21A*+WALLCON | *80CTL1102120B* | 23600 | 16.5 | 8.1 | 21400 | 16600 | 77.57% | 1.94 | 0 | 10.5 |  |  |  |  | R-410A | 1.9667 | Residential & Commercial | USHP | Ducted CEE Tier 1
212978760 | Central HP <5.4 tons | KEEPRITE | HRCU-A-CB (Split System: Heat Pump with Remote Outdoor Unit-Air-Source) | DLCURAH18ABK |  |  | EA*4X24L17A* | *80MS(N,L)0701712A* | 17500 | 16.5 | 8.5 | 18400 | 19500 | 106% | 2.34 | 0 | 10.5 |  |  |  |  | R-410A | 1.4583 | Residential & Commercial | USHP | Ducted CEE Tier 1
215677443 | Central HP <5.4 tons | CARRIER | HRCU-A-CB (Split System: Heat Pump with Remote Outdoor Unit-Air-Source) | 27VNA060A*030* |  |  | CVAVA6024XMA*+UI | 58TN*B070C21**20 | 56000 | 18 | 9 | 63500 | 45000 | 70.87% | 2.06 | 0 | 9 |  |  |  |  | R-454B | 4.6667 | Residential & Commercial | USHP
214243213 | Central HP <5.4 tons | KENMORE | HRCU-A-CB (Split System: Heat Pump with Remote Outdoor Unit-Air-Source) | (C,H,T)VH825GKA2* |  |  | EN(A,D)4X48L24**+WALLCON | *80CTL1102120B* | 24200 | 17 | 8.1 | 21200 | 16600 | 78.3% | 2.02 | 0 | 11.5 |  |  |  |  | R-410A | 2.0167 | Residential & Commercial | USHP | Ducted CEE Tier 1
212971475 | Central HP <5.4 tons | KEEPRITE | HRCU-A-CB (Split System: Heat Pump with Remote Outdoor Unit-Air-Source) | DLCURAH18ABK |  |  | EA*4X30L17A* | *80VTL0701716B* | 17700 | 16.5 | 8.5 | 18200 | 18700 | 102.7% | 2.24 | 0 | 10.5 |  |  |  |  | R-410A | 1.475 | Residential & Commercial | USHP | Ducted CEE Tier 1
212973299 | Central HP <5.4 tons | KEEPRITE | HRCU-A-CB (Split System: Heat Pump with Remote Outdoor Unit-Air-Source) | DLCURAH18ABK |  |  | EA*4X19L17A* | *96VSN0601412B* | 17700 | 16.5 | 8.1 | 17700 | 17900 | 101.1% | 2.16 | 0 | 10.5 |  |  |  |  | R-410A | 1.475 | Residential & Commercial | USHP | Ducted CEE Tier 1
214229371 | Central HP <5.4 tons | DAY & NIGHT | HRCU-A-CB (Split System: Heat Pump with Remote Outdoor Unit-Air-Source) | DLCURAH24ABK |  |  | EA*4X36L21A* | *80MSU0802120A* | 23600 | 17.5 | 8.5 | 25600 | 23400 | 91.41% | 1.94 | 0 | 10 |  |  |  |  | R-410A | 1.9667 | Residential & Commercial | USHP | Ducted CEE Tier 1
212982258 | Central HP <5.4 tons | DAY & NIGHT | HRCU-A-CB (Split System: Heat Pump with Remote Outdoor Unit-Air-Source) | DLCURAH24ABK |  |  | EA*4X25L17A* | *80MSU0401712A* | 24400 | 17 | 8.5 | 25200 | 21600 | 85.71% | 1.82 | 0 | 10 |  |  |  |  | R-410A | 2.0333 | Residential & Commercial | USHP | Ducted CEE Tier 1
214396685 | Central HP <5.4 tons | FRASER-JOHNSTON | HRCU-A-CB (Split System: Heat Pump with Remote Outdoor Unit-Air-Source) | HH824E2S11 |  |  | CTF36B5ADS1 | TM9E060B12MP12 | 23000 | 18 | 9.5 | 23000 | 19200 | 83.48% | 2 | 0 | 12 |  |  |  |  | R-454B | 1.9167 | Residential & Commercial | USHP | Ducted CEE Tier 1
214397330 | Central HP <5.4 tons | FRASER-JOHNSTON | HRCU-A-CB (Split System: Heat Pump with Remote Outdoor Unit-Air-Source) | HH836E2S11 |  |  | CTM48C5CFS1+JMVT17CC2N1 | 0 | 34000 | 19 | 9 | 31600 | 25000 | 79.11% | 2 | 0 | 11.7 |  |  |  |  | R-454B | 2.8333 | Residential & Commercial | USHP | Ducted CEE Tier 1
214396837 | Central HP <5.4 tons | FRASER-JOHNSTON | HRCU-A-CB (Split System: Heat Pump with Remote Outdoor Unit-Air-Source) | HH836E2S11 |  |  | CTF36B5CDS1 | TMLE080B12MP11 | 33600 | 18 | 8.5 | 31800 | 26000 | 81.76% | 2 | 0 | 11 |  |  |  |  | R-454B | 2.8 | Residential & Commercial | USHP | Ducted CEE Tier 1
215223219 | Central HP <5.4 tons | GCHV | HRCU-A-CB (Split System: Heat Pump with Remote Outdoor Unit-Air-Source) | COT-D36HNR8-EA01(J0) |  |  | CAH-D36HNR8-FMC(J0) | 0 | 34000 | 18.6 | 9 | 34200 | 24000 | 70.18% | 2.1 | 0 | 11.7 |  |  |  |  | R-454B | 2.8333 | Residential & Commercial | USHP | Ducted CEE Tier 1
213079349 | Central HP <5.4 tons | DAY & NIGHT | HRCU-A-CB (Split System: Heat Pump with Remote Outdoor Unit-Air-Source) | DLCURAH36ABK |  |  | EA*4X37L17A* | *92MSN0601412A* | 36200 | 15.2 | 8.5 | 38500 | 35200 | 91.43% | 2 | 0 | 10 |  |  |  |  | R-410A | 3.0167 | Residential & Commercial | USHP | Ducted CEE Tier 1
213079735 | Central HP <5.4 tons | DAY & NIGHT | HRCU-A-CB (Split System: Heat Pump with Remote Outdoor Unit-Air-Source) | DLCURAH36ABK |  |  | EA*4X36L21A* | *92MSN1002120A* | 35000 | 16.5 | 8.1 | 38500 | 35200 | 91.43% | 1.82 | 0 | 9.5 |  |  |  |  | R-410A | 2.9167 | Residential & Commercial | USHP
213774446 | Central HP <5.4 tons | BRYANT HEATING AND COOLING SYSTEMS | HRCU-A-CB (Split System: Heat Pump with Remote Outdoor Unit-Air-Source) | 288BNV025*0**C* |  |  | CSPH*4212AL*+UI | 88*TB66135C24*** | 24200 | 16 | 8.1 | 21400 | 16600 | 77.57% | 2 | 0 | 10.5 |  |  |  |  | R-410A | 2.0167 | Residential & Commercial | USHP | Ducted CEE Tier 1
213774696 | Central HP <5.4 tons | BRYANT HEATING AND COOLING SYSTEMS | HRCU-A-CB (Split System: Heat Pump with Remote Outdoor Unit-Air-Source) | 288BNV025*0**C* |  |  | CSPH*4812AL*+UI | 986TD42080C17*** | 24200 | 16 | 8.1 | 21400 | 16600 | 77.57% | 2 | 0 | 10.5 |  |  |  |  | R-410A | 2.0167 | Residential & Commercial | USHP | Ducted CEE Tier 1
212985341 | Central HP <5.4 tons | DAY & NIGHT | HRCU-A-CB (Split System: Heat Pump with Remote Outdoor Unit-Air-Source) | DLCURAH24ABK |  |  | EA*4X36L21A* | *92MSN1002120A* | 23800 | 17.5 | 8.5 | 26200 | 23600 | 90.08% | 1.96 | 0 | 10 |  |  |  |  | R-410A | 1.9833 | Residential & Commercial | USHP | Ducted CEE Tier 1
212985809 | Central HP <5.4 tons | DAY & NIGHT | HRCU-A-CB (Split System: Heat Pump with Remote Outdoor Unit-Air-Source) | DLCURAH24ABK |  |  | EA*4X36L17A* | *96MSN0261410A* | 23400 | 16.5 | 8.5 | 26200 | 24400 | 93.13% | 2.02 | 0 | 10 |  |  |  |  | R-410A | 1.95 | Residential & Commercial | USHP | Ducted CEE Tier 1
212972679 | Central HP <5.4 tons | KEEPRITE | HRCU-A-CB (Split System: Heat Pump with Remote Outdoor Unit-Air-Source) | DLCURAH18ABK |  |  | EA*4X24L14A* | *96VSN0401410B* | 17200 | 16 | 8.5 | 18200 | 19400 | 106.6% | 2.34 | 0 | 10 |  |  |  |  | R-410A | 1.4333 | Residential & Commercial | USHP | Ducted CEE Tier 1
211260437 | Central HP <5.4 tons | KEEPRITE | HRCU-A-CB (Split System: Heat Pump with Remote Outdoor Unit-Air-Source) | DLCURAH18ABK |  |  | EA*4X24L17A* | *80VTL0701716A* | 17300 | 16 | 8.5 | 18100 | 19200 | 106.1% | 2.32 | 0 | 10.5 |  |  |  |  | R-410A | 1.4417 | Residential & Commercial | USHP | Ducted CEE Tier 1
211260270 | Central HP <5.4 tons | KEEPRITE | HRCU-A-CB (Split System: Heat Pump with Remote Outdoor Unit-Air-Source) | DLCURAH18ABK |  |  | EA*4X24L17A* | *96VSN0601714A* | 17700 | 16 | 8.5 | 18600 | 19100 | 102.7% | 2.3 | 0 | 10.5 |  |  |  |  | R-410A | 1.475 | Residential & Commercial | USHP | Ducted CEE Tier 1
211260104 | Central HP <5.4 tons | KEEPRITE | HRCU-A-CB (Split System: Heat Pump with Remote Outdoor Unit-Air-Source) | DLCURAH18ABK |  |  | EA*4X24L14A* | *96VSN0601412A* | 17800 | 16 | 8.5 | 18800 | 19000 | 101.1% | 2.28 | 0 | 10.5 |  |  |  |  | R-410A | 1.4833 | Residential & Commercial | USHP | Ducted CEE Tier 1
211230457 | Central HP <5.4 tons | DAY & NIGHT | HRCU-A-CB (Split System: Heat Pump with Remote Outdoor Unit-Air-Source) | DLCURAH36ABK |  |  | EN(A,D)4X48L24** | *80ES(N,L)1102120A* | 36200 | 16.5 | 8.1 | 38500 | 34800 | 90.39% | 2.02 | 0 | 10.5 |  |  |  |  | R-410A | 3.0167 | Residential & Commercial | USHP | Ducted CEE Tier 1
208141157 | Central HP <5.4 tons | ECOER | HRCU-A-CB (Split System: Heat Pump with Remote Outdoor Unit-Air-Source) | EODA18H-4860B |  |  | GNC4860DPT | MGH96M120D5A | 52000 | 16.5 | 8.5 | 54000 | 37800 | 70% | 1.9 | 10.2 | 10 |  |  |  |  | R-410A | 4.3333 | Residential & Commercial | USHP | Ducted CEE Tier 1
212975383 | Central HP <5.4 tons | KEEPRITE | HRCU-A-CB (Split System: Heat Pump with Remote Outdoor Unit-Air-Source) | DLCURAH18ABK |  |  | EA*4X19L17A* | *96VTN0601412B* | 17700 | 16.5 | 8.1 | 17700 | 17900 | 101.1% | 2.16 | 0 | 10.5 |  |  |  |  | R-410A | 1.475 | Residential & Commercial | USHP | Ducted CEE Tier 1
212974529 | Central HP <5.4 tons | KEEPRITE | HRCU-A-CB (Split System: Heat Pump with Remote Outdoor Unit-Air-Source) | DLCURAH30ABK |  |  | EA*4X42L24A* | *96VSN1202422B* | 30200 | 15.2 | 8.1 | 34400 | 27400 | 79.65% | 1.8 | 0 | 9 |  |  |  |  | R-410A | 2.5167 | Residential & Commercial | USHP
207252615 | Central HP <5.4 tons | ECOER | HRCU-A-CB (Split System: Heat Pump with Remote Outdoor Unit-Air-Source) | EODA18H-2436 |  |  | GNC2430BPT | MGH96M060B3A | 22800 | 16 | 8.5 | 23200 | 16400 | 70.69% | 1.95 | 12.5 | 11.7 |  |  |  |  | R-410A | 1.9 | Residential & Commercial | USHP | Ducted CEE Tier 1
215223945 | Central HP <5.4 tons | COLEMAN | HRCU-A-CB (Split System: Heat Pump with Remote Outdoor Unit-Air-Source) | HH824E2S11 |  |  | CTM36B5ADS1 | Z8ES080B12SMPS1 | 23000 | 18 | 9.5 | 23000 | 18600 | 80.87% | 2 | 0 | 12 |  |  |  |  | R-454B | 1.9167 | Residential & Commercial | USHP | Ducted CEE Tier 1
215933973 | Central HP <5.4 tons | TEMPSTAR | HRCU-A-CB (Split System: Heat Pump with Remote Outdoor Unit-Air-Source) | T5H3V36*K*AAA* |  |  | FCMA5B60L0D*+WALLCON | 0 | 35000 | 22 | 9.5 | 33400 | 25200 | 75.45% | 2.08 | 0 | 13 |  |  |  |  | R-454B | 2.9167 | Residential & Commercial | USHP | Ducted CEE Tier 1
212981833 | Central HP <5.4 tons | BRYANT HEATING AND COOLING SYSTEMS | HRCU-A-CB (Split System: Heat Pump with Remote Outdoor Unit-Air-Source) | 38MURAQ18AB3* |  |  | CAP**2417AL* | 83*SB60100M21*** | 17200 | 15.5 | 8.5 | 18300 | 19400 | 106% | 2.32 | 0 | 10 |  |  |  |  | R-410A | 1.4333 | Residential & Commercial | USHP | Ducted CEE Tier 1
211387656 | Central HP <5.4 tons | COLEMAN | HRCU-A-CB (Split System: Heat Pump with Remote Outdoor Unit-Air-Source) | HMH72B341 |  |  | XAFC36DBCN1 | CP9C080C16MP13 | 34000 | 17.5 | 8.1 | 33800 | 23800 | 70.41% | 2.08 | 0 | 10 |  |  |  |  | R-410A | 2.8333 | Residential & Commercial | USHP | Ducted CEE Tier 1
213773113 | Central HP <5.4 tons | KENMORE | HRCU-A-CB (Split System: Heat Pump with Remote Outdoor Unit-Air-Source) | (C,H,T)VH825GKA3* |  |  | EA*4X36L21A*+WALLCON | *97CMN0801714B* | 23600 | 16.5 | 8.1 | 21600 | 16700 | 77.31% | 1.92 | 0 | 10.5 |  |  |  |  | R-410A | 1.9667 | Residential & Commercial | USHP | Ducted CEE Tier 1
213773133 | Central HP <5.4 tons | KENMORE | HRCU-A-CB (Split System: Heat Pump with Remote Outdoor Unit-Air-Source) | (C,H,T)VH825GKA3* |  |  | EA*4X36L21A*+WALLCON | *96CTN0601714B* | 23400 | 16.5 | 8.1 | 21600 | 16700 | 77.31% | 1.92 | 0 | 10.5 |  |  |  |  | R-410A | 1.95 | Residential & Commercial | USHP | Ducted CEE Tier 1
213772713 | Central HP <5.4 tons | KENMORE | HRCU-A-CB (Split System: Heat Pump with Remote Outdoor Unit-Air-Source) | (C,H,T)VH825GKA3* |  |  | EA*4X24L17A*+WALLCON | *96CTN0801714B* | 23200 | 16 | 8.1 | 22200 | 16800 | 75.68% | 1.88 | 0 | 10.5 |  |  |  |  | R-410A | 1.9333 | Residential & Commercial | USHP | Ducted CEE Tier 1
212973029 | Central HP <5.4 tons | KEEPRITE | HRCU-A-CB (Split System: Heat Pump with Remote Outdoor Unit-Air-Source) | DLCURAH18ABK |  |  | EA*4X24L17A* | *96VSN0401712B* | 17200 | 16 | 8.5 | 18200 | 19400 | 106.6% | 2.34 | 0 | 10.5 |  |  |  |  | R-410A | 1.4333 | Residential & Commercial | USHP | Ducted CEE Tier 1
212973349 | Central HP <5.4 tons | KEEPRITE | HRCU-A-CB (Split System: Heat Pump with Remote Outdoor Unit-Air-Source) | DLCURAH18ABK |  |  | EA*4X30L17A* | *96VSN0601412B* | 17400 | 16.5 | 8.5 | 18000 | 18700 | 103.9% | 2.26 | 0 | 10.5 |  |  |  |  | R-410A | 1.45 | Residential & Commercial | USHP | Ducted CEE Tier 1
212973399 | Central HP <5.4 tons | KEEPRITE | HRCU-A-CB (Split System: Heat Pump with Remote Outdoor Unit-Air-Source) | DLCURAH18ABK |  |  | EN(A,D)4X30L17** | *96VSN0601412B* | 17500 | 16.5 | 8.1 | 18000 | 18700 | 103.9% | 2.24 | 0 | 11 |  |  |  |  | R-410A | 1.4583 | Residential & Commercial | USHP | Ducted CEE Tier 1
215677163 | Central HP <5.4 tons | CARRIER | HRCU-A-CB (Split System: Heat Pump with Remote Outdoor Unit-Air-Source) | 27VNA060A*030* |  |  | CVAMA6024XMA*+UI | 59MN7C060C21**20 | 55500 | 17.5 | 8.5 | 64000 | 45500 | 71.09% | 1.94 | 0 | 8.5 |  |  |  |  | R-454B | 4.625 | Residential & Commercial | USHP
212975425 | Central HP <5.4 tons | DAY & NIGHT | HRCU-A-CB (Split System: Heat Pump with Remote Outdoor Unit-Air-Source) | DLCURAH18ABK |  |  | EA*4X30L14A* | *96VTN0601412B* | 17400 | 16.5 | 8.5 | 18000 | 18900 | 105% | 2.28 | 0 | 10.5 |  |  |  |  | R-410A | 1.45 | Residential & Commercial | USHP | Ducted CEE Tier 1
213771343 | Central HP <5.4 tons | KENMORE | HRCU-A-CB (Split System: Heat Pump with Remote Outdoor Unit-Air-Source) | (C,H,T)VH825GKA2* |  |  | EA*4X42L21A*+WALLCON | *96CTN0601714B* | 23600 | 16.5 | 8.1 | 21400 | 16700 | 78.04% | 1.96 | 0 | 10.5 |  |  |  |  | R-410A | 1.9667 | Residential & Commercial | USHP | Ducted CEE Tier 1
214396515 | Central HP <5.4 tons | FRASER-JOHNSTON | HRCU-A-CB (Split System: Heat Pump with Remote Outdoor Unit-Air-Source) | HH836E2S11 |  |  | CTM48C5CFS1 | TM8Y100C20MP11 | 34600 | 19 | 9 | 32600 | 25800 | 79.14% | 2 | 0 | 11 |  |  |  |  | R-454B | 2.8833 | Residential & Commercial | USHP | Ducted CEE Tier 1
214397117 | Central HP <5.4 tons | FRASER-JOHNSTON | HRCU-A-CB (Split System: Heat Pump with Remote Outdoor Unit-Air-Source) | HH824E2S11 |  |  | CTF30A5ADS1 | TM9E026A08MP12 | 23000 | 17 | 9 | 23000 | 18300 | 79.57% | 2 | 0 | 12 |  |  |  |  | R-454B | 1.9167 | Residential & Commercial | USHP | Ducted CEE Tier 1
214396665 | Central HP <5.4 tons | FRASER-JOHNSTON | HRCU-A-CB (Split System: Heat Pump with Remote Outdoor Unit-Air-Source) | HH824E2S11 |  |  | CTF36B5ADS1 | TL9E060B12UH11 | 23000 | 18 | 9.5 | 23000 | 18900 | 82.17% | 2 | 0 | 12 |  |  |  |  | R-454B | 1.9167 | Residential & Commercial | USHP | Ducted CEE Tier 1
215931582 | Central HP <5.4 tons | KENMORE | HRCU-A-CB (Split System: Heat Pump with Remote Outdoor Unit-Air-Source) | (C,H,T)5H3V60*K*AAA* |  |  | EA*5X60M24A*+WALLCON | *95CSU0802120B* | 55500 | 18 | 8.1 | 60500 | 46000 | 76.03% | 1.95 | 0 | 11 |  |  |  |  | R-454B | 4.625 | Residential & Commercial | USHP | Ducted CEE Tier 1
212383302 | Central HP <5.4 tons | BRYANT HEATING AND COOLING SYSTEMS | HRCU-A-CB (Split System: Heat Pump with Remote Outdoor Unit-Air-Source) | 38MURAQ36AB3* |  |  | CAP**3621AL* | 8(0,1)*SA48090E21*** | 35600 | 16 | 8.1 | 39500 | 35200 | 89.11% | 1.84 | 0 | 10 |  |  |  |  | R-410A | 2.9667 | Residential & Commercial | USHP | Ducted CEE Tier 1
213077746 | Central HP <5.4 tons | DAY & NIGHT | HRCU-A-CB (Split System: Heat Pump with Remote Outdoor Unit-Air-Source) | DLCURAH36ABK |  |  | EA*4X43L21A* | *96VTN1002122B* | 36800 | 16.5 | 8.5 | 38000 | 34800 | 91.58% | 2.08 | 0 | 10 |  |  |  |  | R-410A | 3.0667 | Residential & Commercial | USHP | Ducted CEE Tier 1
213078191 | Central HP <5.4 tons | DAY & NIGHT | HRCU-A-CB (Split System: Heat Pump with Remote Outdoor Unit-Air-Source) | DLCURAH36ABK |  |  | EA*4X42L21A* | *80MS(N,L)0702116A* | 35000 | 16.5 | 8.1 | 38500 | 35000 | 90.91% | 1.88 | 0 | 9.5 |  |  |  |  | R-410A | 2.9167 | Residential & Commercial | USHP
207252614 | Central HP <5.4 tons | ECOER | HRCU-A-CB (Split System: Heat Pump with Remote Outdoor Unit-Air-Source) | EODA18H-2436 |  |  | GNC2430BPT | MGH96M080B3A | 22800 | 16 | 8.5 | 23200 | 16400 | 70.69% | 1.95 | 12.5 | 11.7 |  |  |  |  | R-410A | 1.9 | Residential & Commercial | USHP | Ducted CEE Tier 1
215938034 | Central HP <5.4 tons | CARRIER | HRCU-A-CB (Split System: Heat Pump with Remote Outdoor Unit-Air-Source) | 27VNA348A*030* |  |  | CVAVA4924XMA*+UI | 58TN*B135C24**22 | 45500 | 21 | 8.1 | 52500 | 38000 | 72.38% | 1.95 | 0 | 11.5 |  |  |  |  | R-454B | 3.7917 | Residential & Commercial | USHP | Ducted CEE Tier 1
213077716 | Central HP <5.4 tons | DAY & NIGHT | HRCU-A-CB (Split System: Heat Pump with Remote Outdoor Unit-Air-Source) | DLCURAH36ABK |  |  | EA*4X37L21A* | *96VTN1002122B* | 36600 | 16.5 | 8.5 | 38000 | 34800 | 91.58% | 2.08 | 0 | 10 |  |  |  |  | R-410A | 3.05 | Residential & Commercial | USHP | Ducted CEE Tier 1
213077951 | Central HP <5.4 tons | DAY & NIGHT | HRCU-A-CB (Split System: Heat Pump with Remote Outdoor Unit-Air-Source) | DLCURAH36ABK |  |  | EA*4X37L21A* | *80MS(N,L)0701712A* | 36200 | 16 | 8.5 | 38000 | 34800 | 91.58% | 2.04 | 0 | 10 |  |  |  |  | R-410A | 3.0167 | Residential & Commercial | USHP | Ducted CEE Tier 1
213076329 | Central HP <5.4 tons | DAY & NIGHT | HRCU-A-CB (Split System: Heat Pump with Remote Outdoor Unit-Air-Source) | DLCURAH36ABK |  |  | EN(A,D,W)4X48L21** | *95MSU1002122A* | 36200 | 16.5 | 8.1 | 38500 | 35000 | 90.91% | 2.02 | 0 | 10.5 |  |  |  |  | R-410A | 3.0167 | Residential & Commercial | USHP | Ducted CEE Tier 1
213078470 | Central HP <5.4 tons | DAY & NIGHT | HRCU-A-CB (Split System: Heat Pump with Remote Outdoor Unit-Air-Source) | DLCURAH36ABK |  |  | EN(A,D,W)4X48L21** | *80MS(N,L)0902116A* | 35800 | 16.5 | 8.1 | 38500 | 34800 | 90.39% | 2 | 0 | 10 |  |  |  |  | R-410A | 2.9833 | Residential & Commercial | USHP | Ducted CEE Tier 1
214397127 | Central HP <5.4 tons | FRASER-JOHNSTON | HRCU-A-CB (Split System: Heat Pump with Remote Outdoor Unit-Air-Source) | HH824E2S11 |  |  | CTF30B5ACS1 | TM9E060B12MP12 | 23000 | 17 | 9.5 | 23000 | 18900 | 82.17% | 2 | 0 | 11.7 |  |  |  |  | R-454B | 1.9167 | Residential & Commercial | USHP | Ducted CEE Tier 1
214396918 | Central HP <5.4 tons | FRASER-JOHNSTON | HRCU-A-CB (Split System: Heat Pump with Remote Outdoor Unit-Air-Source) | HH836E2S11 |  |  | CTF36C5CDS1 | TMLE080C20MP11 | 34800 | 17 | 8.5 | 32800 | 27000 | 82.32% | 2 | 0 | 11 |  |  |  |  | R-454B | 2.9 | Residential & Commercial | USHP | Ducted CEE Tier 1
214396500 | Central HP <5.4 tons | FRASER-JOHNSTON | HRCU-A-CB (Split System: Heat Pump with Remote Outdoor Unit-Air-Source) | HH836E2S11 |  |  | CTF48C5CFS1 | TM8E100C20MP11 | 34400 | 17 | 8.5 | 32600 | 25800 | 79.14% | 2 | 0 | 11 |  |  |  |  | R-454B | 2.8667 | Residential & Commercial | USHP | Ducted CEE Tier 1
215223218 | Central HP <5.4 tons | GCHV | HRCU-A-CB (Split System: Heat Pump with Remote Outdoor Unit-Air-Source) | COT-D36HNR8-EA01(J0) |  |  | CAH-D24HNR8-FMC(J0) | 0 | 24000 | 20 | 9.4 | 24000 | 20000 | 83.33% | 2.1 | 0 | 13.3 |  |  |  |  | R-454B | 2 | Residential & Commercial | USHP | Ducted CEE Tier 1
215940252 | Central HP <5.4 tons | KENMORE | HRCU-A-CB (Split System: Heat Pump with Remote Outdoor Unit-Air-Source) | (C,H,T)5H3V36*K*AAA* |  |  | ESH5X60M12A*+WALLCON | *97CTN1202422A* | 34200 | 19.5 | 9 | 34200 | 26000 | 76.02% | 1.94 | 0 | 11.7 |  |  |  |  | R-454B | 2.85 | Residential & Commercial | USHP | Ducted CEE Tier 1
214242163 | Central HP <5.4 tons | KENMORE | HRCU-A-CB (Split System: Heat Pump with Remote Outdoor Unit-Air-Source) | (C,H,T)VH825GKA3* |  |  | EN(A,D,W)4X42L21**+WALLCON | *97CMN0801714B* | 23600 | 16.5 | 8.1 | 21400 | 16700 | 78.04% | 1.94 | 0 | 11 |  |  |  |  | R-410A | 1.9667 | Residential & Commercial | USHP | Ducted CEE Tier 1
214239841 | Central HP <5.4 tons | KENMORE | HRCU-A-CB (Split System: Heat Pump with Remote Outdoor Unit-Air-Source) | (C,H,T)VH837GKA** |  |  | EN(A,D,W)4X42L21**+WALLCON | *96CTN1002122B* | 31800 | 16.5 | 8.1 | 33000 | 24400 | 73.94% | 1.88 | 0 | 11 |  |  |  |  | R-410A | 2.65 | Residential & Commercial | USHP | Ducted CEE Tier 1
213078241 | Central HP <5.4 tons | DAY & NIGHT | HRCU-A-CB (Split System: Heat Pump with Remote Outdoor Unit-Air-Source) | DLCURAH36ABK |  |  | EN(A,D,W)4X48L21** | *80MS(N,L)0702116A* | 35800 | 16.5 | 8.1 | 38500 | 34800 | 90.39% | 1.98 | 0 | 10 |  |  |  |  | R-410A | 2.9833 | Residential & Commercial | USHP | Ducted CEE Tier 1
213078525 | Central HP <5.4 tons | DAY & NIGHT | HRCU-A-CB (Split System: Heat Pump with Remote Outdoor Unit-Air-Source) | DLCURAH36ABK |  |  | EA*4X42L24A* | *80MS(N,L)0902120A* | 35400 | 16.5 | 8.1 | 38500 | 35000 | 90.91% | 1.9 | 0 | 10 |  |  |  |  | R-410A | 2.95 | Residential & Commercial | USHP | Ducted CEE Tier 1
212972723 | Central HP <5.4 tons | BRYANT HEATING AND COOLING SYSTEMS | HRCU-A-CB (Split System: Heat Pump with Remote Outdoor Unit-Air-Source) | 38MURAQ18AB3* |  |  | CNPV*1814AL* | 926SB30040V14*** | 17200 | 15.5 | 8.5 | 18500 | 19800 | 107% | 2.38 | 0 | 10.5 |  |  |  |  | R-410A | 1.4333 | Residential & Commercial | USHP | Ducted CEE Tier 1
212972753 | Central HP <5.4 tons | BRYANT HEATING AND COOLING SYSTEMS | HRCU-A-CB (Split System: Heat Pump with Remote Outdoor Unit-Air-Source) | 38MURAQ18AB3* |  |  | CNPV*3014AL* | 926SB30040V14*** | 17400 | 16 | 8.1 | 18000 | 18700 | 103.9% | 2.24 | 0 | 10.5 |  |  |  |  | R-410A | 1.45 | Residential & Commercial | USHP | Ducted CEE Tier 1
214608210 | Central HP <5.4 tons | ECOER | HRCU-A-CB (Split System: Heat Pump with Remote Outdoor Unit-Air-Source) | EODA18H-2436 |  |  | EAHATN-24BAA | 0 | 23400 | 18.5 | 8.5 | 24000 | 17600 | 73.33% | 2.1 | 0 | 12 |  |  |  |  | R-410A | 1.95 | Residential & Commercial | USHP | Ducted CEE Tier 1
216819067 | Central HP <5.4 tons | RHEEM | HRCU-A-CB (Split System: Heat Pump with Remote Outdoor Unit-Air-Source) | RD18AY24AJVC |  |  | RCFY2417MTANM | R951V0603A17UH | 20800 | 17 | 8.1 | 20800 | 17100 | 82.21% | 1.9 | 0 | 10 |  |  |  |  | R-454B | 1.7333 | Residential & Commercial | USHP | Ducted CEE Tier 1
216819108 | Central HP <5.4 tons | RHEEM | HRCU-A-CB (Split System: Heat Pump with Remote Outdoor Unit-Air-Source) | RD18AY24AJVC |  |  | RCFY2417MTANM | R951V0603A17M4 | 21000 | 17 | 8.1 | 21000 | 17100 | 81.43% | 1.9 | 0 | 10 |  |  |  |  | R-454B | 1.75 | Residential & Commercial | USHP | Ducted CEE Tier 1
216891409 | Central HP <5.4 tons | RHEEM | HRCU-A-CB (Split System: Heat Pump with Remote Outdoor Unit-Air-Source) | RD18AY48AJVC |  |  | RCFY4824MTANM | R802V0755A21DZ | 43000 | 18 | 8.5 | 43000 | 33200 | 77.21% | 2.1 | 0 | 11.7 |  |  |  |  | R-454B | 3.5833 | Residential & Commercial | USHP | Ducted CEE Tier 1
213780213 | Central HP <5.4 tons | KENMORE | HRCU-A-CB (Split System: Heat Pump with Remote Outdoor Unit-Air-Source) | (C,H,T)VH837GKA** |  |  | EHD4X48AAL+WALLCON | *95CSU0601716B* | 32400 | 16 | 8.1 | 33000 | 25000 | 75.76% | 1.94 | 0 | 11 |  |  |  |  | R-410A | 2.7 | Residential & Commercial | USHP | Ducted CEE Tier 1
213780363 | Central HP <5.4 tons | KENMORE | HRCU-A-CB (Split System: Heat Pump with Remote Outdoor Unit-Air-Source) | (C,H,T)VH837GKA** |  |  | EHD4X60AAL+WALLCON | *80CTL1352422B* | 33000 | 16.5 | 8.1 | 32200 | 24800 | 77.02% | 2 | 0 | 11.5 |  |  |  |  | R-410A | 2.75 | Residential & Commercial | USHP | Ducted CEE Tier 1
213779643 | Central HP <5.4 tons | KENMORE | HRCU-A-CB (Split System: Heat Pump with Remote Outdoor Unit-Air-Source) | (C,H,T)VH837GKA** |  |  | EA*4X61L21A*+WALLCON | *80CTL0701716B* | 32800 | 17 | 8.1 | 32200 | 25000 | 77.64% | 1.96 | 0 | 11 |  |  |  |  | R-410A | 2.7333 | Residential & Commercial | USHP | Ducted CEE Tier 1
213779763 | Central HP <5.4 tons | KENMORE | HRCU-A-CB (Split System: Heat Pump with Remote Outdoor Unit-Air-Source) | (C,H,T)VH837GKA** |  |  | EA*4X61L24A*+WALLCON | *80CTL1102120B* | 33200 | 17.5 | 8.5 | 32000 | 24800 | 77.5% | 2 | 0 | 11.5 |  |  |  |  | R-410A | 2.7667 | Residential & Commercial | USHP | Ducted CEE Tier 1
213779293 | Central HP <5.4 tons | KENMORE | HRCU-A-CB (Split System: Heat Pump with Remote Outdoor Unit-Air-Source) | (C,H,T)VH837GKA** |  |  | EA*4X43L21A*+WALLCON | *80CTL1102120B* | 33000 | 17 | 8.5 | 32600 | 25000 | 76.69% | 1.98 | 0 | 11.5 |  |  |  |  | R-410A | 2.75 | Residential & Commercial | USHP | Ducted CEE Tier 1
213774713 | Central HP <5.4 tons | KENMORE | HRCU-A-CB (Split System: Heat Pump with Remote Outdoor Unit-Air-Source) | (C,H,T)VH825GKA3* |  |  | EHD4X48AAL+WALLCON | *96CTN1002122B* | 24200 | 16 | 8.1 | 21200 | 16600 | 78.3% | 2.02 | 0 | 11 |  |  |  |  | R-410A | 2.0167 | Residential & Commercial | USHP | Ducted CEE Tier 1
213779043 | Central HP <5.4 tons | KENMORE | HRCU-A-CB (Split System: Heat Pump with Remote Outdoor Unit-Air-Source) | (C,H,T)VH837GKA** |  |  | EA*4X37L21A*+WALLCON | *96CTN0801714B* | 32800 | 17 | 8.5 | 33000 | 25200 | 76.36% | 1.96 | 0 | 11 |  |  |  |  | R-410A | 2.7333 | Residential & Commercial | USHP | Ducted CEE Tier 1
214396797 | Central HP <5.4 tons | FRASER-JOHNSTON | HRCU-A-CB (Split System: Heat Pump with Remote Outdoor Unit-Air-Source) | HH836E2S11 |  |  | CTM36B5CDS1 | TM8E080B12MP11 | 33400 | 18 | 8.5 | 31600 | 26000 | 82.28% | 2 | 0 | 11 |  |  |  |  | R-454B | 2.7833 | Residential & Commercial | USHP | Ducted CEE Tier 1
214396415 | Central HP <5.4 tons | FRASER-JOHNSTON | HRCU-A-CB (Split System: Heat Pump with Remote Outdoor Unit-Air-Source) | HH836E2S11 |  |  | CTM36C5CDS1 | TM8E080C16MP11 | 33800 | 18 | 8.5 | 31400 | 25600 | 81.53% | 2 | 0 | 11 |  |  |  |  | R-454B | 2.8167 | Residential & Commercial | USHP | Ducted CEE Tier 1
211394656 | Central HP <5.4 tons | CHAMPION HEATING AND COOLING | HRCU-A-CB (Split System: Heat Pump with Remote Outdoor Unit-Air-Source) | HMH72B341 |  |  | XAFC48FBCN1 | TP9C100C20MP13 | 34000 | 16.5 | 8.5 | 33000 | 24200 | 73.33% | 2.1 | 0 | 9 |  |  |  |  | R-410A | 2.8333 | Residential & Commercial | USHP
211396210 | Central HP <5.4 tons | CHAMPION HEATING AND COOLING | HRCU-A-CB (Split System: Heat Pump with Remote Outdoor Unit-Air-Source) | HMH72B341 |  |  | XAHC48FXXN1+TXV | TM9E080B12MP12 | 32600 | 16.5 | 8.1 | 31800 | 23400 | 73.58% | 2 | 0 | 9 |  |  |  |  | R-410A | 2.7167 | Residential & Commercial | USHP
211206840 | Central HP <5.4 tons | CHAMPION HEATING AND COOLING | HRCU-A-CB (Split System: Heat Pump with Remote Outdoor Unit-Air-Source) | HL20B2421 |  |  | XAMB24DE1N1+CC | TP9C060B12MP13 | 22600 | 17 | 8.5 | 23800 | 18500 | 77.73% | 1.92 | 0 | 12 |  |  |  |  | R-410A | 1.8833 | Residential & Commercial | USHP | Ducted CEE Tier 1
202337969 | Central HP <5.4 tons | ECOER | HRCU-A-CB (Split System: Heat Pump with Remote Outdoor Unit-Air-Source) | EODA18H-2436 |  |  | EAHATN-24 | 0 | 23400 | 18 | 8.5 | 24000 | 17600 | 73.33% | 2.1 | 13 | 12 |  |  |  |  | R-410A | 1.95 | Residential & Commercial | USHP | Ducted CEE Tier 1
215931772 | Central HP <5.4 tons | KENMORE | HRCU-A-CB (Split System: Heat Pump with Remote Outdoor Unit-Air-Source) | (C,H,T)5H3V60*K*AAA* |  |  | EA*5X61M24A*+WALLCON | *97CMN1202422B* | 57000 | 18.5 | 8.5 | 60500 | 46500 | 76.86% | 2.02 | 0 | 11 |  |  |  |  | R-454B | 4.75 | Residential & Commercial | USHP | Ducted CEE Tier 1
214243093 | Central HP <5.4 tons | KENMORE | HRCU-A-CB (Split System: Heat Pump with Remote Outdoor Unit-Air-Source) | (C,H,T)VH825GKA2* |  |  | EN(A,D,W)4X48L21**+WALLCON | *80CTL0701716B* | 24000 | 17 | 8.1 | 21400 | 16600 | 77.57% | 2 | 0 | 11 |  |  |  |  | R-410A | 2 | Residential & Commercial | USHP | Ducted CEE Tier 1
214243143 | Central HP <5.4 tons | KENMORE | HRCU-A-CB (Split System: Heat Pump with Remote Outdoor Unit-Air-Source) | (C,H,T)VH825GKA2* |  |  | EN(A,D,W)4X48L21**+WALLCON | *97CMN0601714B* | 24000 | 16.5 | 8.1 | 21400 | 16700 | 78.04% | 2 | 0 | 11 |  |  |  |  | R-410A | 2 | Residential & Commercial | USHP | Ducted CEE Tier 1
214243193 | Central HP <5.4 tons | KENMORE | HRCU-A-CB (Split System: Heat Pump with Remote Outdoor Unit-Air-Source) | (C,H,T)VH825GKA2* |  |  | EN(A,D,W)4X48L21**+WALLCON | *96CTN1002122B* | 24200 | 17 | 8.1 | 21200 | 16600 | 78.3% | 2.02 | 0 | 11.5 |  |  |  |  | R-410A | 2.0167 | Residential & Commercial | USHP | Ducted CEE Tier 1
214242843 | Central HP <5.4 tons | KENMORE | HRCU-A-CB (Split System: Heat Pump with Remote Outdoor Unit-Air-Source) | (C,H,T)VH825GKA2* |  |  | EN(A,D)4X36L21**+WALLCON | *96CTN0801714B* | 23400 | 16.5 | 8.1 | 21600 | 16700 | 77.31% | 1.92 | 0 | 11 |  |  |  |  | R-410A | 1.95 | Residential & Commercial | USHP | Ducted CEE Tier 1
214396732 | Central HP <5.4 tons | FRASER-JOHNSTON | HRCU-A-CB (Split System: Heat Pump with Remote Outdoor Unit-Air-Source) | HH860E2S11 |  |  | CTF60C5CHS1 | TL8E100C20UH11 | 53000 | 19 | 9 | 53500 | 38500 | 71.96% | 2 | 0 | 11.7 |  |  |  |  | R-454B | 4.4167 | Residential & Commercial | USHP | Ducted CEE Tier 1
214609113 | Central HP <5.4 tons | FRASER-JOHNSTON | HRCU-A-CB (Split System: Heat Pump with Remote Outdoor Unit-Air-Source) | HH860E2S11 |  |  | CTM60D5CGS1 | Z9ES120D20SMPS1 | 46000 | 18 | 9 | 47000 | 34200 | 72.77% | 2 | 0 | 11.7 |  |  |  |  | R-454B | 3.8333 | Residential & Commercial | USHP | Ducted CEE Tier 1
211391344 | Central HP <5.4 tons | CHAMPION HEATING AND COOLING | HRCU-A-CB (Split System: Heat Pump with Remote Outdoor Unit-Air-Source) | HMH72B341 |  |  | XAFC36DBCN1 | TM8E120C16MP11 | 34000 | 18 | 8.5 | 33600 | 23800 | 70.83% | 2.08 | 0 | 10 |  |  |  |  | R-410A | 2.8333 | Residential & Commercial | USHP | Ducted CEE Tier 1
213780423 | Central HP <5.4 tons | KENMORE | HRCU-A-CB (Split System: Heat Pump with Remote Outdoor Unit-Air-Source) | (C,H,T)VH837GKA** |  |  | EHD4X60AAL+WALLCON | *96CTN0601714B* | 32800 | 16.5 | 8.1 | 32400 | 25000 | 77.16% | 1.96 | 0 | 11 |  |  |  |  | R-410A | 2.7333 | Residential & Commercial | USHP | Ducted CEE Tier 1
216819713 | Central HP <5.4 tons | RHEEM | HRCU-A-CB (Split System: Heat Pump with Remote Outdoor Unit-Air-Source) | RD18AY48AJVC |  |  | RCFY4821STANM | R801V0504A17UHN | 40500 | 16 | 8.1 | 40500 | 38000 | 93.83% | 2 | 0 | 10 |  |  |  |  | R-454B | 3.375 | Residential & Commercial | USHP | Ducted CEE Tier 1
216819715 | Central HP <5.4 tons | RHEEM | HRCU-A-CB (Split System: Heat Pump with Remote Outdoor Unit-Air-Source) | RD18AY48AJVC |  |  | RCFY4821STANM | R802V1005A21UH | 41000 | 18 | 8.1 | 41000 | 37600 | 91.71% | 2.1 | 0 | 10 |  |  |  |  | R-454B | 3.4167 | Residential & Commercial | USHP | Ducted CEE Tier 1
216613164 | Central HP <5.4 tons | RHEEM | HRCU-A-CB (Split System: Heat Pump with Remote Outdoor Unit-Air-Source) | RD18AY24AJVC |  |  | RH2VY3617STACN | 0 | 21200 | 18 | 9.5 | 20600 | 17000 | 82.52% | 2 | 0 | 11.7 |  |  |  |  | R-454B | 1.7667 | Residential & Commercial | USHP | Ducted CEE Tier 1
216819246 | Central HP <5.4 tons | RHEEM | HRCU-A-CB (Split System: Heat Pump with Remote Outdoor Unit-Air-Source) | RD18AY24AJVC |  |  | RCFY2421MTANM | R801V0704A17UH | 21000 | 17 | 8.1 | 20800 | 17000 | 81.73% | 1.9 | 0 | 10 |  |  |  |  | R-454B | 1.75 | Residential & Commercial | USHP | Ducted CEE Tier 1
216820016 | Central HP <5.4 tons | RHEEM | HRCU-A-CB (Split System: Heat Pump with Remote Outdoor Unit-Air-Source) | RD18AY48AJVC |  |  | RCFY4821STANM | R801V0754A17UH | 41000 | 18 | 8.1 | 41000 | 37600 | 91.71% | 2.1 | 0 | 10 |  |  |  |  | R-454B | 3.4167 | Residential & Commercial | USHP | Ducted CEE Tier 1
216819682 | Central HP <5.4 tons | RHEEM | HRCU-A-CB (Split System: Heat Pump with Remote Outdoor Unit-Air-Source) | RD18AY48AJVC |  |  | RCFY4821STANM | R801V0755A21UH | 41000 | 18 | 8.1 | 41000 | 37600 | 91.71% | 2.1 | 0 | 10 |  |  |  |  | R-454B | 3.4167 | Residential & Commercial | USHP | Ducted CEE Tier 1
211391681 | Central HP <5.4 tons | CHAMPION HEATING AND COOLING | HRCU-A-CB (Split System: Heat Pump with Remote Outdoor Unit-Air-Source) | HMH72B341 |  |  | XAHB36DXXN1+TXV | TMLE100B12MP11 | 33200 | 17.5 | 8.1 | 33000 | 23400 | 70.91% | 2.02 | 0 | 9.5 |  |  |  |  | R-410A | 2.7667 | Residential & Commercial | USHP
214242993 | Central HP <5.4 tons | KENMORE | HRCU-A-CB (Split System: Heat Pump with Remote Outdoor Unit-Air-Source) | (C,H,T)VH825GKA2* |  |  | EN(A,D,W)4X42L21**+WALLCON | *80CTL0902120B* | 23800 | 16.5 | 8.1 | 21400 | 16700 | 78.04% | 1.96 | 0 | 11 |  |  |  |  | R-410A | 1.9833 | Residential & Commercial | USHP | Ducted CEE Tier 1
214242793 | Central HP <5.4 tons | KENMORE | HRCU-A-CB (Split System: Heat Pump with Remote Outdoor Unit-Air-Source) | (C,H,T)VH825GKA2* |  |  | EN(A,D)4X36L21**+WALLCON | *95CSU0601716B* | 23400 | 16.5 | 8.1 | 21600 | 16700 | 77.31% | 1.92 | 0 | 10.5 |  |  |  |  | R-410A | 1.95 | Residential & Commercial | USHP | Ducted CEE Tier 1
214242193 | Central HP <5.4 tons | KENMORE | HRCU-A-CB (Split System: Heat Pump with Remote Outdoor Unit-Air-Source) | (C,H,T)VH825GKA3* |  |  | EN(A,D,W)4X42L21**+WALLCON | *96CTN0801714B* | 23800 | 16.5 | 8.1 | 21400 | 16700 | 78.04% | 1.94 | 0 | 11 |  |  |  |  | R-410A | 1.9833 | Residential & Commercial | USHP | Ducted CEE Tier 1
214242223 | Central HP <5.4 tons | KENMORE | HRCU-A-CB (Split System: Heat Pump with Remote Outdoor Unit-Air-Source) | (C,H,T)VH825GKA3* |  |  | EN(A,D,W)4X48L21**+WALLCON | *80CTL0701716B* | 24000 | 17 | 8.1 | 21400 | 16600 | 77.57% | 2 | 0 | 11 |  |  |  |  | R-410A | 2 | Residential & Commercial | USHP | Ducted CEE Tier 1
214242243 | Central HP <5.4 tons | KENMORE | HRCU-A-CB (Split System: Heat Pump with Remote Outdoor Unit-Air-Source) | (C,H,T)VH825GKA3* |  |  | EN(A,D,W)4X48L21**+WALLCON | *80CTL0902120B* | 24200 | 17 | 8.1 | 21200 | 16600 | 78.3% | 2 | 0 | 11 |  |  |  |  | R-410A | 2.0167 | Residential & Commercial | USHP | Ducted CEE Tier 1
214242293 | Central HP <5.4 tons | KENMORE | HRCU-A-CB (Split System: Heat Pump with Remote Outdoor Unit-Air-Source) | (C,H,T)VH825GKA3* |  |  | EN(A,D,W)4X48L21**+WALLCON | *97CMN1002122B* | 24200 | 17 | 8.1 | 21200 | 16500 | 77.83% | 2 | 0 | 11.5 |  |  |  |  | R-410A | 2.0167 | Residential & Commercial | USHP | Ducted CEE Tier 1
213779143 | Central HP <5.4 tons | KENMORE | HRCU-A-CB (Split System: Heat Pump with Remote Outdoor Unit-Air-Source) | (C,H,T)VH837GKA** |  |  | EA*4X42L21A*+WALLCON | *97CMN1002122B* | 31800 | 17 | 8.1 | 33000 | 24400 | 73.94% | 1.88 | 0 | 11 |  |  |  |  | R-410A | 2.65 | Residential & Commercial | USHP | Ducted CEE Tier 1
213778793 | Central HP <5.4 tons | KENMORE | HRCU-A-CB (Split System: Heat Pump with Remote Outdoor Unit-Air-Source) | (C,H,T)VH837GKA** |  |  | EA*4X36L17A*+WALLCON | *97CMN0801714B* | 31400 | 16.5 | 8.1 | 33200 | 24400 | 73.49% | 1.82 | 0 | 10.5 |  |  |  |  | R-410A | 2.6167 | Residential & Commercial | USHP | Ducted CEE Tier 1
215677053 | Central HP <5.4 tons | CARRIER | HRCU-A-CB (Split System: Heat Pump with Remote Outdoor Unit-Air-Source) | 27VNA060A*030* |  |  | CVAMA6021XMA*+UI | 59MN7C080C21**20 | 56500 | 18 | 9 | 64000 | 45000 | 70.31% | 2.06 | 0 | 9 |  |  |  |  | R-454B | 4.7083 | Residential & Commercial | USHP
214243023 | Central HP <5.4 tons | KENMORE | HRCU-A-CB (Split System: Heat Pump with Remote Outdoor Unit-Air-Source) | (C,H,T)VH825GKA2* |  |  | EN(A,D,W)4X42L21**+WALLCON | *97CMN0601714B* | 23600 | 16 | 8.1 | 21600 | 16700 | 77.31% | 1.94 | 0 | 11 |  |  |  |  | R-410A | 1.9667 | Residential & Commercial | USHP | Ducted CEE Tier 1
212978271 | Central HP <5.4 tons | BRYANT HEATING AND COOLING SYSTEMS | HRCU-A-CB (Split System: Heat Pump with Remote Outdoor Unit-Air-Source) | 38MURAQ18AB3* |  |  | CAP**3014AL* | 8(0,1)*SB36070M14*** | 17700 | 16.5 | 8.5 | 18200 | 18700 | 102.7% | 2.24 | 0 | 10.5 |  |  |  |  | R-410A | 1.475 | Residential & Commercial | USHP | Ducted CEE Tier 1
212970403 | Central HP <5.4 tons | KEEPRITE | HRCU-A-CB (Split System: Heat Pump with Remote Outdoor Unit-Air-Source) | DLCURAH36ABK |  |  | EA*4X37L21A* | *80VSL0701716B* | 36400 | 16 | 8.5 | 38500 | 35000 | 90.91% | 2.06 | 0 | 10 |  |  |  |  | R-410A | 3.0333 | Residential & Commercial | USHP | Ducted CEE Tier 1
212384306 | Central HP <5.4 tons | DAY & NIGHT | HRCU-A-CB (Split System: Heat Pump with Remote Outdoor Unit-Air-Source) | DLCURAH36ABK |  |  | END4X42L17** | *92ESN0601412A* | 36000 | 15.2 | 8.1 | 39500 | 35000 | 88.61% | 1.96 | 0 | 10 |  |  |  |  | R-410A | 3 | Residential & Commercial | USHP | Ducted CEE Tier 1
207861760 | Central HP <5.4 tons | ECOER | HRCU-A-CB (Split System: Heat Pump with Remote Outdoor Unit-Air-Source) | EODA18H-4860B |  |  | EAHATN-60B | 0 | 54000 | 17 | 9 | 55000 | 38500 | 70% | 1.9 | 10.5 | 10 |  |  |  |  | R-410A | 4.5 | Residential & Commercial | USHP | Ducted CEE Tier 1
214396234 | Central HP <5.4 tons | FRASER-JOHNSTON | HRCU-A-CB (Split System: Heat Pump with Remote Outdoor Unit-Air-Source) | HH824E2S11 |  |  | CTF30A5ADS1 | TM9Y040A10MP11 | 23000 | 17 | 9 | 23000 | 18000 | 78.26% | 2 | 0 | 12 |  |  |  |  | R-454B | 1.9167 | Residential & Commercial | USHP | Ducted CEE Tier 1
216819114 | Central HP <5.4 tons | RHEEM | HRCU-A-CB (Split System: Heat Pump with Remote Outdoor Unit-Air-Source) | RD18AY24AJVC |  |  | RCFY2417MTANM | R921V0403A17M4 | 21000 | 17 | 8.1 | 21000 | 17000 | 80.95% | 1.9 | 0 | 10 |  |  |  |  | R-454B | 1.75 | Residential & Commercial | USHP | Ducted CEE Tier 1
212970697 | Central HP <5.4 tons | BRYANT HEATING AND COOLING SYSTEMS | HRCU-A-CB (Split System: Heat Pump with Remote Outdoor Unit-Air-Source) | 38MURAQ36AB3* |  |  | CAP**4824AL* | 82*SB60090V21*** | 35800 | 16.5 | 8.5 | 38500 | 34600 | 89.87% | 2.02 | 0 | 10 |  |  |  |  | R-410A | 2.9833 | Residential & Commercial | USHP | Ducted CEE Tier 1
216891244 | Central HP <5.4 tons | RHEEM | HRCU-A-CB (Split System: Heat Pump with Remote Outdoor Unit-Air-Source) | RD18AY36AJVC |  |  | RCFY3621MTANM | R951V1005A21UH | 32600 | 19 | 10 | 32600 | 28000 | 85.89% | 2.1 | 0 | 12 |  |  |  |  | R-454B | 2.7167 | Residential & Commercial | USHP | Ducted CEE Tier 1
216891275 | Central HP <5.4 tons | RHEEM | HRCU-A-CB (Split System: Heat Pump with Remote Outdoor Unit-Air-Source) | RD18AY36AJVC |  |  | RCFY3621MTANM | R951V0603A17UH | 32200 | 18 | 10 | 32200 | 28200 | 87.58% | 2.1 | 0 | 12 |  |  |  |  | R-454B | 2.6833 | Residential & Commercial | USHP | Ducted CEE Tier 1
216891343 | Central HP <5.4 tons | RHEEM | HRCU-A-CB (Split System: Heat Pump with Remote Outdoor Unit-Air-Source) | RD18AY36AJVC |  |  | RCFY3621MTANM | R962V1005A21M4 | 32400 | 18 | 10 | 32400 | 28000 | 86.42% | 2.1 | 0 | 12 |  |  |  |  | R-454B | 2.7 | Residential & Commercial | USHP | Ducted CEE Tier 1
216891479 | Central HP <5.4 tons | RHEEM | HRCU-A-CB (Split System: Heat Pump with Remote Outdoor Unit-Air-Source) | RD18AY36AJVC |  |  | RCFY3617STANM | R801V0754A17UH | 31600 | 19 | 8.5 | 31600 | 27600 | 87.34% | 2 | 0 | 12 |  |  |  |  | R-454B | 2.6333 | Residential & Commercial | USHP | Ducted CEE Tier 1
216891561 | Central HP <5.4 tons | RHEEM | HRCU-A-CB (Split System: Heat Pump with Remote Outdoor Unit-Air-Source) | RD18AY36AJVC |  |  | RCFY3621STANM | R802V0504A17UH | 31200 | 18 | 8.5 | 31200 | 27800 | 89.1% | 1.9 | 0 | 12 |  |  |  |  | R-454B | 2.6 | Residential & Commercial | USHP | Ducted CEE Tier 1
214243073 | Central HP <5.4 tons | KENMORE | HRCU-A-CB (Split System: Heat Pump with Remote Outdoor Unit-Air-Source) | (C,H,T)VH825GKA2* |  |  | EN(A,D,W)4X42L21**+WALLCON | *96CTN1002122B* | 23800 | 16.5 | 8.1 | 21400 | 16600 | 77.57% | 1.96 | 0 | 11 |  |  |  |  | R-410A | 1.9833 | Residential & Commercial | USHP | Ducted CEE Tier 1
214242723 | Central HP <5.4 tons | KENMORE | HRCU-A-CB (Split System: Heat Pump with Remote Outdoor Unit-Air-Source) | (C,H,T)VH825GKA2* |  |  | EN(A,D,W)4X36L17**+WALLCON | *96CTN0601714B* | 23400 | 16 | 8.1 | 21600 | 16800 | 77.78% | 1.9 | 0 | 10.5 |  |  |  |  | R-410A | 1.95 | Residential & Commercial | USHP | Ducted CEE Tier 1
214242353 | Central HP <5.4 tons | KENMORE | HRCU-A-CB (Split System: Heat Pump with Remote Outdoor Unit-Air-Source) | (C,H,T)VH825GKA3* |  |  | EN(A,D)4X48L24**+WALLCON | *80CTL1352422B* | 24200 | 17 | 8.1 | 21200 | 16600 | 78.3% | 2 | 0 | 11 |  |  |  |  | R-410A | 2.0167 | Residential & Commercial | USHP | Ducted CEE Tier 1
214242373 | Central HP <5.4 tons | KENMORE | HRCU-A-CB (Split System: Heat Pump with Remote Outdoor Unit-Air-Source) | (C,H,T)VH825GKA3* |  |  | EN(A,D)4X48L24**+WALLCON | *97CMN1202422B* | 24200 | 17 | 8.1 | 21200 | 16600 | 78.3% | 2 | 0 | 11 |  |  |  |  | R-410A | 2.0167 | Residential & Commercial | USHP | Ducted CEE Tier 1
214242423 | Central HP <5.4 tons | KENMORE | HRCU-A-CB (Split System: Heat Pump with Remote Outdoor Unit-Air-Source) | (C,H,T)VH825GKA2* |  |  | EN(A,D)4X24L17**+WALLCON | *80CTL0451712B* | 23200 | 15.5 | 8.1 | 22200 | 17000 | 76.58% | 1.92 | 0 | 10.5 |  |  |  |  | R-410A | 1.9333 | Residential & Commercial | USHP | Ducted CEE Tier 1
214242473 | Central HP <5.4 tons | KENMORE | HRCU-A-CB (Split System: Heat Pump with Remote Outdoor Unit-Air-Source) | (C,H,T)VH825GKA2* |  |  | EN(A,D)4X24L17**+WALLCON | *97CMN0601714B* | 23200 | 15.5 | 8.1 | 22200 | 16900 | 76.13% | 1.92 | 0 | 10.5 |  |  |  |  | R-410A | 1.9333 | Residential & Commercial | USHP | Ducted CEE Tier 1
214239311 | Central HP <5.4 tons | KENMORE | HRCU-A-CB (Split System: Heat Pump with Remote Outdoor Unit-Air-Source) | (C,H,T)VH837GKA2* |  |  | EN(A,D)4X48L24**+WALLCON | *80CTL1352422B* | 32400 | 17 | 8.1 | 32600 | 24600 | 75.46% | 1.96 | 0 | 11.7 |  |  |  |  | R-410A | 2.7 | Residential & Commercial | USHP | Ducted CEE Tier 1
213076962 | Central HP <5.4 tons | KEEPRITE | HRCU-A-CB (Split System: Heat Pump with Remote Outdoor Unit-Air-Source) | DLCURAH36ABK |  |  | EA*4X37L21A* | *96VSN0801716B* | 36400 | 15.5 | 8.5 | 38500 | 35000 | 90.91% | 2.06 | 0 | 10 |  |  |  |  | R-410A | 3.0333 | Residential & Commercial | USHP | Ducted CEE Tier 1
213077012 | Central HP <5.4 tons | KEEPRITE | HRCU-A-CB (Split System: Heat Pump with Remote Outdoor Unit-Air-Source) | DLCURAH36ABK |  |  | END4X42L17** | *96VSN0801716B* | 35800 | 15.5 | 8.1 | 39000 | 35200 | 90.26% | 1.96 | 0 | 10 |  |  |  |  | R-410A | 2.9833 | Residential & Commercial | USHP | Ducted CEE Tier 1
213078030 | Central HP <5.4 tons | KEEPRITE | HRCU-A-CB (Split System: Heat Pump with Remote Outdoor Unit-Air-Source) | DLCURAH36ABK |  |  | EN(A,D,W)4X48L21** | *80MS(N,L)0701712A* | 35600 | 16.5 | 8.1 | 38500 | 34800 | 90.39% | 1.98 | 0 | 10 |  |  |  |  | R-410A | 2.9667 | Residential & Commercial | USHP | Ducted CEE Tier 1
216819073 | Central HP <5.4 tons | RHEEM | HRCU-A-CB (Split System: Heat Pump with Remote Outdoor Unit-Air-Source) | RD18AY24AJVC |  |  | RCFY2417MTANM | R801V0504A17UHU | 20800 | 17 | 8.1 | 20800 | 17100 | 82.21% | 1.9 | 0 | 10 |  |  |  |  | R-454B | 1.7333 | Residential & Commercial | USHP | Ducted CEE Tier 1
216819134 | Central HP <5.4 tons | RHEEM | HRCU-A-CB (Split System: Heat Pump with Remote Outdoor Unit-Air-Source) | RD18AY24AJVC |  |  | RCFY2417MTANM | R97MV0703A17DH | 21000 | 18 | 8.1 | 21000 | 17000 | 80.95% | 1.9 | 0 | 10 |  |  |  |  | R-454B | 1.75 | Residential & Commercial | USHP | Ducted CEE Tier 1
214242363 | Central HP <5.4 tons | KENMORE | HRCU-A-CB (Split System: Heat Pump with Remote Outdoor Unit-Air-Source) | (C,H,T)VH825GKA3* |  |  | EN(A,D)4X48L24**+WALLCON | *97CMN1002122B* | 24200 | 17 | 8.1 | 21200 | 16500 | 77.83% | 2 | 0 | 11.5 |  |  |  |  | R-410A | 2.0167 | Residential & Commercial | USHP | Ducted CEE Tier 1
212972247 | Central HP <5.4 tons | DAY & NIGHT | HRCU-A-CB (Split System: Heat Pump with Remote Outdoor Unit-Air-Source) | DLCURAH36ABK |  |  | EA*4X48L24A* | *80VTL0902120B* | 35800 | 16.5 | 8.5 | 37800 | 34600 | 91.53% | 2.02 | 0 | 10 |  |  |  |  | R-410A | 2.9833 | Residential & Commercial | USHP | Ducted CEE Tier 1
207252608 | Central HP <5.4 tons | ECOER | HRCU-A-CB (Split System: Heat Pump with Remote Outdoor Unit-Air-Source) | EODA18H-2436 |  |  | GNC2430APT | MGH96M080B3A | 22800 | 16 | 8.5 | 23200 | 16400 | 70.69% | 1.95 | 12.5 | 11.7 |  |  |  |  | R-410A | 1.9 | Residential & Commercial | USHP | Ducted CEE Tier 1
214242253 | Central HP <5.4 tons | KENMORE | HRCU-A-CB (Split System: Heat Pump with Remote Outdoor Unit-Air-Source) | (C,H,T)VH825GKA3* |  |  | EN(A,D,W)4X48L21**+WALLCON | *80CTL1102120B* | 24200 | 17 | 8.1 | 21200 | 16500 | 77.83% | 2 | 0 | 11 |  |  |  |  | R-410A | 2.0167 | Residential & Commercial | USHP | Ducted CEE Tier 1
214396227 | Central HP <5.4 tons | FRASER-JOHNSTON | HRCU-A-CB (Split System: Heat Pump with Remote Outdoor Unit-Air-Source) | HH824E2S11 |  |  | CTF36B5ADS1 | TPLC080B12MP13 | 23000 | 18 | 9 | 23000 | 18500 | 80.43% | 2 | 0 | 12 |  |  |  |  | R-454B | 1.9167 | Residential & Commercial | USHP | Ducted CEE Tier 1
214608232 | Central HP <5.4 tons | ECOER | HRCU-A-CB (Split System: Heat Pump with Remote Outdoor Unit-Air-Source) | EODA18H-4860BAA |  |  | GNC4860DPT | MGH96M120D5A | 52000 | 16.5 | 8.5 | 54000 | 37800 | 70% | 1.9 | 10.2 | 10 |  |  |  |  | R-410A | 4.3333 | Residential & Commercial | USHP | Ducted CEE Tier 1
212971984 | Central HP <5.4 tons | BRYANT HEATING AND COOLING SYSTEMS | HRCU-A-CB (Split System: Heat Pump with Remote Outdoor Unit-Air-Source) | 38MURAQ24AB3* |  |  | CAP**3017AL* | 82*TB48090V17*** | 23400 | 17 | 8.5 | 26200 | 24800 | 94.66% | 2.08 | 0 | 10 |  |  |  |  | R-410A | 1.95 | Residential & Commercial | USHP | Ducted CEE Tier 1
212972903 | Central HP <5.4 tons | BRYANT HEATING AND COOLING SYSTEMS | HRCU-A-CB (Split System: Heat Pump with Remote Outdoor Unit-Air-Source) | 38MURAQ24AB3* |  |  | CAP**2417AL* | 926SB30040V14*** | 23200 | 16 | 8.5 | 27000 | 26600 | 98.52% | 2.24 | 0 | 9.5 |  |  |  |  | R-410A | 1.9333 | Residential & Commercial | USHP
213080105 | Central HP <5.4 tons | DAY & NIGHT | HRCU-A-CB (Split System: Heat Pump with Remote Outdoor Unit-Air-Source) | DLCURAH36ABK |  |  | END4X42L17** | *96MSN0801716A* | 35600 | 15.5 | 8.1 | 38500 | 35200 | 91.43% | 1.94 | 0 | 10 |  |  |  |  | R-410A | 2.9667 | Residential & Commercial | USHP | Ducted CEE Tier 1
213078536 | Central HP <5.4 tons | DAY & NIGHT | HRCU-A-CB (Split System: Heat Pump with Remote Outdoor Unit-Air-Source) | DLCURAH36ABK |  |  | EA*4X43L21A* | *80MS(N,L)0902120A* | 37000 | 16 | 8.5 | 38500 | 35000 | 90.91% | 2.08 | 0 | 10 |  |  |  |  | R-410A | 3.0833 | Residential & Commercial | USHP | Ducted CEE Tier 1
214239331 | Central HP <5.4 tons | KENMORE | HRCU-A-CB (Split System: Heat Pump with Remote Outdoor Unit-Air-Source) | (C,H,T)VH837GKA2* |  |  | EN(A,D)4X48L24**+WALLCON | *97CMN1202422B* | 32400 | 17 | 8.1 | 32800 | 24600 | 75% | 1.94 | 0 | 11.5 |  |  |  |  | R-410A | 2.7 | Residential & Commercial | USHP | Ducted CEE Tier 1
207861762 | Central HP <5.4 tons | ECOER | HRCU-A-C (Split System: Heat Pump with Remote Outdoor Unit with No Indoor Fan --Air Source) | EODA18H-2436B |  |  | GNC2430BPT | 0 | 22800 | 15.2 | 8.5 | 23000 | 18600 | 80.87% | 2 | 11.5 | 11 |  |  |  |  | R-410A | 1.9 | Residential & Commercial | USHP | Ducted CEE Tier 1
216819061 | Central HP <5.4 tons | RHEEM | HRCU-A-CB (Split System: Heat Pump with Remote Outdoor Unit-Air-Source) | RD18AY24AJVC |  |  | RCFY2417MTANM | R951V0403A17UH | 20800 | 17 | 8.1 | 20800 | 17200 | 82.69% | 1.9 | 0 | 10 |  |  |  |  | R-454B | 1.7333 | Residential & Commercial | USHP | Ducted CEE Tier 1
213829719 | Central HP <5.4 tons | RHEEM | HRCU-A-CB (Split System: Heat Pump with Remote Outdoor Unit-Air-Source) | RP18AZ24AJVC |  |  | RCFZ2421HEAAM | R801V0504A17UHU | 22800 | 20 | 8.5 | 22800 | 26000 | 114% | 2.1 | 0 | 12.5 |  |  |  |  | R-410A | 1.9 | Residential & Commercial | USHP | Ducted CEE Tier 1
212970423 | Central HP <5.4 tons | KEEPRITE | HRCU-A-CB (Split System: Heat Pump with Remote Outdoor Unit-Air-Source) | DLCURAH36ABK |  |  | EA*4X43L21A* | *80VSL0701716B* | 36400 | 16 | 8.5 | 39000 | 35000 | 89.74% | 2.06 | 0 | 10 |  |  |  |  | R-410A | 3.0333 | Residential & Commercial | USHP | Ducted CEE Tier 1
215940944 | Central HP <5.4 tons | CARRIER | HRCU-A-CB (Split System: Heat Pump with Remote Outdoor Unit-Air-Source) | 27VNA348A*030* |  |  | CAA**4821AM*+UI | 58CU*B040C17**12 | 43500 | 21 | 9.5 | 48000 | 36400 | 75.83% | 1.92 | 0 | 11 |  |  |  |  | R-454B | 3.625 | Residential & Commercial | USHP | Ducted CEE Tier 1
215941594 | Central HP <5.4 tons | CARRIER | HRCU-A-CB (Split System: Heat Pump with Remote Outdoor Unit-Air-Source) | 27VNA348A*030* |  |  | CVAVA4824XMA*+UI | 59TN7A080C21**20 | 44500 | 20 | 8.1 | 52000 | 38000 | 73.08% | 1.9 | 0 | 11 |  |  |  |  | R-454B | 3.7083 | Residential & Commercial | USHP | Ducted CEE Tier 1
215941644 | Central HP <5.4 tons | CARRIER | HRCU-A-CB (Split System: Heat Pump with Remote Outdoor Unit-Air-Source) | 27VNA348A*030* |  |  | CVAVA4924XMA*+UI | 59TN7A100C21**22 | 45500 | 20.5 | 8.1 | 52500 | 38000 | 72.38% | 1.9 | 0 | 11.5 |  |  |  |  | R-454B | 3.7917 | Residential & Commercial | USHP | Ducted CEE Tier 1
208141153 | Central HP <5.4 tons | ECOER | HRCU-A-CB (Split System: Heat Pump with Remote Outdoor Unit-Air-Source) | EODA18H-4860B |  |  | GNC3036BPT | MGH96M060B3A | 33000 | 17.5 | 8.8 | 35000 | 27000 | 77.14% | 2.1 | 11.5 | 11.7 |  |  |  |  | R-410A | 2.75 | Residential & Commercial | USHP | Ducted CEE Tier 1
216819348 | Central HP <5.4 tons | RHEEM | HRCU-A-CB (Split System: Heat Pump with Remote Outdoor Unit-Air-Source) | RD18AY24AJVC |  |  | RCFY2421MTANM | R97MV0855A21DH | 21000 | 18 | 8.1 | 20800 | 16900 | 81.25% | 1.9 | 0 | 10 |  |  |  |  | R-454B | 1.75 | Residential & Commercial | USHP | Ducted CEE Tier 1
213078823 | Central HP <5.4 tons | DAY & NIGHT | HRCU-A-CB (Split System: Heat Pump with Remote Outdoor Unit-Air-Source) | DLCURAH36ABK |  |  | EA*4X36L17A* | *80MSU1002120A* | 35400 | 15.5 | 8.1 | 39000 | 35400 | 90.77% | 1.84 | 0 | 9.5 |  |  |  |  | R-410A | 2.95 | Residential & Commercial | USHP
213079243 | Central HP <5.4 tons | DAY & NIGHT | HRCU-A-CB (Split System: Heat Pump with Remote Outdoor Unit-Air-Source) | DLCURAH36ABK |  |  | EA*4X42L24A* | *80MSU0802120A* | 35200 | 16.5 | 8.1 | 38500 | 35000 | 90.91% | 1.9 | 0 | 10 |  |  |  |  | R-410A | 2.9333 | Residential & Commercial | USHP | Ducted CEE Tier 1
213771162 | Central HP <5.4 tons | KEEPRITE | HRCU-A-CB (Split System: Heat Pump with Remote Outdoor Unit-Air-Source) | CVH825GKA2* |  |  | EA*4X37L21A*+WALLCON | *80CTL0902120B* | 24400 | 16.5 | 8.5 | 21200 | 16600 | 78.3% | 2.04 | 0 | 11 |  |  |  |  | R-410A | 2.0333 | Residential & Commercial | USHP | Ducted CEE Tier 1
213771232 | Central HP <5.4 tons | KEEPRITE | HRCU-A-CB (Split System: Heat Pump with Remote Outdoor Unit-Air-Source) | CVH825GKA2* |  |  | EA*4X37L21A*+WALLCON | *96CTN0801714B* | 24400 | 16.5 | 8.1 | 21200 | 16600 | 78.3% | 2.02 | 0 | 11 |  |  |  |  | R-410A | 2.0333 | Residential & Commercial | USHP | Ducted CEE Tier 1
214720223 | Central HP <5.4 tons | FRASER-JOHNSTON | HRCU-A-CB (Split System: Heat Pump with Remote Outdoor Unit-Air-Source) | HH836E2S11 |  |  | CTU48C5XFS1+TXV | TM9E080C20MP12 | 34000 | 17 | 9 | 32000 | 25400 | 79.38% | 2 | 0 | 11 |  |  |  |  | R-454B | 2.8333 | Residential & Commercial | USHP | Ducted CEE Tier 1
211394141 | Central HP <5.4 tons | CHAMPION HEATING AND COOLING | HRCU-A-CB (Split System: Heat Pump with Remote Outdoor Unit-Air-Source) | HMH72B341 |  |  | XAHC48FBCN1 | TM9Y080B12MP11 | 32600 | 16.5 | 8.1 | 32400 | 23800 | 73.46% | 2 | 0 | 9 |  |  |  |  | R-410A | 2.7167 | Residential & Commercial | USHP
211394225 | Central HP <5.4 tons | CHAMPION HEATING AND COOLING | HRCU-A-CB (Split System: Heat Pump with Remote Outdoor Unit-Air-Source) | HMH72B341 |  |  | XAFC48FXXN1+TXV | TM9Y060B12MP11 | 33200 | 16.5 | 8.1 | 32600 | 24000 | 73.62% | 2.02 | 0 | 9 |  |  |  |  | R-410A | 2.7667 | Residential & Commercial | USHP
216891592 | Central HP <5.4 tons | RHEEM | HRCU-A-CB (Split System: Heat Pump with Remote Outdoor Unit-Air-Source) | RD18AY36AJVC |  |  | RCFY3617STANM | R801V0503A14DZ | 31400 | 19 | 8.5 | 31400 | 27800 | 88.54% | 1.9 | 0 | 12 |  |  |  |  | R-454B | 2.6167 | Residential & Commercial | USHP | Ducted CEE Tier 1
216891645 | Central HP <5.4 tons | RHEEM | HRCU-A-CB (Split System: Heat Pump with Remote Outdoor Unit-Air-Source) | RD18AY36AJVC |  |  | RCFY3621STANM | R97MV1005A21DH | 31600 | 19 | 8.5 | 31600 | 27600 | 87.34% | 1.9 | 0 | 12 |  |  |  |  | R-454B | 2.6333 | Residential & Commercial | USHP | Ducted CEE Tier 1
216891711 | Central HP <5.4 tons | RHEEM | HRCU-A-CB (Split System: Heat Pump with Remote Outdoor Unit-Air-Source) | RD18AY36AJVC |  |  | RCFY3621STANM | R97MV0603A17DH | 31400 | 19 | 8.5 | 31400 | 27800 | 88.54% | 1.9 | 0 | 12 |  |  |  |  | R-454B | 2.6167 | Residential & Commercial | USHP | Ducted CEE Tier 1
208141158 | Central HP <5.4 tons | ECOER | HRCU-A-CB (Split System: Heat Pump with Remote Outdoor Unit-Air-Source) | EODA18H-4860B |  |  | GNC4860DPT | MGH96M100D5A | 52000 | 16.5 | 8.5 | 54000 | 37800 | 70% | 1.9 | 10.2 | 10 |  |  |  |  | R-410A | 4.3333 | Residential & Commercial | USHP | Ducted CEE Tier 1
216819315 | Central HP <5.4 tons | RHEEM | HRCU-A-CB (Split System: Heat Pump with Remote Outdoor Unit-Air-Source) | RD18AY24AJVC |  |  | RCFY2421MTANM | R98MV0855A21UP | 21000 | 18 | 8.1 | 20800 | 16900 | 81.25% | 1.9 | 0 | 10 |  |  |  |  | R-454B | 1.75 | Residential & Commercial | USHP | Ducted CEE Tier 1
214396626 | Central HP <5.4 tons | FRASER-JOHNSTON | HRCU-A-CB (Split System: Heat Pump with Remote Outdoor Unit-Air-Source) | HH860E2S11 |  |  | CTF60D5CGS1 | TMLE130D20MP11 | 46000 | 18 | 9 | 47500 | 35200 | 74.11% | 2 | 0 | 11 |  |  |  |  | R-454B | 3.8333 | Residential & Commercial | USHP | Ducted CEE Tier 1
215938452 | Central HP <5.4 tons | KENMORE | HRCU-A-CB (Split System: Heat Pump with Remote Outdoor Unit-Air-Source) | (C,H,T)5H3V48*K*AAA* |  |  | EVD5X61M21A*+WALLCON | *80CTL0901716B* | 45000 | 21 | 8.1 | 53500 | 37600 | 70.28% | 1.95 | 0 | 12 |  |  |  |  | R-454B | 3.75 | Residential & Commercial | USHP | Ducted CEE Tier 1
214242513 | Central HP <5.4 tons | KENMORE | HRCU-A-CB (Split System: Heat Pump with Remote Outdoor Unit-Air-Source) | (C,H,T)VH825GKA2* |  |  | EN(A,D)4X24L17**+WALLCON | *96CTN0801714B* | 23200 | 16 | 8.1 | 22000 | 16900 | 76.82% | 1.92 | 0 | 10.5 |  |  |  |  | R-410A | 1.9333 | Residential & Commercial | USHP | Ducted CEE Tier 1
216626176 | Central HP <5.4 tons | KINGHOME | HRCU-A-CB (Split System: Heat Pump with Remote Outdoor Unit-Air-Source) | KD60UXO |  |  | KD60UXI | 0 | 54000 | 19 | 9.5 | 54000 | 40000 | 74.07% | 2.24 | 0 | 11.7 |  |  |  |  | R-32 | 4.5 | Residential & Commercial | USHP | Ducted CEE Tier 1
216819262 | Central HP <5.4 tons | RHEEM | HRCU-A-CB (Split System: Heat Pump with Remote Outdoor Unit-Air-Source) | RD18AY24AJVC |  |  | RCFY2421MTANM | R98MV1005A21UP | 21000 | 18 | 8.1 | 20800 | 17000 | 81.73% | 1.9 | 0 | 10 |  |  |  |  | R-454B | 1.75 | Residential & Commercial | USHP | Ducted CEE Tier 1
212981713 | Central HP <5.4 tons | BRYANT HEATING AND COOLING SYSTEMS | HRCU-A-CB (Split System: Heat Pump with Remote Outdoor Unit-Air-Source) | 38MURAQ24AB3* |  |  | CAP**3017AL* | 83*SB60100M21*** | 23800 | 16.5 | 8.5 | 26200 | 23600 | 90.08% | 1.96 | 0 | 10 |  |  |  |  | R-410A | 1.9833 | Residential & Commercial | USHP | Ducted CEE Tier 1
214239981 | Central HP <5.4 tons | KENMORE | HRCU-A-CB (Split System: Heat Pump with Remote Outdoor Unit-Air-Source) | (C,H,T)VH837GKA** |  |  | EN(A,D)4X48L24**+WALLCON | *80CTL1102120B* | 32400 | 17 | 8.1 | 32600 | 24600 | 75.46% | 1.96 | 0 | 11.5 |  |  |  |  | R-410A | 2.7 | Residential & Commercial | USHP | Ducted CEE Tier 1
214239631 | Central HP <5.4 tons | KENMORE | HRCU-A-CB (Split System: Heat Pump with Remote Outdoor Unit-Air-Source) | (C,H,T)VH837GKA** |  |  | EN(A,D)4X36L21**+WALLCON | *96CTN1002122B* | 31400 | 16.5 | 8.1 | 33000 | 24000 | 72.73% | 1.82 | 0 | 11 |  |  |  |  | R-410A | 2.6167 | Residential & Commercial | USHP | Ducted CEE Tier 1
211397666 | Central HP <5.4 tons | COLEMAN | HRCU-A-CB (Split System: Heat Pump with Remote Outdoor Unit-Air-Source) | HMH72B341 |  |  | XAFD48FBCN1 | TPLC100C16MP13 | 34000 | 16.5 | 8.5 | 33000 | 24400 | 73.94% | 2.1 | 0 | 9 |  |  |  |  | R-410A | 2.8333 | Residential & Commercial | USHP
216819289 | Central HP <5.4 tons | RHEEM | HRCU-A-CB (Split System: Heat Pump with Remote Outdoor Unit-Air-Source) | RD18AY24AJVC |  |  | RCFY2421MTANM | R98MV0603A17UP | 21000 | 18 | 8.1 | 21000 | 17000 | 80.95% | 1.9 | 0 | 10 |  |  |  |  | R-454B | 1.75 | Residential & Commercial | USHP | Ducted CEE Tier 1
216980446 | Central HP <5.4 tons | RHEEM | HRCU-A-CB (Split System: Heat Pump with Remote Outdoor Unit-Air-Source) | RD18AY24AJVC |  |  | RF2TY2421STANS | 0 | 21200 | 17 | 8.1 | 20800 | 17000 | 81.73% | 2 | 0 | 11.7 |  |  |  |  | R-454B | 1.7667 | Residential & Commercial | USHP | Ducted CEE Tier 1
216819121 | Central HP <5.4 tons | RHEEM | HRCU-A-CB (Split System: Heat Pump with Remote Outdoor Unit-Air-Source) | RD18AY24AJVC |  |  | RCFY2417MTANM | R98MV0703A17UP | 21000 | 18 | 8.1 | 20800 | 17000 | 81.73% | 1.9 | 0 | 10 |  |  |  |  | R-454B | 1.75 | Residential & Commercial | USHP | Ducted CEE Tier 1
216819153 | Central HP <5.4 tons | RHEEM | HRCU-A-CB (Split System: Heat Pump with Remote Outdoor Unit-Air-Source) | RD18AY24AJVC |  |  | RCFY2417MTANM | R962V0703A17M4 | 21000 | 17 | 8.1 | 21000 | 17000 | 80.95% | 1.9 | 0 | 10 |  |  |  |  | R-454B | 1.75 | Residential & Commercial | USHP | Ducted CEE Tier 1
213780173 | Central HP <5.4 tons | KENMORE | HRCU-A-CB (Split System: Heat Pump with Remote Outdoor Unit-Air-Source) | (C,H,T)VH837GKA** |  |  | EHD4X48AAL+WALLCON | *80CTL0901716B* | 32400 | 16.5 | 8.1 | 33000 | 24800 | 75.15% | 1.96 | 0 | 11 |  |  |  |  | R-410A | 2.7 | Residential & Commercial | USHP | Ducted CEE Tier 1
213780323 | Central HP <5.4 tons | KENMORE | HRCU-A-CB (Split System: Heat Pump with Remote Outdoor Unit-Air-Source) | (C,H,T)VH837GKA** |  |  | EHD4X60AAL+WALLCON | *80CTL0701716B* | 32800 | 16.5 | 8.1 | 32400 | 25000 | 77.16% | 1.98 | 0 | 11 |  |  |  |  | R-410A | 2.7333 | Residential & Commercial | USHP | Ducted CEE Tier 1
213779703 | Central HP <5.4 tons | KENMORE | HRCU-A-CB (Split System: Heat Pump with Remote Outdoor Unit-Air-Source) | (C,H,T)VH837GKA** |  |  | EA*4X61L21A*+WALLCON | *97CMN0801714B* | 33000 | 17 | 8.1 | 32200 | 25000 | 77.64% | 1.96 | 0 | 11 |  |  |  |  | R-410A | 2.75 | Residential & Commercial | USHP | Ducted CEE Tier 1
213779053 | Central HP <5.4 tons | KENMORE | HRCU-A-CB (Split System: Heat Pump with Remote Outdoor Unit-Air-Source) | (C,H,T)VH837GKA** |  |  | EA*4X37L21A*+WALLCON | *96CTN1002122B* | 33000 | 17 | 8.5 | 32600 | 25000 | 76.69% | 1.98 | 0 | 11.5 |  |  |  |  | R-410A | 2.75 | Residential & Commercial | USHP | Ducted CEE Tier 1
213778983 | Central HP <5.4 tons | KENMORE | HRCU-A-CB (Split System: Heat Pump with Remote Outdoor Unit-Air-Source) | (C,H,T)VH837GKA** |  |  | EA*4X37L21A*+WALLCON | *80CTL1102120B* | 33000 | 17 | 8.5 | 32800 | 25000 | 76.22% | 1.98 | 0 | 11.5 |  |  |  |  | R-410A | 2.75 | Residential & Commercial | USHP | Ducted CEE Tier 1
211394836 | Central HP <5.4 tons | CHAMPION HEATING AND COOLING | HRCU-A-CB (Split System: Heat Pump with Remote Outdoor Unit-Air-Source) | HMH72B341 |  |  | XAFD48FXXN1+TXV | TM9V100C16MP12 | 33800 | 16.5 | 8.5 | 32400 | 23600 | 72.84% | 2.08 | 0 | 9.5 |  |  |  |  | R-410A | 2.8167 | Residential & Commercial | USHP
211392746 | Central HP <5.4 tons | CHAMPION HEATING AND COOLING | HRCU-A-CB (Split System: Heat Pump with Remote Outdoor Unit-Air-Source) | HMH72B341 |  |  | XAHB36DXXN1+TXV | TM8E040A12MP11 | 33200 | 17.5 | 8.1 | 33000 | 23200 | 70.3% | 2.02 | 0 | 9.5 |  |  |  |  | R-410A | 2.7667 | Residential & Commercial | USHP
211393130 | Central HP <5.4 tons | CHAMPION HEATING AND COOLING | HRCU-A-CB (Split System: Heat Pump with Remote Outdoor Unit-Air-Source) | HMH72B341 |  |  | XAFC30CXXN1+TXV | TL9E080C16UH11 | 33000 | 17 | 8.5 | 33000 | 23200 | 70.3% | 2.04 | 0 | 10 |  |  |  |  | R-410A | 2.75 | Residential & Commercial | USHP | Ducted CEE Tier 1
216626172 | Central HP <5.4 tons | KINGHOME | HRCU-A-CB (Split System: Heat Pump with Remote Outdoor Unit-Air-Source) | KD30UXO |  |  | KD24UXI | 0 | 24000 | 18.5 | 8.3 | 24000 | 19000 | 79.17% | 1.75 | 0 | 11.7 |  |  |  |  | R-32 | 2 | Residential & Commercial | USHP | Ducted CEE Tier 1
207742358 | Central HP <5.4 tons | Invertercool | HRCU-A-CB (Split System: Heat Pump with Remote Outdoor Unit-Air-Source) | COH16S-60AA |  |  | CVTAN-60A | 0 | 54000 | 15.2 | 8.5 | 54000 | 38000 | 70.37% | 1.9 | 10 | 10 |  |  |  |  | R-410A | 4.5 | Residential & Commercial | USHP | Ducted CEE Tier 1
212981223 | Central HP <5.4 tons | DAY & NIGHT | HRCU-A-CB (Split System: Heat Pump with Remote Outdoor Unit-Air-Source) | DLCURAH30ABK |  |  | EA*4X42L24A* | *80MS(N,L)1352420A* | 30200 | 15.2 | 8.1 | 34400 | 27400 | 79.65% | 1.8 | 0 | 9 |  |  |  |  | R-410A | 2.5167 | Residential & Commercial | USHP
207027469 | Central HP <5.4 tons | DIAL | HRCU-A-CB (Split System: Heat Pump with Remote Outdoor Unit-Air-Source) | 48000-CHP-O |  |  | 48000-CHP-AHU | 0 | 48000 | 17.5 | 8.5 | 47000 | 33000 | 70.21% | 1.9 | 10.2 | 10.1 |  |  |  |  | R-410A | 4 | Residential & Commercial | USHP | Ducted CEE Tier 1
215677073 | Central HP <5.4 tons | CARRIER | HRCU-A-CB (Split System: Heat Pump with Remote Outdoor Unit-Air-Source) | 27VNA060A*030* |  |  | CVAMA6021XMA*+UI | 59TN6C100C21**22 | 56500 | 18.5 | 9 | 64000 | 45000 | 70.31% | 2.08 | 0 | 9 |  |  |  |  | R-454B | 4.7083 | Residential & Commercial | USHP
214720050 | Central HP <5.4 tons | FRASER-JOHNSTON | HRCU-A-CB (Split System: Heat Pump with Remote Outdoor Unit-Air-Source) | HH836E2S11 |  |  | CTU48C5XFS1+TXV | TM9Y080C16MP11 | 32800 | 19 | 9 | 31000 | 25200 | 81.29% | 2 | 0 | 11 |  |  |  |  | R-454B | 2.7333 | Residential & Commercial | USHP | Ducted CEE Tier 1
214595026 | Central HP <5.4 tons | FRASER-JOHNSTON | HRCU-A-CB (Split System: Heat Pump with Remote Outdoor Unit-Air-Source) | HH836E2S11 |  |  | CTM48C5CFS1 | Z8ES100C20SMPS1 | 34400 | 19 | 9 | 32000 | 25400 | 79.38% | 2 | 0 | 11 |  |  |  |  | R-454B | 2.8667 | Residential & Commercial | USHP | Ducted CEE Tier 1
216980444 | Central HP <5.4 tons | RHEEM | HRCU-A-CB (Split System: Heat Pump with Remote Outdoor Unit-Air-Source) | RD18AY24AJVC |  |  | RHMVY2421MEACN | 0 | 21200 | 19 | 8.5 | 20600 | 16800 | 81.55% | 2 | 0 | 12 |  |  |  |  | R-454B | 1.7667 | Residential & Commercial | USHP | Ducted CEE Tier 1
212970673 | Central HP <5.4 tons | KEEPRITE | HRCU-A-CB (Split System: Heat Pump with Remote Outdoor Unit-Air-Source) | DLCURAH36ABK |  |  | EA*4X42L24A* | *80VSL0902120B* | 35200 | 16 | 8.1 | 38000 | 35000 | 92.11% | 1.88 | 0 | 10 |  |  |  |  | R-410A | 2.9333 | Residential & Commercial | USHP | Ducted CEE Tier 1
214242043 | Central HP <5.4 tons | KENMORE | HRCU-A-CB (Split System: Heat Pump with Remote Outdoor Unit-Air-Source) | (C,H,T)VH825GKA3* |  |  | END4X42L17**+WALLCON | *97CMN0601714B* | 23800 | 16 | 8.1 | 21400 | 16700 | 78.04% | 1.96 | 0 | 11 |  |  |  |  | R-410A | 1.9833 | Residential & Commercial | USHP | Ducted CEE Tier 1
214242173 | Central HP <5.4 tons | KENMORE | HRCU-A-CB (Split System: Heat Pump with Remote Outdoor Unit-Air-Source) | (C,H,T)VH825GKA3* |  |  | EN(A,D,W)4X42L21**+WALLCON | *97CMN1002122B* | 23800 | 16.5 | 8.1 | 21400 | 16600 | 77.57% | 1.96 | 0 | 11 |  |  |  |  | R-410A | 1.9833 | Residential & Commercial | USHP | Ducted CEE Tier 1
214239851 | Central HP <5.4 tons | KENMORE | HRCU-A-CB (Split System: Heat Pump with Remote Outdoor Unit-Air-Source) | (C,H,T)VH837GKA** |  |  | EN(A,D,W)4X48L21**+WALLCON | *80CTL0451712B* | 32200 | 16.5 | 8.1 | 33200 | 25000 | 75.3% | 1.9 | 0 | 11 |  |  |  |  | R-410A | 2.6833 | Residential & Commercial | USHP | Ducted CEE Tier 1
215677193 | Central HP <5.4 tons | CARRIER | HRCU-A-CB (Split System: Heat Pump with Remote Outdoor Unit-Air-Source) | 27VNA060A*030* |  |  | CVAMA6024XMA*+UI | 59TN6C100C21**22 | 56500 | 18.5 | 9 | 63000 | 44500 | 70.63% | 2.08 | 0 | 9 |  |  |  |  | R-454B | 4.7083 | Residential & Commercial | USHP
213078569 | Central HP <5.4 tons | DAY & NIGHT | HRCU-A-CB (Split System: Heat Pump with Remote Outdoor Unit-Air-Source) | DLCURAH36ABK |  |  | EN(A,D,W)4X48L21** | *80MS(N,L)0902120A* | 36000 | 16.5 | 8.1 | 38500 | 35000 | 90.91% | 2 | 0 | 10.5 |  |  |  |  | R-410A | 3 | Residential & Commercial | USHP | Ducted CEE Tier 1
213078669 | Central HP <5.4 tons | DAY & NIGHT | HRCU-A-CB (Split System: Heat Pump with Remote Outdoor Unit-Air-Source) | DLCURAH36ABK |  |  | EA*4X48L21A* | *80MS(N,L)1102120A* | 36200 | 16.5 | 8.5 | 38000 | 34800 | 91.58% | 2.04 | 0 | 10 |  |  |  |  | R-410A | 3.0167 | Residential & Commercial | USHP | Ducted CEE Tier 1
213078803 | Central HP <5.4 tons | DAY & NIGHT | HRCU-A-CB (Split System: Heat Pump with Remote Outdoor Unit-Air-Source) | DLCURAH36ABK |  |  | EA*4X48L24A* | *80MS(N,L)1552420A* | 36200 | 16.5 | 8.5 | 38000 | 34800 | 91.58% | 2.04 | 0 | 10 |  |  |  |  | R-410A | 3.0167 | Residential & Commercial | USHP | Ducted CEE Tier 1
214719937 | Central HP <5.4 tons | FRASER-JOHNSTON | HRCU-A-CB (Split System: Heat Pump with Remote Outdoor Unit-Air-Source) | HH836E2S11 |  |  | CTU48C5XFS1+TXV | TP9C100C16MP13 | 33200 | 18 | 9 | 31200 | 25200 | 80.77% | 2 | 0 | 11 |  |  |  |  | R-454B | 2.7667 | Residential & Commercial | USHP | Ducted CEE Tier 1
214609094 | Central HP <5.4 tons | FRASER-JOHNSTON | HRCU-A-CB (Split System: Heat Pump with Remote Outdoor Unit-Air-Source) | HH836E2S11 |  |  | CTF48C5CFS1 | Z9ES080C16SMPS1 | 34000 | 19 | 9 | 32600 | 25800 | 79.14% | 2 | 0 | 11 |  |  |  |  | R-454B | 2.8333 | Residential & Commercial | USHP | Ducted CEE Tier 1
211243013 | Central HP <5.4 tons | KEEPRITE | HRCU-A-CB (Split System: Heat Pump with Remote Outdoor Unit-Air-Source) | DLCURAH24ABK |  |  | EA*4X37L17A* | *96VTN0601714A* | 24400 | 16.5 | 8.5 | 25600 | 21600 | 84.38% | 1.8 | 0 | 10 |  |  |  |  | R-410A | 2.0333 | Residential & Commercial | USHP | Ducted CEE Tier 1
213076404 | Central HP <5.4 tons | KEEPRITE | HRCU-A-CB (Split System: Heat Pump with Remote Outdoor Unit-Air-Source) | DLCURAH24ABK |  |  | EN(A,D)4X24L17** | *96VTN0601716B* | 23200 | 16.5 | 8.5 | 26800 | 25400 | 94.78% | 2.12 | 0 | 10 |  |  |  |  | R-410A | 1.9333 | Residential & Commercial | USHP | Ducted CEE Tier 1
212980509 | Central HP <5.4 tons | BRYANT HEATING AND COOLING SYSTEMS | HRCU-A-CB (Split System: Heat Pump with Remote Outdoor Unit-Air-Source) | 38MURAQ30AB3* |  |  | CAP**3721AL* | 8(0,1)*SB60090M21*** | 30800 | 15.2 | 8.5 | 33600 | 26400 | 78.57% | 1.86 | 0 | 9 |  |  |  |  | R-410A | 2.5667 | Residential & Commercial | USHP
214396259 | Central HP <5.4 tons | FRASER-JOHNSTON | HRCU-A-CB (Split System: Heat Pump with Remote Outdoor Unit-Air-Source) | HH824E2S11 |  |  | CTF30B5ACS1+JMVT12BC2N1 | 0 | 23000 | 18 | 9.5 | 23000 | 19000 | 82.61% | 2 | 0 | 12 |  |  |  |  | R-454B | 1.9167 | Residential & Commercial | USHP | Ducted CEE Tier 1
214396495 | Central HP <5.4 tons | FRASER-JOHNSTON | HRCU-A-CB (Split System: Heat Pump with Remote Outdoor Unit-Air-Source) | HH836E2S11 |  |  | CTM48C5CFS1+JME16C2SN1 | 0 | 34400 | 19 | 9 | 31600 | 25200 | 79.75% | 2 | 0 | 11.7 |  |  |  |  | R-454B | 2.8667 | Residential & Commercial | USHP | Ducted CEE Tier 1
214396525 | Central HP <5.4 tons | FRASER-JOHNSTON | HRCU-A-CB (Split System: Heat Pump with Remote Outdoor Unit-Air-Source) | HH836E2S11 |  |  | CTM48C5CFS1 | TM8V080C16MP12 | 33000 | 19 | 9 | 31200 | 25200 | 80.77% | 2 | 0 | 11 |  |  |  |  | R-454B | 2.75 | Residential & Commercial | USHP | Ducted CEE Tier 1
214396670 | Central HP <5.4 tons | FRASER-JOHNSTON | HRCU-A-CB (Split System: Heat Pump with Remote Outdoor Unit-Air-Source) | HH824E2S11 |  |  | CTF36B5ADS1 | TM9Y060B12MP11 | 23000 | 18 | 9.5 | 23000 | 18400 | 80% | 2 | 0 | 12 |  |  |  |  | R-454B | 1.9167 | Residential & Commercial | USHP | Ducted CEE Tier 1
214396695 | Central HP <5.4 tons | FRASER-JOHNSTON | HRCU-A-CB (Split System: Heat Pump with Remote Outdoor Unit-Air-Source) | HH824E2S11 |  |  | CTF30B5ACS1+JMC12B2SN1 | 0 | 23000 | 18 | 9.5 | 23000 | 19000 | 82.61% | 2 | 0 | 12 |  |  |  |  | R-454B | 1.9167 | Residential & Commercial | USHP | Ducted CEE Tier 1
214396777 | Central HP <5.4 tons | FRASER-JOHNSTON | HRCU-A-CB (Split System: Heat Pump with Remote Outdoor Unit-Air-Source) | HH860E2S11 |  |  | CTF60D5CJS1 | TMLE130D20MP11 | 53500 | 18 | 9 | 55500 | 40000 | 72.07% | 2 | 0 | 11 |  |  |  |  | R-454B | 4.4583 | Residential & Commercial | USHP | Ducted CEE Tier 1
216819099 | Central HP <5.4 tons | RHEEM | HRCU-A-CB (Split System: Heat Pump with Remote Outdoor Unit-Air-Source) | RD18AY24AJVC |  |  | RCFY2417MTANM | R801V0704A17UH | 21000 | 17 | 8.1 | 20800 | 17000 | 81.73% | 1.9 | 0 | 10 |  |  |  |  | R-454B | 1.75 | Residential & Commercial | USHP | Ducted CEE Tier 1
213773283 | Central HP <5.4 tons | KENMORE | HRCU-A-CB (Split System: Heat Pump with Remote Outdoor Unit-Air-Source) | (C,H,T)VH825GKA3* |  |  | EA*4X37L21A*+WALLCON | *80CTL0901716B* | 24200 | 17 | 8.1 | 21000 | 16600 | 79.05% | 2.02 | 0 | 11 |  |  |  |  | R-410A | 2.0167 | Residential & Commercial | USHP | Ducted CEE Tier 1
213773633 | Central HP <5.4 tons | KENMORE | HRCU-A-CB (Split System: Heat Pump with Remote Outdoor Unit-Air-Source) | (C,H,T)VH825GKA3* |  |  | EA*4X43L21A*+WALLCON | *97CMN0601714B* | 24200 | 16.5 | 8.1 | 21200 | 16700 | 78.77% | 2 | 0 | 10.5 |  |  |  |  | R-410A | 2.0167 | Residential & Commercial | USHP | Ducted CEE Tier 1
213080249 | Central HP <5.4 tons | DAY & NIGHT | HRCU-A-CB (Split System: Heat Pump with Remote Outdoor Unit-Air-Source) | DLCURAH36ABK |  |  | EN(A,D,W)4X48L21** | *96MSN0802120A* | 36200 | 16 | 8.1 | 38500 | 35000 | 90.91% | 2.02 | 0 | 10 |  |  |  |  | R-410A | 3.0167 | Residential & Commercial | USHP | Ducted CEE Tier 1
212980175 | Central HP <5.4 tons | KEEPRITE | HRCU-A-CB (Split System: Heat Pump with Remote Outdoor Unit-Air-Source) | DLCURAH36ABK |  |  | EA*4X48L24A* | *80MS(N,L)0902116A* | 35600 | 16.5 | 8.5 | 37800 | 34600 | 91.53% | 2.02 | 0 | 10 |  |  |  |  | R-410A | 2.9667 | Residential & Commercial | USHP | Ducted CEE Tier 1
207742360 | Central HP <5.4 tons | Invertercool | HRCU-A-CB (Split System: Heat Pump with Remote Outdoor Unit-Air-Source) | COH16S-60AA |  |  | CVTAN-36A | 0 | 35000 | 17 | 8.5 | 35400 | 28400 | 80.23% | 2 | 12.5 | 11.7 |  |  |  |  | R-410A | 2.9167 | Residential & Commercial | USHP | Ducted CEE Tier 1
213774573 | Central HP <5.4 tons | KENMORE | HRCU-A-CB (Split System: Heat Pump with Remote Outdoor Unit-Air-Source) | (C,H,T)VH825GKA3* |  |  | EHD4X48AAL+WALLCON | *80CTL0701412B* | 24400 | 16.5 | 8.1 | 21200 | 16600 | 78.3% | 2 | 0 | 10.5 |  |  |  |  | R-410A | 2.0333 | Residential & Commercial | USHP | Ducted CEE Tier 1
213778833 | Central HP <5.4 tons | KENMORE | HRCU-A-CB (Split System: Heat Pump with Remote Outdoor Unit-Air-Source) | (C,H,T)VH837GKA** |  |  | EA*4X36L21A*+WALLCON | *80CTL0701716B* | 31400 | 16.5 | 8.1 | 33000 | 24400 | 73.94% | 1.84 | 0 | 10.5 |  |  |  |  | R-410A | 2.6167 | Residential & Commercial | USHP | Ducted CEE Tier 1
213778853 | Central HP <5.4 tons | KENMORE | HRCU-A-CB (Split System: Heat Pump with Remote Outdoor Unit-Air-Source) | (C,H,T)VH837GKA** |  |  | EA*4X36L21A*+WALLCON | *80CTL0902120B* | 31600 | 17 | 8.1 | 32800 | 24200 | 73.78% | 1.86 | 0 | 11 |  |  |  |  | R-410A | 2.6333 | Residential & Commercial | USHP | Ducted CEE Tier 1
213778883 | Central HP <5.4 tons | KENMORE | HRCU-A-CB (Split System: Heat Pump with Remote Outdoor Unit-Air-Source) | (C,H,T)VH837GKA** |  |  | EA*4X36L21A*+WALLCON | *97CMN0601714B* | 31200 | 16.5 | 8.1 | 33200 | 24600 | 74.1% | 1.82 | 0 | 10.5 |  |  |  |  | R-410A | 2.6 | Residential & Commercial | USHP | Ducted CEE Tier 1
214396440 | Central HP <5.4 tons | FRASER-JOHNSTON | HRCU-A-CB (Split System: Heat Pump with Remote Outdoor Unit-Air-Source) | HH836E2S11 |  |  | CTM36B5CDS1 | TM9E080B12MP12 | 33400 | 17 | 8.5 | 31800 | 26000 | 81.76% | 2 | 0 | 11 |  |  |  |  | R-454B | 2.7833 | Residential & Commercial | USHP | Ducted CEE Tier 1
214595016 | Central HP <5.4 tons | FRASER-JOHNSTON | HRCU-A-CB (Split System: Heat Pump with Remote Outdoor Unit-Air-Source) | HH836E2S11 |  |  | CTM36C5CDS1 | Z8ES120C20SMPS1 | 34400 | 18 | 8.5 | 32000 | 26200 | 81.88% | 2 | 0 | 11 |  |  |  |  | R-454B | 2.8667 | Residential & Commercial | USHP | Ducted CEE Tier 1
214720089 | Central HP <5.4 tons | FRASER-JOHNSTON | HRCU-A-CB (Split System: Heat Pump with Remote Outdoor Unit-Air-Source) | HH836E2S11 |  |  | CTU48C5XFS1+TXV | TP9C100C20MP13 | 34200 | 18 | 9 | 32600 | 25800 | 79.14% | 2 | 0 | 11 |  |  |  |  | R-454B | 2.85 | Residential & Commercial | USHP | Ducted CEE Tier 1
214720096 | Central HP <5.4 tons | FRASER-JOHNSTON | HRCU-A-CB (Split System: Heat Pump with Remote Outdoor Unit-Air-Source) | HH836E2S11 |  |  | CTU48C5XFS1+TXV | TL8E080C16UH11 | 33200 | 18 | 9 | 31400 | 25400 | 80.89% | 2 | 0 | 11 |  |  |  |  | R-454B | 2.7667 | Residential & Commercial | USHP | Ducted CEE Tier 1
214720146 | Central HP <5.4 tons | FRASER-JOHNSTON | HRCU-A-CB (Split System: Heat Pump with Remote Outdoor Unit-Air-Source) | HH836E2S11 |  |  | CTU48C5XFS1+TXV | Z9ES080C16SMPS1 | 34000 | 19 | 9 | 32600 | 25800 | 79.14% | 2 | 0 | 11 |  |  |  |  | R-454B | 2.8333 | Residential & Commercial | USHP | Ducted CEE Tier 1
208141156 | Central HP <5.4 tons | ECOER | HRCU-A-CB (Split System: Heat Pump with Remote Outdoor Unit-Air-Source) | EODA18H-4860B |  |  | GNC4860CPT | MGH96M100C5A | 52000 | 16.5 | 8.5 | 54000 | 37800 | 70% | 1.9 | 10.2 | 10 |  |  |  |  | R-410A | 4.3333 | Residential & Commercial | USHP | Ducted CEE Tier 1
213771202 | Central HP <5.4 tons | KEEPRITE | HRCU-A-CB (Split System: Heat Pump with Remote Outdoor Unit-Air-Source) | CVH825GKA2* |  |  | EA*4X37L21A*+WALLCON | *97CMN0801714B* | 24400 | 16.5 | 8.1 | 21200 | 16700 | 78.77% | 2.02 | 0 | 11 |  |  |  |  | R-410A | 2.0333 | Residential & Commercial | USHP | Ducted CEE Tier 1
213771132 | Central HP <5.4 tons | KEEPRITE | HRCU-A-CB (Split System: Heat Pump with Remote Outdoor Unit-Air-Source) | CVH825GKA2* |  |  | EA*4X37L21A*+WALLCON | *80CTL0451712B* | 24200 | 16.5 | 8.1 | 21200 | 16700 | 78.77% | 2.02 | 0 | 10.5 |  |  |  |  | R-410A | 2.0167 | Residential & Commercial | USHP | Ducted CEE Tier 1
213771052 | Central HP <5.4 tons | KEEPRITE | HRCU-A-CB (Split System: Heat Pump with Remote Outdoor Unit-Air-Source) | CVH825GKA2* |  |  | EA*4X37L17A*+WALLCON | *80CTL0701716B* | 24200 | 16.5 | 8.1 | 21400 | 16700 | 78.04% | 2 | 0 | 11 |  |  |  |  | R-410A | 2.0167 | Residential & Commercial | USHP | Ducted CEE Tier 1
214243243 | Central HP <5.4 tons | KENMORE | HRCU-A-CB (Split System: Heat Pump with Remote Outdoor Unit-Air-Source) | (C,H,T)VH825GKA2* |  |  | EN(A,D)4X48L24**+WALLCON | *97CMN1202422B* | 24200 | 17 | 8.1 | 21200 | 16600 | 78.3% | 2 | 0 | 11 |  |  |  |  | R-410A | 2.0167 | Residential & Commercial | USHP | Ducted CEE Tier 1
214609167 | Central HP <5.4 tons | FRASER-JOHNSTON | HRCU-A-CB (Split System: Heat Pump with Remote Outdoor Unit-Air-Source) | HH860E2S11 |  |  | CTM60C5CGS1 | Z9ES080C20SMPS1 | 44500 | 18 | 9 | 45500 | 33400 | 73.41% | 2 | 0 | 12 |  |  |  |  | R-454B | 3.7083 | Residential & Commercial | USHP | Ducted CEE Tier 1
214395390 | Central HP <5.4 tons | FRASER-JOHNSTON | HRCU-A-CB (Split System: Heat Pump with Remote Outdoor Unit-Air-Source) | HH860E2S11 |  |  | JHC48C5CG2SS1 | 0 | 46000 | 19 | 9 | 46000 | 34000 | 73.91% | 2.1 | 0 | 12 |  |  |  |  | R-454B | 3.8333 | Residential & Commercial | USHP | Ducted CEE Tier 1
214396344 | Central HP <5.4 tons | FRASER-JOHNSTON | HRCU-A-CB (Split System: Heat Pump with Remote Outdoor Unit-Air-Source) | HH860E2S11 |  |  | CTM60C5CHS1 | TP9C100C20MP13 | 53000 | 19 | 8.5 | 53500 | 38500 | 71.96% | 2 | 0 | 11 |  |  |  |  | R-454B | 4.4167 | Residential & Commercial | USHP | Ducted CEE Tier 1
214720023 | Central HP <5.4 tons | FRASER-JOHNSTON | HRCU-A-CB (Split System: Heat Pump with Remote Outdoor Unit-Air-Source) | HH860E2S11 |  |  | CTU60C5XGS1+TXV | TM9E080C20MP12 | 44500 | 17 | 9 | 45000 | 33800 | 75.11% | 2 | 0 | 11.7 |  |  |  |  | R-454B | 3.7083 | Residential & Commercial | USHP | Ducted CEE Tier 1
215679233 | Central HP <5.4 tons | CARRIER | HRCU-A-CB (Split System: Heat Pump with Remote Outdoor Unit-Air-Source) | 27VNA036A*030* |  |  | CAA**3717AM*+UI | 58CU*B040C17**12 | 34200 | 17 | 9 | 35600 | 25400 | 71.35% | 1.88 | 0 | 9.5 |  |  |  |  | R-454B | 2.85 | Residential & Commercial | USHP
215679403 | Central HP <5.4 tons | CARRIER | HRCU-A-CB (Split System: Heat Pump with Remote Outdoor Unit-Air-Source) | 27VNA036A*030* |  |  | CAA**4221AM*+UI | 59TN7A100C21**22 | 33200 | 17.5 | 9 | 35800 | 25600 | 71.51% | 1.84 | 0 | 10 |  |  |  |  | R-454B | 2.7667 | Residential & Commercial | USHP | Ducted CEE Tier 1
214609050 | Central HP <5.4 tons | FRASER-JOHNSTON | HRCU-A-CB (Split System: Heat Pump with Remote Outdoor Unit-Air-Source) | HH860E2S11 |  |  | CTM60C5CHS1 | Z9ES080C20SMPS1 | 53500 | 19 | 8.5 | 54000 | 39000 | 72.22% | 2 | 0 | 11 |  |  |  |  | R-454B | 4.4583 | Residential & Commercial | USHP | Ducted CEE Tier 1
207027467 | Central HP <5.4 tons | DIAL | HRCU-A-CB (Split System: Heat Pump with Remote Outdoor Unit-Air-Source) | 36000-CHP-O |  |  | 36000-CHP-AHU | 0 | 34000 | 18 | 9.5 | 35000 | 26000 | 74.29% | 2.05 | 9.55 | 10.1 |  |  |  |  | R-410A | 2.8333 | Residential & Commercial | USHP | Ducted CEE Tier 1
215931562 | Central HP <5.4 tons | KENMORE | HRCU-A-CB (Split System: Heat Pump with Remote Outdoor Unit-Air-Source) | (C,H,T)5H3V60*K*AAA* |  |  | EA*5X60M24A*+WALLCON | *80CTL1102120B* | 56000 | 18.5 | 8.5 | 60500 | 45500 | 75.21% | 2.06 | 0 | 11.5 |  |  |  |  | R-454B | 4.6667 | Residential & Commercial | USHP | Ducted CEE Tier 1
215931832 | Central HP <5.4 tons | KENMORE | HRCU-A-CB (Split System: Heat Pump with Remote Outdoor Unit-Air-Source) | (C,H,T)5H3V60*K*AAA* |  |  | ESH5X60M12A*+WALLCON | *80CTL0902120B* | 56500 | 18 | 8.1 | 61000 | 45500 | 74.59% | 2 | 0 | 11.5 |  |  |  |  | R-454B | 4.7083 | Residential & Commercial | USHP | Ducted CEE Tier 1
215931882 | Central HP <5.4 tons | KENMORE | HRCU-A-CB (Split System: Heat Pump with Remote Outdoor Unit-Air-Source) | (C,H,T)5H3V60*K*AAA* |  |  | ESH5X60M12A*+WALLCON | *97CMN0802120B* | 56000 | 17.5 | 8.1 | 61000 | 46000 | 75.41% | 1.95 | 0 | 11 |  |  |  |  | R-454B | 4.6667 | Residential & Commercial | USHP | Ducted CEE Tier 1
215560598 | Central HP <5.4 tons | ECOER | HRCU-A-CB (Split System: Heat Pump with Remote Outdoor Unit-Air-Source) | EODA18H-4860BAA |  |  | GNC4860CPT | FG7TC-100D-V35C* | 52000 | 16.5 | 8.5 | 54000 | 37800 | 70% | 1.9 | 0 | 10 |  |  |  |  | R-410A | 4.3333 | Residential & Commercial | USHP | Ducted CEE Tier 1
213076038 | Central HP <5.4 tons | KEEPRITE | HRCU-A-CB (Split System: Heat Pump with Remote Outdoor Unit-Air-Source) | DLCURAH30ABK |  |  | EA*4X42L21A* | *95MSU1002120A* | 29800 | 15.2 | 8.1 | 38500 | 27600 | 71.69% | 1.78 | 0 | 9 |  |  |  |  | R-410A | 2.4833 | Residential & Commercial | USHP
211397688 | Central HP <5.4 tons | COLEMAN | HRCU-A-CB (Split System: Heat Pump with Remote Outdoor Unit-Air-Source) | HMH72B341 |  |  | XAFD48FBCN1 | CPLC100C16MP13 | 34000 | 16.5 | 8.5 | 33000 | 24400 | 73.94% | 2.1 | 0 | 9 |  |  |  |  | R-410A | 2.8333 | Residential & Commercial | USHP
214719875 | Central HP <5.4 tons | FRASER-JOHNSTON | HRCU-A-CB (Split System: Heat Pump with Remote Outdoor Unit-Air-Source) | HH836E2S11 |  |  | CTU48C5XFS1+TXV | TM9E100C20MP12 | 34400 | 17 | 9 | 32400 | 25800 | 79.63% | 2 | 0 | 11 |  |  |  |  | R-454B | 2.8667 | Residential & Commercial | USHP | Ducted CEE Tier 1
213770732 | Central HP <5.4 tons | KEEPRITE | HRCU-A-CB (Split System: Heat Pump with Remote Outdoor Unit-Air-Source) | CVH825GKA2* |  |  | EA*4X30L17A*+WALLCON | *80CTL0701716B* | 23400 | 16.5 | 8.1 | 21600 | 16700 | 77.31% | 1.92 | 0 | 11 |  |  |  |  | R-410A | 1.95 | Residential & Commercial | USHP | Ducted CEE Tier 1
216819156 | Central HP <5.4 tons | RHEEM | HRCU-A-CB (Split System: Heat Pump with Remote Outdoor Unit-Air-Source) | RD18AY24AJVC |  |  | RCFY2417MTANM | R962V0403A17M4 | 21000 | 17 | 8.1 | 21000 | 17000 | 80.95% | 1.9 | 0 | 10 |  |  |  |  | R-454B | 1.75 | Residential & Commercial | USHP | Ducted CEE Tier 1
216819308 | Central HP <5.4 tons | RHEEM | HRCU-A-CB (Split System: Heat Pump with Remote Outdoor Unit-Air-Source) | RD18AY24AJVC |  |  | RCFY2421MTANM | R962V0403A17M4 | 21000 | 17 | 8.1 | 21000 | 17000 | 80.95% | 1.9 | 0 | 10 |  |  |  |  | R-454B | 1.75 | Residential & Commercial | USHP | Ducted CEE Tier 1
215936472 | Central HP <5.4 tons | KENMORE | HRCU-A-CB (Split System: Heat Pump with Remote Outdoor Unit-Air-Source) | (C,H,T)5H3V36*K*AAA* |  |  | EVD5X49M24A*+WALLCON | *80CTL1352422B* | 35600 | 22 | 8.5 | 38000 | 28400 | 74.74% | 2.04 | 0 | 12.5 |  |  |  |  | R-454B | 2.9667 | Residential & Commercial | USHP | Ducted CEE Tier 1
211390640 | Central HP <5.4 tons | CHAMPION HEATING AND COOLING | HRCU-A-CB (Split System: Heat Pump with Remote Outdoor Unit-Air-Source) | HMH72B341 |  |  | XAFC36DBCN1 | TM8V080B12MP12 | 33800 | 17 | 8.1 | 34000 | 24200 | 71.18% | 2.04 | 0 | 9.5 |  |  |  |  | R-410A | 2.8167 | Residential & Commercial | USHP
211390738 | Central HP <5.4 tons | CHAMPION HEATING AND COOLING | HRCU-A-CB (Split System: Heat Pump with Remote Outdoor Unit-Air-Source) | HMH72B341 |  |  | XAFB36DBCN1 | TM8V080B12MP12 | 33600 | 17 | 8.1 | 33600 | 23600 | 70.24% | 2.02 | 0 | 9.5 |  |  |  |  | R-410A | 2.8 | Residential & Commercial | USHP
211388418 | Central HP <5.4 tons | CHAMPION HEATING AND COOLING | HRCU-A-CB (Split System: Heat Pump with Remote Outdoor Unit-Air-Source) | HMH72B341 |  |  | XAFB30CXXN1+TXV | TP9C060B12MP13 | 32600 | 17 | 8.1 | 33600 | 23600 | 70.24% | 2.02 | 0 | 9.5 |  |  |  |  | R-410A | 2.7167 | Residential & Commercial | USHP
211388552 | Central HP <5.4 tons | CHAMPION HEATING AND COOLING | HRCU-A-CB (Split System: Heat Pump with Remote Outdoor Unit-Air-Source) | HMH72B341 |  |  | XAHC36DXXN1+TXV | TM9E100C20MP12 | 34000 | 15.5 | 8.1 | 33200 | 23600 | 71.08% | 2.06 | 0 | 10 |  |  |  |  | R-410A | 2.8333 | Residential & Commercial | USHP | Ducted CEE Tier 1
211388902 | Central HP <5.4 tons | CHAMPION HEATING AND COOLING | HRCU-A-CB (Split System: Heat Pump with Remote Outdoor Unit-Air-Source) | HMH72B341 |  |  | XAUB36DXXN1+TXV | TM9E080B12MP12 | 34000 | 17.5 | 8.1 | 33800 | 24000 | 71.01% | 2.06 | 0 | 10 |  |  |  |  | R-410A | 2.8333 | Residential & Commercial | USHP | Ducted CEE Tier 1
211389295 | Central HP <5.4 tons | CHAMPION HEATING AND COOLING | HRCU-A-CB (Split System: Heat Pump with Remote Outdoor Unit-Air-Source) | HMH72B341 |  |  | XAHC36DXXN1+TXV | TM8Y100C20MP11 | 34000 | 17 | 8.1 | 33800 | 24200 | 71.6% | 2.08 | 0 | 9.5 |  |  |  |  | R-410A | 2.8333 | Residential & Commercial | USHP
211389595 | Central HP <5.4 tons | CHAMPION HEATING AND COOLING | HRCU-A-CB (Split System: Heat Pump with Remote Outdoor Unit-Air-Source) | HMH72B341 |  |  | XAFC30CXXN1+TXV | TM8Y080C16MP11 | 33200 | 18 | 8.5 | 33400 | 23400 | 70.06% | 2.06 | 0 | 10 |  |  |  |  | R-410A | 2.7667 | Residential & Commercial | USHP | Ducted CEE Tier 1
211394876 | Central HP <5.4 tons | COLEMAN | HRCU-A-CB (Split System: Heat Pump with Remote Outdoor Unit-Air-Source) | HMH72B341 |  |  | XAFD48FBCN1 | TP9C100C16MP13 | 33800 | 16.5 | 8.5 | 32400 | 23600 | 72.84% | 2.08 | 0 | 9.5 |  |  |  |  | R-410A | 2.8167 | Residential & Commercial | USHP
211394985 | Central HP <5.4 tons | COLEMAN | HRCU-A-CB (Split System: Heat Pump with Remote Outdoor Unit-Air-Source) | HMH72B341 |  |  | XAFC48FBCN1 | CP9C100C16MP13 | 33800 | 16.5 | 8.5 | 32400 | 23800 | 73.46% | 2.08 | 0 | 9.5 |  |  |  |  | R-410A | 2.8167 | Residential & Commercial | USHP
211395496 | Central HP <5.4 tons | COLEMAN | HRCU-A-CB (Split System: Heat Pump with Remote Outdoor Unit-Air-Source) | HMH72B341 |  |  | XAHC48FBCN1 | TM9V080B12MP12 | 32800 | 16 | 8.1 | 32200 | 23600 | 73.29% | 2.02 | 0 | 9 |  |  |  |  | R-410A | 2.7333 | Residential & Commercial | USHP
211394517 | Central HP <5.4 tons | COLEMAN | HRCU-A-CB (Split System: Heat Pump with Remote Outdoor Unit-Air-Source) | HMH72B341 |  |  | XAHC48FBCN1 | CP9C100C20MP13 | 33200 | 17 | 8.5 | 32000 | 23400 | 73.12% | 2.04 | 0 | 9 |  |  |  |  | R-410A | 2.7667 | Residential & Commercial | USHP
211243905 | Central HP <5.4 tons | DAY & NIGHT | HRCU-A-CB (Split System: Heat Pump with Remote Outdoor Unit-Air-Source) | DLCURAH24ABK |  |  | EN(A,D)4X24L17** | *95ESU0401712A* | 23200 | 16.5 | 8.5 | 26400 | 24400 | 92.42% | 2.04 | 0 | 10 |  |  |  |  | R-410A | 1.9333 | Residential & Commercial | USHP | Ducted CEE Tier 1
213942108 | Central HP <5.4 tons | KEEPRITE | HRCU-A-CB (Split System: Heat Pump with Remote Outdoor Unit-Air-Source) | DLCURAH24ABK |  |  | EN(A,D,W)4X36L17** | *96VTN0601716B* | 24000 | 16.5 | 9 | 26000 | 23200 | 89.23% | 1.92 | 0 | 10.5 |  |  |  |  | R-410A | 2 | Residential & Commercial | USHP | Ducted CEE Tier 1
211395914 | Central HP <5.4 tons | COLEMAN | HRCU-A-CB (Split System: Heat Pump with Remote Outdoor Unit-Air-Source) | HMH72B341 |  |  | XAFC48FBCN1 | CP9C060B12MP13 | 33000 | 16.5 | 8.1 | 32400 | 24000 | 74.07% | 2.04 | 0 | 9 |  |  |  |  | R-410A | 2.75 | Residential & Commercial | USHP
211396162 | Central HP <5.4 tons | COLEMAN | HRCU-A-CB (Split System: Heat Pump with Remote Outdoor Unit-Air-Source) | HMH72B341 |  |  | XAFC48FBCN1 | TM9E080C16MP12 | 34000 | 17 | 8.1 | 33400 | 24600 | 73.65% | 2.08 | 0 | 9 |  |  |  |  | R-410A | 2.8333 | Residential & Commercial | USHP
213078001 | Central HP <5.4 tons | BRYANT HEATING AND COOLING SYSTEMS | HRCU-A-CB (Split System: Heat Pump with Remote Outdoor Unit-Air-Source) | 38MURAQ36AB3* |  |  | CNPV*4217AL* | 8(0,1)*SB36070M17*** | 35600 | 16 | 8.1 | 38500 | 35000 | 90.91% | 1.94 | 0 | 10 |  |  |  |  | R-410A | 2.9667 | Residential & Commercial | USHP | Ducted CEE Tier 1
213078186 | Central HP <5.4 tons | BRYANT HEATING AND COOLING SYSTEMS | HRCU-A-CB (Split System: Heat Pump with Remote Outdoor Unit-Air-Source) | 38MURAQ36AB3* |  |  | CAP**4221AL* | 8(0,1)*SB48070M21*** | 35000 | 16.5 | 8.1 | 38500 | 35000 | 90.91% | 1.88 | 0 | 9.5 |  |  |  |  | R-410A | 2.9167 | Residential & Commercial | USHP
213078268 | Central HP <5.4 tons | BRYANT HEATING AND COOLING SYSTEMS | HRCU-A-CB (Split System: Heat Pump with Remote Outdoor Unit-Air-Source) | 38MURAQ36AB3* |  |  | CAP**3621AL* | 8(0,1)*SB42090M17*** | 35200 | 16 | 8.1 | 38500 | 35200 | 91.43% | 1.84 | 0 | 9.5 |  |  |  |  | R-410A | 2.9333 | Residential & Commercial | USHP
208141155 | Central HP <5.4 tons | ECOER | HRCU-A-CB (Split System: Heat Pump with Remote Outdoor Unit-Air-Source) | EODA18H-4860B |  |  | GNC4248CPT | MGH96M080C4A | 44000 | 17 | 8.5 | 45000 | 32400 | 72% | 1.95 | 11 | 11 |  |  |  |  | R-410A | 3.6667 | Residential & Commercial | USHP | Ducted CEE Tier 1
213773023 | Central HP <5.4 tons | KENMORE | HRCU-A-CB (Split System: Heat Pump with Remote Outdoor Unit-Air-Source) | (C,H,T)VH825GKA3* |  |  | EA*4X36L17A*+WALLCON | *96CTN0601714B* | 23400 | 16 | 8.1 | 21600 | 16700 | 77.31% | 1.92 | 0 | 10.5 |  |  |  |  | R-410A | 1.95 | Residential & Commercial | USHP | Ducted CEE Tier 1
212982145 | Central HP <5.4 tons | BRYANT HEATING AND COOLING SYSTEMS | HRCU-A-CB (Split System: Heat Pump with Remote Outdoor Unit-Air-Source) | 38MURAQ30AB3* |  |  | CAP**3721AL* | 83*SB36040M17*** | 30400 | 15.2 | 8.1 | 33400 | 26200 | 78.44% | 1.86 | 0 | 9 |  |  |  |  | R-410A | 2.5333 | Residential & Commercial | USHP
212982649 | Central HP <5.4 tons | BRYANT HEATING AND COOLING SYSTEMS | HRCU-A-CB (Split System: Heat Pump with Remote Outdoor Unit-Air-Source) | 38MURAQ30AB3* |  |  | CAP**4224AL* | 83*SB48060M17*** | 30000 | 15.5 | 8.1 | 34200 | 27600 | 80.7% | 1.8 | 0 | 9 |  |  |  |  | R-410A | 2.5 | Residential & Commercial | USHP
214719927 | Central HP <5.4 tons | FRASER-JOHNSTON | HRCU-A-CB (Split System: Heat Pump with Remote Outdoor Unit-Air-Source) | HH836E2S11 |  |  | CTU48C5XFS1+TXV | Z8ES080C20SMPS1 | 34200 | 19 | 9 | 32000 | 25400 | 79.38% | 2 | 0 | 11 |  |  |  |  | R-454B | 2.85 | Residential & Commercial | USHP | Ducted CEE Tier 1
211398173 | Central HP <5.4 tons | COLEMAN | HRCU-A-CB (Split System: Heat Pump with Remote Outdoor Unit-Air-Source) | HMH72B341 |  |  | XAHC48FBCN1 | TM8E120C16MP11 | 33000 | 17 | 8.5 | 31600 | 23200 | 73.42% | 2.04 | 0 | 9.5 |  |  |  |  | R-410A | 2.75 | Residential & Commercial | USHP
216819330 | Central HP <5.4 tons | RHEEM | HRCU-A-CB (Split System: Heat Pump with Remote Outdoor Unit-Air-Source) | RD18AY24AJVC |  |  | RCFY2421MTANM | R921V0603A17M4 | 21000 | 17 | 8.1 | 21000 | 17100 | 81.43% | 1.9 | 0 | 10 |  |  |  |  | R-454B | 1.75 | Residential & Commercial | USHP | Ducted CEE Tier 1
215679503 | Central HP <5.4 tons | CARRIER | HRCU-A-CB (Split System: Heat Pump with Remote Outdoor Unit-Air-Source) | 27VNA036A*030* |  |  | CAA**4821AM*+UI | 58CU*B060C17**16 | 33800 | 18 | 9 | 35000 | 25000 | 71.43% | 1.9 | 0 | 9.5 |  |  |  |  | R-454B | 2.8167 | Residential & Commercial | USHP
215678413 | Central HP <5.4 tons | CARRIER | HRCU-A-CB (Split System: Heat Pump with Remote Outdoor Unit-Air-Source) | 27VNA024A*030* |  |  | CAA**3721AM*+UI | 59TN7A080C17**16 | 24000 | 17 | 9 | 23400 | 16400 | 70.09% | 2 | 0 | 10.5 |  |  |  |  | R-454B | 2 | Residential & Commercial | USHP | Ducted CEE Tier 1
213080518 | Central HP <5.4 tons | DAY & NIGHT | HRCU-A-CB (Split System: Heat Pump with Remote Outdoor Unit-Air-Source) | DLCURAH36ABK |  |  | EA*4X36L21A* | *95MSU0401712A* | 35000 | 15.2 | 8.1 | 39000 | 35400 | 90.77% | 1.82 | 0 | 9.5 |  |  |  |  | R-410A | 2.9167 | Residential & Commercial | USHP
214229283 | Central HP <5.4 tons | DAY & NIGHT | HRCU-A-CB (Split System: Heat Pump with Remote Outdoor Unit-Air-Source) | DLCURAH36ABK |  |  | EA*4X36L17A* | *80MSU0601716A* | 34800 | 16 | 8.1 | 38500 | 35200 | 91.43% | 1.82 | 0 | 9.5 |  |  |  |  | R-410A | 2.9 | Residential & Commercial | USHP
214229316 | Central HP <5.4 tons | DAY & NIGHT | HRCU-A-CB (Split System: Heat Pump with Remote Outdoor Unit-Air-Source) | DLCURAH36ABK |  |  | END4X42L17** | *80MSU0601716A* | 35400 | 16 | 8.1 | 38500 | 35000 | 90.91% | 1.96 | 0 | 10 |  |  |  |  | R-410A | 2.95 | Residential & Commercial | USHP | Ducted CEE Tier 1
212980492 | Central HP <5.4 tons | DAY & NIGHT | HRCU-A-CB (Split System: Heat Pump with Remote Outdoor Unit-Air-Source) | DLCURAH36ABK |  |  | EA*4X48L24A* | *80MS(N,L)0902120A* | 36000 | 16.5 | 8.5 | 37800 | 34600 | 91.53% | 2.04 | 0 | 10 |  |  |  |  | R-410A | 3 | Residential & Commercial | USHP | Ducted CEE Tier 1
216819277 | Central HP <5.4 tons | RHEEM | HRCU-A-CB (Split System: Heat Pump with Remote Outdoor Unit-Air-Source) | RD18AY24AJVC |  |  | RCFY2421MTANM | R951V0403A17UH | 20800 | 17 | 8.1 | 20800 | 17200 | 82.69% | 1.9 | 0 | 10 |  |  |  |  | R-454B | 1.7333 | Residential & Commercial | USHP | Ducted CEE Tier 1
216819267 | Central HP <5.4 tons | RHEEM | HRCU-A-CB (Split System: Heat Pump with Remote Outdoor Unit-Air-Source) | RD18AY24AJVC |  |  | RCFY2421MTANM | R951V0603A17M4 | 21000 | 17 | 8.1 | 21000 | 17100 | 81.43% | 1.9 | 0 | 10 |  |  |  |  | R-454B | 1.75 | Residential & Commercial | USHP | Ducted CEE Tier 1
212974329 | Central HP <5.4 tons | KEEPRITE | HRCU-A-CB (Split System: Heat Pump with Remote Outdoor Unit-Air-Source) | DLCURAH24ABK |  |  | EA*4X37L21A* | *96VSN1002120B* | 24800 | 17.5 | 8.5 | 25600 | 21200 | 82.81% | 1.8 | 0 | 10.5 |  |  |  |  | R-410A | 2.0667 | Residential & Commercial | USHP | Ducted CEE Tier 1
211245834 | Central HP <5.4 tons | KEEPRITE | HRCU-A-CB (Split System: Heat Pump with Remote Outdoor Unit-Air-Source) | DLCURAH24ABK |  |  | FXM4X24**AL | 0 | 24000 | 17 | 8.5 | 26200 | 23400 | 89.31% | 1.94 | 0 | 10 |  |  |  |  | R-410A | 2 | Residential & Commercial | USHP | Ducted CEE Tier 1
211010179 | Central HP <5.4 tons | LUXAIRE | HRCU-A-CB (Split System: Heat Pump with Remote Outdoor Unit-Air-Source) | HL20B2421 |  |  | JHVVB24DE1C2N1+CC | 0 | 23000 | 19 | 8.5 | 22400 | 19600 | 87.5% | 1.9 | 0 | 12.4 |  |  |  |  | R-410A | 1.9167 | Residential & Commercial | USHP | Ducted CEE Tier 1
207742357 | Central HP <5.4 tons | Invertercool | HRCU-A-CB (Split System: Heat Pump with Remote Outdoor Unit-Air-Source) | COH16S-60AA |  |  | CVTAN-48A | 0 | 45000 | 16 | 8.5 | 46000 | 32400 | 70.43% | 2 | 11.2 | 10.4 |  |  |  |  | R-410A | 3.75 | Residential & Commercial | USHP | Ducted CEE Tier 1
214606506 | Central HP <5.4 tons | FRASER-JOHNSTON | HRCU-A-C (Split System: Heat Pump with Remote Outdoor Unit with No Indoor Fan --Air Source) | HH836E2S11 |  |  | CTF36B5CDS1 | 0 | 33600 | 15.2 | 8.5 | 32000 | 23200 | 72.5% | 2 | 0 | 10 |  |  |  |  | R-454B | 2.8 | Residential & Commercial | USHP | Ducted CEE Tier 1
213297870 | Central HP <5.4 tons | FRASER-JOHNSTON | HRCU-A-CB (Split System: Heat Pump with Remote Outdoor Unit-Air-Source) | HMH72B341 |  |  | XAHC36DBCN1 | Z9ES100C20SMPS1 | 34000 | 17 | 8.1 | 33400 | 23600 | 70.66% | 2.06 | 0 | 9.5 |  |  |  |  | R-410A | 2.8333 | Residential & Commercial | USHP
213298020 | Central HP <5.4 tons | FRASER-JOHNSTON | HRCU-A-CB (Split System: Heat Pump with Remote Outdoor Unit-Air-Source) | HMH72B341 |  |  | XAFC36DXXN1+TXV | Z8ES080C16SMPS1 | 34000 | 18 | 8.5 | 33400 | 24200 | 72.46% | 2.14 | 0 | 10 |  |  |  |  | R-410A | 2.8333 | Residential & Commercial | USHP | Ducted CEE Tier 1
213296835 | Central HP <5.4 tons | FRASER-JOHNSTON | HRCU-A-CB (Split System: Heat Pump with Remote Outdoor Unit-Air-Source) | HMH72B341 |  |  | XAHC36DBCN1 | Z8ET120C20LMPS1 | 34400 | 18.5 | 8.5 | 34000 | 23800 | 70% | 2.08 | 0 | 10 |  |  |  |  | R-410A | 2.8667 | Residential & Commercial | USHP | Ducted CEE Tier 1
213296885 | Central HP <5.4 tons | FRASER-JOHNSTON | HRCU-A-CB (Split System: Heat Pump with Remote Outdoor Unit-Air-Source) | HMH72B341 |  |  | XAFC36DBCN1 | Z8ES120C16SMPS1 | 34000 | 18 | 8.5 | 33400 | 24400 | 73.05% | 2.12 | 0 | 9.5 |  |  |  |  | R-410A | 2.8333 | Residential & Commercial | USHP
213296985 | Central HP <5.4 tons | FRASER-JOHNSTON | HRCU-A-CB (Split System: Heat Pump with Remote Outdoor Unit-Air-Source) | HMH72B341 |  |  | XAFB36DBCN1 | Z8ES080B12SMPS1 | 34000 | 18 | 8.1 | 33400 | 24000 | 71.86% | 2.08 | 0 | 10 |  |  |  |  | R-410A | 2.8333 | Residential & Commercial | USHP | Ducted CEE Tier 1
211389713 | Central HP <5.4 tons | CHAMPION HEATING AND COOLING | HRCU-A-CB (Split System: Heat Pump with Remote Outdoor Unit-Air-Source) | HMH72B341 |  |  | XAFC36DBCN1 | TM8Y080B12MP11 | 34000 | 18 | 8.1 | 33600 | 23600 | 70.24% | 2.06 | 0 | 10 |  |  |  |  | R-410A | 2.8333 | Residential & Commercial | USHP | Ducted CEE Tier 1
211389854 | Central HP <5.4 tons | CHAMPION HEATING AND COOLING | HRCU-A-CB (Split System: Heat Pump with Remote Outdoor Unit-Air-Source) | HMH72B341 |  |  | XAFB36DXXN1+TXV | TM8Y060A12MP11 | 33800 | 18 | 8.1 | 33400 | 23400 | 70.06% | 2.04 | 0 | 10 |  |  |  |  | R-410A | 2.8167 | Residential & Commercial | USHP | Ducted CEE Tier 1
211389881 | Central HP <5.4 tons | CHAMPION HEATING AND COOLING | HRCU-A-CB (Split System: Heat Pump with Remote Outdoor Unit-Air-Source) | HMH72B341 |  |  | XAUB36DXXN1+TXV | TM8Y060A12MP11 | 33800 | 18 | 8.1 | 33400 | 23400 | 70.06% | 2.04 | 0 | 10 |  |  |  |  | R-410A | 2.8167 | Residential & Commercial | USHP | Ducted CEE Tier 1
212974671 | Central HP <5.4 tons | DAY & NIGHT | HRCU-A-CB (Split System: Heat Pump with Remote Outdoor Unit-Air-Source) | DLCURAH18ABK |  |  | EA*4X30L14A* | *96VTN0401410B* | 17300 | 16 | 8.1 | 17900 | 18700 | 104.5% | 2.24 | 0 | 10.5 |  |  |  |  | R-410A | 1.4417 | Residential & Commercial | USHP | Ducted CEE Tier 1
212975266 | Central HP <5.4 tons | BRYANT HEATING AND COOLING SYSTEMS | HRCU-A-CB (Split System: Heat Pump with Remote Outdoor Unit-Air-Source) | 38MURAQ24AB3* |  |  | CAP**2517AL* | 926TC36040V17*** | 24200 | 16 | 8.5 | 25400 | 21800 | 85.83% | 1.8 | 0 | 10 |  |  |  |  | R-410A | 2.0167 | Residential & Commercial | USHP | Ducted CEE Tier 1
213078487 | Central HP <5.4 tons | BRYANT HEATING AND COOLING SYSTEMS | HRCU-A-CB (Split System: Heat Pump with Remote Outdoor Unit-Air-Source) | 38MURAQ36AB3* |  |  | CAP**3621AL* | 8(0,1)*SB60090M21*** | 35200 | 16.5 | 8.1 | 38500 | 35200 | 91.43% | 1.84 | 0 | 9.5 |  |  |  |  | R-410A | 2.9333 | Residential & Commercial | USHP
213078520 | Central HP <5.4 tons | BRYANT HEATING AND COOLING SYSTEMS | HRCU-A-CB (Split System: Heat Pump with Remote Outdoor Unit-Air-Source) | 38MURAQ36AB3* |  |  | CAP**4224AL* | 8(0,1)*SB60090M21*** | 35400 | 16.5 | 8.1 | 38500 | 35000 | 90.91% | 1.9 | 0 | 10 |  |  |  |  | R-410A | 2.95 | Residential & Commercial | USHP | Ducted CEE Tier 1
213080474 | Central HP <5.4 tons | DAY & NIGHT | HRCU-A-CB (Split System: Heat Pump with Remote Outdoor Unit-Air-Source) | DLCURAH36ABK |  |  | EN(A,D)4X48L24** | *96MSN1202422A* | 35800 | 16.5 | 8.1 | 38500 | 35000 | 90.91% | 2 | 0 | 10 |  |  |  |  | R-410A | 2.9833 | Residential & Commercial | USHP | Ducted CEE Tier 1
213772103 | Central HP <5.4 tons | KENMORE | HRCU-A-CB (Split System: Heat Pump with Remote Outdoor Unit-Air-Source) | (C,H,T)VH825GKA2* |  |  | EHD4X36AAL+WALLCON | *80CTL0701412B* | 24000 | 16.5 | 8.1 | 21400 | 16600 | 77.57% | 1.98 | 0 | 10.5 |  |  |  |  | R-410A | 2 | Residential & Commercial | USHP | Ducted CEE Tier 1
215936662 | Central HP <5.4 tons | KENMORE | HRCU-A-CB (Split System: Heat Pump with Remote Outdoor Unit-Air-Source) | (C,H,T)5H3V36*K*AAA* |  |  | EVD5X60M21A*+WALLCON | *95CSU0802120B* | 35600 | 21.5 | 8.5 | 38000 | 28600 | 75.26% | 2.04 | 0 | 12 |  |  |  |  | R-454B | 2.9667 | Residential & Commercial | USHP | Ducted CEE Tier 1
214584572 | Central HP <5.4 tons | LUXAIRE | HRCU-A-CB (Split System: Heat Pump with Remote Outdoor Unit-Air-Source) | HH824E2S11 |  |  | CTM30B5ACS1 | Z8ES100B12SMPS1 | 23000 | 18 | 9.5 | 23000 | 19400 | 84.35% | 2 | 0 | 12 |  |  |  |  | R-454B | 1.9167 | Residential & Commercial | USHP | Ducted CEE Tier 1
212981730 | Central HP <5.4 tons | DAY & NIGHT | HRCU-A-CB (Split System: Heat Pump with Remote Outdoor Unit-Air-Source) | DLCURAH24ABK |  |  | EA*4X36L17A* | *80MSU1002120A* | 23400 | 17 | 8.5 | 26000 | 24400 | 93.85% | 2.02 | 0 | 10 |  |  |  |  | R-410A | 1.95 | Residential & Commercial | USHP | Ducted CEE Tier 1
212989617 | Central HP <5.4 tons | KEEPRITE | HRCU-A-CB (Split System: Heat Pump with Remote Outdoor Unit-Air-Source) | DLCURAH24ABK |  |  | EA*4X37L21A* | *95MSU0802120A* | 24000 | 17.5 | 8.5 | 25200 | 21800 | 86.51% | 1.82 | 0 | 10 |  |  |  |  | R-410A | 2 | Residential & Commercial | USHP | Ducted CEE Tier 1
212989317 | Central HP <5.4 tons | KEEPRITE | HRCU-A-CB (Split System: Heat Pump with Remote Outdoor Unit-Air-Source) | DLCURAH18ABK |  |  | EN(A,D)4X24L17** | *95MSU0601716A* | 17300 | 16 | 8.1 | 18300 | 19200 | 104.9% | 2.32 | 0 | 10.5 |  |  |  |  | R-410A | 1.4417 | Residential & Commercial | USHP | Ducted CEE Tier 1
212981862 | Central HP <5.4 tons | DAY & NIGHT | HRCU-A-CB (Split System: Heat Pump with Remote Outdoor Unit-Air-Source) | DLCURAH18ABK |  |  | EA*4X30L17A* | *80MSU1002120A* | 17500 | 16 | 8.5 | 18100 | 18700 | 103.3% | 2.24 | 0 | 10.5 |  |  |  |  | R-410A | 1.4583 | Residential & Commercial | USHP | Ducted CEE Tier 1
212989149 | Central HP <5.4 tons | KEEPRITE | HRCU-A-CB (Split System: Heat Pump with Remote Outdoor Unit-Air-Source) | DLCURAH24ABK |  |  | EA*4X25L17A* | *95MSU0601716A* | 24200 | 17 | 8.5 | 25200 | 21800 | 86.51% | 1.82 | 0 | 10 |  |  |  |  | R-410A | 2.0167 | Residential & Commercial | USHP | Ducted CEE Tier 1
212982366 | Central HP <5.4 tons | DAY & NIGHT | HRCU-A-CB (Split System: Heat Pump with Remote Outdoor Unit-Air-Source) | DLCURAH24ABK |  |  | EN(A,D)4X36L21** | *80MSU0401712A* | 23400 | 16.5 | 8.5 | 25800 | 23800 | 92.25% | 1.98 | 0 | 10 |  |  |  |  | R-410A | 1.95 | Residential & Commercial | USHP | Ducted CEE Tier 1
208141148 | Central HP <5.4 tons | ECOER | HRCU-A-CB (Split System: Heat Pump with Remote Outdoor Unit-Air-Source) | EODA18H-2436B |  |  | GNC3036BPT | MGH96M080B3A | 32000 | 17 | 8.8 | 34600 | 24400 | 70.52% | 1.95 | 10.8 | 10.4 |  |  |  |  | R-410A | 2.6667 | Residential & Commercial | USHP | Ducted CEE Tier 1
212982162 | Central HP <5.4 tons | DAY & NIGHT | HRCU-A-CB (Split System: Heat Pump with Remote Outdoor Unit-Air-Source) | DLCURAH30ABK |  |  | EA*4X42L21A* | *80MSU0401712A* | 30000 | 15.2 | 8.5 | 33800 | 27400 | 81.07% | 1.78 | 0 | 9 |  |  |  |  | R-410A | 2.5 | Residential & Commercial | USHP
212980190 | Central HP <5.4 tons | BRYANT HEATING AND COOLING SYSTEMS | HRCU-A-CB (Split System: Heat Pump with Remote Outdoor Unit-Air-Source) | 38MURAQ30AB3* |  |  | CAP**3721AL* | 8(0,1)*SB48090M21*** | 30600 | 15.2 | 8.1 | 33200 | 26400 | 79.52% | 1.86 | 0 | 9 |  |  |  |  | R-410A | 2.55 | Residential & Commercial | USHP
214584702 | Central HP <5.4 tons | LUXAIRE | HRCU-A-CB (Split System: Heat Pump with Remote Outdoor Unit-Air-Source) | HH860E2S11 |  |  | CTM60D5CGS1 | Z8ES130D20SMPS1 | 45000 | 18 | 9 | 45000 | 33600 | 74.67% | 2 | 0 | 12 |  |  |  |  | R-454B | 3.75 | Residential & Commercial | USHP | Ducted CEE Tier 1
214606526 | Central HP <5.4 tons | FRASER-JOHNSTON | HRCU-A-C (Split System: Heat Pump with Remote Outdoor Unit with No Indoor Fan --Air Source) | HH860E2S11 |  |  | CTF60D5CJS1 | 0 | 52000 | 15.2 | 8.5 | 55000 | 40000 | 72.73% | 2 | 0 | 10 |  |  |  |  | R-454B | 4.3333 | Residential & Commercial | USHP | Ducted CEE Tier 1
216891745 | Central HP <5.4 tons | RHEEM | HRCU-A-CB (Split System: Heat Pump with Remote Outdoor Unit-Air-Source) | RD18AY36AJVC |  |  | RCFY3624MTANM | R921V1155A24M4 | 32800 | 19 | 10 | 32800 | 27600 | 84.15% | 2.1 | 0 | 12 |  |  |  |  | R-454B | 2.7333 | Residential & Commercial | USHP | Ducted CEE Tier 1
216891778 | Central HP <5.4 tons | RHEEM | HRCU-A-CB (Split System: Heat Pump with Remote Outdoor Unit-Air-Source) | RD18AY36AJVC |  |  | RCFY3624MTANM | R962V0705A21M4 | 32400 | 18 | 10 | 32400 | 28000 | 86.42% | 2.1 | 0 | 12 |  |  |  |  | R-454B | 2.7 | Residential & Commercial | USHP | Ducted CEE Tier 1
211387559 | Central HP <5.4 tons | COLEMAN | HRCU-A-CB (Split System: Heat Pump with Remote Outdoor Unit-Air-Source) | HMH72B341 |  |  | XAFC30CXXN1+TXV | CP9C100C16MP13 | 33200 | 17.5 | 8.5 | 33000 | 23200 | 70.3% | 2.06 | 0 | 10 |  |  |  |  | R-410A | 2.7667 | Residential & Commercial | USHP | Ducted CEE Tier 1
211387659 | Central HP <5.4 tons | COLEMAN | HRCU-A-CB (Split System: Heat Pump with Remote Outdoor Unit-Air-Source) | HMH72B341 |  |  | XAFC30CXXN1+TXV | TM9V080C16MP12 | 32800 | 17 | 8.1 | 33400 | 23400 | 70.06% | 2.04 | 0 | 9.5 |  |  |  |  | R-410A | 2.7333 | Residential & Commercial | USHP
216819280 | Central HP <5.4 tons | RHEEM | HRCU-A-CB (Split System: Heat Pump with Remote Outdoor Unit-Air-Source) | RD18AY24AJVC |  |  | RCFY2421MTANM | R98MV0703A17UP | 21000 | 18 | 8.1 | 20800 | 17000 | 81.73% | 1.9 | 0 | 10 |  |  |  |  | R-454B | 1.75 | Residential & Commercial | USHP | Ducted CEE Tier 1
215679553 | Central HP <5.4 tons | CARRIER | HRCU-A-CB (Split System: Heat Pump with Remote Outdoor Unit-Air-Source) | 27VNA036A*030* |  |  | CAA**6024AM*+UI | 59TN6C080C21**20 | 34400 | 18 | 9 | 34200 | 24800 | 72.51% | 1.9 | 0 | 10 |  |  |  |  | R-454B | 2.8667 | Residential & Commercial | USHP | Ducted CEE Tier 1
215679603 | Central HP <5.4 tons | CARRIER | HRCU-A-CB (Split System: Heat Pump with Remote Outdoor Unit-Air-Source) | 27VNA036A*030* |  |  | CAA**6121AM*+UI | 58CU*B040C17**12 | 35000 | 18 | 9 | 34400 | 24800 | 72.09% | 1.92 | 0 | 10 |  |  |  |  | R-454B | 2.9167 | Residential & Commercial | USHP | Ducted CEE Tier 1
215679633 | Central HP <5.4 tons | CARRIER | HRCU-A-CB (Split System: Heat Pump with Remote Outdoor Unit-Air-Source) | 27VNA036A*030* |  |  | CAA**6121AM*+UI | 59TN7A080C17**16 | 34600 | 18 | 9 | 34600 | 25000 | 72.25% | 1.92 | 0 | 10 |  |  |  |  | R-454B | 2.8833 | Residential & Commercial | USHP | Ducted CEE Tier 1
215679953 | Central HP <5.4 tons | CARRIER | HRCU-A-CB (Split System: Heat Pump with Remote Outdoor Unit-Air-Source) | 27VNA036A*030* |  |  | CSAH*6012AM*+UI | 58CU*B060C17**16 | 34600 | 17 | 8.5 | 34600 | 24800 | 71.68% | 1.92 | 0 | 10 |  |  |  |  | R-454B | 2.8833 | Residential & Commercial | USHP | Ducted CEE Tier 1
214720101 | Central HP <5.4 tons | FRASER-JOHNSTON | HRCU-A-CB (Split System: Heat Pump with Remote Outdoor Unit-Air-Source) | HH836E2S11 |  |  | CTU48C5XFS1+TXV | TM8Y100C16MP11 | 33200 | 19 | 9 | 31400 | 25000 | 79.62% | 2 | 0 | 11 |  |  |  |  | R-454B | 2.7667 | Residential & Commercial | USHP | Ducted CEE Tier 1
215678243 | Central HP <5.4 tons | CARRIER | HRCU-A-CB (Split System: Heat Pump with Remote Outdoor Unit-Air-Source) | 27VNA024A*030* |  |  | CAA**2517AM*+UI | 59TN7A060C17**16 | 23800 | 17 | 9 | 23400 | 16500 | 70.51% | 2 | 0 | 10 |  |  |  |  | R-454B | 1.9833 | Residential & Commercial | USHP | Ducted CEE Tier 1
215678343 | Central HP <5.4 tons | CARRIER | HRCU-A-CB (Split System: Heat Pump with Remote Outdoor Unit-Air-Source) | 27VNA024A*030* |  |  | CAA**3717AM*+UI | 58CU*B040C17**12 | 23800 | 17 | 9 | 23400 | 16400 | 70.09% | 2 | 0 | 10 |  |  |  |  | R-454B | 1.9833 | Residential & Commercial | USHP | Ducted CEE Tier 1
212980911 | Central HP <5.4 tons | BRYANT HEATING AND COOLING SYSTEMS | HRCU-A-CB (Split System: Heat Pump with Remote Outdoor Unit-Air-Source) | 38MURAQ30AB3* |  |  | CAP**3721AL* | 8(0,1)*SB60110M21*** | 30800 | 15.2 | 8.5 | 33400 | 26200 | 78.44% | 1.86 | 0 | 9 |  |  |  |  | R-410A | 2.5667 | Residential & Commercial | USHP
212982630 | Central HP <5.4 tons | DAY & NIGHT | HRCU-A-CB (Split System: Heat Pump with Remote Outdoor Unit-Air-Source) | DLCURAH30ABK |  |  | EA*4X37L21A* | *80MSU0601716A* | 30800 | 15.2 | 8.5 | 33000 | 26200 | 79.39% | 1.84 | 0 | 9 |  |  |  |  | R-410A | 2.5667 | Residential & Commercial | USHP
212982966 | Central HP <5.4 tons | DAY & NIGHT | HRCU-A-CB (Split System: Heat Pump with Remote Outdoor Unit-Air-Source) | DLCURAH30ABK |  |  | EA*4X42L24A* | *80MSU0802120A* | 29600 | 15.5 | 8.5 | 33600 | 27400 | 81.55% | 1.78 | 0 | 9 |  |  |  |  | R-410A | 2.4667 | Residential & Commercial | USHP
214244024 | Central HP <5.4 tons | BRYANT HEATING AND COOLING SYSTEMS | HRCU-A-CB (Split System: Heat Pump with Remote Outdoor Unit-Air-Source) | 284ANV024*0**B* |  |  | CNPV*3621AL*+UI | 88*TB36045C17*** | 23000 | 19 | 9.5 | 26800 | 20200 | 75.37% | 2.34 | 0 | 12.5 |  |  |  |  | R-410A | 1.9167 | Residential & Commercial | USHP | Ducted CEE Tier 1
214244060 | Central HP <5.4 tons | BRYANT HEATING AND COOLING SYSTEMS | HRCU-A-CB (Split System: Heat Pump with Remote Outdoor Unit-Air-Source) | 284ANV024*0**B* |  |  | CNPV*4217AL*+UI | 986TD42060C17*** | 23600 | 19.5 | 10 | 26600 | 19900 | 74.81% | 2.46 | 0 | 13 |  |  |  |  | R-410A | 1.9667 | Residential & Commercial | USHP | Ducted CEE Tier 1
214244076 | Central HP <5.4 tons | BRYANT HEATING AND COOLING SYSTEMS | HRCU-A-CB (Split System: Heat Pump with Remote Outdoor Unit-Air-Source) | 284ANV024*0**B* |  |  | CNPV*4221AL*+UI | 987MC42080C17*** | 23400 | 19.5 | 10 | 26600 | 19900 | 74.81% | 2.42 | 0 | 13 |  |  |  |  | R-410A | 1.95 | Residential & Commercial | USHP | Ducted CEE Tier 1
216613161 | Central HP <5.4 tons | RHEEM | HRCU-A-CB (Split System: Heat Pump with Remote Outdoor Unit-Air-Source) | RD18AY60AJVC |  |  | RH2VY6024STACN | 0 | 52000 | 18 | 10 | 50500 | 38000 | 75.25% | 2 | 0 | 11.7 |  |  |  |  | R-454B | 4.3333 | Residential & Commercial | USHP | Ducted CEE Tier 1
207826674 | Central HP <5.4 tons | Weathermaker | HRCU-A-CB (Split System: Heat Pump with Remote Outdoor Unit-Air-Source) | 38MARBQ18AA3 |  |  | 40MBABQ18XB3 | 0 | 18000 | 17.6 | 9.6 | 19000 | 17000 | 89.47% | 2 | 12.5 | 11.7 |  |  |  |  | R-410A | 1.5 | Residential & Commercial | USHP | Ducted CEE Tier 1
216819327 | Central HP <5.4 tons | RHEEM | HRCU-A-CB (Split System: Heat Pump with Remote Outdoor Unit-Air-Source) | RD18AY24AJVC |  |  | RCFY2421MTANM | R921V0403A17M4 | 21000 | 17 | 8.1 | 20800 | 17000 | 81.73% | 1.9 | 0 | 10 |  |  |  |  | R-454B | 1.75 | Residential & Commercial | USHP | Ducted CEE Tier 1
216819341 | Central HP <5.4 tons | RHEEM | HRCU-A-CB (Split System: Heat Pump with Remote Outdoor Unit-Air-Source) | RD18AY24AJVC |  |  | RCFY2421MTANM | R951V0403A17M4 | 21000 | 17 | 8.1 | 20800 | 17000 | 81.73% | 1.9 | 0 | 10 |  |  |  |  | R-454B | 1.75 | Residential & Commercial | USHP | Ducted CEE Tier 1
216819270 | Central HP <5.4 tons | RHEEM | HRCU-A-CB (Split System: Heat Pump with Remote Outdoor Unit-Air-Source) | RD18AY24AJVC |  |  | RCFY2421MTANM | R962V0603A17M4 | 21000 | 17 | 8.1 | 21000 | 17100 | 81.43% | 1.9 | 0 | 10 |  |  |  |  | R-454B | 1.75 | Residential & Commercial | USHP | Ducted CEE Tier 1
216819287 | Central HP <5.4 tons | RHEEM | HRCU-A-CB (Split System: Heat Pump with Remote Outdoor Unit-Air-Source) | RD18AY24AJVC |  |  | RCFY2421MTANM | R97MV1005A21DH | 21000 | 18 | 8.1 | 20800 | 17000 | 81.73% | 1.9 | 0 | 10 |  |  |  |  | R-454B | 1.75 | Residential & Commercial | USHP | Ducted CEE Tier 1
216819355 | Central HP <5.4 tons | RHEEM | HRCU-A-CB (Split System: Heat Pump with Remote Outdoor Unit-Air-Source) | RD18AY24AJVC |  |  | RCFY2421MTANM | R951V0603A17UH | 20800 | 17 | 8.1 | 20800 | 17100 | 82.21% | 1.9 | 0 | 10 |  |  |  |  | R-454B | 1.7333 | Residential & Commercial | USHP | Ducted CEE Tier 1
214720186 | Central HP <5.4 tons | FRASER-JOHNSTON | HRCU-A-CB (Split System: Heat Pump with Remote Outdoor Unit-Air-Source) | HH860E2S11 |  |  | CTU60C5XGS1+TXV | TM8E080C16MP11 | 44500 | 18 | 9 | 45500 | 34200 | 75.16% | 2 | 0 | 11 |  |  |  |  | R-454B | 3.7083 | Residential & Commercial | USHP | Ducted CEE Tier 1
214584597 | Central HP <5.4 tons | LUXAIRE | HRCU-A-CB (Split System: Heat Pump with Remote Outdoor Unit-Air-Source) | HH860E2S11 |  |  | CTM60C5CGS1 | Z8ES080C20SMPS1 | 44000 | 18 | 9 | 44500 | 33400 | 75.06% | 2 | 0 | 12 |  |  |  |  | R-454B | 3.6667 | Residential & Commercial | USHP | Ducted CEE Tier 1
215678183 | Central HP <5.4 tons | CARRIER | HRCU-A-CB (Split System: Heat Pump with Remote Outdoor Unit-Air-Source) | 27VNA024A*030* |  |  | CAA**2417AM*+UI | 58CU*B040C17**12 | 23000 | 16.5 | 8.5 | 24000 | 16800 | 70% | 1.98 | 0 | 10 |  |  |  |  | R-454B | 1.9167 | Residential & Commercial | USHP | Ducted CEE Tier 1
215678233 | Central HP <5.4 tons | CARRIER | HRCU-A-CB (Split System: Heat Pump with Remote Outdoor Unit-Air-Source) | 27VNA024A*030* |  |  | CAA**2517AM*+UI | 58CU*B060C17**16 | 24000 | 17 | 9 | 23200 | 16300 | 70.26% | 2.02 | 0 | 10.5 |  |  |  |  | R-454B | 2 | Residential & Commercial | USHP | Ducted CEE Tier 1
213297970 | Central HP <5.4 tons | FRASER-JOHNSTON | HRCU-A-CB (Split System: Heat Pump with Remote Outdoor Unit-Air-Source) | HMH72B341 |  |  | XAHC36DBCN1 | Z8ES100C16SMPS1 | 34000 | 17.5 | 8.1 | 33400 | 24000 | 71.86% | 2.08 | 0 | 9.5 |  |  |  |  | R-410A | 2.8333 | Residential & Commercial | USHP
213298055 | Central HP <5.4 tons | FRASER-JOHNSTON | HRCU-A-CB (Split System: Heat Pump with Remote Outdoor Unit-Air-Source) | HMH72B341 |  |  | XAFC36DBCN1 | Z8ES080B12LMPS1 | 34000 | 18 | 8.1 | 33400 | 24000 | 71.86% | 2.08 | 0 | 10 |  |  |  |  | R-410A | 2.8333 | Residential & Commercial | USHP | Ducted CEE Tier 1
213298105 | Central HP <5.4 tons | FRASER-JOHNSTON | HRCU-A-CB (Split System: Heat Pump with Remote Outdoor Unit-Air-Source) | HMH72B341 |  |  | XAFB36DBCN1+JMET12BS2N1 | 0 | 34000 | 18.5 | 8.5 | 33800 | 23800 | 70.41% | 2.12 | 0 | 10.5 |  |  |  |  | R-410A | 2.8333 | Residential & Commercial | USHP | Ducted CEE Tier 1
213296800 | Central HP <5.4 tons | FRASER-JOHNSTON | HRCU-A-CB (Split System: Heat Pump with Remote Outdoor Unit-Air-Source) | HMH72B341 |  |  | XAUB30CXXN1+TXV | Z9ET080B12SMPS1 | 32600 | 18.5 | 8.1 | 33000 | 23400 | 70.91% | 2.02 | 0 | 9.5 |  |  |  |  | R-410A | 2.7167 | Residential & Commercial | USHP
213297435 | Central HP <5.4 tons | FRASER-JOHNSTON | HRCU-A-CB (Split System: Heat Pump with Remote Outdoor Unit-Air-Source) | HMH72B341 |  |  | XAFC30CXXN1+TXV | Z9ET100C16SMPS1 | 32600 | 18 | 8.5 | 33000 | 23200 | 70.3% | 2.02 | 0 | 10 |  |  |  |  | R-410A | 2.7167 | Residential & Commercial | USHP | Ducted CEE Tier 1
215935461 | Central HP <5.4 tons | KEEPRITE | HRCU-A-CB (Split System: Heat Pump with Remote Outdoor Unit-Air-Source) | C5H3V36*K*AAA* |  |  | EVM5X61M24A*+WALLCON | *80CTL0902120B* | 36000 | 22.5 | 8.5 | 37600 | 28200 | 75% | 2.06 | 0 | 12.5 |  |  |  |  | R-454B | 3 | Residential & Commercial | USHP | Ducted CEE Tier 1
215935511 | Central HP <5.4 tons | KEEPRITE | HRCU-A-CB (Split System: Heat Pump with Remote Outdoor Unit-Air-Source) | C5H3V36*K*AAA* |  |  | EVD5X25M17A*+WALLCON | *97CMN0601714B* | 34000 | 20 | 8.1 | 38000 | 27200 | 71.58% | 2 | 0 | 11 |  |  |  |  | R-454B | 2.8333 | Residential & Commercial | USHP | Ducted CEE Tier 1
214719870 | Central HP <5.4 tons | FRASER-JOHNSTON | HRCU-A-CB (Split System: Heat Pump with Remote Outdoor Unit-Air-Source) | HH836E2S11 |  |  | CTU48C5XFS1+TXV | TL9E080C16UH11 | 33400 | 18 | 9 | 31400 | 25400 | 80.89% | 2 | 0 | 11 |  |  |  |  | R-454B | 2.7833 | Residential & Commercial | USHP | Ducted CEE Tier 1
214719865 | Central HP <5.4 tons | FRASER-JOHNSTON | HRCU-A-CB (Split System: Heat Pump with Remote Outdoor Unit-Air-Source) | HH836E2S11 |  |  | CTU48C5XFS1+TXV | TMLE120C20MP11 | 34400 | 17 | 8.5 | 32400 | 25600 | 79.01% | 2 | 0 | 11 |  |  |  |  | R-454B | 2.8667 | Residential & Commercial | USHP | Ducted CEE Tier 1
214719988 | Central HP <5.4 tons | FRASER-JOHNSTON | HRCU-A-CB (Split System: Heat Pump with Remote Outdoor Unit-Air-Source) | HH836E2S11 |  |  | CTU48C5XFS1+TXV | TM9E080C16MP12 | 33400 | 19 | 9 | 31400 | 25400 | 80.89% | 2 | 0 | 11 |  |  |  |  | R-454B | 2.7833 | Residential & Commercial | USHP | Ducted CEE Tier 1
214720013 | Central HP <5.4 tons | FRASER-JOHNSTON | HRCU-A-CB (Split System: Heat Pump with Remote Outdoor Unit-Air-Source) | HH836E2S11 |  |  | CTU48C5XFS1+TXV | Z9ES100C16SMPS1 | 35000 | 18 | 9 | 32600 | 25800 | 79.14% | 2 | 0 | 11 |  |  |  |  | R-454B | 2.9167 | Residential & Commercial | USHP | Ducted CEE Tier 1
216819350 | Central HP <5.4 tons | RHEEM | HRCU-A-CB (Split System: Heat Pump with Remote Outdoor Unit-Air-Source) | RD18AY24AJVC |  |  | RCFY2421MTANM | R962V0703A17M4 | 21000 | 17 | 8.1 | 21000 | 17000 | 80.95% | 1.9 | 0 | 10 |  |  |  |  | R-454B | 1.75 | Residential & Commercial | USHP | Ducted CEE Tier 1
214720191 | Central HP <5.4 tons | FRASER-JOHNSTON | HRCU-A-CB (Split System: Heat Pump with Remote Outdoor Unit-Air-Source) | HH860E2S11 |  |  | CTU60C5XGS1+TXV | TMLE080C16MP11 | 44500 | 18 | 9 | 45500 | 34200 | 75.16% | 2 | 0 | 11 |  |  |  |  | R-454B | 3.7083 | Residential & Commercial | USHP | Ducted CEE Tier 1
215942598 | Central HP <5.4 tons | KENMORE | HRCU-A-CB (Split System: Heat Pump with Remote Outdoor Unit-Air-Source) | (C,H,T)5H3V48*K*AAA* |  |  | EVD5X61M21A*+WALLCON | *96CTN0801714B* | 44500 | 20 | 8.1 | 54000 | 37800 | 70% | 1.95 | 0 | 11.5 |  |  |  |  | R-454B | 3.7083 | Residential & Commercial | USHP | Ducted CEE Tier 1
207104305 | Central HP <5.4 tons | Multi MFG | HRCU-A-CB (Split System: Heat Pump with Remote Outdoor Unit-Air-Source) | MSU-36HD-B-H |  |  | 36MPHP0-M-B-H | 0 | 34000 | 18 | 9.5 | 35000 | 26000 | 74.29% | 2.05 | 9.55 | 10.1 |  |  |  |  | R-410A | 2.8333 | Residential & Commercial | USHP | Ducted CEE Tier 1
214233325 | Central HP <5.4 tons | RHEEM | HRCU-A-CB (Split System: Heat Pump with Remote Outdoor Unit-Air-Source) | RD17AZ36AJ3N |  |  | RH3VZ4821STACN | 0 | 34200 | 18 | 8.1 | 34200 | 29400 | 85.96% | 2 | 0 | 11.7 |  |  |  |  | R-410A | 2.85 | Residential & Commercial | USHP | Ducted CEE Tier 1
214720084 | Central HP <5.4 tons | FRASER-JOHNSTON | HRCU-A-CB (Split System: Heat Pump with Remote Outdoor Unit-Air-Source) | HH836E2S11 |  |  | CTU48C5XFS1+TXV | TM9V100C20MP12 | 34200 | 18 | 9 | 32600 | 25800 | 79.14% | 2 | 0 | 11 |  |  |  |  | R-454B | 2.85 | Residential & Commercial | USHP | Ducted CEE Tier 1
214584712 | Central HP <5.4 tons | LUXAIRE | HRCU-A-CB (Split System: Heat Pump with Remote Outdoor Unit-Air-Source) | HH836E2S11 |  |  | CTM36C5CDS1 | Z8ES100C16SMPS1 | 34200 | 18 | 8.5 | 31600 | 26000 | 82.28% | 2 | 0 | 11.7 |  |  |  |  | R-454B | 2.85 | Residential & Commercial | USHP | Ducted CEE Tier 1
214243263 | Central HP <5.4 tons | KENMORE | HRCU-A-CB (Split System: Heat Pump with Remote Outdoor Unit-Air-Source) | (C,H,T)VH825GKA2* |  |  | EN(A,D)4X48L24**+WALLCON | *96CTN1202422B* | 24200 | 17 | 8.1 | 21200 | 16600 | 78.3% | 2.02 | 0 | 11.5 |  |  |  |  | R-410A | 2.0167 | Residential & Commercial | USHP | Ducted CEE Tier 1
216626175 | Central HP <5.4 tons | KINGHOME | HRCU-A-CB (Split System: Heat Pump with Remote Outdoor Unit-Air-Source) | KD60UXO |  |  | KD48UXI | 0 | 48000 | 20 | 9.5 | 48000 | 36000 | 75% | 2.18 | 0 | 11.7 |  |  |  |  | R-32 | 4 | Residential & Commercial | USHP | Ducted CEE Tier 1
213771352 | Central HP <5.4 tons | KEEPRITE | HRCU-A-CB (Split System: Heat Pump with Remote Outdoor Unit-Air-Source) | CVH825GKA2* |  |  | EA*4X42L21A*+WALLCON | *96CTN0801714B* | 23600 | 16.5 | 8.1 | 21400 | 16700 | 78.04% | 1.96 | 0 | 10.5 |  |  |  |  | R-410A | 1.9667 | Residential & Commercial | USHP | Ducted CEE Tier 1
214584612 | Central HP <5.4 tons | LUXAIRE | HRCU-A-CB (Split System: Heat Pump with Remote Outdoor Unit-Air-Source) | HH860E2S11 |  |  | CTF60C5CGS1 | Z8ES080C16SMPS1 | 44500 | 18 | 9 | 44500 | 33400 | 75.06% | 2 | 0 | 12 |  |  |  |  | R-454B | 3.7083 | Residential & Commercial | USHP | Ducted CEE Tier 1
214238951 | Central HP <5.4 tons | KENMORE | HRCU-A-CB (Split System: Heat Pump with Remote Outdoor Unit-Air-Source) | (C,H,T)VH837GKA2* |  |  | EN(A,D)4X36L21**+WALLCON | *96CTN1002122B* | 31400 | 16.5 | 8.1 | 33000 | 24000 | 72.73% | 1.82 | 0 | 11 |  |  |  |  | R-410A | 2.6167 | Residential & Commercial | USHP | Ducted CEE Tier 1
214239701 | Central HP <5.4 tons | KENMORE | HRCU-A-CB (Split System: Heat Pump with Remote Outdoor Unit-Air-Source) | (C,H,T)VH837GKA** |  |  | END4X42L17**+WALLCON | *97CMN0801714B* | 32000 | 16.5 | 8.1 | 33200 | 24800 | 74.7% | 1.88 | 0 | 11 |  |  |  |  | R-410A | 2.6667 | Residential & Commercial | USHP | Ducted CEE Tier 1
214239601 | Central HP <5.4 tons | KENMORE | HRCU-A-CB (Split System: Heat Pump with Remote Outdoor Unit-Air-Source) | (C,H,T)VH837GKA** |  |  | EN(A,D)4X36L21**+WALLCON | *97CMN1002122B* | 31400 | 16.5 | 8.1 | 33000 | 24000 | 72.73% | 1.82 | 0 | 11 |  |  |  |  | R-410A | 2.6167 | Residential & Commercial | USHP | Ducted CEE Tier 1
214720166 | Central HP <5.4 tons | FRASER-JOHNSTON | HRCU-A-CB (Split System: Heat Pump with Remote Outdoor Unit-Air-Source) | HH860E2S11 |  |  | CTU60C5XGS1+TXV | TMLE100C16MP11 | 44500 | 18 | 9 | 45500 | 34200 | 75.16% | 2 | 0 | 11 |  |  |  |  | R-454B | 3.7083 | Residential & Commercial | USHP | Ducted CEE Tier 1
213297670 | Central HP <5.4 tons | FRASER-JOHNSTON | HRCU-A-CB (Split System: Heat Pump with Remote Outdoor Unit-Air-Source) | HMH72B341 |  |  | XAHB30CXXN1+JMVT12BC2N1+TXV | 0 | 32600 | 17.5 | 8.1 | 32400 | 22800 | 70.37% | 2.02 | 0 | 9.5 |  |  |  |  | R-410A | 2.7167 | Residential & Commercial | USHP
213297755 | Central HP <5.4 tons | FRASER-JOHNSTON | HRCU-A-CB (Split System: Heat Pump with Remote Outdoor Unit-Air-Source) | HMH72B341 |  |  | XAHB30CXXN1+TXV | Z8ET080B12LMPS1 | 31800 | 18 | 8.1 | 32200 | 22600 | 70.19% | 2 | 0 | 9.5 |  |  |  |  | R-410A | 2.65 | Residential & Commercial | USHP
213297785 | Central HP <5.4 tons | FRASER-JOHNSTON | HRCU-A-CB (Split System: Heat Pump with Remote Outdoor Unit-Air-Source) | HMH72B341 |  |  | XAFC30CXXN1+TXV | Z8ES100C16LMPS1 | 33600 | 18 | 8.5 | 33000 | 23400 | 70.91% | 2.06 | 0 | 9.5 |  |  |  |  | R-410A | 2.8 | Residential & Commercial | USHP
213297805 | Central HP <5.4 tons | FRASER-JOHNSTON | HRCU-A-CB (Split System: Heat Pump with Remote Outdoor Unit-Air-Source) | HMH72B341 |  |  | XAFC30CXXN1+TXV | Z8ES080C20LMPS1 | 33600 | 18 | 8.5 | 33000 | 23200 | 70.3% | 2.08 | 0 | 10 |  |  |  |  | R-410A | 2.8 | Residential & Commercial | USHP | Ducted CEE Tier 1
213297820 | Central HP <5.4 tons | FRASER-JOHNSTON | HRCU-A-CB (Split System: Heat Pump with Remote Outdoor Unit-Air-Source) | HMH72B341 |  |  | XAFB30CXXN1+TXV | Z8ES080B12SMPS1 | 33000 | 18 | 8.5 | 33000 | 23400 | 70.91% | 2.04 | 0 | 9.5 |  |  |  |  | R-410A | 2.75 | Residential & Commercial | USHP
212983624 | Central HP <5.4 tons | KEEPRITE | HRCU-A-CB (Split System: Heat Pump with Remote Outdoor Unit-Air-Source) | DLCURAH24ABK |  |  | EN(A,D,W)4X36L17** | *92MSN0601412A* | 23800 | 17 | 8.5 | 26400 | 23800 | 90.15% | 1.98 | 0 | 10.5 |  |  |  |  | R-410A | 1.9833 | Residential & Commercial | USHP | Ducted CEE Tier 1
212983192 | Central HP <5.4 tons | KEEPRITE | HRCU-A-CB (Split System: Heat Pump with Remote Outdoor Unit-Air-Source) | DLCURAH24ABK |  |  | EA*4X37L17A* | *92MSN0401712A* | 23800 | 16 | 8.5 | 25800 | 22600 | 87.6% | 1.86 | 0 | 10 |  |  |  |  | R-410A | 1.9833 | Residential & Commercial | USHP | Ducted CEE Tier 1
211398874 | Central HP <5.4 tons | COLEMAN | HRCU-A-CB (Split System: Heat Pump with Remote Outdoor Unit-Air-Source) | HMH72B341 |  |  | XAFD48FBCN1 | TM8E080C16MP11 | 33400 | 17 | 8.5 | 32200 | 23400 | 72.67% | 2.06 | 0 | 9.5 |  |  |  |  | R-410A | 2.7833 | Residential & Commercial | USHP
213297995 | Central HP <5.4 tons | FRASER-JOHNSTON | HRCU-A-CB (Split System: Heat Pump with Remote Outdoor Unit-Air-Source) | HMH72B341 |  |  | XAHB36DBCN1 | Z8ES100B12LMPS1 | 33400 | 17.5 | 8.1 | 32800 | 23200 | 70.73% | 2.02 | 0 | 9.5 |  |  |  |  | R-410A | 2.7833 | Residential & Commercial | USHP
213297310 | Central HP <5.4 tons | FRASER-JOHNSTON | HRCU-A-CB (Split System: Heat Pump with Remote Outdoor Unit-Air-Source) | HMH72B341 |  |  | XAFC36DXXN1+TXV | Z8ET080C16LMPS1 | 34000 | 18.5 | 8.5 | 33400 | 24200 | 72.46% | 2.14 | 0 | 9.5 |  |  |  |  | R-410A | 2.8333 | Residential & Commercial | USHP
213297060 | Central HP <5.4 tons | FRASER-JOHNSTON | HRCU-A-CB (Split System: Heat Pump with Remote Outdoor Unit-Air-Source) | HMH72B341 |  |  | XAFB30CXXN1+TXV | Z9ES060A10SMPS1 | 32400 | 18.5 | 8.1 | 33000 | 23200 | 70.3% | 2.02 | 0 | 9.5 |  |  |  |  | R-410A | 2.7 | Residential & Commercial | USHP
213297160 | Central HP <5.4 tons | FRASER-JOHNSTON | HRCU-A-CB (Split System: Heat Pump with Remote Outdoor Unit-Air-Source) | HMH72B341 |  |  | XAHC30CXXN1+TXV | Z8ES080C20SMPS1 | 32800 | 17.5 | 8.5 | 32000 | 22800 | 71.25% | 2.02 | 0 | 9.5 |  |  |  |  | R-410A | 2.7333 | Residential & Commercial | USHP
213297175 | Central HP <5.4 tons | FRASER-JOHNSTON | HRCU-A-CB (Split System: Heat Pump with Remote Outdoor Unit-Air-Source) | HMH72B341 |  |  | XAFC30CXXN1+TXV | Z8ES080C16LMPS1 | 33600 | 18 | 8.5 | 33000 | 23200 | 70.3% | 2.08 | 0 | 10 |  |  |  |  | R-410A | 2.8 | Residential & Commercial | USHP | Ducted CEE Tier 1
216820305 | Central HP <5.4 tons | RHEEM | HRCU-A-CB (Split System: Heat Pump with Remote Outdoor Unit-Air-Source) | RD18AY60AJVC |  |  | RCFY6024STANM | R801V1255A24DZ | 51000 | 17 | 10 | 51000 | 38000 | 74.51% | 2 | 0 | 11 |  |  |  |  | R-454B | 4.25 | Residential & Commercial | USHP | Ducted CEE Tier 1
213297210 | Central HP <5.4 tons | FRASER-JOHNSTON | HRCU-A-CB (Split System: Heat Pump with Remote Outdoor Unit-Air-Source) | HMH72B341 |  |  | XAHC30CXXN1+JMET12CS2N1+TXV | 0 | 32800 | 18 | 8.5 | 32400 | 22800 | 70.37% | 2.04 | 0 | 10 |  |  |  |  | R-410A | 2.7333 | Residential & Commercial | USHP | Ducted CEE Tier 1
213297110 | Central HP <5.4 tons | FRASER-JOHNSTON | HRCU-A-CB (Split System: Heat Pump with Remote Outdoor Unit-Air-Source) | HMH72B341 |  |  | XAFC48FXXN1+TXV | Z8ES120C16SMPS1 | 34000 | 16.5 | 8.5 | 32800 | 23400 | 71.34% | 2.1 | 0 | 9.5 |  |  |  |  | R-410A | 2.8333 | Residential & Commercial | USHP
213297295 | Central HP <5.4 tons | FRASER-JOHNSTON | HRCU-A-CB (Split System: Heat Pump with Remote Outdoor Unit-Air-Source) | HMH72B341 |  |  | XAHC36DBCN1 | Z8ET100C20LMPS1 | 33400 | 18.5 | 8.5 | 32200 | 22600 | 70.19% | 2.04 | 0 | 10.5 |  |  |  |  | R-410A | 2.7833 | Residential & Commercial | USHP | Ducted CEE Tier 1
213297345 | Central HP <5.4 tons | FRASER-JOHNSTON | HRCU-A-CB (Split System: Heat Pump with Remote Outdoor Unit-Air-Source) | HMH72B341 |  |  | XAFC36DBCN1 | Z8ES100C20SMPS1 | 34000 | 17.5 | 8.5 | 33400 | 24200 | 72.46% | 2.14 | 0 | 9.5 |  |  |  |  | R-410A | 2.8333 | Residential & Commercial | USHP
214398144 | Central HP <5.4 tons | FRASER-JOHNSTON | HRCU-A-CB (Split System: Heat Pump with Remote Outdoor Unit-Air-Source) | HH836E2S11 |  |  | CTM36C5CDS1 | TM9Y080C16MP11 | 33200 | 18 | 9 | 31200 | 25200 | 80.77% | 2 | 0 | 11 |  |  |  |  | R-454B | 2.7667 | Residential & Commercial | USHP | Ducted CEE Tier 1
214398193 | Central HP <5.4 tons | FRASER-JOHNSTON | HRCU-A-CB (Split System: Heat Pump with Remote Outdoor Unit-Air-Source) | HH836E2S11 |  |  | JHE42C5CF2SS1 | 0 | 34000 | 19 | 9 | 31400 | 25200 | 80.25% | 2 | 0 | 11.7 |  |  |  |  | R-454B | 2.8333 | Residential & Commercial | USHP | Ducted CEE Tier 1
214398577 | Central HP <5.4 tons | FRASER-JOHNSTON | HRCU-A-CB (Split System: Heat Pump with Remote Outdoor Unit-Air-Source) | HH836E2S11 |  |  | CTM48C5CFS1 | TM9V100C20MP12 | 34200 | 19 | 9 | 32600 | 25800 | 79.14% | 2 | 0 | 11 |  |  |  |  | R-454B | 2.85 | Residential & Commercial | USHP | Ducted CEE Tier 1
214720213 | Central HP <5.4 tons | FRASER-JOHNSTON | HRCU-A-CB (Split System: Heat Pump with Remote Outdoor Unit-Air-Source) | HH836E2S11 |  |  | CTU48C5XFS1+TXV | TM9Y100C16MP11 | 33200 | 19 | 9 | 31400 | 25400 | 80.89% | 2 | 0 | 11 |  |  |  |  | R-454B | 2.7667 | Residential & Commercial | USHP | Ducted CEE Tier 1
214609177 | Central HP <5.4 tons | FRASER-JOHNSTON | HRCU-A-CB (Split System: Heat Pump with Remote Outdoor Unit-Air-Source) | HH836E2S11 |  |  | CTM48C5CFS1 | Z9ES100C16SMPS1 | 35000 | 18 | 9 | 32600 | 25800 | 79.14% | 2 | 0 | 11 |  |  |  |  | R-454B | 2.9167 | Residential & Commercial | USHP | Ducted CEE Tier 1
213372229 | Central HP <5.4 tons | Weathermaker | HRCU-A-C (Split System: Heat Pump with Remote Outdoor Unit with No Indoor Fan --Air Source) | 38MURAQ24AB3 |  |  | 40MULAQ24XAX + CI | 0 | 24000 | 16.1 | 9.8 | 25000 | 20000 | 80% | 2 | 0 | 10.7 |  |  |  |  | R-410A | 2 | Residential & Commercial | USHP | Ducted CEE Tier 1
214594986 | Central HP <5.4 tons | FRASER-JOHNSTON | HRCU-A-CB (Split System: Heat Pump with Remote Outdoor Unit-Air-Source) | HH836E2S11 |  |  | CTF36C5CDS1 | Z8ES120C20SMPS1 | 34400 | 18 | 8.5 | 32000 | 26200 | 81.88% | 2 | 0 | 11 |  |  |  |  | R-454B | 2.8667 | Residential & Commercial | USHP | Ducted CEE Tier 1
212974614 | Central HP <5.4 tons | BRYANT HEATING AND COOLING SYSTEMS | HRCU-A-CB (Split System: Heat Pump with Remote Outdoor Unit-Air-Source) | 38MURAQ18AB3* |  |  | CAP**1917AL* | 926TC30040V14*** | 17600 | 16 | 8.1 | 17700 | 17900 | 101.1% | 2.16 | 0 | 10.5 |  |  |  |  | R-410A | 1.4667 | Residential & Commercial | USHP | Ducted CEE Tier 1
212975409 | Central HP <5.4 tons | BRYANT HEATING AND COOLING SYSTEMS | HRCU-A-CB (Split System: Heat Pump with Remote Outdoor Unit-Air-Source) | 38MURAQ18AB3* |  |  | CAP**2517AL* | 926TC36060V14*** | 17800 | 16.5 | 8.1 | 17600 | 17800 | 101.1% | 2.14 | 0 | 10.5 |  |  |  |  | R-410A | 1.4833 | Residential & Commercial | USHP | Ducted CEE Tier 1
215679333 | Central HP <5.4 tons | CARRIER | HRCU-A-CB (Split System: Heat Pump with Remote Outdoor Unit-Air-Source) | 27VNA036A*030* |  |  | CAA**3721AM*+UI | 59TN7A100C21**22 | 34600 | 18 | 9 | 35200 | 25000 | 71.02% | 1.9 | 0 | 10 |  |  |  |  | R-454B | 2.8833 | Residential & Commercial | USHP | Ducted CEE Tier 1
214238981 | Central HP <5.4 tons | KENMORE | HRCU-A-CB (Split System: Heat Pump with Remote Outdoor Unit-Air-Source) | (C,H,T)VH837GKA2* |  |  | END4X42L17**+WALLCON | *80CTL0701716B* | 32000 | 16.5 | 8.1 | 33000 | 24800 | 75.15% | 1.9 | 0 | 11 |  |  |  |  | R-410A | 2.6667 | Residential & Commercial | USHP | Ducted CEE Tier 1
214609079 | Central HP <5.4 tons | FRASER-JOHNSTON | HRCU-A-CB (Split System: Heat Pump with Remote Outdoor Unit-Air-Source) | HH860E2S11 |  |  | CTF60C5CHS1 | Z9ES100C20SMPS1 | 53000 | 19 | 8.5 | 54000 | 38500 | 71.3% | 2 | 0 | 11 |  |  |  |  | R-454B | 4.4167 | Residential & Commercial | USHP | Ducted CEE Tier 1
214229222 | Central HP <5.4 tons | BRYANT HEATING AND COOLING SYSTEMS | HRCU-A-CB (Split System: Heat Pump with Remote Outdoor Unit-Air-Source) | 38MURAQ30AB3* |  |  | CAP**3617AL* | 83*SB48060M17*** | 29400 | 15.2 | 8.1 | 34000 | 27800 | 81.76% | 1.76 | 0 | 9 |  |  |  |  | R-410A | 2.45 | Residential & Commercial | USHP
213771032 | Central HP <5.4 tons | KEEPRITE | HRCU-A-CB (Split System: Heat Pump with Remote Outdoor Unit-Air-Source) | CVH825GKA2* |  |  | EA*4X37L17A*+WALLCON | *80CTL0451712B* | 24000 | 16 | 8.1 | 21600 | 16800 | 77.78% | 1.98 | 0 | 10.5 |  |  |  |  | R-410A | 2 | Residential & Commercial | USHP | Ducted CEE Tier 1
213770932 | Central HP <5.4 tons | KEEPRITE | HRCU-A-CB (Split System: Heat Pump with Remote Outdoor Unit-Air-Source) | CVH825GKA2* |  |  | EA*4X36L21A*+WALLCON | *80CTL0901716B* | 23600 | 16.5 | 8.1 | 21400 | 16600 | 77.57% | 1.94 | 0 | 10.5 |  |  |  |  | R-410A | 1.9667 | Residential & Commercial | USHP | Ducted CEE Tier 1
213770982 | Central HP <5.4 tons | KEEPRITE | HRCU-A-CB (Split System: Heat Pump with Remote Outdoor Unit-Air-Source) | CVH825GKA2* |  |  | EA*4X36L21A*+WALLCON | *97CMN0801714B* | 23600 | 16.5 | 8.1 | 21600 | 16700 | 77.31% | 1.94 | 0 | 10.5 |  |  |  |  | R-410A | 1.9667 | Residential & Commercial | USHP | Ducted CEE Tier 1
211244701 | Central HP <5.4 tons | DAY & NIGHT | HRCU-A-CB (Split System: Heat Pump with Remote Outdoor Unit-Air-Source) | DLCURAH24ABK |  |  | EN(A,D)4X30L17** | *80ES(N,L)0701712A* | 24400 | 16.5 | 8.1 | 26400 | 22600 | 85.61% | 1.88 | 0 | 10.5 |  |  |  |  | R-410A | 2.0333 | Residential & Commercial | USHP | Ducted CEE Tier 1
211244736 | Central HP <5.4 tons | DAY & NIGHT | HRCU-A-CB (Split System: Heat Pump with Remote Outdoor Unit-Air-Source) | DLCURAH24ABK |  |  | EN(A,D)4X30L17** | *92ESN0601714A* | 24400 | 16.5 | 8.1 | 26400 | 22800 | 86.36% | 1.88 | 0 | 10.5 |  |  |  |  | R-410A | 2.0333 | Residential & Commercial | USHP | Ducted CEE Tier 1
214876087 | Central HP <5.4 tons | FRASER-JOHNSTON | HRCU-A-CB (Split System: Heat Pump with Remote Outdoor Unit-Air-Source) | HMH72B341 |  |  | XAFC36DBCN1+JMC16C2SN1 | 0 | 34000 | 18.5 | 8.5 | 34000 | 23800 | 70% | 2 | 0 | 10.5 |  |  |  |  | R-410A | 2.8333 | Residential & Commercial | USHP | Ducted CEE Tier 1
215853383 | Central HP <5.4 tons | LUXAIRE | HRCU-A-CB (Split System: Heat Pump with Remote Outdoor Unit-Air-Source) | HH836E2S11 |  |  | CTU48C5XFS1+JMET16CS2N1+TXV | 0 | 33800 | 19 | 9 | 31200 | 25200 | 80.77% | 2 | 0 | 11.7 |  |  |  |  | R-454B | 2.8167 | Residential & Commercial | USHP | Ducted CEE Tier 1
211245137 | Central HP <5.4 tons | DAY & NIGHT | HRCU-A-CB (Split System: Heat Pump with Remote Outdoor Unit-Air-Source) | DLCURAH24ABK |  |  | EN(A,D,W)4X36L17** | *80ES(N,L)0701712A* | 24400 | 16.5 | 8.1 | 26400 | 22600 | 85.61% | 1.88 | 0 | 10.5 |  |  |  |  | R-410A | 2.0333 | Residential & Commercial | USHP | Ducted CEE Tier 1
211245238 | Central HP <5.4 tons | DAY & NIGHT | HRCU-A-CB (Split System: Heat Pump with Remote Outdoor Unit-Air-Source) | DLCURAH24ABK |  |  | EN(A,D,W)4X36L17** | *80ES(N,L)0701412A* | 24200 | 16.5 | 8.1 | 26400 | 22800 | 86.36% | 1.88 | 0 | 10.5 |  |  |  |  | R-410A | 2.0167 | Residential & Commercial | USHP | Ducted CEE Tier 1
215853397 | Central HP <5.4 tons | LUXAIRE | HRCU-A-CB (Split System: Heat Pump with Remote Outdoor Unit-Air-Source) | HH836E2S11 |  |  | CTF36C5CDS1 | Z9ES080C16SMPS1 | 33400 | 18 | 8.5 | 30600 | 25000 | 81.7% | 2 | 0 | 11.7 |  |  |  |  | R-454B | 2.7833 | Residential & Commercial | USHP | Ducted CEE Tier 1
214720141 | Central HP <5.4 tons | FRASER-JOHNSTON | HRCU-A-CB (Split System: Heat Pump with Remote Outdoor Unit-Air-Source) | HH836E2S11 |  |  | CTU48C5XFS1+TXV | Z8ES100C20SMPS1 | 34400 | 19 | 9 | 32000 | 25400 | 79.38% | 2 | 0 | 11 |  |  |  |  | R-454B | 2.8667 | Residential & Commercial | USHP | Ducted CEE Tier 1
207252611 | Central HP <5.4 tons | ECOER | HRCU-A-CB (Split System: Heat Pump with Remote Outdoor Unit-Air-Source) | EODA18H-4860 |  |  | GNC4248CPT | MGH96M100C5A | 44000 | 16 | 8.5 | 45000 | 33000 | 73.33% | 1.9 | 11 | 10.5 |  |  |  |  | R-410A | 3.6667 | Residential & Commercial | USHP | Ducted CEE Tier 1
214720176 | Central HP <5.4 tons | FRASER-JOHNSTON | HRCU-A-CB (Split System: Heat Pump with Remote Outdoor Unit-Air-Source) | HH860E2S11 |  |  | CTU60C5XGS1+TXV | TM8E120C16MP11 | 44500 | 18 | 9 | 45500 | 34200 | 75.16% | 2 | 0 | 11 |  |  |  |  | R-454B | 3.7083 | Residential & Commercial | USHP | Ducted CEE Tier 1
215676983 | Central HP <5.4 tons | CARRIER | HRCU-A-CB (Split System: Heat Pump with Remote Outdoor Unit-Air-Source) | 27VNA060A*030* |  |  | CVAMA6021XMA*+UI | 58TN*B070C17**16 | 55000 | 18 | 9 | 59500 | 43500 | 73.11% | 2.1 | 0 | 9.5 |  |  |  |  | R-454B | 4.5833 | Residential & Commercial | USHP
214720008 | Central HP <5.4 tons | FRASER-JOHNSTON | HRCU-A-CB (Split System: Heat Pump with Remote Outdoor Unit-Air-Source) | HH836E2S11 |  |  | CTU48C5XFS1+TXV | TMLE080C20MP11 | 34600 | 17 | 8.5 | 32800 | 25800 | 78.66% | 2 | 0 | 11 |  |  |  |  | R-454B | 2.8833 | Residential & Commercial | USHP | Ducted CEE Tier 1
214584622 | Central HP <5.4 tons | LUXAIRE | HRCU-A-CB (Split System: Heat Pump with Remote Outdoor Unit-Air-Source) | HH836E2S11 |  |  | CTF36B5CDS1 | Z8ES100B12SMPS1 | 33400 | 18 | 8.5 | 30800 | 25000 | 81.17% | 2 | 0 | 11.7 |  |  |  |  | R-454B | 2.7833 | Residential & Commercial | USHP | Ducted CEE Tier 1
214606535 | Central HP <5.4 tons | FRASER-JOHNSTON | HRCU-A-C (Split System: Heat Pump with Remote Outdoor Unit with No Indoor Fan --Air Source) | HH860E2S11 |  |  | CTM60D5CHS1 | 0 | 53500 | 15.2 | 8.1 | 55000 | 40000 | 72.73% | 2 | 0 | 11 |  |  |  |  | R-454B | 4.4583 | Residential & Commercial | USHP | Ducted CEE Tier 1
214719947 | Central HP <5.4 tons | FRASER-JOHNSTON | HRCU-A-CB (Split System: Heat Pump with Remote Outdoor Unit-Air-Source) | HH860E2S11 |  |  | CTU60C5XGS1+TXV | TM8V120C20MP12 | 44500 | 18 | 9 | 45000 | 33800 | 75.11% | 2 | 0 | 11 |  |  |  |  | R-454B | 3.7083 | Residential & Commercial | USHP | Ducted CEE Tier 1
213372228 | Central HP <5.4 tons | Weathermaker | HRCU-A-C (Split System: Heat Pump with Remote Outdoor Unit with No Indoor Fan --Air Source) | 38MURAQ18AB3 |  |  | 40MULAQ24XBX + CI | 0 | 18000 | 16.1 | 9.5 | 19000 | 15000 | 78.95% | 2.2 | 11.6 | 11.7 |  |  |  |  | R-410A | 1.5 | Residential & Commercial | USHP | Ducted CEE Tier 1
214244016 | Central HP <5.4 tons | BRYANT HEATING AND COOLING SYSTEMS | HRCU-A-CB (Split System: Heat Pump with Remote Outdoor Unit-Air-Source) | 284ANV024*0**B* |  |  | CNPV*3617AL*+UI | 987MC42080C17*** | 23200 | 19.5 | 9.5 | 26800 | 20000 | 74.63% | 2.36 | 0 | 13 |  |  |  |  | R-410A | 1.9333 | Residential & Commercial | USHP | Ducted CEE Tier 1
214244018 | Central HP <5.4 tons | BRYANT HEATING AND COOLING SYSTEMS | HRCU-A-CB (Split System: Heat Pump with Remote Outdoor Unit-Air-Source) | 284ANV024*0**B* |  |  | CNPV*3617AL*+UI | 986TD30040C14*** | 22800 | 17.5 | 9.5 | 27000 | 20600 | 76.3% | 2.28 | 0 | 12 |  |  |  |  | R-410A | 1.9 | Residential & Commercial | USHP | Ducted CEE Tier 1
214244036 | Central HP <5.4 tons | BRYANT HEATING AND COOLING SYSTEMS | HRCU-A-CB (Split System: Heat Pump with Remote Outdoor Unit-Air-Source) | 284ANV024*0**B* |  |  | CNPV*3621AL*+UI | 987MC42080C17*** | 23200 | 19.5 | 9.5 | 26800 | 20000 | 74.63% | 2.36 | 0 | 13 |  |  |  |  | R-410A | 1.9333 | Residential & Commercial | USHP | Ducted CEE Tier 1
214244050 | Central HP <5.4 tons | BRYANT HEATING AND COOLING SYSTEMS | HRCU-A-CB (Split System: Heat Pump with Remote Outdoor Unit-Air-Source) | 284ANV024*0**B* |  |  | CNPV*4217AL*+UI | 88*TB48070C17*** | 23600 | 20 | 10 | 26600 | 19800 | 74.44% | 2.46 | 0 | 13 |  |  |  |  | R-410A | 1.9667 | Residential & Commercial | USHP | Ducted CEE Tier 1
214244084 | Central HP <5.4 tons | BRYANT HEATING AND COOLING SYSTEMS | HRCU-A-CB (Split System: Heat Pump with Remote Outdoor Unit-Air-Source) | 284ANV024*0**B* |  |  | CNPV*4221AL*+UI | 986TD66100C21*** | 23400 | 20 | 10 | 26600 | 19800 | 74.44% | 2.44 | 0 | 13.5 |  |  |  |  | R-410A | 1.95 | Residential & Commercial | USHP | Ducted CEE Tier 1
215936061 | Central HP <5.4 tons | KEEPRITE | HRCU-A-CB (Split System: Heat Pump with Remote Outdoor Unit-Air-Source) | C5H3V36*K*AAA* |  |  | EVD5X42M21A*+WALLCON | *95CSU1002122B* | 34600 | 21 | 8.5 | 38500 | 28000 | 72.73% | 2.04 | 0 | 12 |  |  |  |  | R-454B | 2.8833 | Residential & Commercial | USHP | Ducted CEE Tier 1
215936131 | Central HP <5.4 tons | KEEPRITE | HRCU-A-CB (Split System: Heat Pump with Remote Outdoor Unit-Air-Source) | C5H3V36*K*AAA* |  |  | EVD5X42M21A*+WALLCON | *96CTN0801714B* | 34200 | 20.5 | 8.5 | 39000 | 28400 | 72.82% | 2.02 | 0 | 11.5 |  |  |  |  | R-454B | 2.85 | Residential & Commercial | USHP | Ducted CEE Tier 1
215679193 | Central HP <5.4 tons | CARRIER | HRCU-A-CB (Split System: Heat Pump with Remote Outdoor Unit-Air-Source) | 27VNA036A*030* |  |  | CAA**3617AM*+UI | 58CU*B040C17**12 | 32800 | 17 | 8.5 | 36000 | 25800 | 71.67% | 1.76 | 0 | 9.5 |  |  |  |  | R-454B | 2.7333 | Residential & Commercial | USHP
215936161 | Central HP <5.4 tons | KEEPRITE | HRCU-A-CB (Split System: Heat Pump with Remote Outdoor Unit-Air-Source) | C5H3V36*K*AAA* |  |  | EVD5X42M24A*+WALLCON | *80CTL0702120B* | 35400 | 21.5 | 8.5 | 38000 | 28600 | 75.26% | 2.04 | 0 | 12 |  |  |  |  | R-454B | 2.95 | Residential & Commercial | USHP | Ducted CEE Tier 1
215679343 | Central HP <5.4 tons | CARRIER | HRCU-A-CB (Split System: Heat Pump with Remote Outdoor Unit-Air-Source) | 27VNA036A*030* |  |  | CAA**4221AM*+UI | 59TN6C080C21**20 | 33200 | 17.5 | 9 | 35800 | 25600 | 71.51% | 1.86 | 0 | 10 |  |  |  |  | R-454B | 2.7667 | Residential & Commercial | USHP | Ducted CEE Tier 1
215679393 | Central HP <5.4 tons | CARRIER | HRCU-A-CB (Split System: Heat Pump with Remote Outdoor Unit-Air-Source) | 27VNA036A*030* |  |  | CAA**4221AM*+UI | 59TN7A080C21**20 | 33200 | 17.5 | 9 | 35800 | 25600 | 71.51% | 1.86 | 0 | 10 |  |  |  |  | R-454B | 2.7667 | Residential & Commercial | USHP | Ducted CEE Tier 1
215679893 | Central HP <5.4 tons | CARRIER | HRCU-A-CB (Split System: Heat Pump with Remote Outdoor Unit-Air-Source) | 27VNA036A*030* |  |  | CSAH*4812AM*+UI | 59TN7A060C17**16 | 33800 | 16 | 8.5 | 35600 | 25600 | 71.91% | 1.78 | 0 | 9 |  |  |  |  | R-454B | 2.8167 | Residential & Commercial | USHP
215679963 | Central HP <5.4 tons | CARRIER | HRCU-A-CB (Split System: Heat Pump with Remote Outdoor Unit-Air-Source) | 27VNA036A*030* |  |  | CSAH*6012AM*+UI | 59TN7A060C17**16 | 34200 | 16 | 8.5 | 34800 | 25200 | 72.41% | 1.8 | 0 | 9 |  |  |  |  | R-454B | 2.85 | Residential & Commercial | USHP
215679353 | Central HP <5.4 tons | CARRIER | HRCU-A-CB (Split System: Heat Pump with Remote Outdoor Unit-Air-Source) | 27VNA036A*030* |  |  | CAA**4221AM*+UI | 58CU*B040C17**12 | 33200 | 17.5 | 8.5 | 35800 | 25600 | 71.51% | 1.86 | 0 | 9.5 |  |  |  |  | R-454B | 2.7667 | Residential & Commercial | USHP
215679433 | Central HP <5.4 tons | CARRIER | HRCU-A-CB (Split System: Heat Pump with Remote Outdoor Unit-Air-Source) | 27VNA036A*030* |  |  | CAA**4321AM*+UI | 58CU*B060C17**16 | 34600 | 18 | 9 | 35200 | 25000 | 71.02% | 1.9 | 0 | 10 |  |  |  |  | R-454B | 2.8833 | Residential & Commercial | USHP | Ducted CEE Tier 1
215679453 | Central HP <5.4 tons | CARRIER | HRCU-A-CB (Split System: Heat Pump with Remote Outdoor Unit-Air-Source) | 27VNA036A*030* |  |  | CAA**4321AM*+UI | 59TN7A080C17**16 | 34200 | 17.5 | 9 | 35400 | 25400 | 71.75% | 1.88 | 0 | 9.5 |  |  |  |  | R-454B | 2.85 | Residential & Commercial | USHP
215679483 | Central HP <5.4 tons | CARRIER | HRCU-A-CB (Split System: Heat Pump with Remote Outdoor Unit-Air-Source) | 27VNA036A*030* |  |  | CAA**4821AM*+UI | 59TN6C080C21**20 | 33800 | 18 | 9 | 35000 | 25000 | 71.43% | 1.88 | 0 | 10 |  |  |  |  | R-454B | 2.8167 | Residential & Commercial | USHP | Ducted CEE Tier 1
215679653 | Central HP <5.4 tons | CARRIER | HRCU-A-CB (Split System: Heat Pump with Remote Outdoor Unit-Air-Source) | 27VNA036A*030* |  |  | CAA**6121AM*+UI | 59TN7A100C21**22 | 34800 | 18.5 | 9 | 34400 | 24800 | 72.09% | 1.92 | 0 | 10.5 |  |  |  |  | R-454B | 2.9 | Residential & Commercial | USHP | Ducted CEE Tier 1
216772324 | Central HP <5.4 tons | KINGHOME | HRCU-A-CB (Split System: Heat Pump with Remote Outdoor Unit-Air-Source) | KD24UXO |  |  | KD24UXI | 0 | 24000 | 18.5 | 8.3 | 24000 | 19000 | 79.17% | 1.75 | 0 | 11.7 |  |  |  |  | R-32 | 2 | Residential & Commercial | USHP | Ducted CEE Tier 1
213087996 | Central HP <5.4 tons | Invertercool | HRCU-A-CB (Split System: Heat Pump with Remote Outdoor Unit-Air-Source) | COH16S-60AA |  |  | GNC3036BPT | MGH96M080B3A | 33000 | 17 | 8.5 | 34000 | 25000 | 73.53% | 1.9 | 0 | 11.7 |  |  |  |  | R-410A | 2.75 | Residential & Commercial | USHP | Ducted CEE Tier 1
214333176 | Central HP <5.4 tons | ECOER | HRCU-A-C (Split System: Heat Pump with Remote Outdoor Unit with No Indoor Fan --Air Source) | EODA18H-4860B |  |  | GNC4248CPT+DK | 0 | 42000 | 15.2 | 8.5 | 43000 | 32400 | 75.35% | 1.9 | 0 | 10.5 |  |  |  |  | R-410A | 3.5 | Residential & Commercial | USHP | Ducted CEE Tier 1
214866737 | Central HP <5.4 tons | ECOER | HRCU-A-CB (Split System: Heat Pump with Remote Outdoor Unit-Air-Source) | EODA18H-4860BAA |  |  | GNC4248CPT | FG7TE-080D-V35C* | 45000 | 17 | 8.5 | 46000 | 32400 | 70.43% | 1.95 | 0 | 11 |  |  |  |  | R-410A | 3.75 | Residential & Commercial | USHP | Ducted CEE Tier 1
214866738 | Central HP <5.4 tons | ECOER | HRCU-A-CB (Split System: Heat Pump with Remote Outdoor Unit-Air-Source) | EODA18H-4860BAA |  |  | GNC4860CPT | FG7TE-100D-V35C* | 52000 | 16.5 | 8.5 | 54000 | 37800 | 70% | 1.9 | 0 | 10 |  |  |  |  | R-410A | 4.3333 | Residential & Commercial | USHP | Ducted CEE Tier 1
214608195 | Central HP <5.4 tons | ECOER | HRCU-A-CB (Split System: Heat Pump with Remote Outdoor Unit-Air-Source) | EODA18H-4860BAA |  |  | EAHATN-36BAA | 0 | 35200 | 19 | 9.2 | 36000 | 29200 | 81.11% | 2.1 | 12.5 | 12 |  |  |  |  | R-410A | 2.9333 | Residential & Commercial | USHP | Ducted CEE Tier 1
207861757 | Central HP <5.4 tons | ECOER | HRCU-A-CB (Split System: Heat Pump with Remote Outdoor Unit-Air-Source) | EODA18H-2436B |  |  | EAHATN-36B | 0 | 34200 | 18 | 9 | 36000 | 25200 | 70% | 2 | 11.5 | 11.2 |  |  |  |  | R-410A | 2.85 | Residential & Commercial | USHP | Ducted CEE Tier 1
214066510 | Central HP <5.4 tons | RHEEM | HRCU-A-CB (Split System: Heat Pump with Remote Outdoor Unit-Air-Source) | RD17AZ36AJ3N |  |  | RCFZ3621MTANM | R962V0603A17M4S | 34200 | 18 | 8.1 | 34200 | 29800 | 87.13% | 1.9 | 0 | 10 |  |  |  |  | R-410A | 2.85 | Residential & Commercial | USHP | Ducted CEE Tier 1
215679263 | Central HP <5.4 tons | CARRIER | HRCU-A-CB (Split System: Heat Pump with Remote Outdoor Unit-Air-Source) | 27VNA036A*030* |  |  | CAA**3717AM*+UI | 59TN7A080C17**16 | 33800 | 17.5 | 9 | 35800 | 25600 | 71.51% | 1.86 | 0 | 9.5 |  |  |  |  | R-454B | 2.8167 | Residential & Commercial | USHP
215679313 | Central HP <5.4 tons | CARRIER | HRCU-A-CB (Split System: Heat Pump with Remote Outdoor Unit-Air-Source) | 27VNA036A*030* |  |  | CAA**3721AM*+UI | 59TN7A080C17**16 | 34200 | 17.5 | 9 | 35400 | 25400 | 71.75% | 1.88 | 0 | 9.5 |  |  |  |  | R-454B | 2.85 | Residential & Commercial | USHP
208141154 | Central HP <5.4 tons | ECOER | HRCU-A-CB (Split System: Heat Pump with Remote Outdoor Unit-Air-Source) | EODA18H-4860B |  |  | GNC4248CPT | MGH96M100C5A | 45000 | 17.5 | 8.5 | 46000 | 32400 | 70.43% | 1.95 | 11 | 11 |  |  |  |  | R-410A | 3.75 | Residential & Commercial | USHP | Ducted CEE Tier 1
211387290 | Central HP <5.4 tons | COLEMAN | HRCU-A-CB (Split System: Heat Pump with Remote Outdoor Unit-Air-Source) | HMH72B341 |  |  | XAHC30CXXN1+TXV | CP9C100C20MP13 | 32800 | 17 | 8.1 | 33000 | 23200 | 70.3% | 2.02 | 0 | 9 |  |  |  |  | R-410A | 2.7333 | Residential & Commercial | USHP
213774716 | Central HP <5.4 tons | BRYANT HEATING AND COOLING SYSTEMS | HRCU-A-CB (Split System: Heat Pump with Remote Outdoor Unit-Air-Source) | 288BNV025*0**C* |  |  | CSPH*4812AL*+UI | 986TD66120C24*** | 24200 | 16.5 | 8.1 | 21200 | 16600 | 78.3% | 2.02 | 0 | 11 |  |  |  |  | R-410A | 2.0167 | Residential & Commercial | USHP | Ducted CEE Tier 1
216819454 | Central HP <5.4 tons | RHEEM | HRCU-A-CB (Split System: Heat Pump with Remote Outdoor Unit-Air-Source) | RD18AY48AJVC |  |  | RCFY4824MTANM | R97MV1005A21DH | 43000 | 17 | 8.1 | 43000 | 33400 | 77.67% | 2 | 0 | 10 |  |  |  |  | R-454B | 3.5833 | Residential & Commercial | USHP | Ducted CEE Tier 1
216980427 | Central HP <5.4 tons | RHEEM | HRCU-A-CB (Split System: Heat Pump with Remote Outdoor Unit-Air-Source) | RD18AY48AJVC |  |  | RH2TY4824MTANN | 0 | 43000 | 18 | 8.5 | 42500 | 32800 | 77.18% | 2.1 | 0 | 12 |  |  |  |  | R-454B | 3.5833 | Residential & Commercial | USHP | Ducted CEE Tier 1
214396373 | Central HP <5.4 tons | FRASER-JOHNSTON | HRCU-A-CB (Split System: Heat Pump with Remote Outdoor Unit-Air-Source) | HH836E2S11 |  |  | CTF48C5CFS1+JME16C2SN1 | 0 | 34200 | 19 | 9 | 31600 | 25200 | 79.75% | 2 | 0 | 11.7 |  |  |  |  | R-454B | 2.85 | Residential & Commercial | USHP | Ducted CEE Tier 1
214396490 | Central HP <5.4 tons | FRASER-JOHNSTON | HRCU-A-CB (Split System: Heat Pump with Remote Outdoor Unit-Air-Source) | HH836E2S11 |  |  | CTF48C5CFS1+JMC17C2SN1 | 0 | 34400 | 19 | 9 | 32000 | 25200 | 78.75% | 2 | 0 | 11.7 |  |  |  |  | R-454B | 2.8667 | Residential & Commercial | USHP | Ducted CEE Tier 1
214396591 | Central HP <5.4 tons | FRASER-JOHNSTON | HRCU-A-CB (Split System: Heat Pump with Remote Outdoor Unit-Air-Source) | HH860E2S11 |  |  | CTM60C5CGS1 | TL9E080C16UH11 | 44500 | 18 | 9 | 46000 | 34400 | 74.78% | 2 | 0 | 11 |  |  |  |  | R-454B | 3.7083 | Residential & Commercial | USHP | Ducted CEE Tier 1
213372231 | Central HP <5.4 tons | Weathermaker | HRCU-A-C (Split System: Heat Pump with Remote Outdoor Unit with No Indoor Fan --Air Source) | 38MURAQ30AB3 |  |  | 40MULAQ36XCX + CI | 0 | 30000 | 15.5 | 9.7 | 33000 | 27000 | 81.82% | 1.85 | 10.7 | 10.5 |  |  |  |  | R-410A | 2.5 | Residential & Commercial | USHP | Ducted CEE Tier 1
216980437 | Central HP <5.4 tons | RHEEM | HRCU-A-CB (Split System: Heat Pump with Remote Outdoor Unit-Air-Source) | RD18AY48AJVC |  |  | RH2TY4821STANN | 0 | 41500 | 18 | 9.5 | 41500 | 37600 | 90.6% | 2.1 | 0 | 12 |  |  |  |  | R-454B | 3.4583 | Residential & Commercial | USHP | Ducted CEE Tier 1
216819529 | Central HP <5.4 tons | RHEEM | HRCU-A-CB (Split System: Heat Pump with Remote Outdoor Unit-Air-Source) | RD18AY48AJVC |  |  | RCFY4824MTANM | R921V0855A21M4 | 42500 | 17 | 8.1 | 42500 | 33600 | 79.06% | 2 | 0 | 10 |  |  |  |  | R-454B | 3.5417 | Residential & Commercial | USHP | Ducted CEE Tier 1
215679513 | Central HP <5.4 tons | CARRIER | HRCU-A-CB (Split System: Heat Pump with Remote Outdoor Unit-Air-Source) | 27VNA036A*030* |  |  | CAA**4821AM*+UI | 59TN7A060C17**16 | 33400 | 17.5 | 9 | 35200 | 25400 | 72.16% | 1.88 | 0 | 9.5 |  |  |  |  | R-454B | 2.7833 | Residential & Commercial | USHP
215679613 | Central HP <5.4 tons | CARRIER | HRCU-A-CB (Split System: Heat Pump with Remote Outdoor Unit-Air-Source) | 27VNA036A*030* |  |  | CAA**6121AM*+UI | 58CU*B060C17**16 | 35000 | 18 | 9 | 34400 | 24800 | 72.09% | 1.92 | 0 | 10 |  |  |  |  | R-454B | 2.9167 | Residential & Commercial | USHP | Ducted CEE Tier 1
212974099 | Central HP <5.4 tons | KEEPRITE | HRCU-A-CB (Split System: Heat Pump with Remote Outdoor Unit-Air-Source) | DLCURAH24ABK |  |  | EA*4X36L21A* | *96VSN0802120B* | 24000 | 17 | 8.5 | 26400 | 23400 | 88.64% | 1.94 | 0 | 10 |  |  |  |  | R-410A | 2 | Residential & Commercial | USHP | Ducted CEE Tier 1
213075935 | Central HP <5.4 tons | BRYANT HEATING AND COOLING SYSTEMS | HRCU-A-CB (Split System: Heat Pump with Remote Outdoor Unit-Air-Source) | 38MURAQ36AB3* |  |  | CAP**4821AL* | 935SB60100M21*** | 36000 | 16 | 8.5 | 38000 | 34800 | 91.58% | 2.04 | 0 | 10 |  |  |  |  | R-410A | 3 | Residential & Commercial | USHP | Ducted CEE Tier 1
211244738 | Central HP <5.4 tons | KEEPRITE | HRCU-A-CB (Split System: Heat Pump with Remote Outdoor Unit-Air-Source) | DLCURAH24ABK |  |  | EN(A,D)4X30L17** | *92ESN0601714A* | 24400 | 16.5 | 8.1 | 26400 | 22800 | 86.36% | 1.88 | 0 | 10.5 |  |  |  |  | R-410A | 2.0333 | Residential & Commercial | USHP | Ducted CEE Tier 1
214229184 | Central HP <5.4 tons | DAY & NIGHT | HRCU-A-CB (Split System: Heat Pump with Remote Outdoor Unit-Air-Source) | DLCURAH24ABK |  |  | EN(A,D)4X24L17** | *80MSU0601716A* | 23200 | 16.5 | 8.5 | 26800 | 23600 | 88.06% | 1.96 | 0 | 10 |  |  |  |  | R-410A | 1.9333 | Residential & Commercial | USHP | Ducted CEE Tier 1
213076585 | Central HP <5.4 tons | BRYANT HEATING AND COOLING SYSTEMS | HRCU-A-CB (Split System: Heat Pump with Remote Outdoor Unit-Air-Source) | 38MURAQ36AB3* |  |  | CAP**3617AL* | 82*TB48090V17*** | 34800 | 16 | 8.1 | 38500 | 35200 | 91.43% | 1.82 | 0 | 9.5 |  |  |  |  | R-410A | 2.9 | Residential & Commercial | USHP
213076976 | Central HP <5.4 tons | BRYANT HEATING AND COOLING SYSTEMS | HRCU-A-CB (Split System: Heat Pump with Remote Outdoor Unit-Air-Source) | 38MURAQ36AB3* |  |  | CAP**4321AL* | 926SB48080V17*** | 36600 | 15.5 | 8.5 | 38500 | 35000 | 90.91% | 2.06 | 0 | 10 |  |  |  |  | R-410A | 3.05 | Residential & Commercial | USHP | Ducted CEE Tier 1
211245900 | Central HP <5.4 tons | KEEPRITE | HRCU-A-CB (Split System: Heat Pump with Remote Outdoor Unit-Air-Source) | DLCURAH24ABK |  |  | FMA4X30**AL* | 0 | 25800 | 18 | 9 | 27600 | 21000 | 76.09% | 1.8 | 0 | 10.5 |  |  |  |  | R-410A | 2.15 | Residential & Commercial | USHP | Ducted CEE Tier 1
211245591 | Central HP <5.4 tons | KEEPRITE | HRCU-A-CB (Split System: Heat Pump with Remote Outdoor Unit-Air-Source) | DLCURAH24ABK |  |  | EN(A,D)4X36L21** | *80ES(N,L)0451712A* | 24000 | 16.5 | 8.1 | 26200 | 23000 | 87.79% | 1.9 | 0 | 10.5 |  |  |  |  | R-410A | 2 | Residential & Commercial | USHP | Ducted CEE Tier 1
216819674 | Central HP <5.4 tons | RHEEM | HRCU-A-CB (Split System: Heat Pump with Remote Outdoor Unit-Air-Source) | RD18AY48AJVC |  |  | RCFY4824STANM | R98MV1005A21UP | 40500 | 17 | 8.1 | 40500 | 38000 | 93.83% | 2.1 | 0 | 10 |  |  |  |  | R-454B | 3.375 | Residential & Commercial | USHP | Ducted CEE Tier 1
211244816 | Central HP <5.4 tons | KEEPRITE | HRCU-A-CB (Split System: Heat Pump with Remote Outdoor Unit-Air-Source) | DLCURAH24ABK |  |  | EN(A,D)4X30L17** | *80ESU0601716A | 24800 | 16.5 | 8.5 | 26600 | 22200 | 83.46% | 1.84 | 0 | 10.5 |  |  |  |  | R-410A | 2.0667 | Residential & Commercial | USHP | Ducted CEE Tier 1
211244880 | Central HP <5.4 tons | KEEPRITE | HRCU-A-CB (Split System: Heat Pump with Remote Outdoor Unit-Air-Source) | DLCURAH24ABK |  |  | EN(A,D,W)4X36L17** | *96VSN0401410A* | 23400 | 16 | 8.1 | 25800 | 24000 | 93.02% | 2 | 0 | 10 |  |  |  |  | R-410A | 1.95 | Residential & Commercial | USHP | Ducted CEE Tier 1
208141149 | Central HP <5.4 tons | ECOER | HRCU-A-CB (Split System: Heat Pump with Remote Outdoor Unit-Air-Source) | EODA18H-2436B |  |  | GNC3036BPT | MGH96M060B3A | 32000 | 17 | 8.8 | 34600 | 24400 | 70.52% | 1.95 | 10.8 | 10.4 |  |  |  |  | R-410A | 2.6667 | Residential & Commercial | USHP | Ducted CEE Tier 1
208141144 | Central HP <5.4 tons | ECOER | HRCU-A-CB (Split System: Heat Pump with Remote Outdoor Unit-Air-Source) | EODA18H-2436B |  |  | GNC2430APT | MGH96M080B3A | 22800 | 18 | 8.8 | 24000 | 19200 | 80% | 2 | 13 | 12.5 |  |  |  |  | R-410A | 1.9 | Residential & Commercial | USHP | Ducted CEE Tier 1
212984223 | Central HP <5.4 tons | DAY & NIGHT | HRCU-A-CB (Split System: Heat Pump with Remote Outdoor Unit-Air-Source) | DLCURAH18ABK |  |  | EN(A,D)4X30L17** | *92MSN0601714A* | 17700 | 16.5 | 8.1 | 18300 | 18600 | 101.6% | 2.24 | 0 | 11 |  |  |  |  | R-410A | 1.475 | Residential & Commercial | USHP | Ducted CEE Tier 1
212982426 | Central HP <5.4 tons | DAY & NIGHT | HRCU-A-CB (Split System: Heat Pump with Remote Outdoor Unit-Air-Source) | DLCURAH18ABK |  |  | EN(A,D)4X24L17** | *80MSU0401712A* | 17500 | 16 | 8.5 | 18400 | 18900 | 102.7% | 2.28 | 0 | 10.5 |  |  |  |  | R-410A | 1.4583 | Residential & Commercial | USHP | Ducted CEE Tier 1
215678213 | Central HP <5.4 tons | CARRIER | HRCU-A-CB (Split System: Heat Pump with Remote Outdoor Unit-Air-Source) | 27VNA024A*030* |  |  | CAA**2417AM*+UI | 59TN7A080C17**16 | 22800 | 16.5 | 9 | 24000 | 16900 | 70.42% | 1.94 | 0 | 10 |  |  |  |  | R-454B | 1.9 | Residential & Commercial | USHP | Ducted CEE Tier 1
215668546 | Central HP <5.4 tons | KENMORE | HRCU-A-CB (Split System: Heat Pump with Remote Outdoor Unit-Air-Source) | (C,H,T)5H0V36*K*AAA* |  |  | EA*5X37M17A*+WALLCON | *80CSU0601716A* | 33800 | 17.5 | 9 | 35800 | 25600 | 71.51% | 1.88 | 0 | 9.5 |  |  |  |  | R-454B | 2.8167 | Residential & Commercial | USHP
213076108 | Central HP <5.4 tons | DAY & NIGHT | HRCU-A-CB (Split System: Heat Pump with Remote Outdoor Unit-Air-Source) | DLCURAH24ABK |  |  | EA*4X37L21A* | *95MSU1002120A* | 24400 | 17 | 8.5 | 25200 | 21200 | 84.13% | 1.8 | 0 | 10.5 |  |  |  |  | R-410A | 2.0333 | Residential & Commercial | USHP | Ducted CEE Tier 1
211397732 | Central HP <5.4 tons | COLEMAN | HRCU-A-CB (Split System: Heat Pump with Remote Outdoor Unit-Air-Source) | HMH72B341 |  |  | XAFC48FXXN1+TXV | TPLC080C16MP13 | 34000 | 16.5 | 8.5 | 33200 | 24400 | 73.49% | 2.1 | 0 | 9 |  |  |  |  | R-410A | 2.8333 | Residential & Commercial | USHP
211398445 | Central HP <5.4 tons | COLEMAN | HRCU-A-CB (Split System: Heat Pump with Remote Outdoor Unit-Air-Source) | HMH72B341 |  |  | XAHC48FBCN1 | TMLE100C16MP11 | 33000 | 17 | 8.5 | 31800 | 23200 | 72.96% | 2.04 | 0 | 9.5 |  |  |  |  | R-410A | 2.75 | Residential & Commercial | USHP
211398754 | Central HP <5.4 tons | COLEMAN | HRCU-A-CB (Split System: Heat Pump with Remote Outdoor Unit-Air-Source) | HMH72B341 |  |  | XAHD48FXXN1+TXV | TMLE080C16MP11 | 32800 | 16.5 | 8.5 | 31600 | 23000 | 72.78% | 2.02 | 0 | 9.5 |  |  |  |  | R-410A | 2.7333 | Residential & Commercial | USHP
214239361 | Central HP <5.4 tons | KENMORE | HRCU-A-CB (Split System: Heat Pump with Remote Outdoor Unit-Air-Source) | (C,H,T)VH837GKA2* |  |  | EN(A,D,W)4X60L24**+WALLCON | *80CTL0902120B* | 32800 | 17.5 | 8.1 | 32200 | 24600 | 76.4% | 1.96 | 0 | 12 |  |  |  |  | R-410A | 2.7333 | Residential & Commercial | USHP | Ducted CEE Tier 1
214609084 | Central HP <5.4 tons | FRASER-JOHNSTON | HRCU-A-CB (Split System: Heat Pump with Remote Outdoor Unit-Air-Source) | HH860E2S11 |  |  | CTM60C5CGS1 | Z9ES100C16SMPS1 | 45500 | 18 | 9 | 46000 | 33800 | 73.48% | 2 | 0 | 11.7 |  |  |  |  | R-454B | 3.7917 | Residential & Commercial | USHP | Ducted CEE Tier 1
215678373 | Central HP <5.4 tons | CARRIER | HRCU-A-CB (Split System: Heat Pump with Remote Outdoor Unit-Air-Source) | 27VNA024A*030* |  |  | CAA**3717AM*+UI | 59TN7A080C17**16 | 23800 | 17 | 9 | 23400 | 16500 | 70.51% | 2 | 0 | 10 |  |  |  |  | R-454B | 1.9833 | Residential & Commercial | USHP | Ducted CEE Tier 1
212384288 | Central HP <5.4 tons | BRYANT HEATING AND COOLING SYSTEMS | HRCU-A-CB (Split System: Heat Pump with Remote Outdoor Unit-Air-Source) | 38MURAQ36AB3* |  |  | CNPV*4217AL* | 8(0,1)*SA42090E17*** | 36200 | 15.5 | 8.1 | 39500 | 35000 | 88.61% | 1.98 | 0 | 10 |  |  |  |  | R-410A | 3.0167 | Residential & Commercial | USHP | Ducted CEE Tier 1
215679423 | Central HP <5.4 tons | CARRIER | HRCU-A-CB (Split System: Heat Pump with Remote Outdoor Unit-Air-Source) | 27VNA036A*030* |  |  | CAA**4321AM*+UI | 58CU*B040C17**12 | 34600 | 18 | 9 | 35200 | 25000 | 71.02% | 1.9 | 0 | 10 |  |  |  |  | R-454B | 2.8833 | Residential & Commercial | USHP | Ducted CEE Tier 1
215679473 | Central HP <5.4 tons | CARRIER | HRCU-A-CB (Split System: Heat Pump with Remote Outdoor Unit-Air-Source) | 27VNA036A*030* |  |  | CAA**4321AM*+UI | 59TN7A100C21**22 | 34600 | 18 | 9 | 35200 | 25000 | 71.02% | 1.9 | 0 | 10 |  |  |  |  | R-454B | 2.8833 | Residential & Commercial | USHP | Ducted CEE Tier 1
212972068 | Central HP <5.4 tons | BRYANT HEATING AND COOLING SYSTEMS | HRCU-A-CB (Split System: Heat Pump with Remote Outdoor Unit-Air-Source) | 38MURAQ36AB3* |  |  | CAP**4821AL* | 82*TB48090V17*** | 35800 | 16 | 8.5 | 37800 | 34800 | 92.06% | 2.02 | 0 | 10 |  |  |  |  | R-410A | 2.9833 | Residential & Commercial | USHP | Ducted CEE Tier 1
212973573 | Central HP <5.4 tons | BRYANT HEATING AND COOLING SYSTEMS | HRCU-A-CB (Split System: Heat Pump with Remote Outdoor Unit-Air-Source) | 38MURAQ24AB3* |  |  | CAP**3617AL* | 926SB36060V14*** | 23600 | 17 | 8.5 | 26200 | 24000 | 91.6% | 2 | 0 | 10 |  |  |  |  | R-410A | 1.9667 | Residential & Commercial | USHP | Ducted CEE Tier 1
216819662 | Central HP <5.4 tons | RHEEM | HRCU-A-CB (Split System: Heat Pump with Remote Outdoor Unit-Air-Source) | RD18AY48AJVC |  |  | RCFY4824STANM | R801V1505A24UH | 41500 | 18 | 8.1 | 41500 | 37400 | 90.12% | 2.1 | 0 | 10 |  |  |  |  | R-454B | 3.4583 | Residential & Commercial | USHP | Ducted CEE Tier 1
216980436 | Central HP <5.4 tons | RHEEM | HRCU-A-CB (Split System: Heat Pump with Remote Outdoor Unit-Air-Source) | RD18AY48AJVC |  |  | RH2TY4824STANN | 0 | 41500 | 19 | 9.5 | 41500 | 37600 | 90.6% | 2.1 | 0 | 12 |  |  |  |  | R-454B | 3.4583 | Residential & Commercial | USHP | Ducted CEE Tier 1
215678203 | Central HP <5.4 tons | CARRIER | HRCU-A-CB (Split System: Heat Pump with Remote Outdoor Unit-Air-Source) | 27VNA024A*030* |  |  | CAA**2417AM*+UI | 59TN7A060C17**16 | 22800 | 16.5 | 9 | 24000 | 16900 | 70.42% | 1.94 | 0 | 10 |  |  |  |  | R-454B | 1.9 | Residential & Commercial | USHP | Ducted CEE Tier 1
215678253 | Central HP <5.4 tons | CARRIER | HRCU-A-CB (Split System: Heat Pump with Remote Outdoor Unit-Air-Source) | 27VNA024A*030* |  |  | CAA**2517AM*+UI | 59TN7A080C17**16 | 23800 | 17 | 9 | 23400 | 16500 | 70.51% | 2.02 | 0 | 10.5 |  |  |  |  | R-454B | 1.9833 | Residential & Commercial | USHP | Ducted CEE Tier 1
212983168 | Central HP <5.4 tons | DAY & NIGHT | HRCU-A-CB (Split System: Heat Pump with Remote Outdoor Unit-Air-Source) | DLCURAH24ABK |  |  | EA*4X36L17A* | *92MSN0401712A* | 23400 | 16 | 8.5 | 26400 | 24000 | 90.91% | 1.98 | 0 | 10 |  |  |  |  | R-410A | 1.95 | Residential & Commercial | USHP | Ducted CEE Tier 1
212988765 | Central HP <5.4 tons | KEEPRITE | HRCU-A-CB (Split System: Heat Pump with Remote Outdoor Unit-Air-Source) | DLCURAH24ABK |  |  | EN(A,D)4X36L21** | *95MSU0401712A* | 23600 | 16.5 | 8.5 | 26400 | 24200 | 91.67% | 2 | 0 | 10 |  |  |  |  | R-410A | 1.9667 | Residential & Commercial | USHP | Ducted CEE Tier 1
214239323 | Central HP <5.4 tons | CARRIER | HRCU-A-CB (Split System: Heat Pump with Remote Outdoor Unit-Air-Source) | 25VNA837A*031* |  |  | CNPV*4824AL*+UI | 59MN7C120C24**22 | 32400 | 17 | 8.1 | 32800 | 24600 | 75% | 1.94 | 0 | 11.5 |  |  |  |  | R-410A | 2.7 | Residential & Commercial | USHP | Ducted CEE Tier 1
214608222 | Central HP <5.4 tons | ECOER | HRCU-A-C (Split System: Heat Pump with Remote Outdoor Unit with No Indoor Fan --Air Source) | EODA18H-4860BAA |  |  | GNC4860CPT+DK | 0 | 52000 | 15.2 | 8.5 | 53000 | 37200 | 70.19% | 1.9 | 0 | 10 |  |  |  |  | R-410A | 4.3333 | Residential & Commercial | USHP | Ducted CEE Tier 1
215318845 | Central HP <5.4 tons | Weathermaker | HRCU-A-CB (Split System: Heat Pump with Remote Outdoor Unit-Air-Source) | 37MUHAQ18AA3 |  |  | 45MUHAQ24XX3 | 0 | 18000 | 19 | 10.2 | 18000 | 18600 | 103.3% | 2.12 | 0 | 12.5 |  |  |  |  | R-454B | 1.5 | Residential & Commercial | USHP | Ducted CEE Tier 1
216819426 | Central HP <5.4 tons | RHEEM | HRCU-A-CB (Split System: Heat Pump with Remote Outdoor Unit-Air-Source) | RD18AY48AJVC |  |  | RCFY4824MTANM | R98MV1155A24UP | 43000 | 17 | 8.1 | 43000 | 33400 | 77.67% | 2 | 0 | 10 |  |  |  |  | R-454B | 3.5833 | Residential & Commercial | USHP | Ducted CEE Tier 1
211719784 | Central HP <5.4 tons | LUXAIRE | HRCU-A-CB (Split System: Heat Pump with Remote Outdoor Unit-Air-Source) | HMH72B341 |  |  | XAFB36DBCN1 | LPLC060A12MP13 | 34000 | 17.5 | 8.1 | 34000 | 24200 | 71.18% | 2.06 | 0 | 9.5 |  |  |  |  | R-410A | 2.8333 | Residential & Commercial | USHP
214719840 | Central HP <5.4 tons | FRASER-JOHNSTON | HRCU-A-CB (Split System: Heat Pump with Remote Outdoor Unit-Air-Source) | HH836E2S11 |  |  | CTU48C5XFS1+TXV | TM8E120C16MP11 | 33600 | 19 | 9 | 31400 | 25400 | 80.89% | 2 | 0 | 11 |  |  |  |  | R-454B | 2.8 | Residential & Commercial | USHP | Ducted CEE Tier 1
211386034 | Central HP <5.4 tons | COLEMAN | HRCU-A-CB (Split System: Heat Pump with Remote Outdoor Unit-Air-Source) | HMH72B341 |  |  | XAUC48FXXN1+TXV | TMLE080B12MP11 | 33400 | 17 | 8.5 | 32400 | 23800 | 73.46% | 2.04 | 0 | 9 |  |  |  |  | R-410A | 2.7833 | Residential & Commercial | USHP
211206949 | Central HP <5.4 tons | LUXAIRE | HRCU-A-CB (Split System: Heat Pump with Remote Outdoor Unit-Air-Source) | HL20B4821 |  |  | XAMC48HE3N1+CC | LP9C080C16MP13 | 43500 | 18 | 8.5 | 45500 | 36800 | 80.88% | 2.14 | 0 | 11 |  |  |  |  | R-410A | 3.625 | Residential & Commercial | USHP | Ducted CEE Tier 1
212989281 | Central HP <5.4 tons | KEEPRITE | HRCU-A-CB (Split System: Heat Pump with Remote Outdoor Unit-Air-Source) | DLCURAH18ABK |  |  | EA*4X24L17A* | *95MSU0601716A* | 17300 | 16.5 | 8.5 | 18200 | 19400 | 106.6% | 2.34 | 0 | 10.5 |  |  |  |  | R-410A | 1.4417 | Residential & Commercial | USHP | Ducted CEE Tier 1
212982414 | Central HP <5.4 tons | DAY & NIGHT | HRCU-A-CB (Split System: Heat Pump with Remote Outdoor Unit-Air-Source) | DLCURAH18ABK |  |  | EA*4X30L17A* | *80MSU0401712A* | 17500 | 16 | 8.5 | 18100 | 18500 | 102.2% | 2.24 | 0 | 10.5 |  |  |  |  | R-410A | 1.4583 | Residential & Commercial | USHP | Ducted CEE Tier 1
214229195 | Central HP <5.4 tons | DAY & NIGHT | HRCU-A-CB (Split System: Heat Pump with Remote Outdoor Unit-Air-Source) | DLCURAH24ABK |  |  | EN(A,D)4X30L17** | *80MSU0601716A* | 23600 | 17 | 8.5 | 25600 | 24000 | 93.75% | 2 | 0 | 10.5 |  |  |  |  | R-410A | 1.9667 | Residential & Commercial | USHP | Ducted CEE Tier 1
212989197 | Central HP <5.4 tons | KEEPRITE | HRCU-A-CB (Split System: Heat Pump with Remote Outdoor Unit-Air-Source) | DLCURAH24ABK |  |  | EA*4X37L17A* | *95MSU0601716A* | 24000 | 17 | 8.5 | 25600 | 22400 | 87.5% | 1.88 | 0 | 10 |  |  |  |  | R-410A | 2 | Residential & Commercial | USHP | Ducted CEE Tier 1
215828268 | Central HP <5.4 tons | KINGHOME | HRCU-A-CB (Split System: Heat Pump with Remote Outdoor Unit-Air-Source) | KU36UHO |  |  | KCA24*I | 926TC48080V17 | 23000 | 15.2 | 8.5 | 24000 | 16800 | 70% | 1.75 | 0 | 11 |  |  |  |  | R-410A | 1.9167 | Residential & Commercial | USHP | Ducted CEE Tier 1
206414277 | Central HP <5.4 tons | KINGHOME | HRCU-A-CB (Split System: Heat Pump with Remote Outdoor Unit-Air-Source) | KU36UHO |  |  | KU36UH2I | 0 | 34000 | 16 | 9 | 35000 | 28000 | 80% | 1.8 | 10 | 10 |  |  |  |  | R-410A | 2.8333 | Residential & Commercial | USHP | Ducted CEE Tier 1
215678303 | Central HP <5.4 tons | CARRIER | HRCU-A-CB (Split System: Heat Pump with Remote Outdoor Unit-Air-Source) | 27VNA024A*030* |  |  | CAA**3617AM*+UI | 58CU*B040C17**12 | 23200 | 17 | 8.5 | 23400 | 16500 | 70.51% | 2 | 0 | 10 |  |  |  |  | R-454B | 1.9333 | Residential & Commercial | USHP | Ducted CEE Tier 1
215678403 | Central HP <5.4 tons | CARRIER | HRCU-A-CB (Split System: Heat Pump with Remote Outdoor Unit-Air-Source) | 27VNA024A*030* |  |  | CAA**3721AM*+UI | 59TN7A060C17**16 | 24000 | 17 | 9 | 23400 | 16400 | 70.09% | 2.02 | 0 | 10.5 |  |  |  |  | R-454B | 2 | Residential & Commercial | USHP | Ducted CEE Tier 1
211245371 | Central HP <5.4 tons | DAY & NIGHT | HRCU-A-CB (Split System: Heat Pump with Remote Outdoor Unit-Air-Source) | DLCURAH24ABK |  |  | EN(A,D)4X36L21** | *80ES(N,L)0701716A* | 24800 | 16 | 8.1 | 26800 | 22200 | 82.84% | 1.82 | 0 | 10.5 |  |  |  |  | R-410A | 2.0667 | Residential & Commercial | USHP | Ducted CEE Tier 1
211245569 | Central HP <5.4 tons | DAY & NIGHT | HRCU-A-CB (Split System: Heat Pump with Remote Outdoor Unit-Air-Source) | DLCURAH24ABK |  |  | EN(A,D)4X36L21** | *96VTN1002120A* | 23800 | 16.5 | 8.1 | 26000 | 23400 | 90% | 1.94 | 0 | 10.5 |  |  |  |  | R-410A | 1.9833 | Residential & Commercial | USHP | Ducted CEE Tier 1
211245589 | Central HP <5.4 tons | DAY & NIGHT | HRCU-A-CB (Split System: Heat Pump with Remote Outdoor Unit-Air-Source) | DLCURAH24ABK |  |  | EN(A,D)4X36L21** | *80ES(N,L)0451712A* | 24000 | 16.5 | 8.1 | 26200 | 23000 | 87.79% | 1.9 | 0 | 10.5 |  |  |  |  | R-410A | 2 | Residential & Commercial | USHP | Ducted CEE Tier 1
211245672 | Central HP <5.4 tons | DAY & NIGHT | HRCU-A-CB (Split System: Heat Pump with Remote Outdoor Unit-Air-Source) | DLCURAH24ABK |  |  | EN(A,D)4X36L21** | *92ESN0801716A* | 24200 | 17 | 8.1 | 26200 | 22800 | 87.02% | 1.88 | 0 | 10.5 |  |  |  |  | R-410A | 2.0167 | Residential & Commercial | USHP | Ducted CEE Tier 1
211206917 | Central HP <5.4 tons | CHAMPION HEATING AND COOLING | HRCU-A-CB (Split System: Heat Pump with Remote Outdoor Unit-Air-Source) | HL20B4821 |  |  | XAMC48HE3N1+CC | TM9V100C20MP12 | 43500 | 19 | 9 | 44500 | 36400 | 81.8% | 2.14 | 0 | 11.7 |  |  |  |  | R-410A | 3.625 | Residential & Commercial | USHP | Ducted CEE Tier 1
216891452 | Central HP <5.4 tons | RHEEM | HRCU-A-CB (Split System: Heat Pump with Remote Outdoor Unit-Air-Source) | RD18AY48AJVC |  |  | RCFY4824MTANM | R962V1155A24M4 | 43000 | 18 | 8.5 | 43000 | 33200 | 77.21% | 2.1 | 0 | 11.7 |  |  |  |  | R-454B | 3.5833 | Residential & Commercial | USHP | Ducted CEE Tier 1
216819955 | Central HP <5.4 tons | RHEEM | HRCU-A-CB (Split System: Heat Pump with Remote Outdoor Unit-Air-Source) | RD18AY48AJVC |  |  | RCFY4824STANM | R962V1005A21M4 | 41000 | 17 | 8.1 | 41000 | 37800 | 92.2% | 2.1 | 0 | 10 |  |  |  |  | R-454B | 3.4167 | Residential & Commercial | USHP | Ducted CEE Tier 1
216819971 | Central HP <5.4 tons | RHEEM | HRCU-A-CB (Split System: Heat Pump with Remote Outdoor Unit-Air-Source) | RD18AY48AJVC |  |  | RCFY4824STANM | R921V0705A21M4 | 41000 | 17 | 8.1 | 41000 | 37800 | 92.2% | 2.1 | 0 | 10 |  |  |  |  | R-454B | 3.4167 | Residential & Commercial | USHP | Ducted CEE Tier 1
211387490 | Central HP <5.4 tons | COLEMAN | HRCU-A-CB (Split System: Heat Pump with Remote Outdoor Unit-Air-Source) | HMH72B341 |  |  | XAHC30CXXN1+TXV | CP9C100C16MP13 | 32400 | 17 | 8.1 | 32800 | 23000 | 70.12% | 2 | 0 | 9.5 |  |  |  |  | R-410A | 2.7 | Residential & Commercial | USHP
212981701 | Central HP <5.4 tons | BRYANT HEATING AND COOLING SYSTEMS | HRCU-A-CB (Split System: Heat Pump with Remote Outdoor Unit-Air-Source) | 38MURAQ24AB3* |  |  | CAP**2517AL* | 83*SB60100M21*** | 24400 | 17 | 8.5 | 25200 | 21600 | 85.71% | 1.8 | 0 | 10 |  |  |  |  | R-410A | 2.0333 | Residential & Commercial | USHP | Ducted CEE Tier 1
212383395 | Central HP <5.4 tons | KEEPRITE | HRCU-A-CB (Split System: Heat Pump with Remote Outdoor Unit-Air-Source) | DLCURAH36ABK |  |  | EA*4X37L17A* | *80ESU0601716A | 36600 | 15.5 | 8.5 | 39500 | 35000 | 88.61% | 2.04 | 0 | 10 |  |  |  |  | R-410A | 3.05 | Residential & Commercial | USHP | Ducted CEE Tier 1
213079860 | Central HP <5.4 tons | DAY & NIGHT | HRCU-A-CB (Split System: Heat Pump with Remote Outdoor Unit-Air-Source) | DLCURAH36ABK |  |  | EA*4X42L21A* | *92MSN1002122A* | 35400 | 16.5 | 8.1 | 38500 | 35000 | 90.91% | 1.88 | 0 | 10 |  |  |  |  | R-410A | 2.95 | Residential & Commercial | USHP | Ducted CEE Tier 1
215678223 | Central HP <5.4 tons | CARRIER | HRCU-A-CB (Split System: Heat Pump with Remote Outdoor Unit-Air-Source) | 27VNA024A*030* |  |  | CAA**2517AM*+UI | 58CU*B040C17**12 | 24000 | 17 | 9 | 23200 | 16300 | 70.26% | 2.02 | 0 | 10.5 |  |  |  |  | R-454B | 2 | Residential & Commercial | USHP | Ducted CEE Tier 1
216051107 | Central HP <5.4 tons | RHEEM | HRCU-A-CB (Split System: Heat Pump with Remote Outdoor Unit-Air-Source) | RP19AY36AJVC |  |  | RCFY3621MEAAM | R97MV1005A21DH | 34200 | 21 | 10 | 34200 | 29400 | 85.96% | 2 | 0 | 12 |  |  |  |  | R-454B | 2.85 | Residential & Commercial | USHP | Ducted CEE Tier 1
215560596 | Central HP <5.4 tons | ECOER | HRCU-A-CB (Split System: Heat Pump with Remote Outdoor Unit-Air-Source) | EODA18H-4860BAA |  |  | GNC4248CPT | FG7TC-100D-V35C* | 45000 | 17.5 | 8.5 | 46000 | 32400 | 70.43% | 1.95 | 0 | 11 |  |  |  |  | R-410A | 3.75 | Residential & Commercial | USHP | Ducted CEE Tier 1
214608221 | Central HP <5.4 tons | ECOER | HRCU-A-C (Split System: Heat Pump with Remote Outdoor Unit with No Indoor Fan --Air Source) | EODA18H-4860BAA |  |  | GNC4248CPT+DK | 0 | 42000 | 15.2 | 8.5 | 43000 | 32400 | 75.35% | 1.9 | 0 | 10.5 |  |  |  |  | R-410A | 3.5 | Residential & Commercial | USHP | Ducted CEE Tier 1
212361361 | Central HP <5.4 tons | KINGHOME | HRCU-A-C (Split System: Heat Pump with Remote Outdoor Unit with No Indoor Fan --Air Source) | KU36UHO |  |  | KCA24*I | 0 | 23000 | 15.2 | 8.5 | 24000 | 21600 | 90% | 1.8 | 0 | 11 |  |  |  |  | R-410A | 1.9167 | Residential & Commercial | USHP | Ducted CEE Tier 1
215318834 | Central HP <5.4 tons | Weathermaker | HRCU-A-CB (Split System: Heat Pump with Remote Outdoor Unit-Air-Source) | 37MUHAQ30AA3 |  |  | 45MUAAQ30XX3 | 0 | 30000 | 16.9 | 10 | 34000 | 32600 | 95.88% | 1.96 | 0 | 11.7 |  |  |  |  | R-454B | 2.5 | Residential & Commercial | USHP | Ducted CEE Tier 1
215941612 | Central HP <5.4 tons | KENMORE | HRCU-A-CB (Split System: Heat Pump with Remote Outdoor Unit-Air-Source) | (C,H,T)5H3V48*K*AAA* |  |  | EVD5X48M24A*+WALLCON | *97CTN1002122A* | 44500 | 20 | 8.1 | 52000 | 38000 | 73.08% | 1.9 | 0 | 11 |  |  |  |  | R-454B | 3.7083 | Residential & Commercial | USHP | Ducted CEE Tier 1
208141152 | Central HP <5.4 tons | ECOER | HRCU-A-CB (Split System: Heat Pump with Remote Outdoor Unit-Air-Source) | EODA18H-4860B |  |  | GNC3036BPT | MGH96M080B3A | 33000 | 17.5 | 8.8 | 35000 | 27000 | 77.14% | 2.1 | 11.5 | 11.7 |  |  |  |  | R-410A | 2.75 | Residential & Commercial | USHP | Ducted CEE Tier 1
214866739 | Central HP <5.4 tons | ECOER | HRCU-A-CB (Split System: Heat Pump with Remote Outdoor Unit-Air-Source) | EODA18H-4860BAA |  |  | GNC4860DPT | FG7TE-115D-V45D* | 52000 | 16.5 | 8.5 | 54000 | 37800 | 70% | 1.9 | 0 | 10 |  |  |  |  | R-410A | 4.3333 | Residential & Commercial | USHP | Ducted CEE Tier 1
213077748 | Central HP <5.4 tons | KEEPRITE | HRCU-A-CB (Split System: Heat Pump with Remote Outdoor Unit-Air-Source) | DLCURAH36ABK |  |  | EA*4X43L21A* | *96VTN1002122B* | 36800 | 16.5 | 8.5 | 38000 | 34800 | 91.58% | 2.08 | 0 | 10 |  |  |  |  | R-410A | 3.0667 | Residential & Commercial | USHP | Ducted CEE Tier 1
214396710 | Central HP <5.4 tons | FRASER-JOHNSTON | HRCU-A-CB (Split System: Heat Pump with Remote Outdoor Unit-Air-Source) | HH824E2S11 |  |  | CTF30B5ACS1 | TM9E080B12MP12 | 23000 | 17 | 9.5 | 23000 | 19400 | 84.35% | 2 | 0 | 11.7 |  |  |  |  | R-454B | 1.9167 | Residential & Commercial | USHP | Ducted CEE Tier 1
213078604 | Central HP <5.4 tons | BRYANT HEATING AND COOLING SYSTEMS | HRCU-A-CB (Split System: Heat Pump with Remote Outdoor Unit-Air-Source) | 38MURAQ36AB3* |  |  | CAP**3621AL* | 8(0,1)*SB60110M21*** | 35400 | 16.5 | 8.1 | 38500 | 35200 | 91.43% | 1.84 | 0 | 10 |  |  |  |  | R-410A | 2.95 | Residential & Commercial | USHP | Ducted CEE Tier 1
213078986 | Central HP <5.4 tons | BRYANT HEATING AND COOLING SYSTEMS | HRCU-A-CB (Split System: Heat Pump with Remote Outdoor Unit-Air-Source) | 38MURAQ36AB3* |  |  | CAP**3721AL* | 83*SB36040M17*** | 36600 | 16 | 8.5 | 38500 | 34800 | 90.39% | 2.08 | 0 | 10 |  |  |  |  | R-410A | 3.05 | Residential & Commercial | USHP | Ducted CEE Tier 1
213079106 | Central HP <5.4 tons | BRYANT HEATING AND COOLING SYSTEMS | HRCU-A-CB (Split System: Heat Pump with Remote Outdoor Unit-Air-Source) | 38MURAQ36AB3* |  |  | CAP**4221AL* | 83*SB48060M17*** | 35200 | 16.5 | 8.1 | 38500 | 35000 | 90.91% | 1.86 | 0 | 10 |  |  |  |  | R-410A | 2.9333 | Residential & Commercial | USHP | Ducted CEE Tier 1
213079238 | Central HP <5.4 tons | BRYANT HEATING AND COOLING SYSTEMS | HRCU-A-CB (Split System: Heat Pump with Remote Outdoor Unit-Air-Source) | 38MURAQ36AB3* |  |  | CAP**4224AL* | 83*SB60080M21*** | 35200 | 16.5 | 8.1 | 38500 | 35000 | 90.91% | 1.9 | 0 | 10 |  |  |  |  | R-410A | 2.9333 | Residential & Commercial | USHP | Ducted CEE Tier 1
213079472 | Central HP <5.4 tons | BRYANT HEATING AND COOLING SYSTEMS | HRCU-A-CB (Split System: Heat Pump with Remote Outdoor Unit-Air-Source) | 38MURAQ36AB3* |  |  | CNPV*4217AL* | 912SE42060M17*** | 35400 | 16 | 8.1 | 38500 | 35000 | 90.91% | 1.94 | 0 | 10 |  |  |  |  | R-410A | 2.95 | Residential & Commercial | USHP | Ducted CEE Tier 1
213080124 | Central HP <5.4 tons | BRYANT HEATING AND COOLING SYSTEMS | HRCU-A-CB (Split System: Heat Pump with Remote Outdoor Unit-Air-Source) | 38MURAQ36AB3* |  |  | CNPV*4821AL* | 916SA48080M17*** | 35600 | 16 | 8.1 | 38500 | 35000 | 90.91% | 1.98 | 0 | 10 |  |  |  |  | R-410A | 2.9667 | Residential & Commercial | USHP | Ducted CEE Tier 1
214866736 | Central HP <5.4 tons | ECOER | HRCU-A-CB (Split System: Heat Pump with Remote Outdoor Unit-Air-Source) | EODA18H-4860BAA |  |  | GNC4248CPT | FG7TE-100D-V35C* | 45000 | 17.5 | 8.5 | 46000 | 32400 | 70.43% | 1.95 | 0 | 11 |  |  |  |  | R-410A | 3.75 | Residential & Commercial | USHP | Ducted CEE Tier 1
215674549 | Central HP <5.4 tons | KENMORE | HRCU-A-CB (Split System: Heat Pump with Remote Outdoor Unit-Air-Source) | (C,H,T)5H0V48*K*AAA* |  |  | EA*5X61M24A*+WALLCON | *95CSU1002122B* | 46000 | 18 | 9 | 47500 | 33600 | 70.74% | 2.08 | 0 | 10 |  |  |  |  | R-454B | 3.8333 | Residential & Commercial | USHP | Ducted CEE Tier 1
215678393 | Central HP <5.4 tons | CARRIER | HRCU-A-CB (Split System: Heat Pump with Remote Outdoor Unit-Air-Source) | 27VNA024A*030* |  |  | CAA**3721AM*+UI | 58CU*B060C17**16 | 24200 | 17.5 | 9 | 23200 | 16300 | 70.26% | 2.02 | 0 | 10.5 |  |  |  |  | R-454B | 2.0167 | Residential & Commercial | USHP | Ducted CEE Tier 1
216374551 | Central HP <5.4 tons | FRASER-JOHNSTON | HRCU-A-CB (Split System: Heat Pump with Remote Outdoor Unit-Air-Source) | HH836E2S11 |  |  | CTF36C5CDS1 | Z9ET100C20SMPS1 | 33600 | 17 | 8.5 | 31000 | 23600 | 76.13% | 2 | 0 | 11.7 |  |  |  |  | R-454B | 2.8 | Residential & Commercial | USHP | Ducted CEE Tier 1
214397733 | Central HP <5.4 tons | FRASER-JOHNSTON | HRCU-A-CB (Split System: Heat Pump with Remote Outdoor Unit-Air-Source) | HH836E2S11 |  |  | CTM36C5CDS1 | TM8E120C20MP11 | 34600 | 16 | 8.5 | 32600 | 26800 | 82.21% | 2 | 0 | 11 |  |  |  |  | R-454B | 2.8833 | Residential & Commercial | USHP | Ducted CEE Tier 1
211177532 | Central HP <5.4 tons | KINGHOME | HRCU-A-CB (Split System: Heat Pump with Remote Outdoor Unit-Air-Source) | KU36UHO |  |  | KCA24*I | ML296UH070XV36B-* | 23000 | 15.5 | 8.5 | 24000 | 16800 | 70% | 1.75 | 12 | 11 |  |  |  |  | R-410A | 1.9167 | Residential & Commercial | USHP | Ducted CEE Tier 1
215828267 | Central HP <5.4 tons | KINGHOME | HRCU-A-CB (Split System: Heat Pump with Remote Outdoor Unit-Air-Source) | KU36UHO |  |  | KCA36*I | A952V080BU4S** | 32000 | 15.2 | 8.5 | 34000 | 23800 | 70% | 1.75 | 0 | 9 |  |  |  |  | R-410A | 2.6667 | Residential & Commercial | USHP
215828269 | Central HP <5.4 tons | KINGHOME | HRCU-A-CB (Split System: Heat Pump with Remote Outdoor Unit-Air-Source) | KU36UHO |  |  | KCA36*I | EL297UH070XV36B | 31400 | 15.2 | 8.5 | 34000 | 23800 | 70% | 1.75 | 0 | 9 |  |  |  |  | R-410A | 2.6167 | Residential & Commercial | USHP
211396873 | Central HP <5.4 tons | COLEMAN | HRCU-A-CB (Split System: Heat Pump with Remote Outdoor Unit-Air-Source) | HMH72B341 |  |  | XAFD48FBCN1 | TM8Y080C16MP11 | 34000 | 17.5 | 8.5 | 33200 | 24400 | 73.49% | 2.08 | 0 | 9 |  |  |  |  | R-410A | 2.8333 | Residential & Commercial | USHP
216374628 | Central HP <5.4 tons | FRASER-JOHNSTON | HRCU-A-CB (Split System: Heat Pump with Remote Outdoor Unit-Air-Source) | HH836E2S11 |  |  | CTM36B5CDS1 | Z9ET080B12SMPS1 | 33200 | 18 | 8.5 | 31200 | 24000 | 76.92% | 2 | 0 | 11 |  |  |  |  | R-454B | 2.7667 | Residential & Commercial | USHP | Ducted CEE Tier 1
214397910 | Central HP <5.4 tons | FRASER-JOHNSTON | HRCU-A-CB (Split System: Heat Pump with Remote Outdoor Unit-Air-Source) | HH860E2S11 |  |  | CTM60C5CGS1+JMVT17CC2N1 | 0 | 45000 | 19 | 9.5 | 45000 | 33800 | 75.11% | 2 | 0 | 12 |  |  |  |  | R-454B | 3.75 | Residential & Commercial | USHP | Ducted CEE Tier 1
214398263 | Central HP <5.4 tons | FRASER-JOHNSTON | HRCU-A-CB (Split System: Heat Pump with Remote Outdoor Unit-Air-Source) | HH860E2S11 |  |  | CTF60C5CGS1 | TM8V100C20MP12 | 44500 | 18 | 9 | 45000 | 33800 | 75.11% | 2 | 0 | 11 |  |  |  |  | R-454B | 3.7083 | Residential & Commercial | USHP | Ducted CEE Tier 1
214398629 | Central HP <5.4 tons | FRASER-JOHNSTON | HRCU-A-CB (Split System: Heat Pump with Remote Outdoor Unit-Air-Source) | HH860E2S11 |  |  | CTM60C5CGS1 | TM9Y080C16MP11 | 44000 | 17 | 9 | 44500 | 33800 | 75.96% | 2 | 0 | 11 |  |  |  |  | R-454B | 3.6667 | Residential & Commercial | USHP | Ducted CEE Tier 1
216819479 | Central HP <5.4 tons | RHEEM | HRCU-A-CB (Split System: Heat Pump with Remote Outdoor Unit-Air-Source) | RD18AY48AJVC |  |  | RCFY4824MTANM | R921V1005A21M4 | 42500 | 17 | 8.1 | 42500 | 33400 | 78.59% | 2 | 0 | 10 |  |  |  |  | R-454B | 3.5417 | Residential & Commercial | USHP | Ducted CEE Tier 1
211177533 | Central HP <5.4 tons | KINGHOME | HRCU-A-CB (Split System: Heat Pump with Remote Outdoor Unit-Air-Source) | KU36UHO |  |  | KCA36*I | ML296UH070XV36B-* | 31800 | 15.2 | 8.5 | 34000 | 23800 | 70% | 1.75 | 11 | 9 |  |  |  |  | R-410A | 2.65 | Residential & Commercial | USHP
216891319 | Central HP <5.4 tons | RHEEM | HRCU-A-CB (Split System: Heat Pump with Remote Outdoor Unit-Air-Source) | RD18AY36AJVC |  |  | RCFY3621MTANM | R921V0855A21M4 | 32400 | 19 | 10 | 32400 | 28000 | 86.42% | 2.1 | 0 | 12 |  |  |  |  | R-454B | 2.7 | Residential & Commercial | USHP | Ducted CEE Tier 1
216891335 | Central HP <5.4 tons | RHEEM | HRCU-A-CB (Split System: Heat Pump with Remote Outdoor Unit-Air-Source) | RD18AY36AJVC |  |  | RCFY3621MTANM | R98MV1005A21UP | 32400 | 19 | 10 | 32400 | 28000 | 86.42% | 2.1 | 0 | 12 |  |  |  |  | R-454B | 2.7 | Residential & Commercial | USHP | Ducted CEE Tier 1
216891620 | Central HP <5.4 tons | RHEEM | HRCU-A-CB (Split System: Heat Pump with Remote Outdoor Unit-Air-Source) | RD18AY36AJVC |  |  | RCFY3617STANM | R951V0703A17M4 | 31400 | 18 | 8.5 | 31400 | 27800 | 88.54% | 1.9 | 0 | 12 |  |  |  |  | R-454B | 2.6167 | Residential & Commercial | USHP | Ducted CEE Tier 1
216891652 | Central HP <5.4 tons | RHEEM | HRCU-A-CB (Split System: Heat Pump with Remote Outdoor Unit-Air-Source) | RD18AY36AJVC |  |  | RCFY3621STANM | R921V0403A17M4 | 31400 | 18 | 8.5 | 31400 | 27800 | 88.54% | 1.9 | 0 | 12 |  |  |  |  | R-454B | 2.6167 | Residential & Commercial | USHP | Ducted CEE Tier 1
216891802 | Central HP <5.4 tons | RHEEM | HRCU-A-CB (Split System: Heat Pump with Remote Outdoor Unit-Air-Source) | RD18AY36AJVC |  |  | RCFY3624MTANM | R921V0705A21M4 | 32400 | 18 | 10 | 32400 | 28000 | 86.42% | 2.1 | 0 | 12 |  |  |  |  | R-454B | 2.7 | Residential & Commercial | USHP | Ducted CEE Tier 1
213080376 | Central HP <5.4 tons | BRYANT HEATING AND COOLING SYSTEMS | HRCU-A-CB (Split System: Heat Pump with Remote Outdoor Unit-Air-Source) | 38MURAQ36AB3* |  |  | CAP**3621AL* | 916SA66100M21*** | 35000 | 16 | 8.1 | 38500 | 35200 | 91.43% | 1.82 | 0 | 9.5 |  |  |  |  | R-410A | 2.9167 | Residential & Commercial | USHP
213080491 | Central HP <5.4 tons | BRYANT HEATING AND COOLING SYSTEMS | HRCU-A-CB (Split System: Heat Pump with Remote Outdoor Unit-Air-Source) | 38MURAQ36AB3* |  |  | CNPV*4824AL* | 916SA66140M24*** | 35800 | 16.5 | 8.1 | 38500 | 35000 | 90.91% | 2 | 0 | 10 |  |  |  |  | R-410A | 2.9833 | Residential & Commercial | USHP | Ducted CEE Tier 1
216819554 | Central HP <5.4 tons | RHEEM | HRCU-A-CB (Split System: Heat Pump with Remote Outdoor Unit-Air-Source) | RD18AY48AJVC |  |  | RCFY4824MTANM | R951V0705A21UHU | 42500 | 17 | 8.1 | 42500 | 33400 | 78.59% | 2 | 0 | 10 |  |  |  |  | R-454B | 3.5417 | Residential & Commercial | USHP | Ducted CEE Tier 1
216819573 | Central HP <5.4 tons | RHEEM | HRCU-A-CB (Split System: Heat Pump with Remote Outdoor Unit-Air-Source) | RD18AY48AJVC |  |  | RCFY4824MTANM | R921V0705A21M4 | 42500 | 17 | 8.1 | 42500 | 33400 | 78.59% | 2 | 0 | 10 |  |  |  |  | R-454B | 3.5417 | Residential & Commercial | USHP | Ducted CEE Tier 1
212361364 | Central HP <5.4 tons | KINGHOME | HRCU-A-C (Split System: Heat Pump with Remote Outdoor Unit with No Indoor Fan --Air Source) | KU60UHO |  |  | KCA60*I | 0 | 50500 | 15.2 | 8.5 | 53000 | 37200 | 70.19% | 1.8 | 0 | 9.5 |  |  |  |  | R-410A | 4.2083 | Residential & Commercial | USHP
214584657 | Central HP <5.4 tons | LUXAIRE | HRCU-A-CB (Split System: Heat Pump with Remote Outdoor Unit-Air-Source) | HH824E2S11 |  |  | CTM30B5ACS1 | Z8ET080B12LMPS1 | 23000 | 18 | 9.5 | 23000 | 18400 | 80% | 2 | 0 | 12 |  |  |  |  | R-454B | 1.9167 | Residential & Commercial | USHP | Ducted CEE Tier 1
214584737 | Central HP <5.4 tons | LUXAIRE | HRCU-A-CB (Split System: Heat Pump with Remote Outdoor Unit-Air-Source) | HH824E2S11 |  |  | CTM30B5ACS1 | Z8ES080B12SMPS1 | 23000 | 18 | 9.5 | 23000 | 19100 | 83.04% | 2 | 0 | 12 |  |  |  |  | R-454B | 1.9167 | Residential & Commercial | USHP | Ducted CEE Tier 1
213080693 | Central HP <5.4 tons | BRYANT HEATING AND COOLING SYSTEMS | HRCU-A-CB (Split System: Heat Pump with Remote Outdoor Unit-Air-Source) | 38MURAQ36AB3* |  |  | CAP**4221AL* | 935SB48060M17*** | 35000 | 16 | 8.1 | 38500 | 35000 | 90.91% | 1.86 | 0 | 9.5 |  |  |  |  | R-410A | 2.9167 | Residential & Commercial | USHP
213080741 | Central HP <5.4 tons | BRYANT HEATING AND COOLING SYSTEMS | HRCU-A-CB (Split System: Heat Pump with Remote Outdoor Unit-Air-Source) | 38MURAQ36AB3* |  |  | CNPV*4217AL* | 935SB48060M17*** | 35800 | 15.5 | 8.1 | 38500 | 35200 | 91.43% | 1.96 | 0 | 10 |  |  |  |  | R-410A | 2.9833 | Residential & Commercial | USHP | Ducted CEE Tier 1
214584747 | Central HP <5.4 tons | LUXAIRE | HRCU-A-CB (Split System: Heat Pump with Remote Outdoor Unit-Air-Source) | HH836E2S11 |  |  | CTM48C5CFS1 | Z8ES120C16SMPS1 | 34000 | 19 | 9 | 31400 | 25200 | 80.25% | 2 | 0 | 11.7 |  |  |  |  | R-454B | 2.8333 | Residential & Commercial | USHP | Ducted CEE Tier 1
216374719 | Central HP <5.4 tons | FRASER-JOHNSTON | HRCU-A-CB (Split System: Heat Pump with Remote Outdoor Unit-Air-Source) | HH836E2S11 |  |  | CTM48C5CFS1 | Z9ET100C16SMPS1 | 32400 | 19 | 9.5 | 30200 | 23400 | 77.48% | 2 | 0 | 11 |  |  |  |  | R-454B | 2.7 | Residential & Commercial | USHP | Ducted CEE Tier 1
214398520 | Central HP <5.4 tons | FRASER-JOHNSTON | HRCU-A-CB (Split System: Heat Pump with Remote Outdoor Unit-Air-Source) | HH836E2S11 |  |  | CTF36C5CDS1 | TM9E100C20MP12 | 34600 | 17 | 8.5 | 32600 | 26800 | 82.21% | 2 | 0 | 11 |  |  |  |  | R-454B | 2.8833 | Residential & Commercial | USHP | Ducted CEE Tier 1
214398604 | Central HP <5.4 tons | FRASER-JOHNSTON | HRCU-A-CB (Split System: Heat Pump with Remote Outdoor Unit-Air-Source) | HH836E2S11 |  |  | CTF48C5CFS1 | TL9E080C16UH11 | 33400 | 18 | 9 | 31400 | 25400 | 80.89% | 2 | 0 | 11 |  |  |  |  | R-454B | 2.7833 | Residential & Commercial | USHP | Ducted CEE Tier 1
214584697 | Central HP <5.4 tons | LUXAIRE | HRCU-A-CB (Split System: Heat Pump with Remote Outdoor Unit-Air-Source) | HH824E2S11 |  |  | CTF30B5ACS1 | Z8ET080B12LMPS1 | 23000 | 18 | 9.5 | 23000 | 18400 | 80% | 2 | 0 | 12 |  |  |  |  | R-454B | 1.9167 | Residential & Commercial | USHP | Ducted CEE Tier 1
214609182 | Central HP <5.4 tons | FRASER-JOHNSTON | HRCU-A-CB (Split System: Heat Pump with Remote Outdoor Unit-Air-Source) | HH824E2S11 |  |  | CTF30B5ACS1 | Z9ES080B12SMPS1 | 23000 | 17 | 9.5 | 23000 | 18400 | 80% | 2 | 0 | 12 |  |  |  |  | R-454B | 1.9167 | Residential & Commercial | USHP | Ducted CEE Tier 1
206414276 | Central HP <5.4 tons | KINGHOME | HRCU-A-CB (Split System: Heat Pump with Remote Outdoor Unit-Air-Source) | KU36UHO |  |  | KU24UH2I | 0 | 24000 | 17 | 9 | 24000 | 22000 | 91.67% | 1.8 | 12.5 | 12 |  |  |  |  | R-410A | 2 | Residential & Commercial | USHP | Ducted CEE Tier 1
211398002 | Central HP <5.4 tons | COLEMAN | HRCU-A-CB (Split System: Heat Pump with Remote Outdoor Unit-Air-Source) | HMH72B341 |  |  | XAFC48FXXN1+TXV | TM8V080B12MP12 | 33000 | 16 | 8.1 | 32600 | 24000 | 73.62% | 2.02 | 0 | 9 |  |  |  |  | R-410A | 2.75 | Residential & Commercial | USHP
211397323 | Central HP <5.4 tons | COLEMAN | HRCU-A-CB (Split System: Heat Pump with Remote Outdoor Unit-Air-Source) | HMH72B341 |  |  | XAHD48FBCN1 | TPLC080C16MP13 | 33600 | 16 | 8.5 | 32400 | 23800 | 73.46% | 2.06 | 0 | 9 |  |  |  |  | R-410A | 2.8 | Residential & Commercial | USHP
211397768 | Central HP <5.4 tons | COLEMAN | HRCU-A-CB (Split System: Heat Pump with Remote Outdoor Unit-Air-Source) | HMH72B341 |  |  | XAFC48FXXN1+TXV | CPLC100C16MP13 | 34000 | 16.5 | 8.5 | 33200 | 24400 | 73.49% | 2.1 | 0 | 9 |  |  |  |  | R-410A | 2.8333 | Residential & Commercial | USHP
211397984 | Central HP <5.4 tons | COLEMAN | HRCU-A-CB (Split System: Heat Pump with Remote Outdoor Unit-Air-Source) | HMH72B341 |  |  | XAHC48FBCN1 | TPLC080B12MP13 | 32400 | 16 | 8.1 | 32000 | 23600 | 73.75% | 1.98 | 0 | 8.5 |  |  |  |  | R-410A | 2.7 | Residential & Commercial | USHP
211398279 | Central HP <5.4 tons | COLEMAN | HRCU-A-CB (Split System: Heat Pump with Remote Outdoor Unit-Air-Source) | HMH72B341 |  |  | XAFC48FXXN1+TXV | TMLE120C16MP11 | 33600 | 17 | 8.5 | 32400 | 23600 | 72.84% | 2.08 | 0 | 9.5 |  |  |  |  | R-410A | 2.8 | Residential & Commercial | USHP
211398329 | Central HP <5.4 tons | COLEMAN | HRCU-A-CB (Split System: Heat Pump with Remote Outdoor Unit-Air-Source) | HMH72B341 |  |  | XAUC48FXXN1+TXV | TMLE120C16MP11 | 33600 | 17 | 8.5 | 32400 | 23600 | 72.84% | 2.08 | 0 | 9.5 |  |  |  |  | R-410A | 2.8 | Residential & Commercial | USHP
211396982 | Central HP <5.4 tons | COLEMAN | HRCU-A-CB (Split System: Heat Pump with Remote Outdoor Unit-Air-Source) | HMH72B341 |  |  | XAHC48FBCN1 | TM8Y080B12MP11 | 32600 | 17 | 8.1 | 31600 | 23000 | 72.78% | 2.02 | 0 | 9 |  |  |  |  | R-410A | 2.7167 | Residential & Commercial | USHP
213076365 | Central HP <5.4 tons | DAY & NIGHT | HRCU-A-CB (Split System: Heat Pump with Remote Outdoor Unit-Air-Source) | DLCURAH24ABK |  |  | EN(A,D)4X36L21** | *95MSU1002122A* | 23400 | 17 | 8.5 | 26200 | 24600 | 93.89% | 2.06 | 0 | 10.5 |  |  |  |  | R-410A | 1.95 | Residential & Commercial | USHP | Ducted CEE Tier 1
215828270 | Central HP <5.4 tons | KINGHOME | HRCU-A-CB (Split System: Heat Pump with Remote Outdoor Unit-Air-Source) | KU36UHO |  |  | KCA24*I | EL297UH070XV36B | 23000 | 15.5 | 8.5 | 24000 | 16800 | 70% | 1.75 | 0 | 11 |  |  |  |  | R-410A | 1.9167 | Residential & Commercial | USHP | Ducted CEE Tier 1
216505529 | Central HP <5.4 tons | KINGHOME | HRCU-A-CB (Split System: Heat Pump with Remote Outdoor Unit-Air-Source) | KU36UHO |  |  | KCA24*I | WPV070T3AA-N | 23000 | 15.2 | 8.5 | 23000 | 19000 | 82.61% | 1.75 | 0 | 11.5 |  |  |  |  | R-410A | 1.9167 | Residential & Commercial | USHP | Ducted CEE Tier 1
215679283 | Central HP <5.4 tons | CARRIER | HRCU-A-CB (Split System: Heat Pump with Remote Outdoor Unit-Air-Source) | 27VNA036A*030* |  |  | CAA**3721AM*+UI | 58CU*B040C17**12 | 34600 | 17.5 | 9 | 35200 | 25000 | 71.02% | 1.9 | 0 | 10 |  |  |  |  | R-454B | 2.8833 | Residential & Commercial | USHP | Ducted CEE Tier 1
216891803 | Central HP <5.4 tons | RHEEM | HRCU-A-CB (Split System: Heat Pump with Remote Outdoor Unit-Air-Source) | RD18AY36AJVC |  |  | RCFY3624MTANM | R801V1255A24DZ | 32800 | 19 | 10 | 32800 | 27800 | 84.76% | 2.1 | 0 | 12 |  |  |  |  | R-454B | 2.7333 | Residential & Commercial | USHP | Ducted CEE Tier 1
214584662 | Central HP <5.4 tons | LUXAIRE | HRCU-A-CB (Split System: Heat Pump with Remote Outdoor Unit-Air-Source) | HH824E2S11 |  |  | CTF36B5ADS1 | Z8ES100B12SMPS1 | 23000 | 19 | 9.5 | 23000 | 18800 | 81.74% | 2 | 0 | 12 |  |  |  |  | R-454B | 1.9167 | Residential & Commercial | USHP | Ducted CEE Tier 1
212981804 | Central HP <5.4 tons | KEEPRITE | HRCU-A-CB (Split System: Heat Pump with Remote Outdoor Unit-Air-Source) | DLCURAH24ABK |  |  | EN(A,D,W)4X36L17** | *80MSU1002120A* | 23800 | 16.5 | 8.5 | 26400 | 24000 | 90.91% | 1.98 | 0 | 10.5 |  |  |  |  | R-410A | 1.9833 | Residential & Commercial | USHP | Ducted CEE Tier 1
212979901 | Central HP <5.4 tons | KEEPRITE | HRCU-A-CB (Split System: Heat Pump with Remote Outdoor Unit-Air-Source) | DLCURAH24ABK |  |  | EN(A,D)4X24L17** | *80MS(N,L)0901714A* | 23400 | 16.5 | 8.5 | 27000 | 24400 | 90.37% | 2.02 | 0 | 10 |  |  |  |  | R-410A | 1.95 | Residential & Commercial | USHP | Ducted CEE Tier 1
206414279 | Central HP <5.4 tons | KINGHOME | HRCU-A-CB (Split System: Heat Pump with Remote Outdoor Unit-Air-Source) | KU60UHO |  |  | KU48UH2I | 0 | 48000 | 17 | 9 | 48000 | 39000 | 81.25% | 1.8 | 11.5 | 11 |  |  |  |  | R-410A | 4 | Residential & Commercial | USHP | Ducted CEE Tier 1
212980575 | Central HP <5.4 tons | BRYANT HEATING AND COOLING SYSTEMS | HRCU-A-CB (Split System: Heat Pump with Remote Outdoor Unit-Air-Source) | 38MURAQ24AB3* |  |  | CAP**3621AL* | 8(0,1)*SB60090M21*** | 23800 | 17.5 | 8.5 | 26200 | 23800 | 90.84% | 1.98 | 0 | 10 |  |  |  |  | R-410A | 1.9833 | Residential & Commercial | USHP | Ducted CEE Tier 1
212983300 | Central HP <5.4 tons | DAY & NIGHT | HRCU-A-CB (Split System: Heat Pump with Remote Outdoor Unit-Air-Source) | DLCURAH18ABK |  |  | EN(A,D)4X24L17** | *92MSN0401712A* | 17200 | 15.5 | 8.1 | 18300 | 19300 | 105.5% | 2.3 | 0 | 10.5 |  |  |  |  | R-410A | 1.4333 | Residential & Commercial | USHP | Ducted CEE Tier 1
214584687 | Central HP <5.4 tons | LUXAIRE | HRCU-A-CB (Split System: Heat Pump with Remote Outdoor Unit-Air-Source) | HH824E2S11 |  |  | CTF30A5ADS1 | Z8ES060A12SMPS1 | 23000 | 18 | 9.5 | 23000 | 18000 | 78.26% | 2 | 0 | 12 |  |  |  |  | R-454B | 1.9167 | Residential & Commercial | USHP | Ducted CEE Tier 1
215679303 | Central HP <5.4 tons | CARRIER | HRCU-A-CB (Split System: Heat Pump with Remote Outdoor Unit-Air-Source) | 27VNA036A*030* |  |  | CAA**3721AM*+UI | 59TN7A060C17**16 | 34200 | 17.5 | 9 | 35600 | 25400 | 71.35% | 1.88 | 0 | 9.5 |  |  |  |  | R-454B | 2.85 | Residential & Commercial | USHP
212983201 | Central HP <5.4 tons | DAY & NIGHT | HRCU-A-CB (Split System: Heat Pump with Remote Outdoor Unit-Air-Source) | DLCURAH24ABK |  |  | EA*4X37L21A* | *92MSN0401712A* | 24000 | 16 | 8.1 | 25400 | 21800 | 85.83% | 1.8 | 0 | 10 |  |  |  |  | R-410A | 2 | Residential & Commercial | USHP | Ducted CEE Tier 1
212983552 | Central HP <5.4 tons | DAY & NIGHT | HRCU-A-CB (Split System: Heat Pump with Remote Outdoor Unit-Air-Source) | DLCURAH24ABK |  |  | EA*4X30L17A* | *92MSN0601412A* | 23800 | 17 | 8.5 | 26600 | 24000 | 90.23% | 1.98 | 0 | 10 |  |  |  |  | R-410A | 1.9833 | Residential & Commercial | USHP | Ducted CEE Tier 1
214397977 | Central HP <5.4 tons | FRASER-JOHNSTON | HRCU-A-CB (Split System: Heat Pump with Remote Outdoor Unit-Air-Source) | HH824E2S11 |  |  | CTF30B5ACS1 | TM9V080B12MP12 | 23000 | 17 | 9.5 | 23000 | 18200 | 79.13% | 2 | 0 | 12 |  |  |  |  | R-454B | 1.9167 | Residential & Commercial | USHP | Ducted CEE Tier 1
212361362 | Central HP <5.4 tons | KINGHOME | HRCU-A-C (Split System: Heat Pump with Remote Outdoor Unit with No Indoor Fan --Air Source) | KU36UHO |  |  | KCA36*I | 0 | 32000 | 15.2 | 8.5 | 36000 | 26000 | 72.22% | 1.8 | 0 | 9.5 |  |  |  |  | R-410A | 2.6667 | Residential & Commercial | USHP
213079935 | Central HP <5.4 tons | DAY & NIGHT | HRCU-A-CB (Split System: Heat Pump with Remote Outdoor Unit-Air-Source) | DLCURAH36ABK |  |  | EA*4X48L24A* | *92MSN1202420A* | 36200 | 16 | 8.5 | 38000 | 34800 | 91.58% | 2.04 | 0 | 10 |  |  |  |  | R-410A | 3.0167 | Residential & Commercial | USHP | Ducted CEE Tier 1
213080285 | Central HP <5.4 tons | DAY & NIGHT | HRCU-A-CB (Split System: Heat Pump with Remote Outdoor Unit-Air-Source) | DLCURAH36ABK |  |  | EA*4X37L21A* | *96MSN1002120A* | 36600 | 16 | 8.5 | 38500 | 34800 | 90.39% | 2.1 | 0 | 10 |  |  |  |  | R-410A | 3.05 | Residential & Commercial | USHP | Ducted CEE Tier 1
213080496 | Central HP <5.4 tons | DAY & NIGHT | HRCU-A-CB (Split System: Heat Pump with Remote Outdoor Unit-Air-Source) | DLCURAH36ABK |  |  | EN(A,D)4X48L24** | *96MSN1402422A* | 35800 | 16.5 | 8.1 | 38500 | 35000 | 90.91% | 2 | 0 | 10 |  |  |  |  | R-410A | 2.9833 | Residential & Commercial | USHP | Ducted CEE Tier 1
213080746 | Central HP <5.4 tons | DAY & NIGHT | HRCU-A-CB (Split System: Heat Pump with Remote Outdoor Unit-Air-Source) | DLCURAH36ABK |  |  | END4X42L17** | *95MSU0601716A* | 35800 | 15.5 | 8.1 | 38500 | 35200 | 91.43% | 1.96 | 0 | 10 |  |  |  |  | R-410A | 2.9833 | Residential & Commercial | USHP | Ducted CEE Tier 1
214609217 | Central HP <5.4 tons | FRASER-JOHNSTON | HRCU-A-CB (Split System: Heat Pump with Remote Outdoor Unit-Air-Source) | HH824E2S11 |  |  | CTF30A5ADS1 | Z9ES060A10SMPS1 | 23000 | 19 | 9 | 23000 | 18500 | 80.43% | 2 | 0 | 12 |  |  |  |  | R-454B | 1.9167 | Residential & Commercial | USHP | Ducted CEE Tier 1
212989161 | Central HP <5.4 tons | KEEPRITE | HRCU-A-CB (Split System: Heat Pump with Remote Outdoor Unit-Air-Source) | DLCURAH24ABK |  |  | EA*4X30L17A* | *95MSU0601716A* | 23600 | 17 | 8.5 | 26400 | 24600 | 93.18% | 2.04 | 0 | 10 |  |  |  |  | R-410A | 1.9667 | Residential & Commercial | USHP | Ducted CEE Tier 1
212982270 | Central HP <5.4 tons | DAY & NIGHT | HRCU-A-CB (Split System: Heat Pump with Remote Outdoor Unit-Air-Source) | DLCURAH24ABK |  |  | EA*4X30L17A* | *80MSU0401712A* | 23800 | 16.5 | 8.5 | 25800 | 24000 | 93.02% | 2 | 0 | 10 |  |  |  |  | R-410A | 1.9833 | Residential & Commercial | USHP | Ducted CEE Tier 1
212982318 | Central HP <5.4 tons | DAY & NIGHT | HRCU-A-CB (Split System: Heat Pump with Remote Outdoor Unit-Air-Source) | DLCURAH24ABK |  |  | EA*4X37L21A* | *80MSU0401712A* | 24400 | 17 | 8.5 | 25200 | 21400 | 84.92% | 1.8 | 0 | 10 |  |  |  |  | R-410A | 2.0333 | Residential & Commercial | USHP | Ducted CEE Tier 1
212987407 | Central HP <5.4 tons | KEEPRITE | HRCU-A-CB (Split System: Heat Pump with Remote Outdoor Unit-Air-Source) | DLCURAH24ABK |  |  | EA*4X36L17A* | *96MSN0801716A* | 23800 | 17 | 8.5 | 26400 | 23600 | 89.39% | 1.96 | 0 | 10 |  |  |  |  | R-410A | 1.9833 | Residential & Commercial | USHP | Ducted CEE Tier 1
213077712 | Central HP <5.4 tons | BRYANT HEATING AND COOLING SYSTEMS | HRCU-A-CB (Split System: Heat Pump with Remote Outdoor Unit-Air-Source) | 38MURAQ36AB3* |  |  | CAP**3721AL* | 926TC66100V21*** | 36600 | 16.5 | 8.5 | 38000 | 34800 | 91.58% | 2.08 | 0 | 10 |  |  |  |  | R-410A | 3.05 | Residential & Commercial | USHP | Ducted CEE Tier 1
215676793 | Central HP <5.4 tons | CARRIER | HRCU-A-CB (Split System: Heat Pump with Remote Outdoor Unit-Air-Source) | 27VNA048A*030* |  |  | CVAVA6121XMA*+UI | 59MN7C060C21**20 | 48000 | 18.5 | 9 | 50000 | 37400 | 74.8% | 2 | 0 | 10 |  |  |  |  | R-454B | 4 | Residential & Commercial | USHP | Ducted CEE Tier 1
216571352 | Central HP <5.4 tons | KINGHOME | HRCU-A-CB (Split System: Heat Pump with Remote Outdoor Unit-Air-Source) | KU36UHO |  |  | KCA24*I | A952V060BD3S*** | 23000 | 15.2 | 8.5 | 23000 | 20000 | 86.96% | 1.75 | 0 | 11.5 |  |  |  |  | R-410A | 1.9167 | Residential & Commercial | USHP | Ducted CEE Tier 1
213078130 | Central HP <5.4 tons | BRYANT HEATING AND COOLING SYSTEMS | HRCU-A-CB (Split System: Heat Pump with Remote Outdoor Unit-Air-Source) | 38MURAQ36AB3* |  |  | CNPV*4217AL* | 8(0,1)*SB48070M17*** | 35800 | 15.5 | 8.1 | 38500 | 35200 | 91.43% | 1.96 | 0 | 10 |  |  |  |  | R-410A | 2.9833 | Residential & Commercial | USHP | Ducted CEE Tier 1
213078280 | Central HP <5.4 tons | BRYANT HEATING AND COOLING SYSTEMS | HRCU-A-CB (Split System: Heat Pump with Remote Outdoor Unit-Air-Source) | 38MURAQ36AB3* |  |  | CAP**3717AL* | 8(0,1)*SB42090M17*** | 36200 | 16 | 8.5 | 38500 | 35000 | 90.91% | 2.02 | 0 | 10 |  |  |  |  | R-410A | 3.0167 | Residential & Commercial | USHP | Ducted CEE Tier 1
213078316 | Central HP <5.4 tons | BRYANT HEATING AND COOLING SYSTEMS | HRCU-A-CB (Split System: Heat Pump with Remote Outdoor Unit-Air-Source) | 38MURAQ36AB3* |  |  | CAP**4321AL* | 8(0,1)*SB42090M17*** | 36200 | 16.5 | 8.5 | 38000 | 34800 | 91.58% | 2.04 | 0 | 10 |  |  |  |  | R-410A | 3.0167 | Residential & Commercial | USHP | Ducted CEE Tier 1
213078432 | Central HP <5.4 tons | BRYANT HEATING AND COOLING SYSTEMS | HRCU-A-CB (Split System: Heat Pump with Remote Outdoor Unit-Air-Source) | 38MURAQ36AB3* |  |  | CAP**4321AL* | 8(0,1)*SB48090M21*** | 36400 | 16.5 | 8.5 | 38000 | 34800 | 91.58% | 2.06 | 0 | 10 |  |  |  |  | R-410A | 3.0333 | Residential & Commercial | USHP | Ducted CEE Tier 1
213078196 | Central HP <5.4 tons | BRYANT HEATING AND COOLING SYSTEMS | HRCU-A-CB (Split System: Heat Pump with Remote Outdoor Unit-Air-Source) | 38MURAQ36AB3* |  |  | CAP**4224AL* | 8(0,1)*SB48070M21*** | 35200 | 16.5 | 8.1 | 38500 | 35000 | 90.91% | 1.88 | 0 | 10 |  |  |  |  | R-410A | 2.9333 | Residential & Commercial | USHP | Ducted CEE Tier 1
213078564 | Central HP <5.4 tons | BRYANT HEATING AND COOLING SYSTEMS | HRCU-A-CB (Split System: Heat Pump with Remote Outdoor Unit-Air-Source) | 38MURAQ36AB3* |  |  | CNPV*4821AL* | 8(0,1)*SB60090M21*** | 36000 | 16.5 | 8.1 | 38500 | 35000 | 90.91% | 2 | 0 | 10.5 |  |  |  |  | R-410A | 3 | Residential & Commercial | USHP | Ducted CEE Tier 1
213078575 | Central HP <5.4 tons | BRYANT HEATING AND COOLING SYSTEMS | HRCU-A-CB (Split System: Heat Pump with Remote Outdoor Unit-Air-Source) | 38MURAQ36AB3* |  |  | CNPV*4824AL* | 8(0,1)*SB60090M21*** | 36000 | 16.5 | 8.1 | 38500 | 35000 | 90.91% | 2 | 0 | 10.5 |  |  |  |  | R-410A | 3 | Residential & Commercial | USHP | Ducted CEE Tier 1
214398488 | Central HP <5.4 tons | FRASER-JOHNSTON | HRCU-A-CB (Split System: Heat Pump with Remote Outdoor Unit-Air-Source) | HH836E2S11 |  |  | CTM36B5CDS1 | TM8Y080B12MP11 | 33400 | 18 | 8.5 | 31200 | 25600 | 82.05% | 2 | 0 | 11 |  |  |  |  | R-454B | 2.7833 | Residential & Commercial | USHP | Ducted CEE Tier 1
214398619 | Central HP <5.4 tons | FRASER-JOHNSTON | HRCU-A-CB (Split System: Heat Pump with Remote Outdoor Unit-Air-Source) | HH836E2S11 |  |  | CTF48C5CFS1 | TM8Y100C16MP11 | 33200 | 19 | 9 | 31400 | 25000 | 79.62% | 2 | 0 | 11 |  |  |  |  | R-454B | 2.7667 | Residential & Commercial | USHP | Ducted CEE Tier 1
215679563 | Central HP <5.4 tons | CARRIER | HRCU-A-CB (Split System: Heat Pump with Remote Outdoor Unit-Air-Source) | 27VNA036A*030* |  |  | CAA**6024AM*+UI | 59TN7A080C21**20 | 34400 | 18 | 9 | 34200 | 24800 | 72.51% | 1.9 | 0 | 10 |  |  |  |  | R-454B | 2.8667 | Residential & Commercial | USHP | Ducted CEE Tier 1
215679663 | Central HP <5.4 tons | CARRIER | HRCU-A-CB (Split System: Heat Pump with Remote Outdoor Unit-Air-Source) | 27VNA036A*030* |  |  | CAA**6124AM*+UI | 59TN6C080C21**20 | 34800 | 18 | 9 | 34400 | 24800 | 72.09% | 1.92 | 0 | 10.5 |  |  |  |  | R-454B | 2.9 | Residential & Commercial | USHP | Ducted CEE Tier 1
215676353 | Central HP <5.4 tons | CARRIER | HRCU-A-CB (Split System: Heat Pump with Remote Outdoor Unit-Air-Source) | 27VNA048A*030* |  |  | CVAVA4924XMA*+UI | 59MN7C080C21**20 | 48000 | 19 | 9 | 50000 | 36600 | 73.2% | 2 | 0 | 10 |  |  |  |  | R-454B | 4 | Residential & Commercial | USHP | Ducted CEE Tier 1
215676453 | Central HP <5.4 tons | CARRIER | HRCU-A-CB (Split System: Heat Pump with Remote Outdoor Unit-Air-Source) | 27VNA048A*030* |  |  | CVAVA6021XMA*+UI | 58TN*B070C21**20 | 48000 | 19 | 9 | 50000 | 36800 | 73.6% | 2 | 0 | 10 |  |  |  |  | R-454B | 4 | Residential & Commercial | USHP | Ducted CEE Tier 1
215676603 | Central HP <5.4 tons | CARRIER | HRCU-A-CB (Split System: Heat Pump with Remote Outdoor Unit-Air-Source) | 27VNA048A*030* |  |  | CVAVA6024XMA*+UI | 58TN*B070C21**20 | 47500 | 19 | 9 | 50000 | 36800 | 73.6% | 2 | 0 | 10 |  |  |  |  | R-454B | 3.9583 | Residential & Commercial | USHP | Ducted CEE Tier 1
216613160 | Central HP <5.4 tons | RHEEM | HRCU-A-CB (Split System: Heat Pump with Remote Outdoor Unit-Air-Source) | RD18AY48AJVC |  |  | RH2VY6024STACN | 0 | 43500 | 18 | 9.5 | 42500 | 33200 | 78.12% | 2.1 | 0 | 12 |  |  |  |  | R-454B | 3.625 | Residential & Commercial | USHP | Ducted CEE Tier 1
214609118 | Central HP <5.4 tons | FRASER-JOHNSTON | HRCU-A-CB (Split System: Heat Pump with Remote Outdoor Unit-Air-Source) | HH836E2S11 |  |  | CTF48C5CFS1 | Z9ES100C16SMPS1 | 35000 | 18 | 9 | 32600 | 25800 | 79.14% | 2 | 0 | 11 |  |  |  |  | R-454B | 2.9167 | Residential & Commercial | USHP | Ducted CEE Tier 1
212981749 | Central HP <5.4 tons | BRYANT HEATING AND COOLING SYSTEMS | HRCU-A-CB (Split System: Heat Pump with Remote Outdoor Unit-Air-Source) | 38MURAQ24AB3* |  |  | CAP**3717AL* | 83*SB60100M21*** | 24200 | 16.5 | 8.5 | 25200 | 22000 | 87.3% | 1.84 | 0 | 10 |  |  |  |  | R-410A | 2.0167 | Residential & Commercial | USHP | Ducted CEE Tier 1
212983130 | Central HP <5.4 tons | BRYANT HEATING AND COOLING SYSTEMS | HRCU-A-CB (Split System: Heat Pump with Remote Outdoor Unit-Air-Source) | 38MURAQ24AB3* |  |  | CAP**2417AL* | 912SE36040M17*** | 23200 | 15.5 | 8.5 | 27000 | 26600 | 98.52% | 2.24 | 0 | 9.5 |  |  |  |  | R-410A | 1.9333 | Residential & Commercial | USHP
216411133 | Central HP <5.4 tons | FRASER-JOHNSTON | HRCU-A-CB (Split System: Heat Pump with Remote Outdoor Unit-Air-Source) | HMH72B341 |  |  | XAHC36DBCN1 | Z9ET080C16SMPS1 | 33800 | 17.5 | 8.5 | 34200 | 24000 | 70.18% | 2.04 | 0 | 9.5 |  |  |  |  | R-410A | 2.8167 | Residential & Commercial | USHP
215942438 | Central HP <5.4 tons | KENMORE | HRCU-A-CB (Split System: Heat Pump with Remote Outdoor Unit-Air-Source) | (C,H,T)5H3V36*K*AAA* |  |  | EVM5X61M24A*+WALLCON | *80CTL0702120B* | 35800 | 22 | 8.5 | 37400 | 28200 | 75.4% | 2.04 | 0 | 12.5 |  |  |  |  | R-454B | 2.9833 | Residential & Commercial | USHP | Ducted CEE Tier 1
215942488 | Central HP <5.4 tons | KENMORE | HRCU-A-CB (Split System: Heat Pump with Remote Outdoor Unit-Air-Source) | (C,H,T)5H3V36*K*AAA* |  |  | EVD5X61M21A*+WALLCON | *80CTL0702120B* | 35800 | 22 | 8.5 | 37400 | 28400 | 75.94% | 2.02 | 0 | 12.5 |  |  |  |  | R-454B | 2.9833 | Residential & Commercial | USHP | Ducted CEE Tier 1
215940902 | Central HP <5.4 tons | KENMORE | HRCU-A-CB (Split System: Heat Pump with Remote Outdoor Unit-Air-Source) | (C,H,T)5H3V36*K*AAA* |  |  | EVD5X60M24A*+WALLCON | *97CTN1002122A* | 35600 | 22 | 8.5 | 38000 | 28400 | 74.74% | 2.04 | 0 | 12.5 |  |  |  |  | R-454B | 2.9667 | Residential & Commercial | USHP | Ducted CEE Tier 1
215940732 | Central HP <5.4 tons | KENMORE | HRCU-A-CB (Split System: Heat Pump with Remote Outdoor Unit-Air-Source) | (C,H,T)5H3V36*K*AAA* |  |  | EVD5X48M24A*+WALLCON | *96CTN0802120B* | 35000 | 21 | 8.5 | 38500 | 28400 | 73.77% | 2.04 | 0 | 12 |  |  |  |  | R-454B | 2.9167 | Residential & Commercial | USHP | Ducted CEE Tier 1
215676303 | Central HP <5.4 tons | CARRIER | HRCU-A-CB (Split System: Heat Pump with Remote Outdoor Unit-Air-Source) | 27VNA048A*030* |  |  | CVAVA4924XMA*+UI | 58TN*B090C21**20 | 48000 | 19 | 9 | 50000 | 36400 | 72.8% | 2 | 0 | 10.5 |  |  |  |  | R-454B | 4 | Residential & Commercial | USHP | Ducted CEE Tier 1
213078664 | Central HP <5.4 tons | BRYANT HEATING AND COOLING SYSTEMS | HRCU-A-CB (Split System: Heat Pump with Remote Outdoor Unit-Air-Source) | 38MURAQ36AB3* |  |  | CAP**4821AL* | 8(0,1)*SB60110M21*** | 36200 | 16.5 | 8.5 | 38000 | 34800 | 91.58% | 2.04 | 0 | 10 |  |  |  |  | R-410A | 3.0167 | Residential & Commercial | USHP | Ducted CEE Tier 1
213078866 | Central HP <5.4 tons | BRYANT HEATING AND COOLING SYSTEMS | HRCU-A-CB (Split System: Heat Pump with Remote Outdoor Unit-Air-Source) | 38MURAQ36AB3* |  |  | CAP**4221AL* | 83*SB60100M21*** | 35200 | 16 | 8.5 | 38500 | 35000 | 90.91% | 1.88 | 0 | 9.5 |  |  |  |  | R-410A | 2.9333 | Residential & Commercial | USHP
213079082 | Central HP <5.4 tons | BRYANT HEATING AND COOLING SYSTEMS | HRCU-A-CB (Split System: Heat Pump with Remote Outdoor Unit-Air-Source) | 38MURAQ36AB3* |  |  | CAP**3621AL* | 83*SB48060M17*** | 35000 | 16.5 | 8.1 | 38500 | 35000 | 90.91% | 1.8 | 0 | 9.5 |  |  |  |  | R-410A | 2.9167 | Residential & Commercial | USHP
213079118 | Central HP <5.4 tons | BRYANT HEATING AND COOLING SYSTEMS | HRCU-A-CB (Split System: Heat Pump with Remote Outdoor Unit-Air-Source) | 38MURAQ36AB3* |  |  | CAP**4224AL* | 83*SB48060M17*** | 35200 | 16.5 | 8.1 | 38500 | 35000 | 90.91% | 1.88 | 0 | 10 |  |  |  |  | R-410A | 2.9333 | Residential & Commercial | USHP | Ducted CEE Tier 1
216374714 | Central HP <5.4 tons | FRASER-JOHNSTON | HRCU-A-CB (Split System: Heat Pump with Remote Outdoor Unit-Air-Source) | HH836E2S11 |  |  | CTM36C5CDS1 | Z9ET080C16SMPS1 | 33400 | 18 | 8.5 | 31000 | 23600 | 76.13% | 2 | 0 | 11 |  |  |  |  | R-454B | 2.7833 | Residential & Commercial | USHP | Ducted CEE Tier 1
214398173 | Central HP <5.4 tons | FRASER-JOHNSTON | HRCU-A-CB (Split System: Heat Pump with Remote Outdoor Unit-Air-Source) | HH836E2S11 |  |  | CTM36C5CDS1 | TM8E100C16MP11 | 33800 | 18 | 8.5 | 31600 | 25800 | 81.65% | 2 | 0 | 11 |  |  |  |  | R-454B | 2.8167 | Residential & Commercial | USHP | Ducted CEE Tier 1
212973623 | Central HP <5.4 tons | BRYANT HEATING AND COOLING SYSTEMS | HRCU-A-CB (Split System: Heat Pump with Remote Outdoor Unit-Air-Source) | 38MURAQ24AB3* |  |  | CNPV*3017AL* | 926SB36060V14*** | 23400 | 16.5 | 8.1 | 26200 | 24600 | 93.89% | 2.04 | 0 | 10 |  |  |  |  | R-410A | 1.95 | Residential & Commercial | USHP | Ducted CEE Tier 1
212973823 | Central HP <5.4 tons | BRYANT HEATING AND COOLING SYSTEMS | HRCU-A-CB (Split System: Heat Pump with Remote Outdoor Unit-Air-Source) | 38MURAQ24AB3* |  |  | CAP**2417AL* | 926SB48080V17*** | 23600 | 16.5 | 8.5 | 27000 | 25600 | 94.81% | 2.14 | 0 | 10 |  |  |  |  | R-410A | 1.9667 | Residential & Commercial | USHP | Ducted CEE Tier 1
212975043 | Central HP <5.4 tons | BRYANT HEATING AND COOLING SYSTEMS | HRCU-A-CB (Split System: Heat Pump with Remote Outdoor Unit-Air-Source) | 38MURAQ24AB3* |  |  | CNPV*3017AL* | 926TC30040V14*** | 23400 | 16 | 8.1 | 26400 | 24600 | 93.18% | 2.04 | 0 | 10 |  |  |  |  | R-410A | 1.95 | Residential & Commercial | USHP | Ducted CEE Tier 1
212361363 | Central HP <5.4 tons | KINGHOME | HRCU-A-C (Split System: Heat Pump with Remote Outdoor Unit with No Indoor Fan --Air Source) | KU60UHO |  |  | KCA48*I | 0 | 47000 | 15.2 | 8.5 | 48000 | 33600 | 70% | 1.8 | 0 | 10 |  |  |  |  | R-410A | 3.9167 | Residential & Commercial | USHP | Ducted CEE Tier 1
207196959 | Central HP <5.4 tons | WABBAN | HRCU-A-CB (Split System: Heat Pump with Remote Outdoor Unit-Air-Source) | BB60-48WADU |  |  | BBD48-24AH2ADU | 0 | 48000 | 17 | 9 | 48000 | 39000 | 81.25% | 1.8 | 11.5 | 11 |  |  |  |  | R-410A | 4 | Residential & Commercial | USHP | Ducted CEE Tier 1
215679853 | Central HP <5.4 tons | CARRIER | HRCU-A-CB (Split System: Heat Pump with Remote Outdoor Unit-Air-Source) | 27VNA036A*030* |  |  | CSAH*4212AM*+UI | 59TN7A120C24**22 | 34000 | 16 | 8.5 | 35600 | 25200 | 70.79% | 1.78 | 0 | 9.5 |  |  |  |  | R-454B | 2.8333 | Residential & Commercial | USHP
215939882 | Central HP <5.4 tons | KENMORE | HRCU-A-CB (Split System: Heat Pump with Remote Outdoor Unit-Air-Source) | (C,H,T)5H3V36*K*AAA* |  |  | EA*5X61M21A*+WALLCON | *97CTN0802120A* | 34400 | 20 | 9 | 34400 | 26200 | 76.16% | 1.96 | 0 | 11.7 |  |  |  |  | R-454B | 2.8667 | Residential & Commercial | USHP | Ducted CEE Tier 1
215940082 | Central HP <5.4 tons | KENMORE | HRCU-A-CB (Split System: Heat Pump with Remote Outdoor Unit-Air-Source) | (C,H,T)5H3V36*K*AAA* |  |  | ESH5X42M12A*+WALLCON | *97CTN1002122A* | 33600 | 19 | 9 | 34600 | 26600 | 76.88% | 1.94 | 0 | 11.5 |  |  |  |  | R-454B | 2.8 | Residential & Commercial | USHP | Ducted CEE Tier 1
215940432 | Central HP <5.4 tons | KENMORE | HRCU-A-CB (Split System: Heat Pump with Remote Outdoor Unit-Air-Source) | (C,H,T)5H3V36*K*AAA* |  |  | EVM5X60M21A*+WALLCON | *97CTN0601716A* | 35200 | 21 | 8.5 | 38500 | 29400 | 76.36% | 2.02 | 0 | 11.7 |  |  |  |  | R-454B | 2.9333 | Residential & Commercial | USHP | Ducted CEE Tier 1
215940602 | Central HP <5.4 tons | KENMORE | HRCU-A-CB (Split System: Heat Pump with Remote Outdoor Unit-Air-Source) | (C,H,T)5H3V36*K*AAA* |  |  | EVD5X38M17A*+WALLCON | *97CTN0601716A* | 35200 | 20.5 | 8.5 | 39000 | 29400 | 75.38% | 2 | 0 | 11.5 |  |  |  |  | R-454B | 2.9333 | Residential & Commercial | USHP | Ducted CEE Tier 1
211230374 | Central HP <5.4 tons | KEEPRITE | HRCU-A-CB (Split System: Heat Pump with Remote Outdoor Unit-Air-Source) | DLCURAH36ABK |  |  | EN(A,D,W)4X48L21** | OMV098J12* | 35800 | 15.5 | 8.1 | 38500 | 35000 | 90.91% | 2 | 0 | 10 |  |  |  |  | R-410A | 2.9833 | Residential & Commercial | USHP | Ducted CEE Tier 1
211230383 | Central HP <5.4 tons | KEEPRITE | HRCU-A-CB (Split System: Heat Pump with Remote Outdoor Unit-Air-Source) | DLCURAH36ABK |  |  | EN(A,D,W)4X48L21** | OMV112K14A | 35800 | 15.5 | 8.1 | 38500 | 35000 | 90.91% | 2 | 0 | 10 |  |  |  |  | R-410A | 2.9833 | Residential & Commercial | USHP | Ducted CEE Tier 1
215676433 | Central HP <5.4 tons | CARRIER | HRCU-A-CB (Split System: Heat Pump with Remote Outdoor Unit-Air-Source) | 27VNA048A*030* |  |  | CVAVA6021XMA*+UI | 58TN*B045C17**12 | 47500 | 18 | 9 | 50000 | 37600 | 75.2% | 1.98 | 0 | 9.5 |  |  |  |  | R-454B | 3.9583 | Residential & Commercial | USHP
213297005 | Central HP <5.4 tons | FRASER-JOHNSTON | HRCU-A-CB (Split System: Heat Pump with Remote Outdoor Unit-Air-Source) | HMH72B341 |  |  | XAFA30DXXN1+TXV | Z8ES040A12SMPS1 | 33800 | 17.5 | 8.1 | 33400 | 23400 | 70.06% | 2.04 | 0 | 10 |  |  |  |  | R-410A | 2.8167 | Residential & Commercial | USHP | Ducted CEE Tier 1
213297300 | Central HP <5.4 tons | FRASER-JOHNSTON | HRCU-A-CB (Split System: Heat Pump with Remote Outdoor Unit-Air-Source) | HMH72B341 |  |  | XAFC36DXXN1+TXV | Z8ET100C16LMPS1 | 34000 | 18 | 8.5 | 33400 | 24200 | 72.46% | 2.12 | 0 | 9.5 |  |  |  |  | R-410A | 2.8333 | Residential & Commercial | USHP
215941762 | Central HP <5.4 tons | KENMORE | HRCU-A-CB (Split System: Heat Pump with Remote Outdoor Unit-Air-Source) | (C,H,T)5H3V48*K*AAA* |  |  | EVD5X60M24A*+WALLCON | *97CTN1202422A* | 45500 | 20.5 | 8.1 | 52500 | 38000 | 72.38% | 1.95 | 0 | 11.5 |  |  |  |  | R-454B | 3.7917 | Residential & Commercial | USHP | Ducted CEE Tier 1
215677813 | Central HP <5.4 tons | CARRIER | HRCU-A-CB (Split System: Heat Pump with Remote Outdoor Unit-Air-Source) | 27VNA060A*030* |  |  | CAA**6024AM*+UI | 59CU5B100C21**22 | 55000 | 18.5 | 8.5 | 59000 | 41500 | 70.34% | 2.04 | 0 | 9 |  |  |  |  | R-454B | 4.5833 | Residential & Commercial | USHP
215677343 | Central HP <5.4 tons | CARRIER | HRCU-A-CB (Split System: Heat Pump with Remote Outdoor Unit-Air-Source) | 27VNA060A*030* |  |  | CVAVA6021XMA*+UI | 58TN*B070C21**20 | 56500 | 18 | 9 | 64000 | 45000 | 70.31% | 2.06 | 0 | 9 |  |  |  |  | R-454B | 4.7083 | Residential & Commercial | USHP
215677543 | Central HP <5.4 tons | CARRIER | HRCU-A-CB (Split System: Heat Pump with Remote Outdoor Unit-Air-Source) | 27VNA060A*030* |  |  | CVAVA6024XMA*+UI | 59TN6C100C21**22 | 56500 | 18.5 | 9 | 63000 | 44500 | 70.63% | 2.08 | 0 | 9 |  |  |  |  | R-454B | 4.7083 | Residential & Commercial | USHP
215677593 | Central HP <5.4 tons | CARRIER | HRCU-A-CB (Split System: Heat Pump with Remote Outdoor Unit-Air-Source) | 27VNA060A*030* |  |  | CVAVA6121XMA*+UI | 59CU5B080C21**20 | 57000 | 18 | 9 | 64000 | 45000 | 70.31% | 2.08 | 0 | 9 |  |  |  |  | R-454B | 4.75 | Residential & Commercial | USHP
215676523 | Central HP <5.4 tons | CARRIER | HRCU-A-CB (Split System: Heat Pump with Remote Outdoor Unit-Air-Source) | 27VNA048A*030* |  |  | CVAVA6021XMA*+UI | 59MN7C060C21**20 | 47500 | 18.5 | 9 | 50000 | 37200 | 74.4% | 1.98 | 0 | 10 |  |  |  |  | R-454B | 3.9583 | Residential & Commercial | USHP | Ducted CEE Tier 1
214609192 | Central HP <5.4 tons | FRASER-JOHNSTON | HRCU-A-CB (Split System: Heat Pump with Remote Outdoor Unit-Air-Source) | HH860E2S11 |  |  | CTM60C5CHS1 | Z9ES100C20SMPS1 | 53000 | 19 | 8.5 | 54000 | 38500 | 71.3% | 2 | 0 | 11 |  |  |  |  | R-454B | 4.4167 | Residential & Commercial | USHP | Ducted CEE Tier 1
215675823 | Central HP <5.4 tons | CARRIER | HRCU-A-CB (Split System: Heat Pump with Remote Outdoor Unit-Air-Source) | 27VNA048A*030* |  |  | CVAMA6021XMA*+UI | 59TN6C080C17**14 | 47500 | 18.5 | 9 | 50000 | 36200 | 72.4% | 2.02 | 0 | 10 |  |  |  |  | R-454B | 3.9583 | Residential & Commercial | USHP | Ducted CEE Tier 1
215679253 | Central HP <5.4 tons | CARRIER | HRCU-A-CB (Split System: Heat Pump with Remote Outdoor Unit-Air-Source) | 27VNA036A*030* |  |  | CAA**3717AM*+UI | 59TN7A060C17**16 | 33600 | 17 | 9 | 36000 | 25800 | 71.67% | 1.88 | 0 | 9 |  |  |  |  | R-454B | 2.8 | Residential & Commercial | USHP
215676633 | Central HP <5.4 tons | CARRIER | HRCU-A-CB (Split System: Heat Pump with Remote Outdoor Unit-Air-Source) | 27VNA048A*030* |  |  | CVAVA6024XMA*+UI | 59CU5B080C21**20 | 47500 | 18.5 | 9 | 50000 | 36600 | 73.2% | 2 | 0 | 10 |  |  |  |  | R-454B | 3.9583 | Residential & Commercial | USHP | Ducted CEE Tier 1
215675343 | Central HP <5.4 tons | CARRIER | HRCU-A-CB (Split System: Heat Pump with Remote Outdoor Unit-Air-Source) | 27VNA048A*030* |  |  | FE5BNBD60L*+UI | 0 | 46500 | 19.5 | 9.5 | 47000 | 33000 | 70.21% | 2.2 | 0 | 10.5 |  |  |  |  | R-454B | 3.875 | Residential & Commercial | USHP | Ducted CEE Tier 1
207104306 | Central HP <5.4 tons | Multi MFG | HRCU-A-CB (Split System: Heat Pump with Remote Outdoor Unit-Air-Source) | MSU-48HD-B-H |  |  | 48MPHP0-M-B-H | 0 | 48000 | 17.5 | 8.5 | 47000 | 33000 | 70.21% | 1.9 | 10.2 | 10.1 |  |  |  |  | R-410A | 4 | Residential & Commercial | USHP | Ducted CEE Tier 1
215677183 | Central HP <5.4 tons | CARRIER | HRCU-A-CB (Split System: Heat Pump with Remote Outdoor Unit-Air-Source) | 27VNA060A*030* |  |  | CVAMA6024XMA*+UI | 59MN7C120C24**22 | 56500 | 18.5 | 9 | 63000 | 44500 | 70.63% | 2.08 | 0 | 9 |  |  |  |  | R-454B | 4.7083 | Residential & Commercial | USHP
215675493 | Central HP <5.4 tons | CARRIER | HRCU-A-CB (Split System: Heat Pump with Remote Outdoor Unit-Air-Source) | 27VNA048A*030* |  |  | CVAMA4921XMA*+UI | 58CU*A060C17**16 | 48000 | 19 | 9 | 50000 | 36800 | 73.6% | 2 | 0 | 10 |  |  |  |  | R-454B | 4 | Residential & Commercial | USHP | Ducted CEE Tier 1
215675763 | Central HP <5.4 tons | CARRIER | HRCU-A-CB (Split System: Heat Pump with Remote Outdoor Unit-Air-Source) | 27VNA048A*030* |  |  | CVAMA6021XMA*+UI | 59CU5B080C21**20 | 48000 | 18.5 | 9 | 50000 | 36800 | 73.6% | 2 | 0 | 10 |  |  |  |  | R-454B | 4 | Residential & Commercial | USHP | Ducted CEE Tier 1
211387676 | Central HP <5.4 tons | COLEMAN | HRCU-A-CB (Split System: Heat Pump with Remote Outdoor Unit-Air-Source) | HMH72B341 |  |  | XAFC30CXXN1+TXV | CP9C080C16MP13 | 32800 | 17 | 8.1 | 33400 | 23400 | 70.06% | 2.04 | 0 | 9.5 |  |  |  |  | R-410A | 2.7333 | Residential & Commercial | USHP
211398575 | Central HP <5.4 tons | FRASER-JOHNSTON | HRCU-A-CB (Split System: Heat Pump with Remote Outdoor Unit-Air-Source) | HMH72B341 |  |  | XAFC48FBCN1 | TMLE100C16MP11 | 33600 | 17 | 8.5 | 32400 | 23600 | 72.84% | 2.06 | 0 | 9.5 |  |  |  |  | R-410A | 2.8 | Residential & Commercial | USHP
214807818 | Central HP <5.4 tons | FRASER-JOHNSTON | HRCU-A-CB (Split System: Heat Pump with Remote Outdoor Unit-Air-Source) | HH824E2S11 |  |  | CTU30B5XCS1+JMC12B2SN1+TXV | 0 | 23000 | 18 | 9.5 | 23000 | 19000 | 82.61% | 2 | 0 | 12 |  |  |  |  | R-454B | 1.9167 | Residential & Commercial | USHP | Ducted CEE Tier 1
216374556 | Central HP <5.4 tons | FRASER-JOHNSTON | HRCU-A-CB (Split System: Heat Pump with Remote Outdoor Unit-Air-Source) | HH836E2S11 |  |  | CTU48C5XFS1+TXV | Z9ET100C16SMPS1 | 33400 | 19 | 9.5 | 31400 | 23800 | 75.8% | 2 | 0 | 11 |  |  |  |  | R-454B | 2.7833 | Residential & Commercial | USHP | Ducted CEE Tier 1
213080464 | Central HP <5.4 tons | KEEPRITE | HRCU-A-CB (Split System: Heat Pump with Remote Outdoor Unit-Air-Source) | DLCURAH36ABK |  |  | EA*4X42L24A* | *96MSN1202422A* | 35200 | 16 | 8.1 | 38500 | 35000 | 90.91% | 1.88 | 0 | 10 |  |  |  |  | R-410A | 2.9333 | Residential & Commercial | USHP | Ducted CEE Tier 1
210472948 | Central HP <5.4 tons | KEEPRITE | HRCU-A-CB (Split System: Heat Pump with Remote Outdoor Unit-Air-Source) | CVH825GKA3* |  |  | EA*4X42L21A*+WALLCON | *97CMN1002122A* | 23800 | 16.5 | 8.1 | 21400 | 16600 | 77.57% | 1.96 | 0 | 11 |  |  |  |  | R-410A | 1.9833 | Residential & Commercial | USHP | Ducted CEE Tier 1
213079844 | Central HP <5.4 tons | KEEPRITE | HRCU-A-CB (Split System: Heat Pump with Remote Outdoor Unit-Air-Source) | DLCURAH36ABK |  |  | EA*4X36L21A* | *92MSN1002122A* | 35200 | 16 | 8.1 | 38500 | 35200 | 91.43% | 1.84 | 0 | 9.5 |  |  |  |  | R-410A | 2.9333 | Residential & Commercial | USHP
213079317 | Central HP <5.4 tons | KEEPRITE | HRCU-A-CB (Split System: Heat Pump with Remote Outdoor Unit-Air-Source) | DLCURAH36ABK |  |  | EN(A,D,W)4X48L21** | *80MSU0802120A* | 35800 | 17 | 8.1 | 38000 | 34800 | 91.58% | 2.04 | 0 | 10.5 |  |  |  |  | R-410A | 2.9833 | Residential & Commercial | USHP | Ducted CEE Tier 1
213079351 | Central HP <5.4 tons | KEEPRITE | HRCU-A-CB (Split System: Heat Pump with Remote Outdoor Unit-Air-Source) | DLCURAH36ABK |  |  | EA*4X37L17A* | *92MSN0601412A* | 36200 | 15.2 | 8.5 | 38500 | 35200 | 91.43% | 2 | 0 | 10 |  |  |  |  | R-410A | 3.0167 | Residential & Commercial | USHP | Ducted CEE Tier 1
216819151 | Central HP <5.4 tons | RHEEM | HRCU-A-CB (Split System: Heat Pump with Remote Outdoor Unit-Air-Source) | RD18AY24AJVC |  |  | RCFY2417MTANM | R97MV0603A17DH | 21000 | 18 | 8.1 | 20800 | 17000 | 81.73% | 1.9 | 0 | 10 |  |  |  |  | R-454B | 1.75 | Residential & Commercial | USHP | Ducted CEE Tier 1
215942638 | Central HP <5.4 tons | KENMORE | HRCU-A-CB (Split System: Heat Pump with Remote Outdoor Unit-Air-Source) | (C,H,T)5H3V36*K*AAA* |  |  | EVD5X61M21A*+WALLCON | *97CTN0802120A* | 35800 | 22 | 8.5 | 37400 | 28400 | 75.94% | 2.04 | 0 | 12.5 |  |  |  |  | R-454B | 2.9833 | Residential & Commercial | USHP | Ducted CEE Tier 1
215675553 | Central HP <5.4 tons | CARRIER | HRCU-A-CB (Split System: Heat Pump with Remote Outdoor Unit-Air-Source) | 27VNA048A*030* |  |  | CVAMA4921XMA*+UI | 58TN*B090C17**16 | 48000 | 19 | 9 | 50000 | 37000 | 74% | 1.98 | 0 | 10 |  |  |  |  | R-454B | 4 | Residential & Commercial | USHP | Ducted CEE Tier 1
215676103 | Central HP <5.4 tons | CARRIER | HRCU-A-CB (Split System: Heat Pump with Remote Outdoor Unit-Air-Source) | 27VNA048A*030* |  |  | CVAVA4821XMA*+UI | 58CU*A080C21**20 | 47000 | 18.5 | 9 | 50000 | 36400 | 72.8% | 2 | 0 | 10 |  |  |  |  | R-454B | 3.9167 | Residential & Commercial | USHP | Ducted CEE Tier 1
215676253 | Central HP <5.4 tons | CARRIER | HRCU-A-CB (Split System: Heat Pump with Remote Outdoor Unit-Air-Source) | 27VNA048A*030* |  |  | CVAVA4824XMA*+UI | 59MN7C080C21**20 | 47000 | 18.5 | 9 | 50000 | 36400 | 72.8% | 2 | 0 | 10 |  |  |  |  | R-454B | 3.9167 | Residential & Commercial | USHP | Ducted CEE Tier 1
214229474 | Central HP <5.4 tons | KEEPRITE | HRCU-A-CB (Split System: Heat Pump with Remote Outdoor Unit-Air-Source) | DLCURAH36ABK |  |  | EN(A,D)4X48L24** | *80MSU1002120A* | 35800 | 16.5 | 8.5 | 38500 | 34800 | 90.39% | 2 | 0 | 10 |  |  |  |  | R-410A | 2.9833 | Residential & Commercial | USHP | Ducted CEE Tier 1
215828271 | Central HP <5.4 tons | KINGHOME | HRCU-A-CB (Split System: Heat Pump with Remote Outdoor Unit-Air-Source) | KU36UHO |  |  | KCA24*I | GMVC960603BNB | 22400 | 15.2 | 8.5 | 24000 | 16800 | 70% | 1.75 | 0 | 11 |  |  |  |  | R-410A | 1.8667 | Residential & Commercial | USHP | Ducted CEE Tier 1
215676273 | Central HP <5.4 tons | CARRIER | HRCU-A-CB (Split System: Heat Pump with Remote Outdoor Unit-Air-Source) | 27VNA048A*030* |  |  | CVAVA4824XMA*+UI | 59TN6C120C24**22 | 47000 | 18.5 | 9 | 50000 | 36400 | 72.8% | 2 | 0 | 10 |  |  |  |  | R-454B | 3.9167 | Residential & Commercial | USHP | Ducted CEE Tier 1
213770632 | Central HP <5.4 tons | KEEPRITE | HRCU-A-CB (Split System: Heat Pump with Remote Outdoor Unit-Air-Source) | CVH825GKA2* |  |  | EA*4X25L17A*+WALLCON | *95CSU0601716B* | 24200 | 16.5 | 8.1 | 21400 | 16700 | 78.04% | 2.02 | 0 | 10.5 |  |  |  |  | R-410A | 2.0167 | Residential & Commercial | USHP | Ducted CEE Tier 1
215942368 | Central HP <5.4 tons | KENMORE | HRCU-A-CB (Split System: Heat Pump with Remote Outdoor Unit-Air-Source) | (C,H,T)5H3V36*K*AAA* |  |  | EVM5X44M21A*+WALLCON | *97CMN0601714B* | 35200 | 21 | 8.5 | 37400 | 28000 | 74.87% | 2.06 | 0 | 11.7 |  |  |  |  | R-454B | 2.9333 | Residential & Commercial | USHP | Ducted CEE Tier 1
215676483 | Central HP <5.4 tons | CARRIER | HRCU-A-CB (Split System: Heat Pump with Remote Outdoor Unit-Air-Source) | 27VNA048A*030* |  |  | CVAVA6021XMA*+UI | 58TN*B110C21**20 | 48000 | 19 | 9.5 | 50000 | 36600 | 73.2% | 2.1 | 0 | 10.5 |  |  |  |  | R-454B | 4 | Residential & Commercial | USHP | Ducted CEE Tier 1
211230056 | Central HP <5.4 tons | KEEPRITE | HRCU-A-CB (Split System: Heat Pump with Remote Outdoor Unit-Air-Source) | DLCURAH36ABK |  |  | EN(A,D,W)4X48L21** | *80ESU1002120A* | 36200 | 16 | 8.1 | 38500 | 34800 | 90.39% | 2.02 | 0 | 10 |  |  |  |  | R-410A | 3.0167 | Residential & Commercial | USHP | Ducted CEE Tier 1
211229951 | Central HP <5.4 tons | KEEPRITE | HRCU-A-CB (Split System: Heat Pump with Remote Outdoor Unit-Air-Source) | DLCURAH36ABK |  |  | EN(A,D,W)4X48L21** | *80ES(N,L)0902116A* | 36400 | 16 | 8.1 | 38500 | 34800 | 90.39% | 2.04 | 0 | 10.5 |  |  |  |  | R-410A | 3.0333 | Residential & Commercial | USHP | Ducted CEE Tier 1
215676503 | Central HP <5.4 tons | CARRIER | HRCU-A-CB (Split System: Heat Pump with Remote Outdoor Unit-Air-Source) | 27VNA048A*030* |  |  | CVAVA6021XMA*+UI | 59CU5B080C21**20 | 48000 | 18.5 | 9 | 50000 | 36800 | 73.6% | 2 | 0 | 10 |  |  |  |  | R-454B | 4 | Residential & Commercial | USHP | Ducted CEE Tier 1
215676953 | Central HP <5.4 tons | CARRIER | HRCU-A-CB (Split System: Heat Pump with Remote Outdoor Unit-Air-Source) | 27VNA048A*030* |  |  | CVAVA6124XMA*+UI | 59TN6C120C24**22 | 48500 | 19.5 | 9.5 | 50000 | 36600 | 73.2% | 2.12 | 0 | 10.5 |  |  |  |  | R-454B | 4.0417 | Residential & Commercial | USHP | Ducted CEE Tier 1
213076493 | Central HP <5.4 tons | KEEPRITE | HRCU-A-CB (Split System: Heat Pump with Remote Outdoor Unit-Air-Source) | DLCURAH36ABK |  |  | EA*4X37L17A* | *80VTL0701716B* | 36000 | 15.5 | 8.5 | 38500 | 35000 | 90.91% | 2 | 0 | 10 |  |  |  |  | R-410A | 3 | Residential & Commercial | USHP | Ducted CEE Tier 1
213076759 | Central HP <5.4 tons | KEEPRITE | HRCU-A-CB (Split System: Heat Pump with Remote Outdoor Unit-Air-Source) | DLCURAH36ABK |  |  | EA*4X42L21A* | *80VTL1102122B* | 35600 | 16 | 8.1 | 38500 | 35200 | 91.43% | 1.9 | 0 | 10 |  |  |  |  | R-410A | 2.9667 | Residential & Commercial | USHP | Ducted CEE Tier 1
216819499 | Central HP <5.4 tons | RHEEM | HRCU-A-CB (Split System: Heat Pump with Remote Outdoor Unit-Air-Source) | RD18AY48AJVC |  |  | RCFY4824MTANM | R97MV1155A24DH | 43000 | 17 | 8.1 | 43000 | 33400 | 77.67% | 2 | 0 | 10 |  |  |  |  | R-454B | 3.5833 | Residential & Commercial | USHP | Ducted CEE Tier 1
212985829 | Central HP <5.4 tons | DAY & NIGHT | HRCU-A-CB (Split System: Heat Pump with Remote Outdoor Unit-Air-Source) | DLCURAH24ABK |  |  | EN(A,D)4X24L14** | *96MSN0261410A* | 23200 | 16 | 8.5 | 27000 | 25200 | 93.33% | 2.08 | 0 | 10 |  |  |  |  | R-410A | 1.9333 | Residential & Commercial | USHP | Ducted CEE Tier 1
212986145 | Central HP <5.4 tons | DAY & NIGHT | HRCU-A-CB (Split System: Heat Pump with Remote Outdoor Unit-Air-Source) | DLCURAH24ABK |  |  | EA*4X24L17A* | *96MSN0401410A* | 23200 | 16 | 8.5 | 27000 | 26400 | 97.78% | 2.2 | 0 | 9.5 |  |  |  |  | R-410A | 1.9333 | Residential & Commercial | USHP
215676623 | Central HP <5.4 tons | CARRIER | HRCU-A-CB (Split System: Heat Pump with Remote Outdoor Unit-Air-Source) | 27VNA048A*030* |  |  | CVAVA6024XMA*+UI | 58TN*B110C21**20 | 48000 | 19 | 9 | 50000 | 36400 | 72.8% | 2 | 0 | 10.5 |  |  |  |  | R-454B | 4 | Residential & Commercial | USHP | Ducted CEE Tier 1
216505528 | Central HP <5.4 tons | KINGHOME | HRCU-A-CB (Split System: Heat Pump with Remote Outdoor Unit-Air-Source) | KU36UHO |  |  | KCA24*I | WPV070T3AA-C | 23000 | 15.2 | 8.5 | 23000 | 19000 | 82.61% | 1.75 | 0 | 11.5 |  |  |  |  | R-410A | 1.9167 | Residential & Commercial | USHP | Ducted CEE Tier 1
215679363 | Central HP <5.4 tons | CARRIER | HRCU-A-CB (Split System: Heat Pump with Remote Outdoor Unit-Air-Source) | 27VNA036A*030* |  |  | CAA**4221AM*+UI | 58CU*B060C17**16 | 33200 | 17.5 | 8.5 | 35800 | 25600 | 71.51% | 1.84 | 0 | 9.5 |  |  |  |  | R-454B | 2.7667 | Residential & Commercial | USHP
214807690 | Central HP <5.4 tons | COLEMAN | HRCU-A-CB (Split System: Heat Pump with Remote Outdoor Unit-Air-Source) | HH824E2S11 |  |  | CTU36B5XDS1+JMET08BS2N1+TXV | 0 | 23000 | 19 | 9 | 23000 | 17800 | 77.39% | 2 | 0 | 12 |  |  |  |  | R-454B | 1.9167 | Residential & Commercial | USHP | Ducted CEE Tier 1
215679733 | Central HP <5.4 tons | CARRIER | HRCU-A-CB (Split System: Heat Pump with Remote Outdoor Unit-Air-Source) | 27VNA036A*030* |  |  | CSAH*3612AM*+UI | 59TN7A060C17**16 | 33400 | 16 | 8.5 | 36000 | 25800 | 71.67% | 1.76 | 0 | 9 |  |  |  |  | R-454B | 2.7833 | Residential & Commercial | USHP
214609153 | Central HP <5.4 tons | FRASER-JOHNSTON | HRCU-A-CB (Split System: Heat Pump with Remote Outdoor Unit-Air-Source) | HH824E2S11 |  |  | CTM30B5ACS1 | Z9ES080B12SMPS1 | 23000 | 18 | 9.5 | 23000 | 19100 | 83.04% | 2 | 0 | 12 |  |  |  |  | R-454B | 1.9167 | Residential & Commercial | USHP | Ducted CEE Tier 1
215939872 | Central HP <5.4 tons | KENMORE | HRCU-A-CB (Split System: Heat Pump with Remote Outdoor Unit-Air-Source) | (C,H,T)5H3V36*K*AAA* |  |  | EA*5X61M21A*+WALLCON | *97CTN0801716A* | 34200 | 20 | 9 | 34800 | 26600 | 76.44% | 1.92 | 0 | 11.5 |  |  |  |  | R-454B | 2.85 | Residential & Commercial | USHP | Ducted CEE Tier 1
215939892 | Central HP <5.4 tons | KENMORE | HRCU-A-CB (Split System: Heat Pump with Remote Outdoor Unit-Air-Source) | (C,H,T)5H3V36*K*AAA* |  |  | EA*5X61M21A*+WALLCON | *97CTN1002122A* | 34400 | 20.5 | 9.5 | 34200 | 26000 | 76.02% | 2.06 | 0 | 12 |  |  |  |  | R-454B | 2.8667 | Residential & Commercial | USHP | Ducted CEE Tier 1
215939942 | Central HP <5.4 tons | KENMORE | HRCU-A-CB (Split System: Heat Pump with Remote Outdoor Unit-Air-Source) | (C,H,T)5H3V36*K*AAA* |  |  | ESH5X36M12A*+WALLCON | *96CTN0802120B* | 33200 | 19 | 9 | 35000 | 26800 | 76.57% | 1.92 | 0 | 11 |  |  |  |  | R-454B | 2.7667 | Residential & Commercial | USHP | Ducted CEE Tier 1
215940242 | Central HP <5.4 tons | KENMORE | HRCU-A-CB (Split System: Heat Pump with Remote Outdoor Unit-Air-Source) | (C,H,T)5H3V36*K*AAA* |  |  | ESH5X60M12A*+WALLCON | *97CTN1002122A* | 34200 | 19.5 | 9 | 34200 | 26000 | 76.02% | 1.94 | 0 | 11.7 |  |  |  |  | R-454B | 2.85 | Residential & Commercial | USHP | Ducted CEE Tier 1
215940342 | Central HP <5.4 tons | KENMORE | HRCU-A-CB (Split System: Heat Pump with Remote Outdoor Unit-Air-Source) | (C,H,T)5H3V36*K*AAA* |  |  | EVM5X49M21A*+WALLCON | *80CSU0401712B* | 35600 | 22 | 8.5 | 38000 | 28600 | 75.26% | 2.04 | 0 | 12.5 |  |  |  |  | R-454B | 2.9667 | Residential & Commercial | USHP | Ducted CEE Tier 1
215676043 | Central HP <5.4 tons | CARRIER | HRCU-A-CB (Split System: Heat Pump with Remote Outdoor Unit-Air-Source) | 27VNA048A*030* |  |  | CVAMA6124XMA*+UI | 59MN7C080C21**20 | 48500 | 19 | 9.5 | 50000 | 36800 | 73.6% | 2.12 | 0 | 10.5 |  |  |  |  | R-454B | 4.0417 | Residential & Commercial | USHP | Ducted CEE Tier 1
214807707 | Central HP <5.4 tons | FRASER-JOHNSTON | HRCU-A-CB (Split System: Heat Pump with Remote Outdoor Unit-Air-Source) | HH824E2S11 |  |  | CTU36B5XDS1+JME08B2SN1+TXV | 0 | 23000 | 19 | 9.5 | 23000 | 18000 | 78.26% | 2 | 0 | 12 |  |  |  |  | R-454B | 1.9167 | Residential & Commercial | USHP | Ducted CEE Tier 1
211397041 | Central HP <5.4 tons | COLEMAN | HRCU-A-CB (Split System: Heat Pump with Remote Outdoor Unit-Air-Source) | HMH72B341 |  |  | XAHC48FXXN1+TXV | TM8V120C20MP12 | 33800 | 16.5 | 8.5 | 32400 | 23800 | 73.46% | 2.06 | 0 | 9 |  |  |  |  | R-410A | 2.8167 | Residential & Commercial | USHP
214241603 | Central HP <5.4 tons | KENMORE | HRCU-A-CB (Split System: Heat Pump with Remote Outdoor Unit-Air-Source) | (C,H,T)VH825GKA3* |  |  | EN(A,D)4X24L17**+WALLCON | *97CMN0601714B* | 23200 | 15.5 | 8.1 | 22200 | 16900 | 76.13% | 1.9 | 0 | 10.5 |  |  |  |  | R-410A | 1.9333 | Residential & Commercial | USHP | Ducted CEE Tier 1
215677103 | Central HP <5.4 tons | CARRIER | HRCU-A-CB (Split System: Heat Pump with Remote Outdoor Unit-Air-Source) | 27VNA060A*030* |  |  | CVAMA6024XMA*+UI | 58TN*B070C21**20 | 56000 | 18 | 9 | 63500 | 45000 | 70.87% | 2.06 | 0 | 9 |  |  |  |  | R-454B | 4.6667 | Residential & Commercial | USHP
215677203 | Central HP <5.4 tons | CARRIER | HRCU-A-CB (Split System: Heat Pump with Remote Outdoor Unit-Air-Source) | 27VNA060A*030* |  |  | CVAMA6024XMA*+UI | 59TN6C120C24**22 | 56500 | 18.5 | 9 | 63000 | 44500 | 70.63% | 2.1 | 0 | 9 |  |  |  |  | R-454B | 4.7083 | Residential & Commercial | USHP
216374688 | Central HP <5.4 tons | FRASER-JOHNSTON | HRCU-A-CB (Split System: Heat Pump with Remote Outdoor Unit-Air-Source) | HH860E2S11 |  |  | CTM60C5CGS1 | Z9ET080C16SMPS1 | 44000 | 18 | 9 | 45000 | 32800 | 72.89% | 2 | 0 | 11 |  |  |  |  | R-454B | 3.6667 | Residential & Commercial | USHP | Ducted CEE Tier 1
216374765 | Central HP <5.4 tons | FRASER-JOHNSTON | HRCU-A-CB (Split System: Heat Pump with Remote Outdoor Unit-Air-Source) | HH860E2S11 |  |  | CTF60C5CGS1 | Z9ET100C20SMPS1 | 44500 | 18 | 9 | 45500 | 33000 | 72.53% | 2 | 0 | 11 |  |  |  |  | R-454B | 3.7083 | Residential & Commercial | USHP | Ducted CEE Tier 1
215675933 | Central HP <5.4 tons | CARRIER | HRCU-A-CB (Split System: Heat Pump with Remote Outdoor Unit-Air-Source) | 27VNA048A*030* |  |  | CVAMA6024XMA*+UI | 59MN7C120C24**22 | 48000 | 19 | 9 | 50000 | 36600 | 73.2% | 2 | 0 | 10 |  |  |  |  | R-454B | 4 | Residential & Commercial | USHP | Ducted CEE Tier 1
212980494 | Central HP <5.4 tons | KEEPRITE | HRCU-A-CB (Split System: Heat Pump with Remote Outdoor Unit-Air-Source) | DLCURAH36ABK |  |  | EA*4X48L24A* | *80MS(N,L)0902120A* | 36000 | 16.5 | 8.5 | 37800 | 34600 | 91.53% | 2.04 | 0 | 10 |  |  |  |  | R-410A | 3 | Residential & Commercial | USHP | Ducted CEE Tier 1
213771543 | Central HP <5.4 tons | KENMORE | HRCU-A-CB (Split System: Heat Pump with Remote Outdoor Unit-Air-Source) | (C,H,T)VH825GKA2* |  |  | EA*4X43L21A*+WALLCON | *96CTN0801714B* | 24400 | 16.5 | 8.1 | 21200 | 16600 | 78.3% | 2.02 | 0 | 11 |  |  |  |  | R-410A | 2.0333 | Residential & Commercial | USHP | Ducted CEE Tier 1
215677833 | Central HP <5.4 tons | CARRIER | HRCU-A-CB (Split System: Heat Pump with Remote Outdoor Unit-Air-Source) | 27VNA060A*030* |  |  | CAA**6024AM*+UI | 59MN7C080C21**20 | 54500 | 18 | 8.5 | 59500 | 42000 | 70.59% | 1.9 | 0 | 8.5 |  |  |  |  | R-454B | 4.5417 | Residential & Commercial | USHP
213078161 | Central HP <5.4 tons | KEEPRITE | HRCU-A-CB (Split System: Heat Pump with Remote Outdoor Unit-Air-Source) | DLCURAH36ABK |  |  | EN(A,D,W)4X48L21** | *80MS(N,L)0701716A* | 35800 | 16.5 | 8.1 | 38500 | 35000 | 90.91% | 2 | 0 | 10 |  |  |  |  | R-410A | 2.9833 | Residential & Commercial | USHP | Ducted CEE Tier 1
213077172 | Central HP <5.4 tons | KEEPRITE | HRCU-A-CB (Split System: Heat Pump with Remote Outdoor Unit-Air-Source) | DLCURAH36ABK |  |  | EA*4X42L24A* | *96VSN1002120B* | 35400 | 16 | 8.1 | 38500 | 35200 | 91.43% | 1.88 | 0 | 10 |  |  |  |  | R-410A | 2.95 | Residential & Commercial | USHP | Ducted CEE Tier 1
213077072 | Central HP <5.4 tons | KEEPRITE | HRCU-A-CB (Split System: Heat Pump with Remote Outdoor Unit-Air-Source) | DLCURAH36ABK |  |  | EA*4X42L24A* | *96VSN0802120B* | 35000 | 16 | 8.1 | 38500 | 35000 | 90.91% | 1.88 | 0 | 9.5 |  |  |  |  | R-410A | 2.9167 | Residential & Commercial | USHP
213079503 | Central HP <5.4 tons | KEEPRITE | HRCU-A-CB (Split System: Heat Pump with Remote Outdoor Unit-Air-Source) | DLCURAH36ABK |  |  | EN(A,D,W)4X48L21** | *92MSN0601714A* | 35800 | 16 | 8.1 | 38500 | 35000 | 90.91% | 2 | 0 | 10 |  |  |  |  | R-410A | 2.9833 | Residential & Commercial | USHP | Ducted CEE Tier 1
213079269 | Central HP <5.4 tons | KEEPRITE | HRCU-A-CB (Split System: Heat Pump with Remote Outdoor Unit-Air-Source) | DLCURAH36ABK |  |  | EA*4X48L21A* | *80MSU0802120A* | 36200 | 16.5 | 8.5 | 38000 | 34600 | 91.05% | 2.06 | 0 | 10 |  |  |  |  | R-410A | 3.0167 | Residential & Commercial | USHP | Ducted CEE Tier 1
213079101 | Central HP <5.4 tons | KEEPRITE | HRCU-A-CB (Split System: Heat Pump with Remote Outdoor Unit-Air-Source) | DLCURAH36ABK |  |  | EA*4X37L21A* | *80MSU0601716A* | 36400 | 16.5 | 8.5 | 38000 | 34800 | 91.58% | 2.08 | 0 | 10 |  |  |  |  | R-410A | 3.0333 | Residential & Commercial | USHP | Ducted CEE Tier 1
211228804 | Central HP <5.4 tons | KEEPRITE | HRCU-A-CB (Split System: Heat Pump with Remote Outdoor Unit-Air-Source) | DLCURAH36ABK |  |  | EA*4X48L21A* | *80ES(N,L)0902120A* | 36400 | 16 | 8.5 | 38500 | 34800 | 90.39% | 2.08 | 0 | 10 |  |  |  |  | R-410A | 3.0333 | Residential & Commercial | USHP | Ducted CEE Tier 1
211228920 | Central HP <5.4 tons | KEEPRITE | HRCU-A-CB (Split System: Heat Pump with Remote Outdoor Unit-Air-Source) | DLCURAH36ABK |  |  | EA*4X48L21A* | *80VTL0902120A* | 35400 | 16 | 8.1 | 37800 | 34600 | 91.53% | 2.02 | 0 | 10 |  |  |  |  | R-410A | 2.95 | Residential & Commercial | USHP | Ducted CEE Tier 1
210473168 | Central HP <5.4 tons | KEEPRITE | HRCU-A-CB (Split System: Heat Pump with Remote Outdoor Unit-Air-Source) | CVH825GKA3* |  |  | EA*4X43L21A*+WALLCON | *80CTL0701716A* | 24400 | 17 | 8.5 | 21200 | 16600 | 78.3% | 2.02 | 0 | 11 |  |  |  |  | R-410A | 2.0333 | Residential & Commercial | USHP | Ducted CEE Tier 1
210473377 | Central HP <5.4 tons | KEEPRITE | HRCU-A-CB (Split System: Heat Pump with Remote Outdoor Unit-Air-Source) | CVH825GKA3* |  |  | EA*4X48L21A*+WALLCON | *97CMN0601714A* | 24000 | 16.5 | 8.1 | 21000 | 16700 | 79.52% | 2 | 0 | 11 |  |  |  |  | R-410A | 2 | Residential & Commercial | USHP | Ducted CEE Tier 1
215675813 | Central HP <5.4 tons | CARRIER | HRCU-A-CB (Split System: Heat Pump with Remote Outdoor Unit-Air-Source) | 27VNA048A*030* |  |  | CVAMA6021XMA*+UI | 59MN7C100C21**22 | 48000 | 19 | 9 | 50000 | 36800 | 73.6% | 2 | 0 | 10 |  |  |  |  | R-454B | 4 | Residential & Commercial | USHP | Ducted CEE Tier 1
215676363 | Central HP <5.4 tons | CARRIER | HRCU-A-CB (Split System: Heat Pump with Remote Outdoor Unit-Air-Source) | 27VNA048A*030* |  |  | CVAVA4924XMA*+UI | 59MN7C100C21**22 | 48000 | 19 | 9 | 50000 | 36600 | 73.2% | 2 | 0 | 10 |  |  |  |  | R-454B | 4 | Residential & Commercial | USHP | Ducted CEE Tier 1
215676613 | Central HP <5.4 tons | CARRIER | HRCU-A-CB (Split System: Heat Pump with Remote Outdoor Unit-Air-Source) | 27VNA048A*030* |  |  | CVAVA6024XMA*+UI | 58TN*B090C21**20 | 48000 | 19 | 9 | 50000 | 36400 | 72.8% | 2 | 0 | 10.5 |  |  |  |  | R-454B | 4 | Residential & Commercial | USHP | Ducted CEE Tier 1
215676783 | Central HP <5.4 tons | CARRIER | HRCU-A-CB (Split System: Heat Pump with Remote Outdoor Unit-Air-Source) | 27VNA048A*030* |  |  | CVAVA6121XMA*+UI | 59CU5B100C21**22 | 48500 | 19 | 9 | 50000 | 36600 | 73.2% | 2.12 | 0 | 10.5 |  |  |  |  | R-454B | 4.0417 | Residential & Commercial | USHP | Ducted CEE Tier 1
215676653 | Central HP <5.4 tons | CARRIER | HRCU-A-CB (Split System: Heat Pump with Remote Outdoor Unit-Air-Source) | 27VNA048A*030* |  |  | CVAVA6024XMA*+UI | 59MN7C060C21**20 | 47500 | 18.5 | 9 | 50000 | 37000 | 74% | 1.98 | 0 | 10 |  |  |  |  | R-454B | 3.9583 | Residential & Commercial | USHP | Ducted CEE Tier 1
215676903 | Central HP <5.4 tons | CARRIER | HRCU-A-CB (Split System: Heat Pump with Remote Outdoor Unit-Air-Source) | 27VNA048A*030* |  |  | CVAVA6124XMA*+UI | 59MN7C060C21**20 | 48000 | 19 | 9 | 50000 | 37200 | 74.4% | 1.98 | 0 | 10 |  |  |  |  | R-454B | 4 | Residential & Commercial | USHP | Ducted CEE Tier 1
215676583 | Central HP <5.4 tons | CARRIER | HRCU-A-CB (Split System: Heat Pump with Remote Outdoor Unit-Air-Source) | 27VNA048A*030* |  |  | CVAVA6024XMA*+UI | 58CU*A080C21**20 | 48000 | 19 | 9 | 50000 | 36400 | 72.8% | 2.12 | 0 | 10 |  |  |  |  | R-454B | 4 | Residential & Commercial | USHP | Ducted CEE Tier 1
215676853 | Central HP <5.4 tons | CARRIER | HRCU-A-CB (Split System: Heat Pump with Remote Outdoor Unit-Air-Source) | 27VNA048A*030* |  |  | CVAVA6124XMA*+UI | 58CU*A100C21**20 | 48500 | 19 | 9 | 50000 | 36800 | 73.6% | 2.1 | 0 | 10 |  |  |  |  | R-454B | 4.0417 | Residential & Commercial | USHP | Ducted CEE Tier 1
216613162 | Central HP <5.4 tons | RHEEM | HRCU-A-CB (Split System: Heat Pump with Remote Outdoor Unit-Air-Source) | RD18AY36AJVC |  |  | RH2VY3621MTACN | 0 | 32800 | 19 | 10 | 32800 | 27800 | 84.76% | 2.1 | 0 | 13 |  |  |  |  | R-454B | 2.7333 | Residential & Commercial | USHP | Ducted CEE Tier 1
214243952 | Central HP <5.4 tons | BRYANT HEATING AND COOLING SYSTEMS | HRCU-A-CB (Split System: Heat Pump with Remote Outdoor Unit-Air-Source) | 284ANV048*0**B* |  |  | CNPV*4821AL*+UI | 88*TB60090C21*** | 44000 | 21 | 8.5 | 46500 | 36200 | 77.85% | 2.16 | 0 | 12 |  |  |  |  | R-410A | 3.6667 | Residential & Commercial | USHP | Ducted CEE Tier 1
214243968 | Central HP <5.4 tons | BRYANT HEATING AND COOLING SYSTEMS | HRCU-A-CB (Split System: Heat Pump with Remote Outdoor Unit-Air-Source) | 284ANV048*0**B* |  |  | CNPV*4824AL*+UI | 987MC66120C24*** | 44000 | 20.5 | 8.5 | 46500 | 36400 | 78.28% | 2.16 | 0 | 11.7 |  |  |  |  | R-410A | 3.6667 | Residential & Commercial | USHP | Ducted CEE Tier 1
215676133 | Central HP <5.4 tons | CARRIER | HRCU-A-CB (Split System: Heat Pump with Remote Outdoor Unit-Air-Source) | 27VNA048A*030* |  |  | CVAVA4821XMA*+UI | 59CU5B060C17**16 | 46500 | 17.5 | 9 | 50000 | 37000 | 74% | 1.98 | 0 | 9.5 |  |  |  |  | R-454B | 3.875 | Residential & Commercial | USHP
213771533 | Central HP <5.4 tons | KENMORE | HRCU-A-CB (Split System: Heat Pump with Remote Outdoor Unit-Air-Source) | (C,H,T)VH825GKA2* |  |  | EA*4X43L21A*+WALLCON | *96CTN0601714B* | 24400 | 16.5 | 8.1 | 21200 | 16700 | 78.77% | 2.02 | 0 | 11 |  |  |  |  | R-410A | 2.0333 | Residential & Commercial | USHP | Ducted CEE Tier 1
213771313 | Central HP <5.4 tons | KENMORE | HRCU-A-CB (Split System: Heat Pump with Remote Outdoor Unit-Air-Source) | (C,H,T)VH825GKA2* |  |  | EA*4X42L21A*+WALLCON | *97CMN0601714B* | 23600 | 16 | 8.1 | 21600 | 16700 | 77.31% | 1.94 | 0 | 10.5 |  |  |  |  | R-410A | 1.9667 | Residential & Commercial | USHP | Ducted CEE Tier 1
213771363 | Central HP <5.4 tons | KENMORE | HRCU-A-CB (Split System: Heat Pump with Remote Outdoor Unit-Air-Source) | (C,H,T)VH825GKA2* |  |  | EA*4X42L21A*+WALLCON | *96CTN1002122B* | 23800 | 16.5 | 8.1 | 21400 | 16600 | 77.57% | 1.96 | 0 | 11 |  |  |  |  | R-410A | 1.9833 | Residential & Commercial | USHP | Ducted CEE Tier 1
213771213 | Central HP <5.4 tons | KENMORE | HRCU-A-CB (Split System: Heat Pump with Remote Outdoor Unit-Air-Source) | (C,H,T)VH825GKA2* |  |  | EA*4X37L21A*+WALLCON | *97CMN1002122B* | 24400 | 16.5 | 8.5 | 21200 | 16600 | 78.3% | 2.04 | 0 | 11 |  |  |  |  | R-410A | 2.0333 | Residential & Commercial | USHP | Ducted CEE Tier 1
213771113 | Central HP <5.4 tons | KENMORE | HRCU-A-CB (Split System: Heat Pump with Remote Outdoor Unit-Air-Source) | (C,H,T)VH825GKA2* |  |  | EA*4X37L17A*+WALLCON | *96CTN0601714B* | 24000 | 16 | 8.1 | 21400 | 16800 | 78.5% | 1.98 | 0 | 11 |  |  |  |  | R-410A | 2 | Residential & Commercial | USHP | Ducted CEE Tier 1
216771327 | Central HP <5.4 tons | KINGHOME | HRCU-A-CB (Split System: Heat Pump with Remote Outdoor Unit-Air-Source) | KU36UHO |  |  | KCA36*I | WPV070T3AA-C | 32000 | 15.2 | 8.5 | 34000 | 23800 | 70% | 1.75 | 0 | 9 |  |  |  |  | R-410A | 2.6667 | Residential & Commercial | USHP
216771320 | Central HP <5.4 tons | KINGHOME | HRCU-A-CB (Split System: Heat Pump with Remote Outdoor Unit-Air-Source) | KU36UHO |  |  | KCA24*I | A952V060BU4S*** | 23000 | 15.2 | 8.5 | 23000 | 20000 | 86.96% | 1.75 | 0 | 11.5 |  |  |  |  | R-410A | 1.9167 | Residential & Commercial | USHP | Ducted CEE Tier 1
215942398 | Central HP <5.4 tons | KENMORE | HRCU-A-CB (Split System: Heat Pump with Remote Outdoor Unit-Air-Source) | (C,H,T)5H3V36*K*AAA* |  |  | EVM5X49M21A*+WALLCON | *96CTN0601714B* | 35200 | 21 | 8.5 | 37400 | 28000 | 74.87% | 2.06 | 0 | 11.7 |  |  |  |  | R-454B | 2.9333 | Residential & Commercial | USHP | Ducted CEE Tier 1
207196960 | Central HP <5.4 tons | WABBAN | HRCU-A-CB (Split System: Heat Pump with Remote Outdoor Unit-Air-Source) | BB60-48WADU |  |  | BBD60-24AH2ADU | 0 | 54000 | 16 | 9 | 54000 | 41000 | 75.93% | 1.8 | 10.5 | 10 |  |  |  |  | R-410A | 4.5 | Residential & Commercial | USHP | Ducted CEE Tier 1
214398376 | Central HP <5.4 tons | FRASER-JOHNSTON | HRCU-A-CB (Split System: Heat Pump with Remote Outdoor Unit-Air-Source) | HH824E2S11 |  |  | CTF30B5ACS1+JMET12BS2N1 | 0 | 23000 | 18 | 9.5 | 23000 | 18500 | 80.43% | 2 | 0 | 12 |  |  |  |  | R-454B | 1.9167 | Residential & Commercial | USHP | Ducted CEE Tier 1
216374745 | Central HP <5.4 tons | FRASER-JOHNSTON | HRCU-A-CB (Split System: Heat Pump with Remote Outdoor Unit-Air-Source) | HH824E2S11 |  |  | CTM30B5ACS1 | Z9ET060B12SMPS1 | 23000 | 18 | 9.5 | 23000 | 18500 | 80.43% | 2 | 0 | 11.7 |  |  |  |  | R-454B | 1.9167 | Residential & Commercial | USHP | Ducted CEE Tier 1
211230563 | Central HP <5.4 tons | KEEPRITE | HRCU-A-CB (Split System: Heat Pump with Remote Outdoor Unit-Air-Source) | DLCURAH36ABK |  |  | EN(A,D)4X48L24** | *80VTL0902120A* | 35800 | 16.5 | 8.1 | 38500 | 34800 | 90.39% | 2 | 0 | 10 |  |  |  |  | R-410A | 2.9833 | Residential & Commercial | USHP | Ducted CEE Tier 1
211230812 | Central HP <5.4 tons | KEEPRITE | HRCU-A-CB (Split System: Heat Pump with Remote Outdoor Unit-Air-Source) | DLCURAH36ABK |  |  | EN(A,D)4X48L24** | OMV154L20A | 37000 | 16 | 8.1 | 39500 | 35000 | 88.61% | 2.06 | 0 | 10.5 |  |  |  |  | R-410A | 3.0833 | Residential & Commercial | USHP | Ducted CEE Tier 1
211230495 | Central HP <5.4 tons | KEEPRITE | HRCU-A-CB (Split System: Heat Pump with Remote Outdoor Unit-Air-Source) | DLCURAH36ABK |  |  | EN(A,D)4X48L24** | *80ES(N,L)1552420A* | 37200 | 16 | 8.1 | 39500 | 35000 | 88.61% | 2.08 | 0 | 10.5 |  |  |  |  | R-410A | 3.1 | Residential & Commercial | USHP | Ducted CEE Tier 1
211230531 | Central HP <5.4 tons | KEEPRITE | HRCU-A-CB (Split System: Heat Pump with Remote Outdoor Unit-Air-Source) | DLCURAH36ABK |  |  | EN(A,D)4X48L24** | *80VSL1102422A* | 36000 | 16.5 | 8.1 | 38500 | 34800 | 90.39% | 2.02 | 0 | 10 |  |  |  |  | R-410A | 3 | Residential & Commercial | USHP | Ducted CEE Tier 1
214649870 | Central HP <5.4 tons | FRASER-JOHNSTON | HRCU-A-CB (Split System: Heat Pump with Remote Outdoor Unit-Air-Source) | HH824E2S11 |  |  | CTU30B5XCS1+TXV | TM8V080B12MP12 | 23000 | 17 | 9.5 | 23000 | 17900 | 77.83% | 2 | 0 | 12 |  |  |  |  | R-454B | 1.9167 | Residential & Commercial | USHP | Ducted CEE Tier 1
213087999 | Central HP <5.4 tons | Invertercool | HRCU-A-CB (Split System: Heat Pump with Remote Outdoor Unit-Air-Source) | COH16S-36AA |  |  | GNC2430BPT | MGH96M060B3A | 22800 | 16 | 8.5 | 23200 | 16400 | 70.69% | 1.95 | 0 | 11.7 |  |  |  |  | R-410A | 1.9 | Residential & Commercial | USHP | Ducted CEE Tier 1
212521245 | Central HP <5.4 tons | WABBAN | HRCU-A-C (Split System: Heat Pump with Remote Outdoor Unit with No Indoor Fan --Air Source) | BB60-48WADU |  |  | TCAT48H/NAA | 0 | 47000 | 15.2 | 8.5 | 48000 | 33600 | 70% | 1.8 | 0 | 10 |  |  |  |  | R-410A | 3.9167 | Residential & Commercial | USHP | Ducted CEE Tier 1
215677483 | Central HP <5.4 tons | CARRIER | HRCU-A-CB (Split System: Heat Pump with Remote Outdoor Unit-Air-Source) | 27VNA060A*030* |  |  | CVAVA6024XMA*+UI | 59CU5B080C21**20 | 56500 | 18 | 9 | 63500 | 44500 | 70.08% | 2.08 | 0 | 9 |  |  |  |  | R-454B | 4.7083 | Residential & Commercial | USHP
207196958 | Central HP <5.4 tons | WABBAN | HRCU-A-CB (Split System: Heat Pump with Remote Outdoor Unit-Air-Source) | BB36-24WADU |  |  | BBD36-24AH2ADU | 0 | 34000 | 16 | 9 | 35000 | 28000 | 80% | 1.8 | 10 | 10 |  |  |  |  | R-410A | 2.8333 | Residential & Commercial | USHP | Ducted CEE Tier 1
214396274 | Central HP <5.4 tons | FRASER-JOHNSTON | HRCU-A-CB (Split System: Heat Pump with Remote Outdoor Unit-Air-Source) | HH824E2S11 |  |  | CTM30B5ACS1 | TP9C080B12MP13 | 23000 | 17 | 9.5 | 23000 | 17800 | 77.39% | 2 | 0 | 12 |  |  |  |  | R-454B | 1.9167 | Residential & Commercial | USHP | Ducted CEE Tier 1
216374760 | Central HP <5.4 tons | FRASER-JOHNSTON | HRCU-A-CB (Split System: Heat Pump with Remote Outdoor Unit-Air-Source) | HH824E2S11 |  |  | CTM36B5ADS1 | Z9ET080B12SMPS1 | 23000 | 18 | 9 | 23000 | 17400 | 75.65% | 2 | 0 | 12 |  |  |  |  | R-454B | 1.9167 | Residential & Commercial | USHP | Ducted CEE Tier 1
214396339 | Central HP <5.4 tons | FRASER-JOHNSTON | HRCU-A-CB (Split System: Heat Pump with Remote Outdoor Unit-Air-Source) | HH860E2S11 |  |  | CTM60C5CHS1 | TM9V100C20MP12 | 53000 | 19 | 8.5 | 53500 | 38500 | 71.96% | 2 | 0 | 11 |  |  |  |  | R-454B | 4.4167 | Residential & Commercial | USHP | Ducted CEE Tier 1
216374729 | Central HP <5.4 tons | FRASER-JOHNSTON | HRCU-A-CB (Split System: Heat Pump with Remote Outdoor Unit-Air-Source) | HH860E2S11 |  |  | CTF60D5CGS1 | Z9ET120D20SMPS1 | 44500 | 17 | 9 | 45000 | 32600 | 72.44% | 2 | 0 | 11.7 |  |  |  |  | R-454B | 3.7083 | Residential & Commercial | USHP | Ducted CEE Tier 1
215676473 | Central HP <5.4 tons | CARRIER | HRCU-A-CB (Split System: Heat Pump with Remote Outdoor Unit-Air-Source) | 27VNA048A*030* |  |  | CVAVA6021XMA*+UI | 58TN*B090C21**20 | 48000 | 19 | 9.5 | 50000 | 36600 | 73.2% | 2.12 | 0 | 10.5 |  |  |  |  | R-454B | 4 | Residential & Commercial | USHP | Ducted CEE Tier 1
215679933 | Central HP <5.4 tons | CARRIER | HRCU-A-CB (Split System: Heat Pump with Remote Outdoor Unit-Air-Source) | 27VNA036A*030* |  |  | CSAH*6012AM*+UI | 59TN6C080C21**20 | 34600 | 16.5 | 8.5 | 34600 | 24800 | 71.68% | 1.8 | 0 | 9.5 |  |  |  |  | R-454B | 2.8833 | Residential & Commercial | USHP
215942418 | Central HP <5.4 tons | KENMORE | HRCU-A-CB (Split System: Heat Pump with Remote Outdoor Unit-Air-Source) | (C,H,T)5H3V36*K*AAA* |  |  | EVM5X60M21A*+WALLCON | *96CTN0601714B* | 35200 | 21 | 8.5 | 37400 | 28000 | 74.87% | 2.06 | 0 | 11.7 |  |  |  |  | R-454B | 2.9333 | Residential & Commercial | USHP | Ducted CEE Tier 1
216374704 | Central HP <5.4 tons | FRASER-JOHNSTON | HRCU-A-CB (Split System: Heat Pump with Remote Outdoor Unit-Air-Source) | HH824E2S11 |  |  | CTU30B5XCS1+TXV | Z9ET080B12SMPS1 | 23000 | 18 | 9.5 | 23000 | 18100 | 78.7% | 2 | 0 | 12 |  |  |  |  | R-454B | 1.9167 | Residential & Commercial | USHP | Ducted CEE Tier 1
214719983 | Central HP <5.4 tons | FRASER-JOHNSTON | HRCU-A-CB (Split System: Heat Pump with Remote Outdoor Unit-Air-Source) | HH860E2S11 |  |  | CTU60C5XGS1+TXV | TM9E100C20MP12 | 44500 | 17 | 9 | 45000 | 33800 | 75.11% | 2 | 0 | 11.7 |  |  |  |  | R-454B | 3.7083 | Residential & Commercial | USHP | Ducted CEE Tier 1
214398688 | Central HP <5.4 tons | FRASER-JOHNSTON | HRCU-A-CB (Split System: Heat Pump with Remote Outdoor Unit-Air-Source) | HH860E2S11 |  |  | CTF60C5CGS1 | TMLE100C20MP11 | 44500 | 17 | 9 | 45000 | 33800 | 75.11% | 2 | 0 | 11.7 |  |  |  |  | R-454B | 3.7083 | Residential & Commercial | USHP | Ducted CEE Tier 1
215676593 | Central HP <5.4 tons | CARRIER | HRCU-A-CB (Split System: Heat Pump with Remote Outdoor Unit-Air-Source) | 27VNA048A*030* |  |  | CVAVA6024XMA*+UI | 58CU*A100C21**20 | 48000 | 18.5 | 9 | 50000 | 36600 | 73.2% | 2 | 0 | 10 |  |  |  |  | R-454B | 4 | Residential & Commercial | USHP | Ducted CEE Tier 1
215676643 | Central HP <5.4 tons | CARRIER | HRCU-A-CB (Split System: Heat Pump with Remote Outdoor Unit-Air-Source) | 27VNA048A*030* |  |  | CVAVA6024XMA*+UI | 59CU5B100C21**22 | 48000 | 19 | 9 | 50000 | 36400 | 72.8% | 2.02 | 0 | 10 |  |  |  |  | R-454B | 4 | Residential & Commercial | USHP | Ducted CEE Tier 1
215676743 | Central HP <5.4 tons | CARRIER | HRCU-A-CB (Split System: Heat Pump with Remote Outdoor Unit-Air-Source) | 27VNA048A*030* |  |  | CVAVA6121XMA*+UI | 58TN*B090C21**20 | 48500 | 19.5 | 9.5 | 50000 | 36600 | 73.2% | 2.12 | 0 | 10.5 |  |  |  |  | R-454B | 4.0417 | Residential & Commercial | USHP | Ducted CEE Tier 1
215676893 | Central HP <5.4 tons | CARRIER | HRCU-A-CB (Split System: Heat Pump with Remote Outdoor Unit-Air-Source) | 27VNA048A*030* |  |  | CVAVA6124XMA*+UI | 59CU5B100C21**22 | 48500 | 19 | 9 | 50000 | 36600 | 73.2% | 2.1 | 0 | 10.5 |  |  |  |  | R-454B | 4.0417 | Residential & Commercial | USHP | Ducted CEE Tier 1
214719957 | Central HP <5.4 tons | FRASER-JOHNSTON | HRCU-A-CB (Split System: Heat Pump with Remote Outdoor Unit-Air-Source) | HH860E2S11 |  |  | CTU60C5XGS1+TXV | TMLV120C20MP12 | 44500 | 18 | 9 | 45000 | 33800 | 75.11% | 2 | 0 | 11 |  |  |  |  | R-454B | 3.7083 | Residential & Commercial | USHP | Ducted CEE Tier 1
215941392 | Central HP <5.4 tons | KENMORE | HRCU-A-CB (Split System: Heat Pump with Remote Outdoor Unit-Air-Source) | (C,H,T)5H3V48*K*AAA* |  |  | EVM5X60M21A*+WALLCON | *96CTN0802120B* | 45500 | 20.5 | 8.1 | 53000 | 38500 | 72.64% | 1.95 | 0 | 11 |  |  |  |  | R-454B | 3.7917 | Residential & Commercial | USHP | Ducted CEE Tier 1
215942548 | Central HP <5.4 tons | KENMORE | HRCU-A-CB (Split System: Heat Pump with Remote Outdoor Unit-Air-Source) | (C,H,T)5H3V36*K*AAA* |  |  | EVD5X61M21A*+WALLCON | *96CTN1002122B* | 36000 | 22 | 8.5 | 37400 | 28200 | 75.4% | 2.04 | 0 | 12.5 |  |  |  |  | R-454B | 3 | Residential & Commercial | USHP | Ducted CEE Tier 1
215940392 | Central HP <5.4 tons | KENMORE | HRCU-A-CB (Split System: Heat Pump with Remote Outdoor Unit-Air-Source) | (C,H,T)5H3V36*K*AAA* |  |  | EVM5X49M21A*+WALLCON | *97CTN1002122A* | 35600 | 22 | 8.5 | 38000 | 28600 | 75.26% | 2.02 | 0 | 12.5 |  |  |  |  | R-454B | 2.9667 | Residential & Commercial | USHP | Ducted CEE Tier 1
215675173 | Central HP <5.4 tons | CARRIER | HRCU-A-CB (Split System: Heat Pump with Remote Outdoor Unit-Air-Source) | 27VNA048A*030* |  |  | CSAH*6012AM*+UI | 58TN*B070C17**16 | 45000 | 16 | 8.5 | 48500 | 34200 | 70.52% | 1.94 | 0 | 9 |  |  |  |  | R-454B | 3.75 | Residential & Commercial | USHP
215675273 | Central HP <5.4 tons | CARRIER | HRCU-A-CB (Split System: Heat Pump with Remote Outdoor Unit-Air-Source) | 27VNA048A*030* |  |  | CSAH*6012AM*+UI | 59MN7C080C17**14 | 45000 | 16 | 8.5 | 48500 | 34200 | 70.52% | 1.94 | 0 | 9 |  |  |  |  | R-454B | 3.75 | Residential & Commercial | USHP
215941162 | Central HP <5.4 tons | KENMORE | HRCU-A-CB (Split System: Heat Pump with Remote Outdoor Unit-Air-Source) | (C,H,T)5H3V48*K*AAA* |  |  | ESH5X48M12A*+WALLCON | *80CSU0601716B* | 44000 | 20 | 9 | 48500 | 36600 | 75.46% | 1.8 | 0 | 11 |  |  |  |  | R-454B | 3.6667 | Residential & Commercial | USHP | Ducted CEE Tier 1
215941192 | Central HP <5.4 tons | KENMORE | HRCU-A-CB (Split System: Heat Pump with Remote Outdoor Unit-Air-Source) | (C,H,T)5H3V48*K*AAA* |  |  | ESH5X48M12A*+WALLCON | *97CTN1002122A* | 44000 | 20 | 9 | 48500 | 36400 | 75.05% | 1.82 | 0 | 10.5 |  |  |  |  | R-454B | 3.6667 | Residential & Commercial | USHP | Ducted CEE Tier 1
215939722 | Central HP <5.4 tons | KENMORE | HRCU-A-CB (Split System: Heat Pump with Remote Outdoor Unit-Air-Source) | (C,H,T)5H3V36*K*AAA* |  |  | EA*5X48M21A*+WALLCON | *96CTN0802120B* | 33400 | 20 | 9.5 | 34600 | 26400 | 76.3% | 2.04 | 0 | 11.5 |  |  |  |  | R-454B | 2.7833 | Residential & Commercial | USHP | Ducted CEE Tier 1
215940542 | Central HP <5.4 tons | KENMORE | HRCU-A-CB (Split System: Heat Pump with Remote Outdoor Unit-Air-Source) | (C,H,T)5H3V36*K*AAA* |  |  | EVD5X36M21A*+WALLCON | *97CTN0601716A* | 34000 | 20 | 8.5 | 39500 | 28800 | 72.91% | 2.02 | 0 | 11 |  |  |  |  | R-454B | 2.8333 | Residential & Commercial | USHP | Ducted CEE Tier 1
214396660 | Central HP <5.4 tons | FRASER-JOHNSTON | HRCU-A-CB (Split System: Heat Pump with Remote Outdoor Unit-Air-Source) | HH824E2S11 |  |  | JHC36B5AD2SS1 | 0 | 23000 | 19 | 9.5 | 23000 | 17900 | 77.83% | 2 | 0 | 11.7 |  |  |  |  | R-454B | 1.9167 | Residential & Commercial | USHP | Ducted CEE Tier 1
215942448 | Central HP <5.4 tons | KENMORE | HRCU-A-CB (Split System: Heat Pump with Remote Outdoor Unit-Air-Source) | (C,H,T)5H3V36*K*AAA* |  |  | EVM5X61M24A*+WALLCON | *97CMN0802120B* | 36000 | 22 | 8.5 | 37400 | 28200 | 75.4% | 2.04 | 0 | 12.5 |  |  |  |  | R-454B | 3 | Residential & Commercial | USHP | Ducted CEE Tier 1
212384787 | Central HP <5.4 tons | BRYANT HEATING AND COOLING SYSTEMS | HRCU-A-CB (Split System: Heat Pump with Remote Outdoor Unit-Air-Source) | 38MURAQ36AB3* |  |  | CNPV*4821AL* | 912SD48080E17*** | 36200 | 16.5 | 8.1 | 39000 | 34800 | 89.23% | 2.02 | 0 | 10.5 |  |  |  |  | R-410A | 3.0167 | Residential & Commercial | USHP | Ducted CEE Tier 1
214808983 | Central HP <5.4 tons | COLEMAN | HRCU-A-CB (Split System: Heat Pump with Remote Outdoor Unit-Air-Source) | HH860E2S11 |  |  | CTU60C5XGS1+TXV | Z8ES120C20SMPS1 | 45000 | 18 | 9 | 45500 | 33400 | 73.41% | 2 | 0 | 11.7 |  |  |  |  | R-454B | 3.75 | Residential & Commercial | USHP | Ducted CEE Tier 1
215941212 | Central HP <5.4 tons | KENMORE | HRCU-A-CB (Split System: Heat Pump with Remote Outdoor Unit-Air-Source) | (C,H,T)5H3V48*K*AAA* |  |  | ESH5X60M12A*+WALLCON | *96CTN0802120B* | 45000 | 20 | 9 | 48500 | 36600 | 75.46% | 1.82 | 0 | 11 |  |  |  |  | R-454B | 3.75 | Residential & Commercial | USHP | Ducted CEE Tier 1
215677503 | Central HP <5.4 tons | CARRIER | HRCU-A-CB (Split System: Heat Pump with Remote Outdoor Unit-Air-Source) | 27VNA060A*030* |  |  | CVAVA6024XMA*+UI | 59MN7C060C21**20 | 55500 | 17.5 | 8.5 | 64000 | 45500 | 71.09% | 1.94 | 0 | 8.5 |  |  |  |  | R-454B | 4.625 | Residential & Commercial | USHP
215677773 | Central HP <5.4 tons | CARRIER | HRCU-A-CB (Split System: Heat Pump with Remote Outdoor Unit-Air-Source) | 27VNA060A*030* |  |  | CAA**6024AM*+UI | 58TN*B090C21**20 | 55000 | 18.5 | 9 | 59000 | 41500 | 70.34% | 2.04 | 0 | 9 |  |  |  |  | R-454B | 4.5833 | Residential & Commercial | USHP
215677873 | Central HP <5.4 tons | CARRIER | HRCU-A-CB (Split System: Heat Pump with Remote Outdoor Unit-Air-Source) | 27VNA060A*030* |  |  | CAA**6024AM*+UI | 59TN6C120C24**22 | 55000 | 18.5 | 9 | 59000 | 41500 | 70.34% | 2.02 | 0 | 9 |  |  |  |  | R-454B | 4.5833 | Residential & Commercial | USHP
213087998 | Central HP <5.4 tons | Invertercool | HRCU-A-CB (Split System: Heat Pump with Remote Outdoor Unit-Air-Source) | COH16S-36AA |  |  | GNC2430BPT | MGH96M080B3A | 22800 | 16 | 8.5 | 23200 | 16400 | 70.69% | 1.95 | 0 | 11.7 |  |  |  |  | R-410A | 1.9 | Residential & Commercial | USHP | Ducted CEE Tier 1
210473355 | Central HP <5.4 tons | KEEPRITE | HRCU-A-CB (Split System: Heat Pump with Remote Outdoor Unit-Air-Source) | CVH825GKA3* |  |  | EA*4X48L21A*+WALLCON | *96CTN0601714A* | 24000 | 16.5 | 8.1 | 21000 | 16600 | 79.05% | 2 | 0 | 11 |  |  |  |  | R-410A | 2 | Residential & Commercial | USHP | Ducted CEE Tier 1
210473421 | Central HP <5.4 tons | KEEPRITE | HRCU-A-CB (Split System: Heat Pump with Remote Outdoor Unit-Air-Source) | CVH825GKA3* |  |  | EA*4X48L21A*+WALLCON | *80CTL0901716A* | 24200 | 17.5 | 8.1 | 20800 | 16500 | 79.33% | 2.04 | 0 | 11.5 |  |  |  |  | R-410A | 2.0167 | Residential & Commercial | USHP | Ducted CEE Tier 1
210473890 | Central HP <5.4 tons | KEEPRITE | HRCU-A-CB (Split System: Heat Pump with Remote Outdoor Unit-Air-Source) | CVH825GKA3* |  |  | EN(A,D,W)4X48L21**+WALLCON | *95CSU0601716A* | 24000 | 16.5 | 8.1 | 21400 | 16700 | 78.04% | 2 | 0 | 11 |  |  |  |  | R-410A | 2 | Residential & Commercial | USHP | Ducted CEE Tier 1
211229020 | Central HP <5.4 tons | KEEPRITE | HRCU-A-CB (Split System: Heat Pump with Remote Outdoor Unit-Air-Source) | DLCURAH36ABK |  |  | EA*4X48L21A* | *95ESN0601714A* | 35400 | 15.5 | 8.1 | 38500 | 34800 | 90.39% | 2.02 | 0 | 9.5 |  |  |  |  | R-410A | 2.95 | Residential & Commercial | USHP
211229090 | Central HP <5.4 tons | KEEPRITE | HRCU-A-CB (Split System: Heat Pump with Remote Outdoor Unit-Air-Source) | DLCURAH36ABK |  |  | EA*4X48L21A* | *96VSN0801716A* | 35600 | 16 | 8.1 | 38500 | 34600 | 89.87% | 2.04 | 0 | 10 |  |  |  |  | R-410A | 2.9667 | Residential & Commercial | USHP | Ducted CEE Tier 1
210474143 | Central HP <5.4 tons | KEEPRITE | HRCU-A-CB (Split System: Heat Pump with Remote Outdoor Unit-Air-Source) | CVH825GKA3* |  |  | EN(A,D)4X48L24**+WALLCON | *96CTN1002122A* | 24200 | 17 | 8.1 | 21400 | 16600 | 77.57% | 2.02 | 0 | 11.5 |  |  |  |  | R-410A | 2.0167 | Residential & Commercial | USHP | Ducted CEE Tier 1
210474011 | Central HP <5.4 tons | KEEPRITE | HRCU-A-CB (Split System: Heat Pump with Remote Outdoor Unit-Air-Source) | CVH825GKA3* |  |  | EN(A,D,W)4X48L21**+WALLCON | *97CMN0801714A* | 24000 | 16.5 | 8.1 | 21400 | 16700 | 78.04% | 2 | 0 | 11 |  |  |  |  | R-410A | 2 | Residential & Commercial | USHP | Ducted CEE Tier 1
211228613 | Central HP <5.4 tons | KEEPRITE | HRCU-A-CB (Split System: Heat Pump with Remote Outdoor Unit-Air-Source) | DLCURAH36ABK |  |  | EA*4X43L21A* | *95ESU1002122A* | 37400 | 15.5 | 8.5 | 39000 | 35000 | 89.74% | 2.14 | 0 | 10 |  |  |  |  | R-410A | 3.1167 | Residential & Commercial | USHP | Ducted CEE Tier 1
215677903 | Central HP <5.4 tons | CARRIER | HRCU-A-CB (Split System: Heat Pump with Remote Outdoor Unit-Air-Source) | 27VNA060A*030* |  |  | CAA**6124AM*+UI | 58CU*A100C21**20 | 56000 | 18 | 9 | 60000 | 42000 | 70% | 2 | 0 | 9 |  |  |  |  | R-454B | 4.6667 | Residential & Commercial | USHP
215942518 | Central HP <5.4 tons | KENMORE | HRCU-A-CB (Split System: Heat Pump with Remote Outdoor Unit-Air-Source) | (C,H,T)5H3V36*K*AAA* |  |  | EVD5X61M21A*+WALLCON | *97CMN0601714B* | 35600 | 21.5 | 8.5 | 37400 | 28200 | 75.4% | 2.06 | 0 | 11.7 |  |  |  |  | R-454B | 2.9667 | Residential & Commercial | USHP | Ducted CEE Tier 1
215940262 | Central HP <5.4 tons | KENMORE | HRCU-A-CB (Split System: Heat Pump with Remote Outdoor Unit-Air-Source) | (C,H,T)5H3V36*K*AAA* |  |  | EVM5X44M21A*+WALLCON | *96CTN0802120B* | 35600 | 21.5 | 8.5 | 38000 | 28600 | 75.26% | 2.04 | 0 | 12 |  |  |  |  | R-454B | 2.9667 | Residential & Commercial | USHP | Ducted CEE Tier 1
215940612 | Central HP <5.4 tons | KENMORE | HRCU-A-CB (Split System: Heat Pump with Remote Outdoor Unit-Air-Source) | (C,H,T)5H3V36*K*AAA* |  |  | EVD5X38M17A*+WALLCON | *97CTN0801716A* | 35200 | 21 | 8.5 | 38500 | 29200 | 75.84% | 2.06 | 0 | 11.7 |  |  |  |  | R-454B | 2.9333 | Residential & Commercial | USHP | Ducted CEE Tier 1
215940212 | Central HP <5.4 tons | KENMORE | HRCU-A-CB (Split System: Heat Pump with Remote Outdoor Unit-Air-Source) | (C,H,T)5H3V36*K*AAA* |  |  | ESH5X60M12A*+WALLCON | *97CTN0601716A* | 33800 | 18.5 | 9 | 35000 | 26800 | 76.57% | 1.92 | 0 | 11 |  |  |  |  | R-454B | 2.8167 | Residential & Commercial | USHP | Ducted CEE Tier 1
215940412 | Central HP <5.4 tons | KENMORE | HRCU-A-CB (Split System: Heat Pump with Remote Outdoor Unit-Air-Source) | (C,H,T)5H3V36*K*AAA* |  |  | EVM5X60M21A*+WALLCON | *80CSU0401712B* | 35600 | 22 | 8.5 | 38000 | 28600 | 75.26% | 2.02 | 0 | 12.5 |  |  |  |  | R-454B | 2.9667 | Residential & Commercial | USHP | Ducted CEE Tier 1
215676143 | Central HP <5.4 tons | CARRIER | HRCU-A-CB (Split System: Heat Pump with Remote Outdoor Unit-Air-Source) | 27VNA048A*030* |  |  | CVAVA4821XMA*+UI | 59MN7C100C21**22 | 47000 | 18.5 | 9 | 50000 | 36400 | 72.8% | 2 | 0 | 10 |  |  |  |  | R-454B | 3.9167 | Residential & Commercial | USHP | Ducted CEE Tier 1
215677013 | Central HP <5.4 tons | CARRIER | HRCU-A-CB (Split System: Heat Pump with Remote Outdoor Unit-Air-Source) | 27VNA060A*030* |  |  | CVAMA6021XMA*+UI | 58TN*B110C21**20 | 57000 | 18.5 | 9 | 63500 | 44500 | 70.08% | 2.08 | 0 | 9.5 |  |  |  |  | R-454B | 4.75 | Residential & Commercial | USHP
215941142 | Central HP <5.4 tons | KENMORE | HRCU-A-CB (Split System: Heat Pump with Remote Outdoor Unit-Air-Source) | (C,H,T)5H3V48*K*AAA* |  |  | ESH5X48M12A*+WALLCON | *96CTN0802120B* | 44000 | 20 | 9 | 48500 | 36600 | 75.46% | 1.8 | 0 | 10.5 |  |  |  |  | R-454B | 3.6667 | Residential & Commercial | USHP | Ducted CEE Tier 1
215941262 | Central HP <5.4 tons | KENMORE | HRCU-A-CB (Split System: Heat Pump with Remote Outdoor Unit-Air-Source) | (C,H,T)5H3V48*K*AAA* |  |  | ESH5X60M12A*+WALLCON | *97CTN1202422A* | 45000 | 20.5 | 9 | 48500 | 36400 | 75.05% | 1.82 | 0 | 11 |  |  |  |  | R-454B | 3.75 | Residential & Commercial | USHP | Ducted CEE Tier 1
215676243 | Central HP <5.4 tons | CARRIER | HRCU-A-CB (Split System: Heat Pump with Remote Outdoor Unit-Air-Source) | 27VNA048A*030* |  |  | CVAVA4824XMA*+UI | 59CU5B100C21**22 | 47000 | 18.5 | 9 | 50000 | 36200 | 72.4% | 2.02 | 0 | 10 |  |  |  |  | R-454B | 3.9167 | Residential & Commercial | USHP | Ducted CEE Tier 1
215676693 | Central HP <5.4 tons | CARRIER | HRCU-A-CB (Split System: Heat Pump with Remote Outdoor Unit-Air-Source) | 27VNA048A*030* |  |  | CVAVA6121XMA*+UI | 58CU*A100C21**20 | 48500 | 19 | 9 | 50000 | 37000 | 74% | 2 | 0 | 10 |  |  |  |  | R-454B | 4.0417 | Residential & Commercial | USHP | Ducted CEE Tier 1
211229995 | Central HP <5.4 tons | KEEPRITE | HRCU-A-CB (Split System: Heat Pump with Remote Outdoor Unit-Air-Source) | DLCURAH36ABK |  |  | EN(A,D,W)4X48L21** | *80VSL0701716A* | 35800 | 16 | 8.1 | 38500 | 34800 | 90.39% | 2 | 0 | 10 |  |  |  |  | R-410A | 2.9833 | Residential & Commercial | USHP | Ducted CEE Tier 1
211229627 | Central HP <5.4 tons | KEEPRITE | HRCU-A-CB (Split System: Heat Pump with Remote Outdoor Unit-Air-Source) | DLCURAH36ABK |  |  | EA*4X48L24A* | *96VTN1202422A* | 36000 | 16 | 8.5 | 38500 | 34600 | 89.87% | 2.06 | 0 | 10 |  |  |  |  | R-410A | 3 | Residential & Commercial | USHP | Ducted CEE Tier 1
211229277 | Central HP <5.4 tons | KEEPRITE | HRCU-A-CB (Split System: Heat Pump with Remote Outdoor Unit-Air-Source) | DLCURAH36ABK |  |  | EA*4X48L24A* | *80ES(N,L)0902120A* | 36600 | 16 | 8.5 | 38500 | 34800 | 90.39% | 2.08 | 0 | 10 |  |  |  |  | R-410A | 3.05 | Residential & Commercial | USHP | Ducted CEE Tier 1
213077092 | Central HP <5.4 tons | KEEPRITE | HRCU-A-CB (Split System: Heat Pump with Remote Outdoor Unit-Air-Source) | DLCURAH36ABK |  |  | EA*4X48L21A* | *96VSN0802120B* | 36200 | 16 | 8.5 | 38000 | 34800 | 91.58% | 2.04 | 0 | 10 |  |  |  |  | R-410A | 3.0167 | Residential & Commercial | USHP | Ducted CEE Tier 1
213077142 | Central HP <5.4 tons | KEEPRITE | HRCU-A-CB (Split System: Heat Pump with Remote Outdoor Unit-Air-Source) | DLCURAH36ABK |  |  | EA*4X36L21A* | *96VSN1002120B* | 35200 | 16 | 8.1 | 38500 | 35200 | 91.43% | 1.82 | 0 | 9.5 |  |  |  |  | R-410A | 2.9333 | Residential & Commercial | USHP
213076304 | Central HP <5.4 tons | KEEPRITE | HRCU-A-CB (Split System: Heat Pump with Remote Outdoor Unit-Air-Source) | DLCURAH36ABK |  |  | EA*4X48L24A* | *95MSU1002122A* | 36200 | 16.5 | 8.5 | 38000 | 34800 | 91.58% | 2.04 | 0 | 10 |  |  |  |  | R-410A | 3.0167 | Residential & Commercial | USHP | Ducted CEE Tier 1
213076002 | Central HP <5.4 tons | KEEPRITE | HRCU-A-CB (Split System: Heat Pump with Remote Outdoor Unit-Air-Source) | DLCURAH36ABK |  |  | EN(A,D)4X48L24** | *95MSU1002120A* | 36200 | 16.5 | 8.1 | 38500 | 35000 | 90.91% | 2.02 | 0 | 10.5 |  |  |  |  | R-410A | 3.0167 | Residential & Commercial | USHP | Ducted CEE Tier 1
211228154 | Central HP <5.4 tons | KEEPRITE | HRCU-A-CB (Split System: Heat Pump with Remote Outdoor Unit-Air-Source) | DLCURAH36ABK |  |  | EA*4X42L24A* | OLV112A16A | 35400 | 15.2 | 8.1 | 39500 | 35200 | 89.11% | 1.88 | 0 | 9.5 |  |  |  |  | R-410A | 2.95 | Residential & Commercial | USHP
211227725 | Central HP <5.4 tons | KEEPRITE | HRCU-A-CB (Split System: Heat Pump with Remote Outdoor Unit-Air-Source) | DLCURAH36ABK |  |  | EA*4X42L21A* | OLV098A12* | 35000 | 15.2 | 8.1 | 38500 | 35200 | 91.43% | 1.86 | 0 | 9.5 |  |  |  |  | R-410A | 2.9167 | Residential & Commercial | USHP
211227568 | Central HP <5.4 tons | KEEPRITE | HRCU-A-CB (Split System: Heat Pump with Remote Outdoor Unit-Air-Source) | DLCURAH36ABK |  |  | EA*4X42L21A* | *95ESN0601714A* | 35000 | 15.5 | 8.1 | 38500 | 35000 | 90.91% | 1.86 | 0 | 9.5 |  |  |  |  | R-410A | 2.9167 | Residential & Commercial | USHP
215940692 | Central HP <5.4 tons | KENMORE | HRCU-A-CB (Split System: Heat Pump with Remote Outdoor Unit-Air-Source) | (C,H,T)5H3V36*K*AAA* |  |  | EVD5X42M24A*+WALLCON | *96CTN0802120B* | 35400 | 21.5 | 8.5 | 38000 | 28600 | 75.26% | 2.04 | 0 | 12 |  |  |  |  | R-454B | 2.95 | Residential & Commercial | USHP | Ducted CEE Tier 1
215940742 | Central HP <5.4 tons | KENMORE | HRCU-A-CB (Split System: Heat Pump with Remote Outdoor Unit-Air-Source) | (C,H,T)5H3V36*K*AAA* |  |  | EVD5X48M24A*+WALLCON | *97CTN0802120A* | 35000 | 21 | 8.5 | 38500 | 28400 | 73.77% | 2.04 | 0 | 12 |  |  |  |  | R-454B | 2.9167 | Residential & Commercial | USHP | Ducted CEE Tier 1
215679413 | Central HP <5.4 tons | CARRIER | HRCU-A-CB (Split System: Heat Pump with Remote Outdoor Unit-Air-Source) | 27VNA036A*030* |  |  | CAA**4321AM*+UI | 59TN6C080C21**20 | 34400 | 18 | 9 | 35400 | 25200 | 71.19% | 1.88 | 0 | 10 |  |  |  |  | R-454B | 2.8667 | Residential & Commercial | USHP | Ducted CEE Tier 1
216891835 | Central HP <5.4 tons | RHEEM | HRCU-A-CB (Split System: Heat Pump with Remote Outdoor Unit-Air-Source) | RD18AY36AJVC |  |  | RCFY3624MTANM | R802V0755A21DZ | 32600 | 19 | 10 | 32600 | 27800 | 85.28% | 2.1 | 0 | 12 |  |  |  |  | R-454B | 2.7167 | Residential & Commercial | USHP | Ducted CEE Tier 1
212521244 | Central HP <5.4 tons | WABBAN | HRCU-A-C (Split System: Heat Pump with Remote Outdoor Unit with No Indoor Fan --Air Source) | BB36-24WADU |  |  | TCAT36F/NAA | 0 | 32000 | 15.2 | 8.5 | 36000 | 26000 | 72.22% | 1.8 | 0 | 9.5 |  |  |  |  | R-410A | 2.6667 | Residential & Commercial | USHP
213076280 | Central HP <5.4 tons | BRYANT HEATING AND COOLING SYSTEMS | HRCU-A-CB (Split System: Heat Pump with Remote Outdoor Unit-Air-Source) | 38MURAQ36AB3* |  |  | CAP**4321AL* | 935SB66100M21*** | 36400 | 16.5 | 8.5 | 38000 | 34800 | 91.58% | 2.06 | 0 | 10 |  |  |  |  | R-410A | 3.0333 | Residential & Commercial | USHP | Ducted CEE Tier 1
213076257 | Central HP <5.4 tons | DAY & NIGHT | HRCU-A-CB (Split System: Heat Pump with Remote Outdoor Unit-Air-Source) | DLCURAH36ABK |  |  | EA*4X37L21A* | *95MSU1002122A* | 36400 | 16.5 | 8.5 | 38000 | 34800 | 91.58% | 2.06 | 0 | 10 |  |  |  |  | R-410A | 3.0333 | Residential & Commercial | USHP | Ducted CEE Tier 1
213076284 | Central HP <5.4 tons | DAY & NIGHT | HRCU-A-CB (Split System: Heat Pump with Remote Outdoor Unit-Air-Source) | DLCURAH36ABK |  |  | EA*4X43L21A* | *95MSU1002122A* | 36400 | 16.5 | 8.5 | 38000 | 34800 | 91.58% | 2.06 | 0 | 10 |  |  |  |  | R-410A | 3.0333 | Residential & Commercial | USHP | Ducted CEE Tier 1
214243982 | Central HP <5.4 tons | BRYANT HEATING AND COOLING SYSTEMS | HRCU-A-CB (Split System: Heat Pump with Remote Outdoor Unit-Air-Source) | 284ANV048*0**B* |  |  | CNPV*6024AL*+UI | 987MC66120C24*** | 44500 | 21 | 9 | 46000 | 36200 | 78.7% | 2.24 | 0 | 12 |  |  |  |  | R-410A | 3.7083 | Residential & Commercial | USHP | Ducted CEE Tier 1
214609202 | Central HP <5.4 tons | FRASER-JOHNSTON | HRCU-A-CB (Split System: Heat Pump with Remote Outdoor Unit-Air-Source) | HH860E2S11 |  |  | CTF60C5CGS1 | Z9ES100C16SMPS1 | 45500 | 18 | 9 | 46500 | 34200 | 73.55% | 2 | 0 | 11 |  |  |  |  | R-454B | 3.7917 | Residential & Commercial | USHP | Ducted CEE Tier 1
215941652 | Central HP <5.4 tons | KENMORE | HRCU-A-CB (Split System: Heat Pump with Remote Outdoor Unit-Air-Source) | (C,H,T)5H3V48*K*AAA* |  |  | EVD5X49M24A*+WALLCON | *97CTN1002122A* | 45500 | 20.5 | 8.1 | 52500 | 38000 | 72.38% | 1.9 | 0 | 11.5 |  |  |  |  | R-454B | 3.7917 | Residential & Commercial | USHP | Ducted CEE Tier 1
215941772 | Central HP <5.4 tons | KENMORE | HRCU-A-CB (Split System: Heat Pump with Remote Outdoor Unit-Air-Source) | (C,H,T)5H3V48*K*AAA* |  |  | EVD5X61M21A*+WALLCON | *96CTN0802120B* | 46000 | 20.5 | 8.1 | 53500 | 38500 | 71.96% | 1.95 | 0 | 11.5 |  |  |  |  | R-454B | 3.8333 | Residential & Commercial | USHP | Ducted CEE Tier 1
215941602 | Central HP <5.4 tons | KENMORE | HRCU-A-CB (Split System: Heat Pump with Remote Outdoor Unit-Air-Source) | (C,H,T)5H3V48*K*AAA* |  |  | EVD5X48M24A*+WALLCON | *97CTN0802120A* | 44500 | 20 | 8.1 | 52000 | 38000 | 73.08% | 1.9 | 0 | 11 |  |  |  |  | R-454B | 3.7083 | Residential & Commercial | USHP | Ducted CEE Tier 1
215939842 | Central HP <5.4 tons | KENMORE | HRCU-A-CB (Split System: Heat Pump with Remote Outdoor Unit-Air-Source) | (C,H,T)5H3V36*K*AAA* |  |  | EA*5X61M21A*+WALLCON | *80CSU0401712B* | 34400 | 20.5 | 9.5 | 34200 | 26000 | 76.02% | 2.06 | 0 | 12 |  |  |  |  | R-454B | 2.8667 | Residential & Commercial | USHP | Ducted CEE Tier 1
215940062 | Central HP <5.4 tons | KENMORE | HRCU-A-CB (Split System: Heat Pump with Remote Outdoor Unit-Air-Source) | (C,H,T)5H3V36*K*AAA* |  |  | ESH5X42M12A*+WALLCON | *97CTN0801716A* | 33400 | 18.5 | 9 | 35200 | 27000 | 76.7% | 1.92 | 0 | 11 |  |  |  |  | R-454B | 2.7833 | Residential & Commercial | USHP | Ducted CEE Tier 1
215675203 | Central HP <5.4 tons | CARRIER | HRCU-A-CB (Split System: Heat Pump with Remote Outdoor Unit-Air-Source) | 27VNA048A*030* |  |  | CSAH*6012AM*+UI | 58TN*B090C21**20 | 45500 | 16.5 | 8.5 | 48000 | 33600 | 70% | 2.06 | 0 | 9.5 |  |  |  |  | R-454B | 3.7917 | Residential & Commercial | USHP
214609197 | Central HP <5.4 tons | FRASER-JOHNSTON | HRCU-A-CB (Split System: Heat Pump with Remote Outdoor Unit-Air-Source) | HH860E2S11 |  |  | CTM60C5CGS1 | Z9ES100C20SMPS1 | 45500 | 18 | 9 | 47000 | 34400 | 73.19% | 2 | 0 | 11.7 |  |  |  |  | R-454B | 3.7917 | Residential & Commercial | USHP | Ducted CEE Tier 1
215941132 | Central HP <5.4 tons | KENMORE | HRCU-A-CB (Split System: Heat Pump with Remote Outdoor Unit-Air-Source) | (C,H,T)5H3V48*K*AAA* |  |  | EA*5X61M24A*+WALLCON | *97CTN1202422A* | 45500 | 21.5 | 9.5 | 48500 | 36600 | 75.46% | 2 | 0 | 11.5 |  |  |  |  | R-454B | 3.7917 | Residential & Commercial | USHP | Ducted CEE Tier 1
215940982 | Central HP <5.4 tons | KENMORE | HRCU-A-CB (Split System: Heat Pump with Remote Outdoor Unit-Air-Source) | (C,H,T)5H3V48*K*AAA* |  |  | EA*5X48M21A*+WALLCON | *97CTN0802120A* | 43500 | 20.5 | 9.5 | 48000 | 36600 | 76.25% | 1.92 | 0 | 10.5 |  |  |  |  | R-454B | 3.625 | Residential & Commercial | USHP | Ducted CEE Tier 1
215940682 | Central HP <5.4 tons | KENMORE | HRCU-A-CB (Split System: Heat Pump with Remote Outdoor Unit-Air-Source) | (C,H,T)5H3V36*K*AAA* |  |  | EVD5X42M21A*+WALLCON | *97CTN1002122A* | 34400 | 21 | 8.5 | 38500 | 28000 | 72.73% | 2.06 | 0 | 12 |  |  |  |  | R-454B | 2.8667 | Residential & Commercial | USHP | Ducted CEE Tier 1
215940332 | Central HP <5.4 tons | KENMORE | HRCU-A-CB (Split System: Heat Pump with Remote Outdoor Unit-Air-Source) | (C,H,T)5H3V36*K*AAA* |  |  | EVM5X49M21A*+WALLCON | *96CTN0802120B* | 35600 | 21.5 | 8.5 | 38000 | 28600 | 75.26% | 2.04 | 0 | 12 |  |  |  |  | R-454B | 2.9667 | Residential & Commercial | USHP | Ducted CEE Tier 1
215940532 | Central HP <5.4 tons | KENMORE | HRCU-A-CB (Split System: Heat Pump with Remote Outdoor Unit-Air-Source) | (C,H,T)5H3V36*K*AAA* |  |  | EVD5X36M21A*+WALLCON | *80CSU0601716B* | 34400 | 21 | 8.5 | 38500 | 28000 | 72.73% | 2.04 | 0 | 12 |  |  |  |  | R-454B | 2.8667 | Residential & Commercial | USHP | Ducted CEE Tier 1
215940552 | Central HP <5.4 tons | KENMORE | HRCU-A-CB (Split System: Heat Pump with Remote Outdoor Unit-Air-Source) | (C,H,T)5H3V36*K*AAA* |  |  | EVD5X36M21A*+WALLCON | *97CTN0801716A* | 34200 | 20.5 | 8.5 | 39000 | 28600 | 73.33% | 2.04 | 0 | 11.5 |  |  |  |  | R-454B | 2.85 | Residential & Commercial | USHP | Ducted CEE Tier 1
215939682 | Central HP <5.4 tons | KENMORE | HRCU-A-CB (Split System: Heat Pump with Remote Outdoor Unit-Air-Source) | (C,H,T)5H3V36*K*AAA* |  |  | EA*5X42M21A*+WALLCON | *97CTN0601716A* | 32400 | 19 | 9 | 35600 | 27400 | 76.97% | 1.88 | 0 | 10.5 |  |  |  |  | R-454B | 2.7 | Residential & Commercial | USHP | Ducted CEE Tier 1
215679243 | Central HP <5.4 tons | CARRIER | HRCU-A-CB (Split System: Heat Pump with Remote Outdoor Unit-Air-Source) | 27VNA036A*030* |  |  | CAA**3717AM*+UI | 58CU*B060C17**16 | 34000 | 17 | 9 | 35600 | 25400 | 71.35% | 1.86 | 0 | 9.5 |  |  |  |  | R-454B | 2.8333 | Residential & Commercial | USHP
215679293 | Central HP <5.4 tons | CARRIER | HRCU-A-CB (Split System: Heat Pump with Remote Outdoor Unit-Air-Source) | 27VNA036A*030* |  |  | CAA**3721AM*+UI | 58CU*B060C17**16 | 34600 | 17.5 | 9 | 35200 | 25000 | 71.02% | 1.9 | 0 | 10 |  |  |  |  | R-454B | 2.8833 | Residential & Commercial | USHP | Ducted CEE Tier 1
213076843 | Central HP <5.4 tons | KEEPRITE | HRCU-A-CB (Split System: Heat Pump with Remote Outdoor Unit-Air-Source) | DLCURAH36ABK |  |  | EN(A,D,W)4X48L21** | *80VTL1102122B* | 36400 | 16.5 | 8.1 | 38500 | 35000 | 90.91% | 2.02 | 0 | 10.5 |  |  |  |  | R-410A | 3.0333 | Residential & Commercial | USHP | Ducted CEE Tier 1
213075882 | Central HP <5.4 tons | KEEPRITE | HRCU-A-CB (Split System: Heat Pump with Remote Outdoor Unit-Air-Source) | DLCURAH36ABK |  |  | EA*4X36L21A* | *95MSU1002120A* | 35200 | 16 | 8.1 | 38500 | 35200 | 91.43% | 1.84 | 0 | 9.5 |  |  |  |  | R-410A | 2.9333 | Residential & Commercial | USHP
215677523 | Central HP <5.4 tons | CARRIER | HRCU-A-CB (Split System: Heat Pump with Remote Outdoor Unit-Air-Source) | 27VNA060A*030* |  |  | CVAVA6024XMA*+UI | 59MN7C100C21**22 | 56500 | 18.5 | 9 | 63000 | 44500 | 70.63% | 2.08 | 0 | 9 |  |  |  |  | R-454B | 4.7083 | Residential & Commercial | USHP
215941752 | Central HP <5.4 tons | KENMORE | HRCU-A-CB (Split System: Heat Pump with Remote Outdoor Unit-Air-Source) | (C,H,T)5H3V48*K*AAA* |  |  | EVD5X60M24A*+WALLCON | *97CTN1002122A* | 45500 | 20.5 | 8.1 | 52500 | 38000 | 72.38% | 1.9 | 0 | 11.5 |  |  |  |  | R-454B | 3.7917 | Residential & Commercial | USHP | Ducted CEE Tier 1
215318849 | Central HP <5.4 tons | Weathermaker | HRCU-A-CB (Split System: Heat Pump with Remote Outdoor Unit-Air-Source) | 37MAHAQ24AA3 |  |  | 45MBAAQ24XB3 | 0 | 23000 | 18.8 | 10 | 26000 | 23600 | 90.77% | 2.16 | 0 | 12 |  |  |  |  | R-454B | 1.9167 | Residential & Commercial | USHP | Ducted CEE Tier 1
216891863 | Central HP <5.4 tons | RHEEM | HRCU-A-CB (Split System: Heat Pump with Remote Outdoor Unit-Air-Source) | RD18AY36AJVC |  |  | RH2VY3621STACN | 0 | 31800 | 20 | 8.5 | 31800 | 27400 | 86.16% | 2 | 0 | 12 |  |  |  |  | R-454B | 2.65 | Residential & Commercial | USHP | Ducted CEE Tier 1
213372232 | Central HP <5.4 tons | Weathermaker | HRCU-A-C (Split System: Heat Pump with Remote Outdoor Unit with No Indoor Fan --Air Source) | 38MURAQ36AB3 |  |  | 40MULAQ36XBX + CI | 0 | 35000 | 15.5 | 8.6 | 38000 | 31600 | 83.16% | 1.85 | 0 | 10 |  |  |  |  | R-410A | 2.9167 | Residential & Commercial | USHP | Ducted CEE Tier 1
216013304 | Central HP <5.4 tons | FRASER-JOHNSTON | HRCU-A-CB (Split System: Heat Pump with Remote Outdoor Unit-Air-Source) | HH824E2S11 |  |  | CTM36B5ADS1+JMET12BS2N1 | 0 | 23000 | 18 | 9.5 | 23000 | 18000 | 78.26% | 2 | 0 | 12 |  |  |  |  | R-454B | 1.9167 | Residential & Commercial | USHP | Ducted CEE Tier 1
214572806 | Central HP <5.4 tons | KENMORE | HRCU-A-CB (Split System: Heat Pump with Remote Outdoor Unit-Air-Source) | (C,H,T)VH837GKA** |  |  | EA*4X48L21A*+WALLCON | *97CMN0602120B* | 32200 | 17 | 8.5 | 32600 | 25200 | 77.3% | 1.96 | 0 | 11 |  |  |  |  | R-410A | 2.6833 | Residential & Commercial | USHP | Ducted CEE Tier 1
215939732 | Central HP <5.4 tons | KENMORE | HRCU-A-CB (Split System: Heat Pump with Remote Outdoor Unit-Air-Source) | (C,H,T)5H3V36*K*AAA* |  |  | EA*5X48M21A*+WALLCON | *80CSU0401712B* | 33400 | 20.5 | 9.5 | 34400 | 26200 | 76.16% | 2.04 | 0 | 11.7 |  |  |  |  | R-454B | 2.7833 | Residential & Commercial | USHP | Ducted CEE Tier 1
215939832 | Central HP <5.4 tons | KENMORE | HRCU-A-CB (Split System: Heat Pump with Remote Outdoor Unit-Air-Source) | (C,H,T)5H3V36*K*AAA* |  |  | EA*5X61M21A*+WALLCON | *96CTN0802120B* | 34400 | 20 | 9 | 34400 | 26200 | 76.16% | 1.95 | 0 | 11.7 |  |  |  |  | R-454B | 2.8667 | Residential & Commercial | USHP | Ducted CEE Tier 1
215941002 | Central HP <5.4 tons | KENMORE | HRCU-A-CB (Split System: Heat Pump with Remote Outdoor Unit-Air-Source) | (C,H,T)5H3V48*K*AAA* |  |  | EA*5X60M24A*+WALLCON | *96CTN0802120B* | 44500 | 21 | 9.5 | 48500 | 36600 | 75.46% | 2 | 0 | 11 |  |  |  |  | R-454B | 3.7083 | Residential & Commercial | USHP | Ducted CEE Tier 1
214574356 | Central HP <5.4 tons | KENMORE | HRCU-A-CB (Split System: Heat Pump with Remote Outdoor Unit-Air-Source) | (C,H,T)VH837GKA2* |  |  | EHD4X48AAL+WALLCON | *95CSU1002122B* | 32600 | 17.5 | 8.5 | 32600 | 24800 | 76.07% | 1.98 | 0 | 11 |  |  |  |  | R-410A | 2.7167 | Residential & Commercial | USHP | Ducted CEE Tier 1
213076863 | Central HP <5.4 tons | BRYANT HEATING AND COOLING SYSTEMS | HRCU-A-CB (Split System: Heat Pump with Remote Outdoor Unit-Air-Source) | 38MURAQ36AB3* |  |  | CNPV*4824AL* | 82*TB66135V24*** | 36000 | 16.5 | 8.1 | 38500 | 34800 | 90.39% | 2 | 0 | 10 |  |  |  |  | R-410A | 3 | Residential & Commercial | USHP | Ducted CEE Tier 1
211227526 | Central HP <5.4 tons | KEEPRITE | HRCU-A-CB (Split System: Heat Pump with Remote Outdoor Unit-Air-Source) | DLCURAH36ABK |  |  | EA*4X42L21A* | *92ESN0801716A* | 35400 | 16 | 8.1 | 38500 | 35000 | 90.91% | 1.88 | 0 | 10 |  |  |  |  | R-410A | 2.95 | Residential & Commercial | USHP | Ducted CEE Tier 1
216374698 | Central HP <5.4 tons | FRASER-JOHNSTON | HRCU-A-CB (Split System: Heat Pump with Remote Outdoor Unit-Air-Source) | HH860E2S11 |  |  | CTM60C5CHS1 | Z9ET100C20SMPS1 | 53500 | 19 | 8.5 | 54000 | 39000 | 72.22% | 2 | 0 | 11 |  |  |  |  | R-454B | 4.4583 | Residential & Commercial | USHP | Ducted CEE Tier 1
216374775 | Central HP <5.4 tons | FRASER-JOHNSTON | HRCU-A-CB (Split System: Heat Pump with Remote Outdoor Unit-Air-Source) | HH860E2S11 |  |  | CTF60C5CHS1 | Z9ET100C20SMPS1 | 53500 | 19 | 8.5 | 54000 | 39000 | 72.22% | 2 | 0 | 11 |  |  |  |  | R-454B | 4.4583 | Residential & Commercial | USHP | Ducted CEE Tier 1
214398248 | Central HP <5.4 tons | FRASER-JOHNSTON | HRCU-A-CB (Split System: Heat Pump with Remote Outdoor Unit-Air-Source) | HH860E2S11 |  |  | CTM60C5CGS1 | TM8Y100C20MP11 | 44500 | 18 | 9 | 45000 | 33800 | 75.11% | 2 | 0 | 11.7 |  |  |  |  | R-454B | 3.7083 | Residential & Commercial | USHP | Ducted CEE Tier 1
214398659 | Central HP <5.4 tons | FRASER-JOHNSTON | HRCU-A-CB (Split System: Heat Pump with Remote Outdoor Unit-Air-Source) | HH860E2S11 |  |  | CTF60C5CGS1 | TPLC100C16MP13 | 43500 | 18 | 9 | 44000 | 33400 | 75.91% | 2 | 0 | 11.7 |  |  |  |  | R-454B | 3.625 | Residential & Commercial | USHP | Ducted CEE Tier 1
215677513 | Central HP <5.4 tons | CARRIER | HRCU-A-CB (Split System: Heat Pump with Remote Outdoor Unit-Air-Source) | 27VNA060A*030* |  |  | CVAVA6024XMA*+UI | 59MN7C080C21**20 | 56500 | 18 | 9 | 63500 | 44500 | 70.08% | 2.08 | 0 | 9 |  |  |  |  | R-454B | 4.7083 | Residential & Commercial | USHP
215677673 | Central HP <5.4 tons | CARRIER | HRCU-A-CB (Split System: Heat Pump with Remote Outdoor Unit-Air-Source) | 27VNA060A*030* |  |  | CVAVA6124XMA*+UI | 59CU5B080C21**20 | 57500 | 18 | 9 | 64000 | 45000 | 70.31% | 2.08 | 0 | 9 |  |  |  |  | R-454B | 4.7917 | Residential & Commercial | USHP
215677823 | Central HP <5.4 tons | CARRIER | HRCU-A-CB (Split System: Heat Pump with Remote Outdoor Unit-Air-Source) | 27VNA060A*030* |  |  | CAA**6024AM*+UI | 59MN7C060C21**20 | 54000 | 17.5 | 8.5 | 60500 | 42500 | 70.25% | 1.86 | 0 | 8 |  |  |  |  | R-454B | 4.5 | Residential & Commercial | USHP
214777071 | Central HP <5.4 tons | FRASER-JOHNSTON | HRCU-A-CB (Split System: Heat Pump with Remote Outdoor Unit-Air-Source) | HMH72B361 |  |  | XAFC36DBCN1 | Z9ES080C16SMPS1 | 36000 | 17 | 8.5 | 36000 | 25200 | 70% | 2.06 | 0 | 8.5 |  |  |  |  | R-410A | 3 | Residential & Commercial | USHP
213075954 | Central HP <5.4 tons | KEEPRITE | HRCU-A-CB (Split System: Heat Pump with Remote Outdoor Unit-Air-Source) | DLCURAH36ABK |  |  | EA*4X48L24A* | *95MSU1002120A* | 36000 | 16.5 | 8.5 | 38000 | 34800 | 91.58% | 2.04 | 0 | 10 |  |  |  |  | R-410A | 3 | Residential & Commercial | USHP | Ducted CEE Tier 1
212972937 | Central HP <5.4 tons | DAY & NIGHT | HRCU-A-CB (Split System: Heat Pump with Remote Outdoor Unit-Air-Source) | DLCURAH24ABK |  |  | EA*4X30L17A* | *96VSN0401410B* | 23400 | 16 | 8.5 | 26400 | 24800 | 93.94% | 2.04 | 0 | 10 |  |  |  |  | R-410A | 1.95 | Residential & Commercial | USHP | Ducted CEE Tier 1
212973187 | Central HP <5.4 tons | DAY & NIGHT | HRCU-A-CB (Split System: Heat Pump with Remote Outdoor Unit-Air-Source) | DLCURAH24ABK |  |  | EA*4X24L17A* | *96VSN0401712B* | 23400 | 16 | 8.5 | 27000 | 26200 | 97.04% | 2.18 | 0 | 9.5 |  |  |  |  | R-410A | 1.95 | Residential & Commercial | USHP
213078516 | Central HP <5.4 tons | KEEPRITE | HRCU-A-CB (Split System: Heat Pump with Remote Outdoor Unit-Air-Source) | DLCURAH36ABK |  |  | EA*4X42L21A* | *80MS(N,L)0902120A* | 35400 | 16.5 | 8.1 | 38500 | 35000 | 90.91% | 1.88 | 0 | 10 |  |  |  |  | R-410A | 2.95 | Residential & Commercial | USHP | Ducted CEE Tier 1
215940492 | Central HP <5.4 tons | KENMORE | HRCU-A-CB (Split System: Heat Pump with Remote Outdoor Unit-Air-Source) | (C,H,T)5H3V36*K*AAA* |  |  | EVM5X60M24A*+WALLCON | *97CTN1002122A* | 35600 | 22 | 8.5 | 38000 | 28400 | 74.74% | 2.04 | 0 | 12.5 |  |  |  |  | R-454B | 2.9667 | Residential & Commercial | USHP | Ducted CEE Tier 1
215939772 | Central HP <5.4 tons | KENMORE | HRCU-A-CB (Split System: Heat Pump with Remote Outdoor Unit-Air-Source) | (C,H,T)5H3V36*K*AAA* |  |  | EA*5X48M21A*+WALLCON | *97CTN0802120A* | 33400 | 20 | 9.5 | 34600 | 26400 | 76.3% | 2.04 | 0 | 11.5 |  |  |  |  | R-454B | 2.7833 | Residential & Commercial | USHP | Ducted CEE Tier 1
215939672 | Central HP <5.4 tons | KENMORE | HRCU-A-CB (Split System: Heat Pump with Remote Outdoor Unit-Air-Source) | (C,H,T)5H3V36*K*AAA* |  |  | EA*5X42M21A*+WALLCON | *80CSU0601716B* | 32800 | 20 | 9.5 | 34800 | 26600 | 76.44% | 2 | 0 | 11.5 |  |  |  |  | R-454B | 2.7333 | Residential & Commercial | USHP | Ducted CEE Tier 1
216374541 | Central HP <5.4 tons | FRASER-JOHNSTON | HRCU-A-CB (Split System: Heat Pump with Remote Outdoor Unit-Air-Source) | HH824E2S11 |  |  | CTF30B5ACS1 | Z9ET060B12SMPS1 | 23000 | 18 | 9.5 | 23000 | 18500 | 80.43% | 2 | 0 | 11.7 |  |  |  |  | R-454B | 1.9167 | Residential & Commercial | USHP | Ducted CEE Tier 1
214809008 | Central HP <5.4 tons | COLEMAN | HRCU-A-CB (Split System: Heat Pump with Remote Outdoor Unit-Air-Source) | HH860E2S11 |  |  | CTU60C5XGS1+TXV | TM8V100C16MP12 | 43500 | 18 | 9 | 44000 | 33400 | 75.91% | 2 | 0 | 11.7 |  |  |  |  | R-454B | 3.625 | Residential & Commercial | USHP | Ducted CEE Tier 1
214574556 | Central HP <5.4 tons | KENMORE | HRCU-A-CB (Split System: Heat Pump with Remote Outdoor Unit-Air-Source) | (C,H,T)VH837GKA2* |  |  | EN(A,D,W)4X42L21**+WALLCON | *97CMN0802120B* | 31800 | 17 | 8.1 | 33000 | 24400 | 73.94% | 1.88 | 0 | 11 |  |  |  |  | R-410A | 2.65 | Residential & Commercial | USHP | Ducted CEE Tier 1
214574106 | Central HP <5.4 tons | KENMORE | HRCU-A-CB (Split System: Heat Pump with Remote Outdoor Unit-Air-Source) | (C,H,T)VH837GKA2* |  |  | EA*4X61L21A*+WALLCON | *95CSU0802120B* | 33200 | 17.5 | 8.5 | 32000 | 25000 | 78.12% | 2 | 0 | 11.5 |  |  |  |  | R-410A | 2.7667 | Residential & Commercial | USHP | Ducted CEE Tier 1
214573486 | Central HP <5.4 tons | KENMORE | HRCU-A-CB (Split System: Heat Pump with Remote Outdoor Unit-Air-Source) | (C,H,T)VH837GKA** |  |  | EN(A,D,W)4X48L21**+WALLCON | *96CTN0802120B* | 32400 | 17.5 | 8.5 | 32600 | 24800 | 76.07% | 1.98 | 0 | 11.5 |  |  |  |  | R-410A | 2.7 | Residential & Commercial | USHP | Ducted CEE Tier 1
214573336 | Central HP <5.4 tons | KENMORE | HRCU-A-CB (Split System: Heat Pump with Remote Outdoor Unit-Air-Source) | (C,H,T)VH837GKA** |  |  | EN(A,D)4X36L21**+WALLCON | *95CSU1002122B* | 31400 | 17 | 8.1 | 33000 | 24000 | 72.73% | 1.84 | 0 | 11 |  |  |  |  | R-410A | 2.6167 | Residential & Commercial | USHP | Ducted CEE Tier 1
213077122 | Central HP <5.4 tons | KEEPRITE | HRCU-A-CB (Split System: Heat Pump with Remote Outdoor Unit-Air-Source) | DLCURAH36ABK |  |  | EN(A,D,W)4X48L21** | *96VSN0802120B* | 35600 | 16.5 | 8.1 | 38500 | 34800 | 90.39% | 1.98 | 0 | 10 |  |  |  |  | R-410A | 2.9667 | Residential & Commercial | USHP | Ducted CEE Tier 1
213771643 | Central HP <5.4 tons | KENMORE | HRCU-A-CB (Split System: Heat Pump with Remote Outdoor Unit-Air-Source) | (C,H,T)VH825GKA2* |  |  | EA*4X48L21A*+WALLCON | *97CMN1002122B* | 24000 | 16.5 | 8.1 | 21000 | 16500 | 78.57% | 2.02 | 0 | 11 |  |  |  |  | R-410A | 2 | Residential & Commercial | USHP | Ducted CEE Tier 1
215678153 | Central HP <5.4 tons | CARRIER | HRCU-A-CB (Split System: Heat Pump with Remote Outdoor Unit-Air-Source) | 27VNA060A*030* |  |  | CSAH*6012AM*+UI | 59MN7C120C24**22 | 55500 | 17 | 8.5 | 60000 | 42000 | 70% | 1.9 | 0 | 8.5 |  |  |  |  | R-454B | 4.625 | Residential & Commercial | USHP
213771143 | Central HP <5.4 tons | KENMORE | HRCU-A-CB (Split System: Heat Pump with Remote Outdoor Unit-Air-Source) | (C,H,T)VH825GKA2* |  |  | EA*4X37L21A*+WALLCON | *80CTL0701716B* | 24400 | 17 | 8.5 | 21200 | 16600 | 78.3% | 2.02 | 0 | 11 |  |  |  |  | R-410A | 2.0333 | Residential & Commercial | USHP | Ducted CEE Tier 1
213770743 | Central HP <5.4 tons | KENMORE | HRCU-A-CB (Split System: Heat Pump with Remote Outdoor Unit-Air-Source) | (C,H,T)VH825GKA2* |  |  | EA*4X30L17A*+WALLCON | *80CTL0901716B* | 23600 | 16.5 | 8.1 | 21400 | 16700 | 78.04% | 1.92 | 0 | 11 |  |  |  |  | R-410A | 1.9667 | Residential & Commercial | USHP | Ducted CEE Tier 1
214807826 | Central HP <5.4 tons | COLEMAN | HRCU-A-CB (Split System: Heat Pump with Remote Outdoor Unit-Air-Source) | HH824E2S11 |  |  | CTU30B5XCS1+JMET12BS2N1+TXV | 0 | 23000 | 18 | 9.5 | 23000 | 18500 | 80.43% | 2 | 0 | 12 |  |  |  |  | R-454B | 1.9167 | Residential & Commercial | USHP | Ducted CEE Tier 1
215940312 | Central HP <5.4 tons | KENMORE | HRCU-A-CB (Split System: Heat Pump with Remote Outdoor Unit-Air-Source) | (C,H,T)5H3V36*K*AAA* |  |  | EVM5X44M21A*+WALLCON | *97CTN0802120A* | 35600 | 21.5 | 8.5 | 38000 | 28600 | 75.26% | 2.04 | 0 | 12 |  |  |  |  | R-454B | 2.9667 | Residential & Commercial | USHP | Ducted CEE Tier 1
215940762 | Central HP <5.4 tons | KENMORE | HRCU-A-CB (Split System: Heat Pump with Remote Outdoor Unit-Air-Source) | (C,H,T)5H3V36*K*AAA* |  |  | EVD5X48M24A*+WALLCON | *97CTN1202422A* | 35000 | 21.5 | 8.5 | 38000 | 28200 | 74.21% | 2.02 | 0 | 12 |  |  |  |  | R-454B | 2.9167 | Residential & Commercial | USHP | Ducted CEE Tier 1
215940832 | Central HP <5.4 tons | KENMORE | HRCU-A-CB (Split System: Heat Pump with Remote Outdoor Unit-Air-Source) | (C,H,T)5H3V36*K*AAA* |  |  | EVD5X60M21A*+WALLCON | *80CSU0601716B* | 35600 | 22 | 8.5 | 38000 | 28600 | 75.26% | 2.02 | 0 | 12.5 |  |  |  |  | R-454B | 2.9667 | Residential & Commercial | USHP | Ducted CEE Tier 1
212987075 | Central HP <5.4 tons | KEEPRITE | HRCU-A-CB (Split System: Heat Pump with Remote Outdoor Unit-Air-Source) | DLCURAH18ABK |  |  | EN(A,D)4X30L14** | *96MSN0601412A* | 17500 | 16 | 8.1 | 18000 | 18600 | 103.3% | 2.24 | 0 | 11 |  |  |  |  | R-410A | 1.4583 | Residential & Commercial | USHP | Ducted CEE Tier 1
212987025 | Central HP <5.4 tons | KEEPRITE | HRCU-A-CB (Split System: Heat Pump with Remote Outdoor Unit-Air-Source) | DLCURAH18ABK |  |  | EA*4X30L14A* | *96MSN0601412A* | 17400 | 16 | 8.5 | 18000 | 18700 | 103.9% | 2.26 | 0 | 10.5 |  |  |  |  | R-410A | 1.45 | Residential & Commercial | USHP | Ducted CEE Tier 1
212986243 | Central HP <5.4 tons | KEEPRITE | HRCU-A-CB (Split System: Heat Pump with Remote Outdoor Unit-Air-Source) | DLCURAH24ABK |  |  | EN(A,D)4X30L14** | *96MSN0401410A* | 23400 | 16 | 8.1 | 26400 | 24600 | 93.18% | 2.02 | 0 | 10 |  |  |  |  | R-410A | 1.95 | Residential & Commercial | USHP | Ducted CEE Tier 1
212986591 | Central HP <5.4 tons | KEEPRITE | HRCU-A-CB (Split System: Heat Pump with Remote Outdoor Unit-Air-Source) | DLCURAH24ABK |  |  | EA*4X37L17A* | *96MSN0401712A* | 24000 | 15.5 | 8.5 | 25600 | 22200 | 86.72% | 1.82 | 0 | 10 |  |  |  |  | R-410A | 2 | Residential & Commercial | USHP | Ducted CEE Tier 1
215853380 | Central HP <5.4 tons | LUXAIRE | HRCU-A-CB (Split System: Heat Pump with Remote Outdoor Unit-Air-Source) | HH836E2S11 |  |  | CTM36C5CDS1+JMC16C2SN1 | 0 | 34400 | 19 | 9 | 31600 | 25800 | 81.65% | 2 | 0 | 11.7 |  |  |  |  | R-454B | 2.8667 | Residential & Commercial | USHP | Ducted CEE Tier 1
214398594 | Central HP <5.4 tons | FRASER-JOHNSTON | HRCU-A-CB (Split System: Heat Pump with Remote Outdoor Unit-Air-Source) | HH836E2S11 |  |  | CTF48C5CFS1 | TM8Y120C20MP11 | 34400 | 19 | 9 | 32600 | 25800 | 79.14% | 2 | 0 | 11 |  |  |  |  | R-454B | 2.8667 | Residential & Commercial | USHP | Ducted CEE Tier 1
215675393 | Central HP <5.4 tons | CARRIER | HRCU-A-CB (Split System: Heat Pump with Remote Outdoor Unit-Air-Source) | 27VNA048A*030* |  |  | CVAMA4821XMA*+UI | 58TN*B110C21**20 | 47000 | 18.5 | 9 | 50000 | 36400 | 72.8% | 2 | 0 | 10 |  |  |  |  | R-454B | 3.9167 | Residential & Commercial | USHP | Ducted CEE Tier 1
215675593 | Central HP <5.4 tons | CARRIER | HRCU-A-CB (Split System: Heat Pump with Remote Outdoor Unit-Air-Source) | 27VNA048A*030* |  |  | CVAMA4921XMA*+UI | 59CU5B100C21**22 | 48000 | 19 | 9 | 50000 | 36600 | 73.2% | 2.02 | 0 | 10 |  |  |  |  | R-454B | 4 | Residential & Commercial | USHP | Ducted CEE Tier 1
215675643 | Central HP <5.4 tons | CARRIER | HRCU-A-CB (Split System: Heat Pump with Remote Outdoor Unit-Air-Source) | 27VNA048A*030* |  |  | CVAMA4921XMA*+UI | 59TN6C080C17**14 | 48000 | 18.5 | 9 | 50000 | 36200 | 72.4% | 2.02 | 0 | 10 |  |  |  |  | R-454B | 4 | Residential & Commercial | USHP | Ducted CEE Tier 1
215940842 | Central HP <5.4 tons | KENMORE | HRCU-A-CB (Split System: Heat Pump with Remote Outdoor Unit-Air-Source) | (C,H,T)5H3V36*K*AAA* |  |  | EVD5X60M21A*+WALLCON | *97CTN0601716A* | 35200 | 21 | 8.5 | 38500 | 29200 | 75.84% | 2 | 0 | 11.7 |  |  |  |  | R-454B | 2.9333 | Residential & Commercial | USHP | Ducted CEE Tier 1
215940942 | Central HP <5.4 tons | KENMORE | HRCU-A-CB (Split System: Heat Pump with Remote Outdoor Unit-Air-Source) | (C,H,T)5H3V48*K*AAA* |  |  | EA*5X48M21A*+WALLCON | *96CTN0802120B* | 43500 | 20.5 | 9.5 | 48000 | 36600 | 76.25% | 2 | 0 | 10.5 |  |  |  |  | R-454B | 3.625 | Residential & Commercial | USHP | Ducted CEE Tier 1
215941042 | Central HP <5.4 tons | KENMORE | HRCU-A-CB (Split System: Heat Pump with Remote Outdoor Unit-Air-Source) | (C,H,T)5H3V48*K*AAA* |  |  | EA*5X61M21A*+WALLCON | *96CTN0802120B* | 45000 | 21 | 9.5 | 48500 | 37000 | 76.29% | 2 | 0 | 11 |  |  |  |  | R-454B | 3.75 | Residential & Commercial | USHP | Ducted CEE Tier 1
215940892 | Central HP <5.4 tons | KENMORE | HRCU-A-CB (Split System: Heat Pump with Remote Outdoor Unit-Air-Source) | (C,H,T)5H3V36*K*AAA* |  |  | EVD5X60M24A*+WALLCON | *97CTN0802120A* | 35400 | 21.5 | 8.5 | 38000 | 28600 | 75.26% | 2.04 | 0 | 12 |  |  |  |  | R-454B | 2.95 | Residential & Commercial | USHP | Ducted CEE Tier 1
215940642 | Central HP <5.4 tons | KENMORE | HRCU-A-CB (Split System: Heat Pump with Remote Outdoor Unit-Air-Source) | (C,H,T)5H3V36*K*AAA* |  |  | EVD5X42M21A*+WALLCON | *80CSU0601716B* | 34400 | 21 | 8.5 | 38500 | 28000 | 72.73% | 2.04 | 0 | 12 |  |  |  |  | R-454B | 2.8667 | Residential & Commercial | USHP | Ducted CEE Tier 1
215939992 | Central HP <5.4 tons | KENMORE | HRCU-A-CB (Split System: Heat Pump with Remote Outdoor Unit-Air-Source) | (C,H,T)5H3V36*K*AAA* |  |  | ESH5X36M12A*+WALLCON | *97CTN0802120A* | 33200 | 19 | 9 | 35000 | 26800 | 76.57% | 1.92 | 0 | 11 |  |  |  |  | R-454B | 2.7667 | Residential & Commercial | USHP | Ducted CEE Tier 1
215940072 | Central HP <5.4 tons | KENMORE | HRCU-A-CB (Split System: Heat Pump with Remote Outdoor Unit-Air-Source) | (C,H,T)5H3V36*K*AAA* |  |  | ESH5X42M12A*+WALLCON | *97CTN0802120A* | 33600 | 19 | 9 | 34800 | 26600 | 76.44% | 1.92 | 0 | 11.5 |  |  |  |  | R-454B | 2.8 | Residential & Commercial | USHP | Ducted CEE Tier 1
215941032 | Central HP <5.4 tons | KENMORE | HRCU-A-CB (Split System: Heat Pump with Remote Outdoor Unit-Air-Source) | (C,H,T)5H3V48*K*AAA* |  |  | EA*5X60M24A*+WALLCON | *97CTN1202422A* | 44500 | 21 | 9.5 | 48000 | 36400 | 75.83% | 2 | 0 | 11 |  |  |  |  | R-454B | 3.7083 | Residential & Commercial | USHP | Ducted CEE Tier 1
216374653 | Central HP <5.4 tons | FRASER-JOHNSTON | HRCU-A-CB (Split System: Heat Pump with Remote Outdoor Unit-Air-Source) | HH860E2S11 |  |  | CTU60C5XGS1+TXV | Z9ET100C16SMPS1 | 44500 | 19 | 9 | 45500 | 33200 | 72.97% | 2 | 0 | 11 |  |  |  |  | R-454B | 3.7083 | Residential & Commercial | USHP | Ducted CEE Tier 1
214398468 | Central HP <5.4 tons | FRASER-JOHNSTON | HRCU-A-CB (Split System: Heat Pump with Remote Outdoor Unit-Air-Source) | HH860E2S11 |  |  | CTF60D5CJS1 | TM9Y120D20MP11 | 53000 | 19 | 9 | 55500 | 40000 | 72.07% | 2 | 0 | 10 |  |  |  |  | R-454B | 4.4167 | Residential & Commercial | USHP | Ducted CEE Tier 1
214398639 | Central HP <5.4 tons | FRASER-JOHNSTON | HRCU-A-CB (Split System: Heat Pump with Remote Outdoor Unit-Air-Source) | HH860E2S11 |  |  | CTF60C5CGS1 | TM8V100C16MP12 | 43500 | 18 | 9 | 44000 | 33400 | 75.91% | 2 | 0 | 11.7 |  |  |  |  | R-454B | 3.625 | Residential & Commercial | USHP | Ducted CEE Tier 1
214398253 | Central HP <5.4 tons | FRASER-JOHNSTON | HRCU-A-CB (Split System: Heat Pump with Remote Outdoor Unit-Air-Source) | HH860E2S11 |  |  | CTF60C5CGS1+JMC17C2SN1 | 0 | 44500 | 18 | 9 | 44000 | 33000 | 75% | 2 | 0 | 12 |  |  |  |  | R-454B | 3.7083 | Residential & Commercial | USHP | Ducted CEE Tier 1
214398268 | Central HP <5.4 tons | FRASER-JOHNSTON | HRCU-A-CB (Split System: Heat Pump with Remote Outdoor Unit-Air-Source) | HH860E2S11 |  |  | CTF60C5CGS1 | TMLV120C20MP12 | 44500 | 18 | 9 | 45000 | 33800 | 75.11% | 2 | 0 | 11 |  |  |  |  | R-454B | 3.7083 | Residential & Commercial | USHP | Ducted CEE Tier 1
214398287 | Central HP <5.4 tons | FRASER-JOHNSTON | HRCU-A-CB (Split System: Heat Pump with Remote Outdoor Unit-Air-Source) | HH860E2S11 |  |  | CTM60C5CGS1+JMVT16CC2N1 | 0 | 45000 | 19 | 9 | 44500 | 33200 | 74.61% | 2 | 0 | 12 |  |  |  |  | R-454B | 3.75 | Residential & Commercial | USHP | Ducted CEE Tier 1
211227384 | Central HP <5.4 tons | KEEPRITE | HRCU-A-CB (Split System: Heat Pump with Remote Outdoor Unit-Air-Source) | DLCURAH36ABK |  |  | EA*4X42L21A* | *80VSL0451716A* | 35200 | 15.5 | 8.1 | 38500 | 35200 | 91.43% | 1.88 | 0 | 9.5 |  |  |  |  | R-410A | 2.9333 | Residential & Commercial | USHP
216374663 | Central HP <5.4 tons | FRASER-JOHNSTON | HRCU-A-CB (Split System: Heat Pump with Remote Outdoor Unit-Air-Source) | HH824E2S11 |  |  | CTF30B5ACS1 | Z9ET080B12SMPS1 | 23000 | 18 | 9.5 | 23000 | 18100 | 78.7% | 2 | 0 | 12 |  |  |  |  | R-454B | 1.9167 | Residential & Commercial | USHP | Ducted CEE Tier 1
214397047 | Central HP <5.4 tons | FRASER-JOHNSTON | HRCU-A-CB (Split System: Heat Pump with Remote Outdoor Unit-Air-Source) | HH860E2S11 |  |  | CTF60C5CGS1 | TM9E100C20MP12 | 44500 | 17 | 9 | 45000 | 33800 | 75.11% | 2 | 0 | 11.7 |  |  |  |  | R-454B | 3.7083 | Residential & Commercial | USHP | Ducted CEE Tier 1
214398708 | Central HP <5.4 tons | FRASER-JOHNSTON | HRCU-A-CB (Split System: Heat Pump with Remote Outdoor Unit-Air-Source) | HH860E2S11 |  |  | CTF60C5CGS1 | TM9V100C20MP12 | 44000 | 18 | 9 | 45000 | 33800 | 75.11% | 2 | 0 | 11 |  |  |  |  | R-454B | 3.6667 | Residential & Commercial | USHP | Ducted CEE Tier 1
215941102 | Central HP <5.4 tons | KENMORE | HRCU-A-CB (Split System: Heat Pump with Remote Outdoor Unit-Air-Source) | (C,H,T)5H3V48*K*AAA* |  |  | EA*5X61M24A*+WALLCON | *96CTN0802120B* | 45500 | 21 | 9.5 | 48500 | 37000 | 76.29% | 2 | 0 | 11 |  |  |  |  | R-454B | 3.7917 | Residential & Commercial | USHP | Ducted CEE Tier 1
215941052 | Central HP <5.4 tons | KENMORE | HRCU-A-CB (Split System: Heat Pump with Remote Outdoor Unit-Air-Source) | (C,H,T)5H3V48*K*AAA* |  |  | EA*5X61M21A*+WALLCON | *80CSU0401712B* | 45500 | 21.5 | 9.5 | 48500 | 36800 | 75.88% | 2 | 0 | 11.5 |  |  |  |  | R-454B | 3.7917 | Residential & Commercial | USHP | Ducted CEE Tier 1
213076325 | Central HP <5.4 tons | BRYANT HEATING AND COOLING SYSTEMS | HRCU-A-CB (Split System: Heat Pump with Remote Outdoor Unit-Air-Source) | 38MURAQ36AB3* |  |  | CNPV*4821AL* | 935SB66100M21*** | 36200 | 16.5 | 8.1 | 38500 | 35000 | 90.91% | 2.02 | 0 | 10.5 |  |  |  |  | R-410A | 3.0167 | Residential & Commercial | USHP | Ducted CEE Tier 1
213076625 | Central HP <5.4 tons | BRYANT HEATING AND COOLING SYSTEMS | HRCU-A-CB (Split System: Heat Pump with Remote Outdoor Unit-Air-Source) | 38MURAQ36AB3* |  |  | CNPV*4821AL* | 82*TB48090V17*** | 35600 | 16.5 | 8.1 | 38500 | 35000 | 90.91% | 1.98 | 0 | 10 |  |  |  |  | R-410A | 2.9667 | Residential & Commercial | USHP | Ducted CEE Tier 1
213077599 | Central HP <5.4 tons | BRYANT HEATING AND COOLING SYSTEMS | HRCU-A-CB (Split System: Heat Pump with Remote Outdoor Unit-Air-Source) | 38MURAQ36AB3* |  |  | CAP**3721AL* | 926TC60100V21*** | 36200 | 16.5 | 8.5 | 38000 | 34800 | 91.58% | 2.04 | 0 | 10 |  |  |  |  | R-410A | 3.0167 | Residential & Commercial | USHP | Ducted CEE Tier 1
212979163 | Central HP <5.4 tons | KEEPRITE | HRCU-A-CB (Split System: Heat Pump with Remote Outdoor Unit-Air-Source) | DLCURAH24ABK |  |  | EA*4X36L17A* | *80MS(N,L)0701716A* | 23800 | 17 | 8.5 | 26200 | 23800 | 90.84% | 1.98 | 0 | 10 |  |  |  |  | R-410A | 1.9833 | Residential & Commercial | USHP | Ducted CEE Tier 1
214809228 | Central HP <5.4 tons | FRASER-JOHNSTON | HRCU-A-CB (Split System: Heat Pump with Remote Outdoor Unit-Air-Source) | HH860E2S11 |  |  | CTU60C5XGS1+TXV | TM8Y100C16MP11 | 44000 | 18 | 9 | 44000 | 33400 | 75.91% | 2 | 0 | 11.7 |  |  |  |  | R-454B | 3.6667 | Residential & Commercial | USHP | Ducted CEE Tier 1
215940792 | Central HP <5.4 tons | KENMORE | HRCU-A-CB (Split System: Heat Pump with Remote Outdoor Unit-Air-Source) | (C,H,T)5H3V36*K*AAA* |  |  | EVD5X49M24A*+WALLCON | *97CTN1002122A* | 35400 | 22 | 8.5 | 38000 | 28400 | 74.74% | 2.04 | 0 | 12.5 |  |  |  |  | R-454B | 2.95 | Residential & Commercial | USHP | Ducted CEE Tier 1
214398391 | Central HP <5.4 tons | FRASER-JOHNSTON | HRCU-A-CB (Split System: Heat Pump with Remote Outdoor Unit-Air-Source) | HH824E2S11 |  |  | CTF30B5ACS1 | TMLE100B12MP11 | 23000 | 17 | 9.5 | 23000 | 18400 | 80% | 2 | 0 | 12 |  |  |  |  | R-454B | 1.9167 | Residential & Commercial | USHP | Ducted CEE Tier 1
214398698 | Central HP <5.4 tons | FRASER-JOHNSTON | HRCU-A-CB (Split System: Heat Pump with Remote Outdoor Unit-Air-Source) | HH860E2S11 |  |  | CTM60C5CGS1 | TMLE100C20MP11 | 44500 | 17 | 9 | 45000 | 33800 | 75.11% | 2 | 0 | 11.7 |  |  |  |  | R-454B | 3.7083 | Residential & Commercial | USHP | Ducted CEE Tier 1
214398725 | Central HP <5.4 tons | FRASER-JOHNSTON | HRCU-A-CB (Split System: Heat Pump with Remote Outdoor Unit-Air-Source) | HH860E2S11 |  |  | CTM60D5CGS1 | TM9V120D20MP12 | 44000 | 18 | 9 | 44000 | 33400 | 75.91% | 2 | 0 | 11.7 |  |  |  |  | R-454B | 3.6667 | Residential & Commercial | USHP | Ducted CEE Tier 1
216374571 | Central HP <5.4 tons | FRASER-JOHNSTON | HRCU-A-CB (Split System: Heat Pump with Remote Outdoor Unit-Air-Source) | HH860E2S11 |  |  | CTM60D5CGS1 | Z9ET120D20SMPS1 | 44500 | 17 | 9 | 45000 | 32600 | 72.44% | 2 | 0 | 11.7 |  |  |  |  | R-454B | 3.7083 | Residential & Commercial | USHP | Ducted CEE Tier 1
216374607 | Central HP <5.4 tons | FRASER-JOHNSTON | HRCU-A-CB (Split System: Heat Pump with Remote Outdoor Unit-Air-Source) | HH860E2S11 |  |  | CTF60C5CGS1 | Z9ET080C16SMPS1 | 44000 | 18 | 9 | 45000 | 32800 | 72.89% | 2 | 0 | 11 |  |  |  |  | R-454B | 3.6667 | Residential & Commercial | USHP | Ducted CEE Tier 1
212984451 | Central HP <5.4 tons | DAY & NIGHT | HRCU-A-CB (Split System: Heat Pump with Remote Outdoor Unit-Air-Source) | DLCURAH30ABK |  |  | EA*4X36L21A* | *92MSN0801716A* | 29600 | 15.2 | 8.1 | 34000 | 28000 | 82.35% | 1.78 | 0 | 9 |  |  |  |  | R-410A | 2.4667 | Residential & Commercial | USHP
215939822 | Central HP <5.4 tons | KENMORE | HRCU-A-CB (Split System: Heat Pump with Remote Outdoor Unit-Air-Source) | (C,H,T)5H3V36*K*AAA* |  |  | EA*5X60M24A*+WALLCON | *97CTN1202422A* | 34000 | 20.5 | 9.5 | 34000 | 26000 | 76.47% | 2.06 | 0 | 12 |  |  |  |  | R-454B | 2.8333 | Residential & Commercial | USHP | Ducted CEE Tier 1
215939922 | Central HP <5.4 tons | KENMORE | HRCU-A-CB (Split System: Heat Pump with Remote Outdoor Unit-Air-Source) | (C,H,T)5H3V36*K*AAA* |  |  | EA*5X61M24A*+WALLCON | *97CTN1002122A* | 34400 | 20.5 | 9.5 | 34200 | 26000 | 76.02% | 2.06 | 0 | 12 |  |  |  |  | R-454B | 2.8667 | Residential & Commercial | USHP | Ducted CEE Tier 1
215940022 | Central HP <5.4 tons | KENMORE | HRCU-A-CB (Split System: Heat Pump with Remote Outdoor Unit-Air-Source) | (C,H,T)5H3V36*K*AAA* |  |  | ESH5X42M12A*+WALLCON | *96CTN0802120B* | 33600 | 19 | 9 | 34800 | 26600 | 76.44% | 1.92 | 0 | 11.5 |  |  |  |  | R-454B | 2.8 | Residential & Commercial | USHP | Ducted CEE Tier 1
215940042 | Central HP <5.4 tons | KENMORE | HRCU-A-CB (Split System: Heat Pump with Remote Outdoor Unit-Air-Source) | (C,H,T)5H3V36*K*AAA* |  |  | ESH5X42M12A*+WALLCON | *80CSU0601716B* | 33600 | 19.5 | 9 | 34800 | 26600 | 76.44% | 1.94 | 0 | 11.7 |  |  |  |  | R-454B | 2.8 | Residential & Commercial | USHP | Ducted CEE Tier 1
215940092 | Central HP <5.4 tons | KENMORE | HRCU-A-CB (Split System: Heat Pump with Remote Outdoor Unit-Air-Source) | (C,H,T)5H3V36*K*AAA* |  |  | ESH5X42M12A*+WALLCON | *97CTN1202422A* | 33600 | 19 | 9 | 34600 | 26600 | 76.88% | 1.94 | 0 | 11.5 |  |  |  |  | R-454B | 2.8 | Residential & Commercial | USHP | Ducted CEE Tier 1
215940142 | Central HP <5.4 tons | KENMORE | HRCU-A-CB (Split System: Heat Pump with Remote Outdoor Unit-Air-Source) | (C,H,T)5H3V36*K*AAA* |  |  | ESH5X48M12A*+WALLCON | *97CTN0801716A* | 33400 | 19 | 9 | 35200 | 27000 | 76.7% | 1.92 | 0 | 11 |  |  |  |  | R-454B | 2.7833 | Residential & Commercial | USHP | Ducted CEE Tier 1
215940172 | Central HP <5.4 tons | KENMORE | HRCU-A-CB (Split System: Heat Pump with Remote Outdoor Unit-Air-Source) | (C,H,T)5H3V36*K*AAA* |  |  | ESH5X48M12A*+WALLCON | *97CTN1202422A* | 33800 | 19.5 | 9 | 34600 | 26400 | 76.3% | 1.92 | 0 | 11.7 |  |  |  |  | R-454B | 2.8167 | Residential & Commercial | USHP | Ducted CEE Tier 1
214572886 | Central HP <5.4 tons | KENMORE | HRCU-A-CB (Split System: Heat Pump with Remote Outdoor Unit-Air-Source) | (C,H,T)VH837GKA** |  |  | EA*4X48L24A*+WALLCON | *96CTN0802120B* | 32400 | 17.5 | 8.5 | 32200 | 24800 | 77.02% | 2 | 0 | 11.5 |  |  |  |  | R-410A | 2.7 | Residential & Commercial | USHP | Ducted CEE Tier 1
214572636 | Central HP <5.4 tons | KENMORE | HRCU-A-CB (Split System: Heat Pump with Remote Outdoor Unit-Air-Source) | (C,H,T)VH837GKA** |  |  | EA*4X42L21A*+WALLCON | *97CMN0802120B* | 31800 | 17 | 8.5 | 32800 | 24400 | 74.39% | 1.9 | 0 | 11 |  |  |  |  | R-410A | 2.65 | Residential & Commercial | USHP | Ducted CEE Tier 1
214572516 | Central HP <5.4 tons | KENMORE | HRCU-A-CB (Split System: Heat Pump with Remote Outdoor Unit-Air-Source) | (C,H,T)VH837GKA** |  |  | EA*4X36L21A*+WALLCON | *97CMN0802120B* | 31600 | 17 | 8.1 | 33000 | 24200 | 73.33% | 1.86 | 0 | 11 |  |  |  |  | R-410A | 2.6333 | Residential & Commercial | USHP | Ducted CEE Tier 1
214571196 | Central HP <5.4 tons | KENMORE | HRCU-A-CB (Split System: Heat Pump with Remote Outdoor Unit-Air-Source) | (C,H,T)VH825GKA3* |  |  | EN(A,D,W)4X42L21**+WALLCON | *97CMN0802120B* | 23800 | 16.5 | 8.1 | 21400 | 16700 | 78.04% | 1.96 | 0 | 11 |  |  |  |  | R-410A | 1.9833 | Residential & Commercial | USHP | Ducted CEE Tier 1
214570396 | Central HP <5.4 tons | KENMORE | HRCU-A-CB (Split System: Heat Pump with Remote Outdoor Unit-Air-Source) | (C,H,T)VH825GKA3* |  |  | EA*4X36L21A*+WALLCON | *95CSU1002122B* | 23600 | 16.5 | 8.1 | 21400 | 16600 | 77.57% | 1.94 | 0 | 10.5 |  |  |  |  | R-410A | 1.9667 | Residential & Commercial | USHP | Ducted CEE Tier 1
212973207 | Central HP <5.4 tons | DAY & NIGHT | HRCU-A-CB (Split System: Heat Pump with Remote Outdoor Unit-Air-Source) | DLCURAH24ABK |  |  | EA*4X30L17A* | *96VSN0401712B* | 23200 | 16 | 8.5 | 26400 | 25200 | 95.45% | 2.08 | 0 | 10 |  |  |  |  | R-410A | 1.9333 | Residential & Commercial | USHP | Ducted CEE Tier 1
215940292 | Central HP <5.4 tons | KENMORE | HRCU-A-CB (Split System: Heat Pump with Remote Outdoor Unit-Air-Source) | (C,H,T)5H3V36*K*AAA* |  |  | EVM5X44M21A*+WALLCON | *97CTN0601716A* | 35200 | 21 | 8.5 | 38500 | 29400 | 76.36% | 2 | 0 | 11.7 |  |  |  |  | R-454B | 2.9333 | Residential & Commercial | USHP | Ducted CEE Tier 1
215939622 | Central HP <5.4 tons | KENMORE | HRCU-A-CB (Split System: Heat Pump with Remote Outdoor Unit-Air-Source) | (C,H,T)5H3V36*K*AAA* |  |  | EA*5X36M17A*+WALLCON | *80CSU0601716B* | 32400 | 19.5 | 9.5 | 35000 | 27000 | 77.14% | 2 | 0 | 11 |  |  |  |  | R-454B | 2.7 | Residential & Commercial | USHP | Ducted CEE Tier 1
213079727 | Central HP <5.4 tons | KEEPRITE | HRCU-A-CB (Split System: Heat Pump with Remote Outdoor Unit-Air-Source) | DLCURAH36ABK |  |  | EN(A,D)4X48L24** | *92MSN0802120A* | 35800 | 16.5 | 8.1 | 38500 | 34800 | 90.39% | 2 | 0 | 10 |  |  |  |  | R-410A | 2.9833 | Residential & Commercial | USHP | Ducted CEE Tier 1
213078773 | Central HP <5.4 tons | KEEPRITE | HRCU-A-CB (Split System: Heat Pump with Remote Outdoor Unit-Air-Source) | DLCURAH36ABK |  |  | EA*4X42L24A* | *80MS(N,L)1352420A* | 35400 | 16.5 | 8.1 | 38500 | 35000 | 90.91% | 1.88 | 0 | 10 |  |  |  |  | R-410A | 2.95 | Residential & Commercial | USHP | Ducted CEE Tier 1
213078784 | Central HP <5.4 tons | KEEPRITE | HRCU-A-CB (Split System: Heat Pump with Remote Outdoor Unit-Air-Source) | DLCURAH36ABK |  |  | EN(A,D)4X48L24** | *80MS(N,L)1352420A* | 36000 | 16.5 | 8.1 | 38500 | 35000 | 90.91% | 2 | 0 | 10.5 |  |  |  |  | R-410A | 3 | Residential & Commercial | USHP | Ducted CEE Tier 1
213078873 | Central HP <5.4 tons | KEEPRITE | HRCU-A-CB (Split System: Heat Pump with Remote Outdoor Unit-Air-Source) | DLCURAH36ABK |  |  | EA*4X42L21A* | *80MSU1002120A* | 35200 | 16 | 8.5 | 38500 | 35000 | 90.91% | 1.88 | 0 | 9.5 |  |  |  |  | R-410A | 2.9333 | Residential & Commercial | USHP
215675713 | Central HP <5.4 tons | CARRIER | HRCU-A-CB (Split System: Heat Pump with Remote Outdoor Unit-Air-Source) | 27VNA048A*030* |  |  | CVAMA6021XMA*+UI | 58TN*B070C21**20 | 48000 | 19 | 9 | 50000 | 36800 | 73.6% | 2 | 0 | 10 |  |  |  |  | R-454B | 4 | Residential & Commercial | USHP | Ducted CEE Tier 1
215679523 | Central HP <5.4 tons | CARRIER | HRCU-A-CB (Split System: Heat Pump with Remote Outdoor Unit-Air-Source) | 27VNA036A*030* |  |  | CAA**4821AM*+UI | 59TN7A080C17**16 | 33600 | 17.5 | 9 | 35200 | 25200 | 71.59% | 1.88 | 0 | 9.5 |  |  |  |  | R-454B | 2.8 | Residential & Commercial | USHP
215679573 | Central HP <5.4 tons | CARRIER | HRCU-A-CB (Split System: Heat Pump with Remote Outdoor Unit-Air-Source) | 27VNA036A*030* |  |  | CAA**6024AM*+UI | 59TN7A100C21**22 | 34400 | 18.5 | 9 | 34200 | 24800 | 72.51% | 1.9 | 0 | 10.5 |  |  |  |  | R-454B | 2.8667 | Residential & Commercial | USHP | Ducted CEE Tier 1
215675863 | Central HP <5.4 tons | CARRIER | HRCU-A-CB (Split System: Heat Pump with Remote Outdoor Unit-Air-Source) | 27VNA048A*030* |  |  | CVAMA6024XMA*+UI | 58TN*B070C21**20 | 47500 | 19 | 9 | 50000 | 36800 | 73.6% | 2 | 0 | 10 |  |  |  |  | R-454B | 3.9583 | Residential & Commercial | USHP | Ducted CEE Tier 1
215675913 | Central HP <5.4 tons | CARRIER | HRCU-A-CB (Split System: Heat Pump with Remote Outdoor Unit-Air-Source) | 27VNA048A*030* |  |  | CVAMA6024XMA*+UI | 59CU5B100C21**22 | 48000 | 19 | 9 | 50000 | 36400 | 72.8% | 2.02 | 0 | 10 |  |  |  |  | R-454B | 4 | Residential & Commercial | USHP | Ducted CEE Tier 1
215942458 | Central HP <5.4 tons | KENMORE | HRCU-A-CB (Split System: Heat Pump with Remote Outdoor Unit-Air-Source) | (C,H,T)5H3V36*K*AAA* |  |  | EVD5X60M21A*+WALLCON | *97CMN0601714B* | 35200 | 21 | 8.5 | 37400 | 28000 | 74.87% | 2.06 | 0 | 11.7 |  |  |  |  | R-454B | 2.9333 | Residential & Commercial | USHP | Ducted CEE Tier 1
215942578 | Central HP <5.4 tons | KENMORE | HRCU-A-CB (Split System: Heat Pump with Remote Outdoor Unit-Air-Source) | (C,H,T)5H3V36*K*AAA* |  |  | EVD5X61M24A*+WALLCON | *95CSU0802120B* | 36000 | 22 | 8.5 | 37400 | 28200 | 75.4% | 2.04 | 0 | 12.5 |  |  |  |  | R-454B | 3 | Residential & Commercial | USHP | Ducted CEE Tier 1
213770823 | Central HP <5.4 tons | KENMORE | HRCU-A-CB (Split System: Heat Pump with Remote Outdoor Unit-Air-Source) | (C,H,T)VH825GKA2* |  |  | EA*4X36L17A*+WALLCON | *80CTL0701412B* | 23600 | 16.5 | 8.1 | 21400 | 16700 | 78.04% | 1.94 | 0 | 10.5 |  |  |  |  | R-410A | 1.9667 | Residential & Commercial | USHP | Ducted CEE Tier 1
211227055 | Central HP <5.4 tons | BRYANT HEATING AND COOLING SYSTEMS | HRCU-A-CB (Split System: Heat Pump with Remote Outdoor Unit-Air-Source) | 38MURAQ36AB3* |  |  | CAP**3721AL* | 915SB60080E21*** | 37200 | 15.5 | 8.5 | 38500 | 35000 | 90.91% | 2.12 | 0 | 10 |  |  |  |  | R-410A | 3.1 | Residential & Commercial | USHP | Ducted CEE Tier 1
211227104 | Central HP <5.4 tons | BRYANT HEATING AND COOLING SYSTEMS | HRCU-A-CB (Split System: Heat Pump with Remote Outdoor Unit-Air-Source) | 38MURAQ36AB3* |  |  | CAP**3721AL* | 926SA48080V17*** | 36800 | 15.2 | 8.5 | 38500 | 35000 | 90.91% | 2.1 | 0 | 10 |  |  |  |  | R-410A | 3.0667 | Residential & Commercial | USHP | Ducted CEE Tier 1
211227220 | Central HP <5.4 tons | BRYANT HEATING AND COOLING SYSTEMS | HRCU-A-CB (Split System: Heat Pump with Remote Outdoor Unit-Air-Source) | 38MURAQ36AB3* |  |  | CAP**3721AL* | OVLAAB048112 | 36600 | 15.2 | 8.5 | 38500 | 35000 | 90.91% | 2.08 | 0 | 10 |  |  |  |  | R-410A | 3.05 | Residential & Commercial | USHP | Ducted CEE Tier 1
211227387 | Central HP <5.4 tons | BRYANT HEATING AND COOLING SYSTEMS | HRCU-A-CB (Split System: Heat Pump with Remote Outdoor Unit-Air-Source) | 38MURAQ36AB3* |  |  | CAP**4221AL* | 82*SA48070V17*** | 35200 | 16 | 8.1 | 38500 | 35000 | 90.91% | 1.86 | 0 | 9.5 |  |  |  |  | R-410A | 2.9333 | Residential & Commercial | USHP
211227737 | Central HP <5.4 tons | BRYANT HEATING AND COOLING SYSTEMS | HRCU-A-CB (Split System: Heat Pump with Remote Outdoor Unit-Air-Source) | 38MURAQ36AB3* |  |  | CAP**4221AL* | OVMAAB042112 | 35200 | 15.5 | 8.1 | 38500 | 35200 | 91.43% | 1.86 | 0 | 9.5 |  |  |  |  | R-410A | 2.9333 | Residential & Commercial | USHP
211228157 | Central HP <5.4 tons | BRYANT HEATING AND COOLING SYSTEMS | HRCU-A-CB (Split System: Heat Pump with Remote Outdoor Unit-Air-Source) | 38MURAQ36AB3* |  |  | CAP**4224AL* | OVLAAB060154 | 37000 | 15.2 | 8.5 | 40000 | 35400 | 88.5% | 1.96 | 0 | 10 |  |  |  |  | R-410A | 3.0833 | Residential & Commercial | USHP | Ducted CEE Tier 1
215940192 | Central HP <5.4 tons | KENMORE | HRCU-A-CB (Split System: Heat Pump with Remote Outdoor Unit-Air-Source) | (C,H,T)5H3V36*K*AAA* |  |  | ESH5X60M12A*+WALLCON | *80CSU0401712B* | 34200 | 19.5 | 9 | 34200 | 26000 | 76.02% | 1.94 | 0 | 11.7 |  |  |  |  | R-454B | 2.85 | Residential & Commercial | USHP | Ducted CEE Tier 1
215941112 | Central HP <5.4 tons | KENMORE | HRCU-A-CB (Split System: Heat Pump with Remote Outdoor Unit-Air-Source) | (C,H,T)5H3V48*K*AAA* |  |  | EA*5X61M24A*+WALLCON | *97CTN0802120A* | 45500 | 21 | 9.5 | 48500 | 37000 | 76.29% | 2 | 0 | 11 |  |  |  |  | R-454B | 3.7917 | Residential & Commercial | USHP | Ducted CEE Tier 1
215940992 | Central HP <5.4 tons | KENMORE | HRCU-A-CB (Split System: Heat Pump with Remote Outdoor Unit-Air-Source) | (C,H,T)5H3V48*K*AAA* |  |  | EA*5X48M21A*+WALLCON | *97CTN1002122A* | 43500 | 21 | 9.5 | 48000 | 36400 | 75.83% | 2 | 0 | 10.5 |  |  |  |  | R-454B | 3.625 | Residential & Commercial | USHP | Ducted CEE Tier 1
215677263 | Central HP <5.4 tons | CARRIER | HRCU-A-CB (Split System: Heat Pump with Remote Outdoor Unit-Air-Source) | 27VNA060A*030* |  |  | CVAMA6124XMA*+UI | 59MN7C060C21**20 | 56500 | 18 | 9 | 65000 | 45500 | 70% | 2.06 | 0 | 8.5 |  |  |  |  | R-454B | 4.7083 | Residential & Commercial | USHP
215677363 | Central HP <5.4 tons | CARRIER | HRCU-A-CB (Split System: Heat Pump with Remote Outdoor Unit-Air-Source) | 27VNA060A*030* |  |  | CVAVA6021XMA*+UI | 58TN*B110C21**20 | 57000 | 18.5 | 9 | 63500 | 44500 | 70.08% | 2.08 | 0 | 9.5 |  |  |  |  | R-454B | 4.75 | Residential & Commercial | USHP
213076800 | Central HP <5.4 tons | BRYANT HEATING AND COOLING SYSTEMS | HRCU-A-CB (Split System: Heat Pump with Remote Outdoor Unit-Air-Source) | 38MURAQ36AB3* |  |  | CAP**4824AL* | 82*TB66110V21*** | 36200 | 16.5 | 8.5 | 38000 | 34800 | 91.58% | 2.04 | 0 | 10 |  |  |  |  | R-410A | 3.0167 | Residential & Commercial | USHP | Ducted CEE Tier 1
213077036 | Central HP <5.4 tons | BRYANT HEATING AND COOLING SYSTEMS | HRCU-A-CB (Split System: Heat Pump with Remote Outdoor Unit-Air-Source) | 38MURAQ36AB3* |  |  | CAP**3621AL* | 926SB60080V21*** | 34800 | 16 | 8.1 | 38500 | 35200 | 91.43% | 1.82 | 0 | 9.5 |  |  |  |  | R-410A | 2.9 | Residential & Commercial | USHP
213077086 | Central HP <5.4 tons | BRYANT HEATING AND COOLING SYSTEMS | HRCU-A-CB (Split System: Heat Pump with Remote Outdoor Unit-Air-Source) | 38MURAQ36AB3* |  |  | CAP**4821AL* | 926SB60080V21*** | 36200 | 16 | 8.5 | 38000 | 34800 | 91.58% | 2.04 | 0 | 10 |  |  |  |  | R-410A | 3.0167 | Residential & Commercial | USHP | Ducted CEE Tier 1
213077236 | Central HP <5.4 tons | BRYANT HEATING AND COOLING SYSTEMS | HRCU-A-CB (Split System: Heat Pump with Remote Outdoor Unit-Air-Source) | 38MURAQ36AB3* |  |  | CAP**4224AL* | 926SB66120V24*** | 35400 | 16 | 8.1 | 38500 | 35000 | 90.91% | 1.9 | 0 | 10 |  |  |  |  | R-410A | 2.95 | Residential & Commercial | USHP | Ducted CEE Tier 1
213077463 | Central HP <5.4 tons | BRYANT HEATING AND COOLING SYSTEMS | HRCU-A-CB (Split System: Heat Pump with Remote Outdoor Unit-Air-Source) | 38MURAQ36AB3* |  |  | CNPV*4821AL* | 926TC48080V17*** | 35600 | 16 | 8.1 | 38500 | 35000 | 90.91% | 1.98 | 0 | 10 |  |  |  |  | R-410A | 2.9667 | Residential & Commercial | USHP | Ducted CEE Tier 1
214243163 | Central HP <5.4 tons | KENMORE | HRCU-A-CB (Split System: Heat Pump with Remote Outdoor Unit-Air-Source) | (C,H,T)VH825GKA2* |  |  | EN(A,D,W)4X48L21**+WALLCON | *97CMN1002122B* | 24200 | 17 | 8.1 | 21200 | 16600 | 78.3% | 2.02 | 0 | 11.5 |  |  |  |  | R-410A | 2.0167 | Residential & Commercial | USHP | Ducted CEE Tier 1
215935751 | Central HP <5.4 tons | KEEPRITE | HRCU-A-CB (Split System: Heat Pump with Remote Outdoor Unit-Air-Source) | C5H3V36*K*AAA* |  |  | EVD5X36M21A*+WALLCON | *97CMN1002122B* | 34400 | 21 | 8.5 | 38500 | 28000 | 72.73% | 2.06 | 0 | 12 |  |  |  |  | R-454B | 2.8667 | Residential & Commercial | USHP | Ducted CEE Tier 1
215935701 | Central HP <5.4 tons | KEEPRITE | HRCU-A-CB (Split System: Heat Pump with Remote Outdoor Unit-Air-Source) | C5H3V36*K*AAA* |  |  | EVD5X36M21A*+WALLCON | *95CSU1002122B* | 34400 | 21 | 8.5 | 38500 | 28000 | 72.73% | 2.04 | 0 | 12 |  |  |  |  | R-454B | 2.8667 | Residential & Commercial | USHP | Ducted CEE Tier 1
214573816 | Central HP <5.4 tons | KENMORE | HRCU-A-CB (Split System: Heat Pump with Remote Outdoor Unit-Air-Source) | (C,H,T)VH837GKA2* |  |  | EA*4X42L24A*+WALLCON | *95CSU1002122B* | 31800 | 17.5 | 8.5 | 32800 | 24400 | 74.39% | 1.9 | 0 | 11 |  |  |  |  | R-410A | 2.65 | Residential & Commercial | USHP | Ducted CEE Tier 1
213297775 | Central HP <5.4 tons | FRASER-JOHNSTON | HRCU-A-CB (Split System: Heat Pump with Remote Outdoor Unit-Air-Source) | HMH72B341 |  |  | XAFC30CXXN1+TXV | Z8ES120C16LMPS1 | 33600 | 18 | 8.5 | 33000 | 23400 | 70.91% | 2.06 | 0 | 9.5 |  |  |  |  | R-410A | 2.8 | Residential & Commercial | USHP
214398498 | Central HP <5.4 tons | FRASER-JOHNSTON | HRCU-A-CB (Split System: Heat Pump with Remote Outdoor Unit-Air-Source) | HH836E2S11 |  |  | CTF36C5CDS1+JMVT16CC2N1 | 0 | 34800 | 19 | 9 | 32200 | 25800 | 80.12% | 2 | 0 | 11.7 |  |  |  |  | R-454B | 2.9 | Residential & Commercial | USHP | Ducted CEE Tier 1
214398525 | Central HP <5.4 tons | FRASER-JOHNSTON | HRCU-A-CB (Split System: Heat Pump with Remote Outdoor Unit-Air-Source) | HH836E2S11 |  |  | CTF36C5CDS1 | TL9E100C20UH11 | 34200 | 17 | 8.5 | 32000 | 26200 | 81.88% | 2 | 0 | 11 |  |  |  |  | R-454B | 2.85 | Residential & Commercial | USHP | Ducted CEE Tier 1
216374673 | Central HP <5.4 tons | FRASER-JOHNSTON | HRCU-A-CB (Split System: Heat Pump with Remote Outdoor Unit-Air-Source) | HH836E2S11 |  |  | CTU36B5XDS1+TXV | Z9ET080B12SMPS1 | 33400 | 18 | 8.5 | 31400 | 24000 | 76.43% | 2 | 0 | 11 |  |  |  |  | R-454B | 2.7833 | Residential & Commercial | USHP | Ducted CEE Tier 1
213297130 | Central HP <5.4 tons | FRASER-JOHNSTON | HRCU-A-CB (Split System: Heat Pump with Remote Outdoor Unit-Air-Source) | HMH72B341 |  |  | XAFC48FBCN1 | Z8ES120C16LMPS1 | 34000 | 16.5 | 8.5 | 32800 | 23400 | 71.34% | 2.1 | 0 | 9.5 |  |  |  |  | R-410A | 2.8333 | Residential & Commercial | USHP
213297555 | Central HP <5.4 tons | FRASER-JOHNSTON | HRCU-A-CB (Split System: Heat Pump with Remote Outdoor Unit-Air-Source) | HMH72B341 |  |  | XAHC36DBCN1 | Z8ES100C20LMPS1 | 34000 | 17 | 8.5 | 33400 | 23600 | 70.66% | 2.08 | 0 | 9.5 |  |  |  |  | R-410A | 2.8333 | Residential & Commercial | USHP
213297750 | Central HP <5.4 tons | FRASER-JOHNSTON | HRCU-A-CB (Split System: Heat Pump with Remote Outdoor Unit-Air-Source) | HMH72B341 |  |  | XAFD48FBCN1 | Z8ET080C16LMPS1 | 33600 | 17.5 | 8.5 | 32800 | 23200 | 70.73% | 2.08 | 0 | 9.5 |  |  |  |  | R-410A | 2.8 | Residential & Commercial | USHP
213297925 | Central HP <5.4 tons | FRASER-JOHNSTON | HRCU-A-CB (Split System: Heat Pump with Remote Outdoor Unit-Air-Source) | HMH72B341 |  |  | XAFB36DXXN1+TXV | Z8ET080B12LMPS1 | 34000 | 18.5 | 8.1 | 33400 | 24000 | 71.86% | 2.08 | 0 | 9.5 |  |  |  |  | R-410A | 2.8333 | Residential & Commercial | USHP
214606537 | Central HP <5.4 tons | FRASER-JOHNSTON | HRCU-A-C (Split System: Heat Pump with Remote Outdoor Unit with No Indoor Fan --Air Source) | HH860E2S11 |  |  | CTF60C5CHS1 | 0 | 54000 | 15.2 | 8.1 | 55000 | 40000 | 72.73% | 2 | 0 | 11 |  |  |  |  | R-454B | 4.5 | Residential & Commercial | USHP | Ducted CEE Tier 1
214606551 | Central HP <5.4 tons | FRASER-JOHNSTON | HRCU-A-C (Split System: Heat Pump with Remote Outdoor Unit with No Indoor Fan --Air Source) | HH860E2S11 |  |  | CTM60D5CGS1 | 0 | 44500 | 15.2 | 8.5 | 46000 | 34200 | 74.35% | 2 | 0 | 11 |  |  |  |  | R-454B | 3.7083 | Residential & Commercial | USHP | Ducted CEE Tier 1
216374724 | Central HP <5.4 tons | FRASER-JOHNSTON | HRCU-A-CB (Split System: Heat Pump with Remote Outdoor Unit-Air-Source) | HH824E2S11 |  |  | CTM36B5ADS1 | Z9ET060B12SMPS1 | 23000 | 18 | 9.5 | 23000 | 18400 | 80% | 2 | 0 | 12 |  |  |  |  | R-454B | 1.9167 | Residential & Commercial | USHP | Ducted CEE Tier 1
215942588 | Central HP <5.4 tons | KENMORE | HRCU-A-CB (Split System: Heat Pump with Remote Outdoor Unit-Air-Source) | (C,H,T)5H3V36*K*AAA* |  |  | EVD5X61M24A*+WALLCON | *97CMN0802120B* | 36000 | 22 | 8.5 | 37400 | 28200 | 75.4% | 2.04 | 0 | 12.5 |  |  |  |  | R-454B | 3 | Residential & Commercial | USHP | Ducted CEE Tier 1
214606553 | Central HP <5.4 tons | FRASER-JOHNSTON | HRCU-A-C (Split System: Heat Pump with Remote Outdoor Unit with No Indoor Fan --Air Source) | HH860E2S11 |  |  | CTM60C5CGS1 | 0 | 44500 | 15.2 | 8.5 | 46000 | 34200 | 74.35% | 2 | 0 | 11 |  |  |  |  | R-454B | 3.7083 | Residential & Commercial | USHP | Ducted CEE Tier 1
215941152 | Central HP <5.4 tons | KENMORE | HRCU-A-CB (Split System: Heat Pump with Remote Outdoor Unit-Air-Source) | (C,H,T)5H3V48*K*AAA* |  |  | ESH5X48M12A*+WALLCON | *80CSU0401712B* | 44000 | 20 | 9 | 48500 | 36600 | 75.46% | 1.82 | 0 | 11 |  |  |  |  | R-454B | 3.6667 | Residential & Commercial | USHP | Ducted CEE Tier 1
215940802 | Central HP <5.4 tons | KENMORE | HRCU-A-CB (Split System: Heat Pump with Remote Outdoor Unit-Air-Source) | (C,H,T)5H3V36*K*AAA* |  |  | EVD5X49M24A*+WALLCON | *97CTN1202422A* | 35600 | 22 | 8.5 | 38500 | 28400 | 73.77% | 2.04 | 0 | 12.5 |  |  |  |  | R-454B | 2.9667 | Residential & Commercial | USHP | Ducted CEE Tier 1
215940182 | Central HP <5.4 tons | KENMORE | HRCU-A-CB (Split System: Heat Pump with Remote Outdoor Unit-Air-Source) | (C,H,T)5H3V36*K*AAA* |  |  | ESH5X60M12A*+WALLCON | *96CTN0802120B* | 34200 | 19.5 | 9 | 34200 | 26000 | 76.02% | 1.96 | 0 | 11.7 |  |  |  |  | R-454B | 2.85 | Residential & Commercial | USHP | Ducted CEE Tier 1
215677033 | Central HP <5.4 tons | CARRIER | HRCU-A-CB (Split System: Heat Pump with Remote Outdoor Unit-Air-Source) | 27VNA060A*030* |  |  | CVAMA6021XMA*+UI | 59CU5B100C21**22 | 57000 | 18 | 9 | 63500 | 44500 | 70.08% | 2.08 | 0 | 9 |  |  |  |  | R-454B | 4.75 | Residential & Commercial | USHP
215675663 | Central HP <5.4 tons | CARRIER | HRCU-A-CB (Split System: Heat Pump with Remote Outdoor Unit-Air-Source) | 27VNA048A*030* |  |  | CVAMA6021XMA*+UI | 58CU*A060C17**16 | 48000 | 19 | 9 | 50000 | 36800 | 73.6% | 2 | 0 | 10 |  |  |  |  | R-454B | 4 | Residential & Commercial | USHP | Ducted CEE Tier 1
215675963 | Central HP <5.4 tons | CARRIER | HRCU-A-CB (Split System: Heat Pump with Remote Outdoor Unit-Air-Source) | 27VNA048A*030* |  |  | CVAMA6124XMA*+UI | 58CU*A100C21**20 | 48500 | 19 | 9 | 50000 | 36800 | 73.6% | 2.1 | 0 | 10 |  |  |  |  | R-454B | 4.0417 | Residential & Commercial | USHP | Ducted CEE Tier 1
207196961 | Central HP <5.4 tons | WABBAN | HRCU-A-CB (Split System: Heat Pump with Remote Outdoor Unit-Air-Source) | BB36-24WADU |  |  | BBD24-24AH2ADU | 0 | 24000 | 17 | 9 | 24000 | 22000 | 91.67% | 1.8 | 12.5 | 12 |  |  |  |  | R-410A | 2 | Residential & Commercial | USHP | Ducted CEE Tier 1
214720028 | Central HP <5.4 tons | FRASER-JOHNSTON | HRCU-A-CB (Split System: Heat Pump with Remote Outdoor Unit-Air-Source) | HH860E2S11 |  |  | CTU60C5XGS1+TXV | TL9E080C16UH11 | 44500 | 18 | 9 | 45500 | 33800 | 74.29% | 2 | 0 | 11 |  |  |  |  | R-454B | 3.7083 | Residential & Commercial | USHP | Ducted CEE Tier 1
215678163 | Central HP <5.4 tons | CARRIER | HRCU-A-CB (Split System: Heat Pump with Remote Outdoor Unit-Air-Source) | 27VNA060A*030* |  |  | CSAH*6012AM*+UI | 59TN6C100C21**22 | 55500 | 17 | 8.5 | 60000 | 42000 | 70% | 1.9 | 0 | 8.5 |  |  |  |  | R-454B | 4.625 | Residential & Commercial | USHP
215679703 | Central HP <5.4 tons | CARRIER | HRCU-A-CB (Split System: Heat Pump with Remote Outdoor Unit-Air-Source) | 27VNA036A*030* |  |  | CSAH*3612AM*+UI | 59TN6C080C21**20 | 33600 | 16 | 8.5 | 35800 | 25400 | 70.95% | 1.76 | 0 | 9.5 |  |  |  |  | R-454B | 2.8 | Residential & Commercial | USHP
215679753 | Central HP <5.4 tons | CARRIER | HRCU-A-CB (Split System: Heat Pump with Remote Outdoor Unit-Air-Source) | 27VNA036A*030* |  |  | CSAH*3612AM*+UI | 59TN7A080C21**20 | 33600 | 16 | 8.5 | 35800 | 25400 | 70.95% | 1.76 | 0 | 9.5 |  |  |  |  | R-454B | 2.8 | Residential & Commercial | USHP
216819536 | Central HP <5.4 tons | RHEEM | HRCU-A-CB (Split System: Heat Pump with Remote Outdoor Unit-Air-Source) | RD18AY48AJVC |  |  | RCFY4824MTANM | R951V0705A21M4 | 42500 | 17 | 8.1 | 42500 | 33400 | 78.59% | 2 | 0 | 10 |  |  |  |  | R-454B | 3.5417 | Residential & Commercial | USHP | Ducted CEE Tier 1
216819559 | Central HP <5.4 tons | RHEEM | HRCU-A-CB (Split System: Heat Pump with Remote Outdoor Unit-Air-Source) | RD18AY48AJVC |  |  | RCFY4824MTANM | R962V0855A21M4 | 42500 | 17 | 8.1 | 42500 | 33600 | 79.06% | 2 | 0 | 10 |  |  |  |  | R-454B | 3.5417 | Residential & Commercial | USHP | Ducted CEE Tier 1
216819366 | Central HP <5.4 tons | RHEEM | HRCU-A-CB (Split System: Heat Pump with Remote Outdoor Unit-Air-Source) | RD18AY24AJVC |  |  | RCFY2421MTANM | R801V0504A17UHU | 20800 | 17 | 8.1 | 20800 | 17100 | 82.21% | 1.9 | 0 | 10 |  |  |  |  | R-454B | 1.7333 | Residential & Commercial | USHP | Ducted CEE Tier 1
214574206 | Central HP <5.4 tons | KENMORE | HRCU-A-CB (Split System: Heat Pump with Remote Outdoor Unit-Air-Source) | (C,H,T)VH837GKA2* |  |  | EA*4X61L24A*+WALLCON | *96CTN0802120B* | 33200 | 18.5 | 8.5 | 31800 | 24800 | 77.99% | 2.02 | 0 | 11.5 |  |  |  |  | R-410A | 2.7667 | Residential & Commercial | USHP | Ducted CEE Tier 1
214573956 | Central HP <5.4 tons | KENMORE | HRCU-A-CB (Split System: Heat Pump with Remote Outdoor Unit-Air-Source) | (C,H,T)VH837GKA2* |  |  | EA*4X48L21A*+WALLCON | *97CMN0802120B* | 32200 | 17.5 | 8.5 | 32400 | 25000 | 77.16% | 1.98 | 0 | 11 |  |  |  |  | R-410A | 2.6833 | Residential & Commercial | USHP | Ducted CEE Tier 1
214574056 | Central HP <5.4 tons | KENMORE | HRCU-A-CB (Split System: Heat Pump with Remote Outdoor Unit-Air-Source) | (C,H,T)VH837GKA2* |  |  | EA*4X60L24A*+WALLCON | *95CSU1002122B* | 32800 | 17.5 | 8.5 | 31600 | 24800 | 78.48% | 2 | 0 | 11.5 |  |  |  |  | R-410A | 2.7333 | Residential & Commercial | USHP | Ducted CEE Tier 1
214573786 | Central HP <5.4 tons | KENMORE | HRCU-A-CB (Split System: Heat Pump with Remote Outdoor Unit-Air-Source) | (C,H,T)VH837GKA2* |  |  | EA*4X42L21A*+WALLCON | *96CTN0802120B* | 31800 | 17.5 | 8.5 | 32800 | 24400 | 74.39% | 1.9 | 0 | 11 |  |  |  |  | R-410A | 2.65 | Residential & Commercial | USHP | Ducted CEE Tier 1
214573706 | Central HP <5.4 tons | KENMORE | HRCU-A-CB (Split System: Heat Pump with Remote Outdoor Unit-Air-Source) | (C,H,T)VH837GKA2* |  |  | EA*4X37L21A*+WALLCON | *97CMN0602120B* | 32800 | 17 | 8.5 | 33000 | 25400 | 76.97% | 1.98 | 0 | 11 |  |  |  |  | R-410A | 2.7333 | Residential & Commercial | USHP | Ducted CEE Tier 1
213077497 | Central HP <5.4 tons | BRYANT HEATING AND COOLING SYSTEMS | HRCU-A-CB (Split System: Heat Pump with Remote Outdoor Unit-Air-Source) | 38MURAQ36AB3* |  |  | CAP**4221AL* | 926TC60080V21*** | 35600 | 16 | 8.1 | 38500 | 35200 | 91.43% | 1.9 | 0 | 10 |  |  |  |  | R-410A | 2.9667 | Residential & Commercial | USHP | Ducted CEE Tier 1
213077865 | Central HP <5.4 tons | BRYANT HEATING AND COOLING SYSTEMS | HRCU-A-CB (Split System: Heat Pump with Remote Outdoor Unit-Air-Source) | 38MURAQ36AB3* |  |  | CAP**3617AL* | 8(0,1)*SB36070M14*** | 34800 | 15.5 | 8.1 | 38500 | 35200 | 91.43% | 1.82 | 0 | 9.5 |  |  |  |  | R-410A | 2.9 | Residential & Commercial | USHP
214573036 | Central HP <5.4 tons | KENMORE | HRCU-A-CB (Split System: Heat Pump with Remote Outdoor Unit-Air-Source) | (C,H,T)VH837GKA** |  |  | EA*4X61L24A*+WALLCON | *95CSU1002122B* | 33200 | 18.5 | 8.5 | 31800 | 24800 | 77.99% | 2 | 0 | 11.5 |  |  |  |  | R-410A | 2.7667 | Residential & Commercial | USHP | Ducted CEE Tier 1
215678133 | Central HP <5.4 tons | CARRIER | HRCU-A-CB (Split System: Heat Pump with Remote Outdoor Unit-Air-Source) | 27VNA060A*030* |  |  | CSAH*6012AM*+UI | 59MN7C080C21**20 | 55500 | 17 | 8.5 | 60000 | 42000 | 70% | 1.9 | 0 | 8.5 |  |  |  |  | R-454B | 4.625 | Residential & Commercial | USHP
216374648 | Central HP <5.4 tons | FRASER-JOHNSTON | HRCU-A-CB (Split System: Heat Pump with Remote Outdoor Unit-Air-Source) | HH860E2S11 |  |  | CTU60C5XGS1+TXV | Z9ET080C16SMPS1 | 44000 | 18 | 9 | 45000 | 32800 | 72.89% | 2 | 0 | 11 |  |  |  |  | R-454B | 3.6667 | Residential & Commercial | USHP | Ducted CEE Tier 1
214398039 | Central HP <5.4 tons | FRASER-JOHNSTON | HRCU-A-CB (Split System: Heat Pump with Remote Outdoor Unit-Air-Source) | HH860E2S11 |  |  | CTM60C5CHS1 | TM8V100C20MP12 | 53500 | 19 | 9 | 54000 | 39000 | 72.22% | 2 | 0 | 11 |  |  |  |  | R-454B | 4.4583 | Residential & Commercial | USHP | Ducted CEE Tier 1
214398073 | Central HP <5.4 tons | FRASER-JOHNSTON | HRCU-A-CB (Split System: Heat Pump with Remote Outdoor Unit-Air-Source) | HH836E2S11 |  |  | CTM48C5CFS1 | TM9E100C16MP12 | 33400 | 19 | 9 | 31400 | 25400 | 80.89% | 2 | 0 | 11 |  |  |  |  | R-454B | 2.7833 | Residential & Commercial | USHP | Ducted CEE Tier 1
213078909 | Central HP <5.4 tons | KEEPRITE | HRCU-A-CB (Split System: Heat Pump with Remote Outdoor Unit-Air-Source) | DLCURAH36ABK |  |  | EN(A,D)4X36L21** | *80MSU1002120A* | 35000 | 15.5 | 8.1 | 38500 | 35400 | 91.95% | 1.76 | 0 | 10 |  |  |  |  | R-410A | 2.9167 | Residential & Commercial | USHP | Ducted CEE Tier 1
215941092 | Central HP <5.4 tons | KENMORE | HRCU-A-CB (Split System: Heat Pump with Remote Outdoor Unit-Air-Source) | (C,H,T)5H3V48*K*AAA* |  |  | EA*5X61M21A*+WALLCON | *97CTN1002122A* | 45500 | 21 | 9.5 | 48500 | 36800 | 75.88% | 2 | 0 | 11 |  |  |  |  | R-454B | 3.7917 | Residential & Commercial | USHP | Ducted CEE Tier 1
216374739 | Central HP <5.4 tons | FRASER-JOHNSTON | HRCU-A-CB (Split System: Heat Pump with Remote Outdoor Unit-Air-Source) | HH860E2S11 |  |  | CTF60D5CJS1 | Z9ET120D20SMPS1 | 53500 | 19 | 9 | 56000 | 40500 | 72.32% | 2 | 0 | 10 |  |  |  |  | R-454B | 4.4583 | Residential & Commercial | USHP | Ducted CEE Tier 1
215941622 | Central HP <5.4 tons | KENMORE | HRCU-A-CB (Split System: Heat Pump with Remote Outdoor Unit-Air-Source) | (C,H,T)5H3V48*K*AAA* |  |  | EVD5X48M24A*+WALLCON | *97CTN1202422A* | 45000 | 20.5 | 8.1 | 52000 | 38000 | 73.08% | 1.9 | 0 | 11 |  |  |  |  | R-454B | 3.75 | Residential & Commercial | USHP | Ducted CEE Tier 1
215676163 | Central HP <5.4 tons | CARRIER | HRCU-A-CB (Split System: Heat Pump with Remote Outdoor Unit-Air-Source) | 27VNA048A*030* |  |  | CVAVA4821XMA*+UI | 59TN6C100C21**22 | 47000 | 18.5 | 9 | 50000 | 36400 | 72.8% | 2 | 0 | 10 |  |  |  |  | R-454B | 3.9167 | Residential & Commercial | USHP | Ducted CEE Tier 1
215676263 | Central HP <5.4 tons | CARRIER | HRCU-A-CB (Split System: Heat Pump with Remote Outdoor Unit-Air-Source) | 27VNA048A*030* |  |  | CVAVA4824XMA*+UI | 59MN7C120C24**22 | 47000 | 18.5 | 9 | 50000 | 36400 | 72.8% | 2 | 0 | 10 |  |  |  |  | R-454B | 3.9167 | Residential & Commercial | USHP | Ducted CEE Tier 1
215941222 | Central HP <5.4 tons | KENMORE | HRCU-A-CB (Split System: Heat Pump with Remote Outdoor Unit-Air-Source) | (C,H,T)5H3V48*K*AAA* |  |  | ESH5X60M12A*+WALLCON | *80CSU0601716B* | 45000 | 20.5 | 9 | 48500 | 36600 | 75.46% | 1.82 | 0 | 11.5 |  |  |  |  | R-454B | 3.75 | Residential & Commercial | USHP | Ducted CEE Tier 1
215941472 | Central HP <5.4 tons | KENMORE | HRCU-A-CB (Split System: Heat Pump with Remote Outdoor Unit-Air-Source) | (C,H,T)5H3V48*K*AAA* |  |  | EVM5X60M24A*+WALLCON | *97CTN1002122A* | 45500 | 20.5 | 8.1 | 52500 | 38000 | 72.38% | 1.9 | 0 | 11.5 |  |  |  |  | R-454B | 3.7917 | Residential & Commercial | USHP | Ducted CEE Tier 1
215677383 | Central HP <5.4 tons | CARRIER | HRCU-A-CB (Split System: Heat Pump with Remote Outdoor Unit-Air-Source) | 27VNA060A*030* |  |  | CVAVA6021XMA*+UI | 59CU5B100C21**22 | 57000 | 18 | 9 | 63500 | 44500 | 70.08% | 2.08 | 0 | 9 |  |  |  |  | R-454B | 4.75 | Residential & Commercial | USHP
215677883 | Central HP <5.4 tons | CARRIER | HRCU-A-CB (Split System: Heat Pump with Remote Outdoor Unit-Air-Source) | 27VNA060A*030* |  |  | CAA**6121AM*+UI | 58TN*B070C17**16 | 54500 | 18 | 8.5 | 58500 | 41500 | 70.94% | 1.92 | 0 | 9 |  |  |  |  | R-454B | 4.5417 | Residential & Commercial | USHP
211245139 | Central HP <5.4 tons | KEEPRITE | HRCU-A-CB (Split System: Heat Pump with Remote Outdoor Unit-Air-Source) | DLCURAH24ABK |  |  | EN(A,D,W)4X36L17** | *80ES(N,L)0701712A* | 24400 | 16.5 | 8.1 | 26400 | 22600 | 85.61% | 1.88 | 0 | 10.5 |  |  |  |  | R-410A | 2.0333 | Residential & Commercial | USHP | Ducted CEE Tier 1
211244691 | Central HP <5.4 tons | KEEPRITE | HRCU-A-CB (Split System: Heat Pump with Remote Outdoor Unit-Air-Source) | DLCURAH24ABK |  |  | EN(A,D)4X30L17** | *80ES(N,L)0451712A* | 24000 | 16.5 | 8.1 | 26200 | 23000 | 87.79% | 1.9 | 0 | 10.5 |  |  |  |  | R-410A | 2 | Residential & Commercial | USHP | Ducted CEE Tier 1
215940232 | Central HP <5.4 tons | KENMORE | HRCU-A-CB (Split System: Heat Pump with Remote Outdoor Unit-Air-Source) | (C,H,T)5H3V36*K*AAA* |  |  | ESH5X60M12A*+WALLCON | *97CTN0802120A* | 34200 | 19.5 | 9 | 34200 | 26000 | 76.02% | 1.96 | 0 | 11.7 |  |  |  |  | R-454B | 2.85 | Residential & Commercial | USHP | Ducted CEE Tier 1
215939632 | Central HP <5.4 tons | KENMORE | HRCU-A-CB (Split System: Heat Pump with Remote Outdoor Unit-Air-Source) | (C,H,T)5H3V36*K*AAA* |  |  | EA*5X36M17A*+WALLCON | *97CTN0601716A* | 32000 | 18.5 | 9 | 35800 | 27600 | 77.09% | 1.88 | 0 | 10.5 |  |  |  |  | R-454B | 2.6667 | Residential & Commercial | USHP | Ducted CEE Tier 1
213079137 | Central HP <5.4 tons | KEEPRITE | HRCU-A-CB (Split System: Heat Pump with Remote Outdoor Unit-Air-Source) | DLCURAH36ABK |  |  | EA*4X43L21A* | *80MSU0601716A* | 36600 | 16.5 | 8.5 | 38000 | 34800 | 91.58% | 2.08 | 0 | 10 |  |  |  |  | R-410A | 3.05 | Residential & Commercial | USHP | Ducted CEE Tier 1
213078805 | Central HP <5.4 tons | KEEPRITE | HRCU-A-CB (Split System: Heat Pump with Remote Outdoor Unit-Air-Source) | DLCURAH36ABK |  |  | EA*4X48L24A* | *80MS(N,L)1552420A* | 36200 | 16.5 | 8.5 | 38000 | 34800 | 91.58% | 2.04 | 0 | 10 |  |  |  |  | R-410A | 3.0167 | Residential & Commercial | USHP | Ducted CEE Tier 1
215941532 | Central HP <5.4 tons | KENMORE | HRCU-A-CB (Split System: Heat Pump with Remote Outdoor Unit-Air-Source) | (C,H,T)5H3V48*K*AAA* |  |  | EVD5X48M21A*+WALLCON | *96CTN0802120B* | 44500 | 19.5 | 8.1 | 52000 | 38500 | 74.04% | 1.9 | 0 | 10.5 |  |  |  |  | R-454B | 3.7083 | Residential & Commercial | USHP | Ducted CEE Tier 1
216374734 | Central HP <5.4 tons | FRASER-JOHNSTON | HRCU-A-CB (Split System: Heat Pump with Remote Outdoor Unit-Air-Source) | HH860E2S11 |  |  | CTM60C5CGS1 | Z9ET100C20SMPS1 | 45000 | 18 | 9 | 46500 | 33800 | 72.69% | 2 | 0 | 11 |  |  |  |  | R-454B | 3.75 | Residential & Commercial | USHP | Ducted CEE Tier 1
216374770 | Central HP <5.4 tons | FRASER-JOHNSTON | HRCU-A-CB (Split System: Heat Pump with Remote Outdoor Unit-Air-Source) | HH860E2S11 |  |  | CTU60D5XGS1+TXV | Z9ET120D20SMPS1 | 44500 | 17 | 9 | 45000 | 32600 | 72.44% | 2 | 0 | 11.7 |  |  |  |  | R-454B | 3.7083 | Residential & Commercial | USHP | Ducted CEE Tier 1
214397851 | Central HP <5.4 tons | FRASER-JOHNSTON | HRCU-A-CB (Split System: Heat Pump with Remote Outdoor Unit-Air-Source) | HH860E2S11 |  |  | CTF60C5CGS1 | TMLE120C16MP11 | 44500 | 18 | 9 | 45500 | 34200 | 75.16% | 2 | 0 | 11 |  |  |  |  | R-454B | 3.7083 | Residential & Commercial | USHP | Ducted CEE Tier 1
214398302 | Central HP <5.4 tons | FRASER-JOHNSTON | HRCU-A-CB (Split System: Heat Pump with Remote Outdoor Unit-Air-Source) | HH860E2S11 |  |  | CTF60C5CGS1 | TM8E080C20MP11 | 44500 | 17 | 9 | 45000 | 33800 | 75.11% | 2 | 0 | 11.7 |  |  |  |  | R-454B | 3.7083 | Residential & Commercial | USHP | Ducted CEE Tier 1
215678333 | Central HP <5.4 tons | CARRIER | HRCU-A-CB (Split System: Heat Pump with Remote Outdoor Unit-Air-Source) | 27VNA024A*030* |  |  | CAA**3617AM*+UI | 59TN7A080C17**16 | 23000 | 17 | 9 | 23800 | 16700 | 70.17% | 1.98 | 0 | 10 |  |  |  |  | R-454B | 1.9167 | Residential & Commercial | USHP | Ducted CEE Tier 1
214244078 | Central HP <5.4 tons | BRYANT HEATING AND COOLING SYSTEMS | HRCU-A-CB (Split System: Heat Pump with Remote Outdoor Unit-Air-Source) | 284ANV024*0**B* |  |  | CNPV*4221AL*+UI | 987MC66100C21*** | 23400 | 20 | 10 | 26600 | 19800 | 74.44% | 2.44 | 0 | 13.5 |  |  |  |  | R-410A | 1.95 | Residential & Commercial | USHP | Ducted CEE Tier 1
216374750 | Central HP <5.4 tons | FRASER-JOHNSTON | HRCU-A-CB (Split System: Heat Pump with Remote Outdoor Unit-Air-Source) | HH836E2S11 |  |  | CTM36B5CDS1 | Z9ET060B12SMPS1 | 33200 | 18 | 8.5 | 31600 | 24200 | 76.58% | 2 | 0 | 11 |  |  |  |  | R-454B | 2.7667 | Residential & Commercial | USHP | Ducted CEE Tier 1
216374780 | Central HP <5.4 tons | FRASER-JOHNSTON | HRCU-A-CB (Split System: Heat Pump with Remote Outdoor Unit-Air-Source) | HH860E2S11 |  |  | CTM60D5CJS1 | Z9ET120D20SMPS1 | 53000 | 19 | 9 | 55500 | 40000 | 72.07% | 2 | 0 | 10 |  |  |  |  | R-454B | 4.4167 | Residential & Commercial | USHP | Ducted CEE Tier 1
214398273 | Central HP <5.4 tons | FRASER-JOHNSTON | HRCU-A-CB (Split System: Heat Pump with Remote Outdoor Unit-Air-Source) | HH860E2S11 |  |  | CTF60C5CGS1 | TPLC100C20MP13 | 44500 | 18 | 9 | 45000 | 33800 | 75.11% | 2 | 0 | 11 |  |  |  |  | R-454B | 3.7083 | Residential & Commercial | USHP | Ducted CEE Tier 1
216980424 | Central HP <5.4 tons | RHEEM | HRCU-A-CB (Split System: Heat Pump with Remote Outdoor Unit-Air-Source) | RD18AY48AJVC |  |  | RHMVY6024SEACN | 0 | 43500 | 19 | 8.5 | 42500 | 32800 | 77.18% | 2.1 | 0 | 12 |  |  |  |  | R-454B | 3.625 | Residential & Commercial | USHP | Ducted CEE Tier 1
215223221 | Central HP <5.4 tons | GCHV | HRCU-A-CB (Split System: Heat Pump with Remote Outdoor Unit-Air-Source) | COT-D60HNR8-GA01(J0) |  |  | CAH-D60HNR8-FMD(J0) | 0 | 55500 | 17 | 8.6 | 57000 | 42500 | 74.56% | 2.1 | 0 | 10 |  |  |  |  | R-454B | 4.625 | Residential & Commercial | USHP | Ducted CEE Tier 1
215677533 | Central HP <5.4 tons | CARRIER | HRCU-A-CB (Split System: Heat Pump with Remote Outdoor Unit-Air-Source) | 27VNA060A*030* |  |  | CVAVA6024XMA*+UI | 59MN7C120C24**22 | 56500 | 18.5 | 9 | 63000 | 44500 | 70.63% | 2.08 | 0 | 9 |  |  |  |  | R-454B | 4.7083 | Residential & Commercial | USHP
214397696 | Central HP <5.4 tons | FRASER-JOHNSTON | HRCU-A-CB (Split System: Heat Pump with Remote Outdoor Unit-Air-Source) | HH836E2S11 |  |  | CTF36C5CDS1 | TM8E100C16MP11 | 34000 | 18 | 8.5 | 31600 | 25800 | 81.65% | 2 | 0 | 11 |  |  |  |  | R-454B | 2.8333 | Residential & Commercial | USHP | Ducted CEE Tier 1
212984631 | Central HP <5.4 tons | DAY & NIGHT | HRCU-A-CB (Split System: Heat Pump with Remote Outdoor Unit-Air-Source) | DLCURAH24ABK |  |  | EA*4X37L17A* | *92MSN0801716A* | 24400 | 17.5 | 8.5 | 25400 | 21800 | 85.83% | 1.82 | 0 | 10.5 |  |  |  |  | R-410A | 2.0333 | Residential & Commercial | USHP | Ducted CEE Tier 1
212985819 | Central HP <5.4 tons | DAY & NIGHT | HRCU-A-CB (Split System: Heat Pump with Remote Outdoor Unit-Air-Source) | DLCURAH24ABK |  |  | EA*4X37L17A* | *96MSN0261410A* | 24000 | 16.5 | 8.5 | 25200 | 22200 | 88.1% | 1.84 | 0 | 10 |  |  |  |  | R-410A | 2 | Residential & Commercial | USHP | Ducted CEE Tier 1
215940862 | Central HP <5.4 tons | KENMORE | HRCU-A-CB (Split System: Heat Pump with Remote Outdoor Unit-Air-Source) | (C,H,T)5H3V36*K*AAA* |  |  | EVD5X60M21A*+WALLCON | *97CTN0802120A* | 35600 | 21.5 | 8.5 | 38000 | 28600 | 75.26% | 2.02 | 0 | 12 |  |  |  |  | R-454B | 2.9667 | Residential & Commercial | USHP | Ducted CEE Tier 1
215940162 | Central HP <5.4 tons | KENMORE | HRCU-A-CB (Split System: Heat Pump with Remote Outdoor Unit-Air-Source) | (C,H,T)5H3V36*K*AAA* |  |  | ESH5X48M12A*+WALLCON | *97CTN1002122A* | 33800 | 19.5 | 9 | 34600 | 26400 | 76.3% | 1.92 | 0 | 11.7 |  |  |  |  | R-454B | 2.8167 | Residential & Commercial | USHP | Ducted CEE Tier 1
215941582 | Central HP <5.4 tons | KENMORE | HRCU-A-CB (Split System: Heat Pump with Remote Outdoor Unit-Air-Source) | (C,H,T)5H3V48*K*AAA* |  |  | EVD5X48M21A*+WALLCON | *97CTN1002122A* | 44500 | 20 | 8.1 | 52000 | 38500 | 74.04% | 2 | 0 | 11 |  |  |  |  | R-454B | 3.7083 | Residential & Commercial | USHP | Ducted CEE Tier 1
215940112 | Central HP <5.4 tons | KENMORE | HRCU-A-CB (Split System: Heat Pump with Remote Outdoor Unit-Air-Source) | (C,H,T)5H3V36*K*AAA* |  |  | ESH5X48M12A*+WALLCON | *80CSU0401712B* | 33800 | 19.5 | 9 | 34600 | 26400 | 76.3% | 1.92 | 0 | 11.7 |  |  |  |  | R-454B | 2.8167 | Residential & Commercial | USHP | Ducted CEE Tier 1
215939812 | Central HP <5.4 tons | KENMORE | HRCU-A-CB (Split System: Heat Pump with Remote Outdoor Unit-Air-Source) | (C,H,T)5H3V36*K*AAA* |  |  | EA*5X60M24A*+WALLCON | *97CTN1002122A* | 34000 | 20.5 | 9.5 | 34000 | 25800 | 75.88% | 2.06 | 0 | 12 |  |  |  |  | R-454B | 2.8333 | Residential & Commercial | USHP | Ducted CEE Tier 1
213080023 | Central HP <5.4 tons | KEEPRITE | HRCU-A-CB (Split System: Heat Pump with Remote Outdoor Unit-Air-Source) | DLCURAH36ABK |  |  | EA*4X37L17A* | *96MSN0801716A* | 35800 | 15.5 | 8.1 | 38500 | 35000 | 90.91% | 2 | 0 | 10 |  |  |  |  | R-410A | 2.9833 | Residential & Commercial | USHP | Ducted CEE Tier 1
215940962 | Central HP <5.4 tons | KENMORE | HRCU-A-CB (Split System: Heat Pump with Remote Outdoor Unit-Air-Source) | (C,H,T)5H3V48*K*AAA* |  |  | EA*5X48M21A*+WALLCON | *80CSU0601716B* | 43500 | 21 | 9.5 | 48000 | 36600 | 76.25% | 1.9 | 0 | 11 |  |  |  |  | R-454B | 3.625 | Residential & Commercial | USHP | Ducted CEE Tier 1
214574436 | Central HP <5.4 tons | KENMORE | HRCU-A-CB (Split System: Heat Pump with Remote Outdoor Unit-Air-Source) | (C,H,T)VH837GKA2* |  |  | EHD4X60AAL+WALLCON | *97CMN0802120B* | 33000 | 17 | 8.5 | 32200 | 24800 | 77.02% | 2 | 0 | 11.5 |  |  |  |  | R-410A | 2.75 | Residential & Commercial | USHP | Ducted CEE Tier 1
213079821 | Central HP <5.4 tons | KEEPRITE | HRCU-A-CB (Split System: Heat Pump with Remote Outdoor Unit-Air-Source) | DLCURAH36ABK |  |  | EN(A,D,W)4X48L21** | *92MSN1002120A* | 36000 | 16.5 | 8.1 | 38500 | 34800 | 90.39% | 2 | 0 | 10.5 |  |  |  |  | R-410A | 3 | Residential & Commercial | USHP | Ducted CEE Tier 1
213079871 | Central HP <5.4 tons | KEEPRITE | HRCU-A-CB (Split System: Heat Pump with Remote Outdoor Unit-Air-Source) | DLCURAH36ABK |  |  | EA*4X42L24A* | *92MSN1002122A* | 35400 | 16.5 | 8.1 | 38500 | 35000 | 90.91% | 1.9 | 0 | 10 |  |  |  |  | R-410A | 2.95 | Residential & Commercial | USHP | Ducted CEE Tier 1
215678053 | Central HP <5.4 tons | CARRIER | HRCU-A-CB (Split System: Heat Pump with Remote Outdoor Unit-Air-Source) | 27VNA060A*030* |  |  | CSAH*6012AM*+UI | 58TN*B070C17**16 | 54000 | 16.5 | 8.5 | 59000 | 41500 | 70.34% | 1.9 | 0 | 9 |  |  |  |  | R-454B | 4.5 | Residential & Commercial | USHP
215678103 | Central HP <5.4 tons | CARRIER | HRCU-A-CB (Split System: Heat Pump with Remote Outdoor Unit-Air-Source) | 27VNA060A*030* |  |  | CSAH*6012AM*+UI | 59CU5B080C21**20 | 55500 | 16.5 | 8.5 | 60000 | 42000 | 70% | 1.9 | 0 | 8.5 |  |  |  |  | R-454B | 4.625 | Residential & Commercial | USHP
212983652 | Central HP <5.4 tons | DAY & NIGHT | HRCU-A-CB (Split System: Heat Pump with Remote Outdoor Unit-Air-Source) | DLCURAH18ABK |  |  | EA*4X24L17A* | *92MSN0601412A* | 17600 | 16 | 8.5 | 18500 | 19400 | 104.9% | 2.34 | 0 | 10.5 |  |  |  |  | R-410A | 1.4667 | Residential & Commercial | USHP | Ducted CEE Tier 1
212983702 | Central HP <5.4 tons | DAY & NIGHT | HRCU-A-CB (Split System: Heat Pump with Remote Outdoor Unit-Air-Source) | DLCURAH18ABK |  |  | EN(A,D)4X24L14** | *92MSN0601412A* | 17500 | 16 | 8.5 | 18500 | 19200 | 103.8% | 2.3 | 0 | 11 |  |  |  |  | R-410A | 1.4583 | Residential & Commercial | USHP | Ducted CEE Tier 1
215940202 | Central HP <5.4 tons | KENMORE | HRCU-A-CB (Split System: Heat Pump with Remote Outdoor Unit-Air-Source) | (C,H,T)5H3V36*K*AAA* |  |  | ESH5X60M12A*+WALLCON | *80CSU0601716B* | 34200 | 19.5 | 9 | 34200 | 26000 | 76.02% | 1.94 | 0 | 11.7 |  |  |  |  | R-454B | 2.85 | Residential & Commercial | USHP | Ducted CEE Tier 1
214398654 | Central HP <5.4 tons | FRASER-JOHNSTON | HRCU-A-CB (Split System: Heat Pump with Remote Outdoor Unit-Air-Source) | HH860E2S11 |  |  | CTF60C5CGS1 | TPLC080C16MP13 | 43500 | 18 | 9 | 44000 | 33400 | 75.91% | 2 | 0 | 11.7 |  |  |  |  | R-454B | 3.625 | Residential & Commercial | USHP | Ducted CEE Tier 1
215940912 | Central HP <5.4 tons | KENMORE | HRCU-A-CB (Split System: Heat Pump with Remote Outdoor Unit-Air-Source) | (C,H,T)5H3V36*K*AAA* |  |  | EVD5X60M24A*+WALLCON | *97CTN1202422A* | 35600 | 22 | 8.5 | 38000 | 28400 | 74.74% | 2.04 | 0 | 12.5 |  |  |  |  | R-454B | 2.9667 | Residential & Commercial | USHP | Ducted CEE Tier 1
215940932 | Central HP <5.4 tons | KENMORE | HRCU-A-CB (Split System: Heat Pump with Remote Outdoor Unit-Air-Source) | (C,H,T)5H3V36*K*AAA* |  |  | EVD5X61M24A*+WALLCON | *97CTN1202422A* | 36000 | 22 | 8.5 | 37600 | 28400 | 75.53% | 2.04 | 0 | 12.5 |  |  |  |  | R-454B | 3 | Residential & Commercial | USHP | Ducted CEE Tier 1
215940712 | Central HP <5.4 tons | KENMORE | HRCU-A-CB (Split System: Heat Pump with Remote Outdoor Unit-Air-Source) | (C,H,T)5H3V36*K*AAA* |  |  | EVD5X42M24A*+WALLCON | *97CTN1002122A* | 35600 | 22 | 8.5 | 38000 | 28400 | 74.74% | 2.04 | 0 | 12.5 |  |  |  |  | R-454B | 2.9667 | Residential & Commercial | USHP | Ducted CEE Tier 1
215940362 | Central HP <5.4 tons | KENMORE | HRCU-A-CB (Split System: Heat Pump with Remote Outdoor Unit-Air-Source) | (C,H,T)5H3V36*K*AAA* |  |  | EVM5X49M21A*+WALLCON | *97CTN0601716A* | 35200 | 21 | 8.5 | 38500 | 29400 | 76.36% | 2.02 | 0 | 11.7 |  |  |  |  | R-454B | 2.9333 | Residential & Commercial | USHP | Ducted CEE Tier 1
214398004 | Central HP <5.4 tons | FRASER-JOHNSTON | HRCU-A-CB (Split System: Heat Pump with Remote Outdoor Unit-Air-Source) | HH860E2S11 |  |  | CTF60D5CHS1 | TM9Y120D20MP11 | 53500 | 19 | 8.5 | 54500 | 39500 | 72.48% | 2 | 0 | 11 |  |  |  |  | R-454B | 4.4583 | Residential & Commercial | USHP | Ducted CEE Tier 1
215941012 | Central HP <5.4 tons | KENMORE | HRCU-A-CB (Split System: Heat Pump with Remote Outdoor Unit-Air-Source) | (C,H,T)5H3V48*K*AAA* |  |  | EA*5X60M24A*+WALLCON | *97CTN0802120A* | 44500 | 21 | 9.5 | 48500 | 36600 | 75.46% | 2 | 0 | 11 |  |  |  |  | R-454B | 3.7083 | Residential & Commercial | USHP | Ducted CEE Tier 1
215939692 | Central HP <5.4 tons | KENMORE | HRCU-A-CB (Split System: Heat Pump with Remote Outdoor Unit-Air-Source) | (C,H,T)5H3V36*K*AAA* |  |  | EA*5X42M21A*+WALLCON | *97CTN0801716A* | 32400 | 19.5 | 9.5 | 35200 | 27200 | 77.27% | 2 | 0 | 11 |  |  |  |  | R-454B | 2.7 | Residential & Commercial | USHP | Ducted CEE Tier 1
215939712 | Central HP <5.4 tons | KENMORE | HRCU-A-CB (Split System: Heat Pump with Remote Outdoor Unit-Air-Source) | (C,H,T)5H3V36*K*AAA* |  |  | EA*5X42M21A*+WALLCON | *97CTN1002122A* | 32800 | 20 | 9.5 | 34800 | 26600 | 76.44% | 2 | 0 | 11.5 |  |  |  |  | R-454B | 2.7333 | Residential & Commercial | USHP | Ducted CEE Tier 1
215939962 | Central HP <5.4 tons | KENMORE | HRCU-A-CB (Split System: Heat Pump with Remote Outdoor Unit-Air-Source) | (C,H,T)5H3V36*K*AAA* |  |  | ESH5X36M12A*+WALLCON | *80CSU0601716B* | 33400 | 19 | 9 | 34800 | 26600 | 76.44% | 1.92 | 0 | 11.5 |  |  |  |  | R-454B | 2.7833 | Residential & Commercial | USHP | Ducted CEE Tier 1
215939642 | Central HP <5.4 tons | KENMORE | HRCU-A-CB (Split System: Heat Pump with Remote Outdoor Unit-Air-Source) | (C,H,T)5H3V36*K*AAA* |  |  | EA*5X36M17A*+WALLCON | *97CTN0801716A* | 32000 | 19 | 9.5 | 35600 | 27400 | 76.97% | 1.98 | 0 | 10.5 |  |  |  |  | R-454B | 2.6667 | Residential & Commercial | USHP | Ducted CEE Tier 1
213077953 | Central HP <5.4 tons | KEEPRITE | HRCU-A-CB (Split System: Heat Pump with Remote Outdoor Unit-Air-Source) | DLCURAH36ABK |  |  | EA*4X37L21A* | *80MS(N,L)0701712A* | 36200 | 16 | 8.5 | 38000 | 34800 | 91.58% | 2.04 | 0 | 10 |  |  |  |  | R-410A | 3.0167 | Residential & Commercial | USHP | Ducted CEE Tier 1
213078253 | Central HP <5.4 tons | KEEPRITE | HRCU-A-CB (Split System: Heat Pump with Remote Outdoor Unit-Air-Source) | DLCURAH36ABK |  |  | EN(A,D)4X48L24** | *80MS(N,L)0702116A* | 35800 | 16.5 | 8.1 | 38500 | 34800 | 90.39% | 1.98 | 0 | 10 |  |  |  |  | R-410A | 2.9833 | Residential & Commercial | USHP | Ducted CEE Tier 1
216505527 | Central HP <5.4 tons | KINGHOME | HRCU-A-CB (Split System: Heat Pump with Remote Outdoor Unit-Air-Source) | KU36UHO |  |  | KCA24*I | A952U060BV4S*** | 23000 | 15.2 | 8.5 | 23000 | 20000 | 86.96% | 1.75 | 0 | 11.5 |  |  |  |  | R-410A | 1.9167 | Residential & Commercial | USHP | Ducted CEE Tier 1
213075911 | Central HP <5.4 tons | BRYANT HEATING AND COOLING SYSTEMS | HRCU-A-CB (Split System: Heat Pump with Remote Outdoor Unit-Air-Source) | 38MURAQ36AB3* |  |  | CAP**4224AL* | 935SB60100M21*** | 35600 | 16 | 8.1 | 38500 | 35200 | 91.43% | 1.9 | 0 | 10 |  |  |  |  | R-410A | 2.9667 | Residential & Commercial | USHP | Ducted CEE Tier 1
213076462 | Central HP <5.4 tons | BRYANT HEATING AND COOLING SYSTEMS | HRCU-A-CB (Split System: Heat Pump with Remote Outdoor Unit-Air-Source) | 38MURAQ36AB3* |  |  | CNPV*4217AL* | 82*TB36045V14*** | 35400 | 16 | 8.1 | 38500 | 35000 | 90.91% | 1.94 | 0 | 10 |  |  |  |  | R-410A | 2.95 | Residential & Commercial | USHP | Ducted CEE Tier 1
213076966 | Central HP <5.4 tons | BRYANT HEATING AND COOLING SYSTEMS | HRCU-A-CB (Split System: Heat Pump with Remote Outdoor Unit-Air-Source) | 38MURAQ36AB3* |  |  | CAP**4221AL* | 926SB48080V17*** | 35000 | 15.5 | 8.1 | 38500 | 35200 | 91.43% | 1.86 | 0 | 9.5 |  |  |  |  | R-410A | 2.9167 | Residential & Commercial | USHP
215318842 | Central HP <5.4 tons | Weathermaker | HRCU-A-CB (Split System: Heat Pump with Remote Outdoor Unit-Air-Source) | 37MURAQ36AA3 |  |  | 45MUAAQ36XX3 | 0 | 36000 | 16.2 | 8.7 | 36000 | 27000 | 75% | 2 | 0 | 10 |  |  |  |  | R-454B | 3 | Residential & Commercial | USHP | Ducted CEE Tier 1
214574086 | Central HP <5.4 tons | KENMORE | HRCU-A-CB (Split System: Heat Pump with Remote Outdoor Unit-Air-Source) | (C,H,T)VH837GKA2* |  |  | EA*4X60L24A*+WALLCON | *96CTN0802120B* | 32800 | 18 | 8.5 | 31600 | 24600 | 77.85% | 2 | 0 | 11.5 |  |  |  |  | R-410A | 2.7333 | Residential & Commercial | USHP | Ducted CEE Tier 1
214574186 | Central HP <5.4 tons | KENMORE | HRCU-A-CB (Split System: Heat Pump with Remote Outdoor Unit-Air-Source) | (C,H,T)VH837GKA2* |  |  | EA*4X61L24A*+WALLCON | *97CMN0602120B* | 33000 | 18 | 8.5 | 32000 | 25000 | 78.12% | 1.98 | 0 | 11.5 |  |  |  |  | R-410A | 2.75 | Residential & Commercial | USHP | Ducted CEE Tier 1
214573986 | Central HP <5.4 tons | KENMORE | HRCU-A-CB (Split System: Heat Pump with Remote Outdoor Unit-Air-Source) | (C,H,T)VH837GKA2* |  |  | EA*4X48L24A*+WALLCON | *95CSU0802120B* | 32200 | 17.5 | 8.5 | 32400 | 25000 | 77.16% | 1.98 | 0 | 11 |  |  |  |  | R-410A | 2.6833 | Residential & Commercial | USHP | Ducted CEE Tier 1
214574016 | Central HP <5.4 tons | KENMORE | HRCU-A-CB (Split System: Heat Pump with Remote Outdoor Unit-Air-Source) | (C,H,T)VH837GKA2* |  |  | EA*4X48L24A*+WALLCON | *97CMN0802120B* | 32400 | 17.5 | 8.5 | 32400 | 25000 | 77.16% | 1.98 | 0 | 11 |  |  |  |  | R-410A | 2.7 | Residential & Commercial | USHP | Ducted CEE Tier 1
213076776 | Central HP <5.4 tons | BRYANT HEATING AND COOLING SYSTEMS | HRCU-A-CB (Split System: Heat Pump with Remote Outdoor Unit-Air-Source) | 38MURAQ36AB3* |  |  | CAP**4321AL* | 82*TB66110V21*** | 36600 | 16 | 8.5 | 38000 | 34800 | 91.58% | 2.06 | 0 | 10 |  |  |  |  | R-410A | 3.05 | Residential & Commercial | USHP | Ducted CEE Tier 1
215318831 | Central HP <5.4 tons | Weathermaker | HRCU-A-CB (Split System: Heat Pump with Remote Outdoor Unit-Air-Source) | 37MUHAQ18AA3 |  |  | 45MUAAQ18XX3 | 0 | 18000 | 19 | 9.8 | 19000 | 18000 | 94.74% | 2 | 0 | 12.5 |  |  |  |  | R-454B | 1.5 | Residential & Commercial | USHP | Ducted CEE Tier 1
214572526 | Central HP <5.4 tons | KENMORE | HRCU-A-CB (Split System: Heat Pump with Remote Outdoor Unit-Air-Source) | (C,H,T)VH837GKA** |  |  | EA*4X36L21A*+WALLCON | *96CTN0802120B* | 31600 | 17.5 | 8.1 | 32800 | 24200 | 73.78% | 1.86 | 0 | 11 |  |  |  |  | R-410A | 2.6333 | Residential & Commercial | USHP | Ducted CEE Tier 1
214571256 | Central HP <5.4 tons | KENMORE | HRCU-A-CB (Split System: Heat Pump with Remote Outdoor Unit-Air-Source) | (C,H,T)VH825GKA3* |  |  | EN(A,D,W)4X48L21**+WALLCON | *97CMN0802120B* | 24200 | 17 | 8.1 | 21200 | 16600 | 78.3% | 2.02 | 0 | 11.5 |  |  |  |  | R-410A | 2.0167 | Residential & Commercial | USHP | Ducted CEE Tier 1
213077026 | Central HP <5.4 tons | BRYANT HEATING AND COOLING SYSTEMS | HRCU-A-CB (Split System: Heat Pump with Remote Outdoor Unit-Air-Source) | 38MURAQ36AB3* |  |  | CNPV*4821AL* | 926SB48080V17*** | 35600 | 16 | 8.1 | 38500 | 35000 | 90.91% | 1.98 | 0 | 10 |  |  |  |  | R-410A | 2.9667 | Residential & Commercial | USHP | Ducted CEE Tier 1
212361359 | Central HP <5.4 tons | American Standard | HRCU-A-C (Split System: Heat Pump with Remote Outdoor Unit with No Indoor Fan --Air Source) | 4TXD2060A10NU** |  |  | 4RXCD048AS3HC** | 0 | 47000 | 15.2 | 8.5 | 48000 | 33600 | 70% | 1.8 | 0 | 10 |  |  |  |  | R-410A | 3.9167 | Residential & Commercial | USHP | Ducted CEE Tier 1
215941062 | Central HP <5.4 tons | KENMORE | HRCU-A-CB (Split System: Heat Pump with Remote Outdoor Unit-Air-Source) | (C,H,T)5H3V48*K*AAA* |  |  | EA*5X61M21A*+WALLCON | *80CSU0601716B* | 45000 | 21 | 9.5 | 48500 | 37000 | 76.29% | 2 | 0 | 11.5 |  |  |  |  | R-454B | 3.75 | Residential & Commercial | USHP | Ducted CEE Tier 1
214573966 | Central HP <5.4 tons | KENMORE | HRCU-A-CB (Split System: Heat Pump with Remote Outdoor Unit-Air-Source) | (C,H,T)VH837GKA2* |  |  | EA*4X48L21A*+WALLCON | *96CTN0802120B* | 32400 | 17.5 | 8.5 | 32400 | 24800 | 76.54% | 2 | 0 | 11.5 |  |  |  |  | R-410A | 2.7 | Residential & Commercial | USHP | Ducted CEE Tier 1
215318844 | Central HP <5.4 tons | Weathermaker | HRCU-A-CB (Split System: Heat Pump with Remote Outdoor Unit-Air-Source) | 37MURAQ60AA3 |  |  | 45MUAAQ60XX3 | 0 | 54000 | 15.2 | 8.4 | 54000 | 38000 | 70.37% | 1.8 | 0 | 8.7 |  |  |  |  | R-454B | 4.5 | Residential & Commercial | USHP
215318857 | Central HP <5.4 tons | Weathermaker | HRCU-A-CB (Split System: Heat Pump with Remote Outdoor Unit-Air-Source) | 37MBRAQ48AA3 |  |  | 45MBAAQ48XA3 | 0 | 48000 | 17.8 | 10 | 50000 | 35200 | 70.4% | 1.9 | 0 | 10 |  |  |  |  | R-454B | 4 | Residential & Commercial | USHP | Ducted CEE Tier 1
214572646 | Central HP <5.4 tons | KENMORE | HRCU-A-CB (Split System: Heat Pump with Remote Outdoor Unit-Air-Source) | (C,H,T)VH837GKA** |  |  | EA*4X42L21A*+WALLCON | *96CTN0802120B* | 31800 | 17.5 | 8.5 | 32800 | 24400 | 74.39% | 1.9 | 0 | 11 |  |  |  |  | R-410A | 2.65 | Residential & Commercial | USHP | Ducted CEE Tier 1
211201012 | Central HP <5.4 tons | BRYANT HEATING AND COOLING SYSTEMS | HRCU-A-CB (Split System: Heat Pump with Remote Outdoor Unit-Air-Source) | 38MURAQ30AB3* |  |  | FMA4X30**AL* | 0 | 31200 | 15.5 | 8.5 | 35400 | 26800 | 75.71% | 1.86 | 0 | 9 |  |  |  |  | R-410A | 2.6 | Residential & Commercial | USHP
214398649 | Central HP <5.4 tons | FRASER-JOHNSTON | HRCU-A-CB (Split System: Heat Pump with Remote Outdoor Unit-Air-Source) | HH860E2S11 |  |  | CTF60C5CGS1 | TMLV100C16MP12 | 43500 | 18 | 9 | 44000 | 33400 | 75.91% | 2 | 0 | 11.7 |  |  |  |  | R-454B | 3.625 | Residential & Commercial | USHP | Ducted CEE Tier 1
215318853 | Central HP <5.4 tons | Weathermaker | HRCU-A-CB (Split System: Heat Pump with Remote Outdoor Unit-Air-Source) | 37MBHAQ36AA3 |  |  | 45MBAAQ36XA3 | 0 | 36000 | 17.3 | 9.5 | 38000 | 38000 | 100% | 2.06 | 0 | 11.7 |  |  |  |  | R-454B | 3 | Residential & Commercial | USHP | Ducted CEE Tier 1
211244771 | Central HP <5.4 tons | KEEPRITE | HRCU-A-CB (Split System: Heat Pump with Remote Outdoor Unit-Air-Source) | DLCURAH24ABK |  |  | EN(A,D)4X30L17** | *95ESN0801716A* | 24600 | 15.5 | 8.1 | 26800 | 22200 | 82.84% | 1.82 | 0 | 10 |  |  |  |  | R-410A | 2.05 | Residential & Commercial | USHP | Ducted CEE Tier 1
214570686 | Central HP <5.4 tons | KENMORE | HRCU-A-CB (Split System: Heat Pump with Remote Outdoor Unit-Air-Source) | (C,H,T)VH825GKA3* |  |  | EA*4X48L21A*+WALLCON | *95CSU0802120B* | 24000 | 16.5 | 8.5 | 21000 | 16600 | 79.05% | 2.02 | 0 | 11 |  |  |  |  | R-410A | 2 | Residential & Commercial | USHP | Ducted CEE Tier 1
214570736 | Central HP <5.4 tons | KENMORE | HRCU-A-CB (Split System: Heat Pump with Remote Outdoor Unit-Air-Source) | (C,H,T)VH825GKA3* |  |  | EA*4X48L24A*+WALLCON | *80CTL0702120B* | 24000 | 17 | 8.5 | 21000 | 16500 | 78.57% | 2.02 | 0 | 11 |  |  |  |  | R-410A | 2 | Residential & Commercial | USHP | Ducted CEE Tier 1
215940222 | Central HP <5.4 tons | KENMORE | HRCU-A-CB (Split System: Heat Pump with Remote Outdoor Unit-Air-Source) | (C,H,T)5H3V36*K*AAA* |  |  | ESH5X60M12A*+WALLCON | *97CTN0801716A* | 34000 | 19 | 9 | 34800 | 26400 | 75.86% | 1.92 | 0 | 11 |  |  |  |  | R-454B | 2.8333 | Residential & Commercial | USHP | Ducted CEE Tier 1
215941122 | Central HP <5.4 tons | KENMORE | HRCU-A-CB (Split System: Heat Pump with Remote Outdoor Unit-Air-Source) | (C,H,T)5H3V48*K*AAA* |  |  | EA*5X61M24A*+WALLCON | *97CTN1002122A* | 45500 | 21.5 | 9.5 | 48500 | 36800 | 75.88% | 2 | 0 | 11 |  |  |  |  | R-454B | 3.7917 | Residential & Commercial | USHP | Ducted CEE Tier 1
215941072 | Central HP <5.4 tons | KENMORE | HRCU-A-CB (Split System: Heat Pump with Remote Outdoor Unit-Air-Source) | (C,H,T)5H3V48*K*AAA* |  |  | EA*5X61M21A*+WALLCON | *97CTN0801716A* | 44500 | 20 | 9 | 49000 | 37600 | 76.73% | 2 | 0 | 11 |  |  |  |  | R-454B | 3.7083 | Residential & Commercial | USHP | Ducted CEE Tier 1
215940372 | Central HP <5.4 tons | KENMORE | HRCU-A-CB (Split System: Heat Pump with Remote Outdoor Unit-Air-Source) | (C,H,T)5H3V36*K*AAA* |  |  | EVM5X49M21A*+WALLCON | *97CTN0801716A* | 35400 | 21 | 8.5 | 38500 | 29000 | 75.32% | 2.02 | 0 | 12 |  |  |  |  | R-454B | 2.95 | Residential & Commercial | USHP | Ducted CEE Tier 1
215940572 | Central HP <5.4 tons | KENMORE | HRCU-A-CB (Split System: Heat Pump with Remote Outdoor Unit-Air-Source) | (C,H,T)5H3V36*K*AAA* |  |  | EVD5X36M21A*+WALLCON | *97CTN1002122A* | 34400 | 21 | 8.5 | 38500 | 28000 | 72.73% | 2.06 | 0 | 12 |  |  |  |  | R-454B | 2.8667 | Residential & Commercial | USHP | Ducted CEE Tier 1
212984067 | Central HP <5.4 tons | DAY & NIGHT | HRCU-A-CB (Split System: Heat Pump with Remote Outdoor Unit-Air-Source) | DLCURAH24ABK |  |  | EA*4X36L17A* | *92MSN0601714A* | 23800 | 17 | 8.5 | 26200 | 23800 | 90.84% | 1.98 | 0 | 10 |  |  |  |  | R-410A | 1.9833 | Residential & Commercial | USHP | Ducted CEE Tier 1
212984571 | Central HP <5.4 tons | DAY & NIGHT | HRCU-A-CB (Split System: Heat Pump with Remote Outdoor Unit-Air-Source) | DLCURAH24ABK |  |  | EA*4X24L17A* | *92MSN0801716A* | 23200 | 17 | 9 | 26800 | 26800 | 100% | 2.3 | 0 | 10 |  |  |  |  | R-410A | 1.9333 | Residential & Commercial | USHP | Ducted CEE Tier 1
214572756 | Central HP <5.4 tons | KENMORE | HRCU-A-CB (Split System: Heat Pump with Remote Outdoor Unit-Air-Source) | (C,H,T)VH837GKA** |  |  | EA*4X43L21A*+WALLCON | *97CMN0802120B* | 32800 | 17.5 | 8.5 | 32800 | 25200 | 76.83% | 2 | 0 | 11.5 |  |  |  |  | R-410A | 2.7333 | Residential & Commercial | USHP | Ducted CEE Tier 1
214572606 | Central HP <5.4 tons | KENMORE | HRCU-A-CB (Split System: Heat Pump with Remote Outdoor Unit-Air-Source) | (C,H,T)VH837GKA** |  |  | EA*4X42L21A*+WALLCON | *95CSU0802120B* | 31800 | 17 | 8.5 | 33000 | 24400 | 73.94% | 1.9 | 0 | 11 |  |  |  |  | R-410A | 2.65 | Residential & Commercial | USHP | Ducted CEE Tier 1
214572656 | Central HP <5.4 tons | KENMORE | HRCU-A-CB (Split System: Heat Pump with Remote Outdoor Unit-Air-Source) | (C,H,T)VH837GKA** |  |  | EA*4X42L24A*+WALLCON | *80CTL0702120B* | 31800 | 18 | 8.5 | 33000 | 24400 | 73.94% | 1.9 | 0 | 11 |  |  |  |  | R-410A | 2.65 | Residential & Commercial | USHP | Ducted CEE Tier 1
215668594 | Central HP <5.4 tons | KENMORE | HRCU-A-CB (Split System: Heat Pump with Remote Outdoor Unit-Air-Source) | (C,H,T)5H0V36*K*AAA* |  |  | EA*5X37M17A*+WALLCON | *97CMN0601714B* | 33600 | 17 | 9 | 36000 | 25800 | 71.67% | 1.86 | 0 | 9.5 |  |  |  |  | R-454B | 2.8 | Residential & Commercial | USHP
214229382 | Central HP <5.4 tons | DAY & NIGHT | HRCU-A-CB (Split System: Heat Pump with Remote Outdoor Unit-Air-Source) | DLCURAH24ABK |  |  | EA*4X37L21A* | *80MSU0802120A* | 24200 | 17.5 | 8.5 | 25000 | 21400 | 85.6% | 1.8 | 0 | 10 |  |  |  |  | R-410A | 2.0167 | Residential & Commercial | USHP | Ducted CEE Tier 1
214570616 | Central HP <5.4 tons | KENMORE | HRCU-A-CB (Split System: Heat Pump with Remote Outdoor Unit-Air-Source) | (C,H,T)VH825GKA3* |  |  | EA*4X43L21A*+WALLCON | *80CTL0702120B* | 24400 | 16.5 | 8.5 | 21200 | 16600 | 78.3% | 2.02 | 0 | 11 |  |  |  |  | R-410A | 2.0333 | Residential & Commercial | USHP | Ducted CEE Tier 1
215940722 | Central HP <5.4 tons | KENMORE | HRCU-A-CB (Split System: Heat Pump with Remote Outdoor Unit-Air-Source) | (C,H,T)5H3V36*K*AAA* |  |  | EVD5X42M24A*+WALLCON | *97CTN1202422A* | 35600 | 22 | 8.5 | 38000 | 28400 | 74.74% | 2.04 | 0 | 12.5 |  |  |  |  | R-454B | 2.9667 | Residential & Commercial | USHP | Ducted CEE Tier 1
215940822 | Central HP <5.4 tons | KENMORE | HRCU-A-CB (Split System: Heat Pump with Remote Outdoor Unit-Air-Source) | (C,H,T)5H3V36*K*AAA* |  |  | EVD5X60M21A*+WALLCON | *80CSU0401712B* | 35800 | 22 | 8.5 | 38000 | 28400 | 74.74% | 2.02 | 0 | 12.5 |  |  |  |  | R-454B | 2.9833 | Residential & Commercial | USHP | Ducted CEE Tier 1
215941022 | Central HP <5.4 tons | KENMORE | HRCU-A-CB (Split System: Heat Pump with Remote Outdoor Unit-Air-Source) | (C,H,T)5H3V48*K*AAA* |  |  | EA*5X60M24A*+WALLCON | *97CTN1002122A* | 44500 | 21 | 9.5 | 48000 | 36400 | 75.83% | 2 | 0 | 11 |  |  |  |  | R-454B | 3.7083 | Residential & Commercial | USHP | Ducted CEE Tier 1
214398428 | Central HP <5.4 tons | FRASER-JOHNSTON | HRCU-A-CB (Split System: Heat Pump with Remote Outdoor Unit-Air-Source) | HH860E2S11 |  |  | CTM60C5CHS1+JMVT17CC2N1 | 0 | 53500 | 19 | 9 | 53000 | 38000 | 71.7% | 2 | 0 | 12 |  |  |  |  | R-454B | 4.4583 | Residential & Commercial | USHP | Ducted CEE Tier 1
216374709 | Central HP <5.4 tons | FRASER-JOHNSTON | HRCU-A-CB (Split System: Heat Pump with Remote Outdoor Unit-Air-Source) | HH836E2S11 |  |  | CTU36B5XDS1+TXV | Z9ET060B12SMPS1 | 33400 | 18 | 8.5 | 31600 | 24200 | 76.58% | 2 | 0 | 11 |  |  |  |  | R-454B | 2.7833 | Residential & Commercial | USHP | Ducted CEE Tier 1
214573736 | Central HP <5.4 tons | KENMORE | HRCU-A-CB (Split System: Heat Pump with Remote Outdoor Unit-Air-Source) | (C,H,T)VH837GKA2* |  |  | EA*4X42L21A*+WALLCON | *80CTL0702120B* | 31800 | 17 | 8.5 | 33000 | 24400 | 73.94% | 1.9 | 0 | 11 |  |  |  |  | R-410A | 2.65 | Residential & Commercial | USHP | Ducted CEE Tier 1
212361360 | Central HP <5.4 tons | American Standard | HRCU-A-C (Split System: Heat Pump with Remote Outdoor Unit with No Indoor Fan --Air Source) | 4TXD2060A10NU** |  |  | 4RXCD060AS3HC** | 0 | 50500 | 15.2 | 8.5 | 53000 | 37200 | 70.19% | 1.8 | 0 | 9.5 |  |  |  |  | R-410A | 4.2083 | Residential & Commercial | USHP
214573236 | Central HP <5.4 tons | KENMORE | HRCU-A-CB (Split System: Heat Pump with Remote Outdoor Unit-Air-Source) | (C,H,T)VH837GKA** |  |  | EHD4X48AAL+WALLCON | *97CMN0802120B* | 32600 | 17 | 8.5 | 32800 | 25000 | 76.22% | 1.98 | 0 | 11 |  |  |  |  | R-410A | 2.7167 | Residential & Commercial | USHP | Ducted CEE Tier 1
211228322 | Central HP <5.4 tons | BRYANT HEATING AND COOLING SYSTEMS | HRCU-A-CB (Split System: Heat Pump with Remote Outdoor Unit-Air-Source) | 38MURAQ36AB3* |  |  | CAP**4321AL* | 82*SA60090V21*** | 36200 | 16 | 8.5 | 38500 | 34800 | 90.39% | 2.06 | 0 | 10 |  |  |  |  | R-410A | 3.0167 | Residential & Commercial | USHP | Ducted CEE Tier 1
211228509 | Central HP <5.4 tons | BRYANT HEATING AND COOLING SYSTEMS | HRCU-A-CB (Split System: Heat Pump with Remote Outdoor Unit-Air-Source) | 38MURAQ36AB3* |  |  | CAP**4321AL* | 915SB60100E21*** | 37000 | 15.5 | 8.5 | 38500 | 34800 | 90.39% | 2.1 | 0 | 10 |  |  |  |  | R-410A | 3.0833 | Residential & Commercial | USHP | Ducted CEE Tier 1
211228574 | Central HP <5.4 tons | BRYANT HEATING AND COOLING SYSTEMS | HRCU-A-CB (Split System: Heat Pump with Remote Outdoor Unit-Air-Source) | 38MURAQ36AB3* |  |  | CAP**4321AL* | 935SA48060E17*** | 36800 | 15.5 | 8.5 | 38500 | 34800 | 90.39% | 2.1 | 0 | 10 |  |  |  |  | R-410A | 3.0667 | Residential & Commercial | USHP | Ducted CEE Tier 1
211228674 | Central HP <5.4 tons | BRYANT HEATING AND COOLING SYSTEMS | HRCU-A-CB (Split System: Heat Pump with Remote Outdoor Unit-Air-Source) | 38MURAQ36AB3* |  |  | CAP**4321AL* | OVLAAB048112 | 36600 | 15.2 | 8.5 | 38500 | 35000 | 90.91% | 2.08 | 0 | 10 |  |  |  |  | R-410A | 3.05 | Residential & Commercial | USHP | Ducted CEE Tier 1
211228692 | Central HP <5.4 tons | BRYANT HEATING AND COOLING SYSTEMS | HRCU-A-CB (Split System: Heat Pump with Remote Outdoor Unit-Air-Source) | 38MURAQ36AB3* |  |  | CAP**4321AL* | OVMAAB042112 | 36200 | 15.5 | 8.5 | 38500 | 34800 | 90.39% | 2.06 | 0 | 10 |  |  |  |  | R-410A | 3.0167 | Residential & Commercial | USHP | Ducted CEE Tier 1
211387631 | Central HP <5.4 tons | COLEMAN | HRCU-A-CB (Split System: Heat Pump with Remote Outdoor Unit-Air-Source) | HMH72B341 |  |  | XAFC36DXXN1+TXV | TP9C080C16MP13 | 34000 | 17.5 | 8.1 | 33800 | 23800 | 70.41% | 2.08 | 0 | 10 |  |  |  |  | R-410A | 2.8333 | Residential & Commercial | USHP | Ducted CEE Tier 1
213372230 | Central HP <5.4 tons | Weathermaker | HRCU-A-C (Split System: Heat Pump with Remote Outdoor Unit with No Indoor Fan --Air Source) | 38MURAQ24AB3 |  |  | 40MULAQ24XBX + CI | 0 | 24000 | 16.5 | 9.5 | 25000 | 20000 | 80% | 1.95 | 11 | 10.7 |  |  |  |  | R-410A | 2 | Residential & Commercial | USHP | Ducted CEE Tier 1
215679443 | Central HP <5.4 tons | CARRIER | HRCU-A-CB (Split System: Heat Pump with Remote Outdoor Unit-Air-Source) | 27VNA036A*030* |  |  | CAA**4321AM*+UI | 59TN7A060C17**16 | 34200 | 17.5 | 9 | 35600 | 25400 | 71.35% | 1.88 | 0 | 9.5 |  |  |  |  | R-454B | 2.85 | Residential & Commercial | USHP
215678273 | Central HP <5.4 tons | CARRIER | HRCU-A-CB (Split System: Heat Pump with Remote Outdoor Unit-Air-Source) | 27VNA024A*030* |  |  | CAA**3017AM*+UI | 58CU*B060C17**16 | 23200 | 17 | 8.5 | 23600 | 16600 | 70.34% | 1.98 | 0 | 10 |  |  |  |  | R-454B | 1.9333 | Residential & Commercial | USHP | Ducted CEE Tier 1
215676686 | Central HP <5.4 tons | AIRQUEST | HRCU-A-CB (Split System: Heat Pump with Remote Outdoor Unit-Air-Source) | H5H0V48*K*AAA* |  |  | EVD5X61M21A*+WALLCON | *80CSU0601716A* | 48500 | 19 | 9 | 50000 | 36800 | 73.6% | 2 | 0 | 10 |  |  |  |  | R-454B | 4.0417 | Residential & Commercial | USHP | Ducted CEE Tier 1
208447908 | Central HP <5.4 tons | Weathermaker | HRCU-A-CB (Split System: Heat Pump with Remote Outdoor Unit-Air-Source) | 38MURAQ24AA3 |  |  | 40MUAAQ24XA3 | 0 | 24000 | 17 | 9.2 | 26000 | 19400 | 74.62% | 2.1 | 11.3 | 10.5 |  |  |  |  | R-410A | 2 | Residential & Commercial | USHP | Ducted CEE Tier 1
208141275 | Central HP <5.4 tons | American Standard | HRCU-A-CB (Split System: Heat Pump with Remote Outdoor Unit-Air-Source) | 4TXD2060A10NU** |  |  | 4MXA2060A10NU** | 0 | 54000 | 16 | 9 | 54000 | 41000 | 75.93% | 1.8 | 10.5 | 10 |  |  |  |  | R-410A | 4.5 | Residential & Commercial | USHP | Ducted CEE Tier 1
215318838 | Central HP <5.4 tons | Weathermaker | HRCU-A-CB (Split System: Heat Pump with Remote Outdoor Unit-Air-Source) | 37MUHAQ60AA3 |  |  | 45MUHAQ60XX3 | 0 | 54000 | 17.5 | 9.5 | 55000 | 54000 | 98.18% | 1.9 | 0 | 12 |  |  |  |  | R-454B | 4.5 | Residential & Commercial | USHP | Ducted CEE Tier 1
214573016 | Central HP <5.4 tons | KENMORE | HRCU-A-CB (Split System: Heat Pump with Remote Outdoor Unit-Air-Source) | (C,H,T)VH837GKA** |  |  | EA*4X61L24A*+WALLCON | *80CTL0702120B* | 33200 | 18 | 8.5 | 32000 | 24800 | 77.5% | 2 | 0 | 11.5 |  |  |  |  | R-410A | 2.7667 | Residential & Commercial | USHP | Ducted CEE Tier 1
210473312 | Central HP <5.4 tons | KENMORE | HRCU-A-CB (Split System: Heat Pump with Remote Outdoor Unit-Air-Source) | (C,H,T)VH825GKA3* |  |  | EA*4X48L21A*+WALLCON | *80CSU0601716A* | 24000 | 17 | 8.1 | 21000 | 16600 | 79.05% | 2.02 | 0 | 11 |  |  |  |  | R-410A | 2 | Residential & Commercial | USHP | Ducted CEE Tier 1
210472828 | Central HP <5.4 tons | KENMORE | HRCU-A-CB (Split System: Heat Pump with Remote Outdoor Unit-Air-Source) | (C,H,T)VH825GKA3* |  |  | EA*4X42L21A*+WALLCON | *95CSU0802120A* | 23800 | 16.5 | 8.1 | 21400 | 16600 | 77.57% | 1.96 | 0 | 11 |  |  |  |  | R-410A | 1.9833 | Residential & Commercial | USHP | Ducted CEE Tier 1
210470906 | Central HP <5.4 tons | KENMORE | HRCU-A-CB (Split System: Heat Pump with Remote Outdoor Unit-Air-Source) | (C,H,T)VH837GKA2* |  |  | EN(A,D,W)4X60L24**+WALLCON | *80CSU1002120A* | 32800 | 17.5 | 8.1 | 32200 | 24600 | 76.4% | 1.96 | 0 | 11.7 |  |  |  |  | R-410A | 2.7333 | Residential & Commercial | USHP | Ducted CEE Tier 1
210471175 | Central HP <5.4 tons | KENMORE | HRCU-A-CB (Split System: Heat Pump with Remote Outdoor Unit-Air-Source) | (C,H,T)VH837GKA2* |  |  | EHD4X60AAL+WALLCON | *80CTL0701716A* | 32800 | 17 | 8.1 | 32400 | 25000 | 77.16% | 2 | 0 | 11 |  |  |  |  | R-410A | 2.7333 | Residential & Commercial | USHP | Ducted CEE Tier 1
214573466 | Central HP <5.4 tons | KENMORE | HRCU-A-CB (Split System: Heat Pump with Remote Outdoor Unit-Air-Source) | (C,H,T)VH837GKA** |  |  | EN(A,D,W)4X48L21**+WALLCON | *97CMN0602120B* | 32200 | 17 | 8.1 | 33000 | 25000 | 75.76% | 1.94 | 0 | 11.5 |  |  |  |  | R-410A | 2.6833 | Residential & Commercial | USHP | Ducted CEE Tier 1
215675253 | Central HP <5.4 tons | CARRIER | HRCU-A-CB (Split System: Heat Pump with Remote Outdoor Unit-Air-Source) | 27VNA048A*030* |  |  | CSAH*6012AM*+UI | 59CU5B100C21**22 | 45500 | 16.5 | 8.5 | 48000 | 33600 | 70% | 2.06 | 0 | 9.5 |  |  |  |  | R-454B | 3.7917 | Residential & Commercial | USHP
215675353 | Central HP <5.4 tons | CARRIER | HRCU-A-CB (Split System: Heat Pump with Remote Outdoor Unit-Air-Source) | 27VNA048A*030* |  |  | CVAMA4821XMA*+UI | 58CU*A060C17**16 | 47000 | 18 | 9 | 50000 | 36400 | 72.8% | 1.98 | 0 | 9.5 |  |  |  |  | R-454B | 3.9167 | Residential & Commercial | USHP
210720634 | Central HP <5.4 tons | BRYANT HEATING AND COOLING SYSTEMS | HRCU-A-CB (Split System: Heat Pump with Remote Outdoor Unit-Air-Source) | 284ANV036*0**B* |  |  | CAP**3717AL*+UI | 986TC42080C17*** | 33800 | 18.5 | 9.5 | 35600 | 26200 | 73.6% | 2 | 0 | 11.7 |  |  |  |  | R-410A | 2.8167 | Residential & Commercial | USHP | Ducted CEE Tier 1
210720650 | Central HP <5.4 tons | BRYANT HEATING AND COOLING SYSTEMS | HRCU-A-CB (Split System: Heat Pump with Remote Outdoor Unit-Air-Source) | 284ANV036*0**B* |  |  | CAP**6121AL*+UI | 83*CA48060C17*** | 34400 | 20 | 9 | 34600 | 25200 | 72.83% | 2 | 0 | 12 |  |  |  |  | R-410A | 2.8667 | Residential & Commercial | USHP | Ducted CEE Tier 1
210720664 | Central HP <5.4 tons | BRYANT HEATING AND COOLING SYSTEMS | HRCU-A-CB (Split System: Heat Pump with Remote Outdoor Unit-Air-Source) | 284ANV036*0**B* |  |  | CAP**6124AL*+UI | 935CA66100C21*** | 34800 | 20 | 9 | 34400 | 25000 | 72.67% | 2.02 | 0 | 12.5 |  |  |  |  | R-410A | 2.9 | Residential & Commercial | USHP | Ducted CEE Tier 1
215675543 | Central HP <5.4 tons | CARRIER | HRCU-A-CB (Split System: Heat Pump with Remote Outdoor Unit-Air-Source) | 27VNA048A*030* |  |  | CVAMA4921XMA*+UI | 58TN*B070C21**20 | 48000 | 19 | 9 | 50000 | 36800 | 73.6% | 2 | 0 | 10 |  |  |  |  | R-454B | 4 | Residential & Commercial | USHP | Ducted CEE Tier 1
212973607 | Central HP <5.4 tons | DAY & NIGHT | HRCU-A-CB (Split System: Heat Pump with Remote Outdoor Unit-Air-Source) | DLCURAH24ABK |  |  | EN(A,D)4X24L17** | *96VSN0601412B* | 23200 | 16.5 | 8.5 | 26800 | 25400 | 94.78% | 2.12 | 0 | 10 |  |  |  |  | R-410A | 1.9333 | Residential & Commercial | USHP | Ducted CEE Tier 1
212974959 | Central HP <5.4 tons | KEEPRITE | HRCU-A-CB (Split System: Heat Pump with Remote Outdoor Unit-Air-Source) | DLCURAH24ABK |  |  | EA*4X30L14A* | *96VTN0401410B* | 23200 | 16 | 8.5 | 26400 | 25000 | 94.7% | 2.08 | 0 | 10 |  |  |  |  | R-410A | 1.9333 | Residential & Commercial | USHP | Ducted CEE Tier 1
215677333 | Central HP <5.4 tons | CARRIER | HRCU-A-CB (Split System: Heat Pump with Remote Outdoor Unit-Air-Source) | 27VNA060A*030* |  |  | CVAVA6021XMA*+UI | 58TN*B070C17**16 | 55000 | 18 | 9 | 59500 | 43500 | 73.11% | 2.1 | 0 | 9.5 |  |  |  |  | R-454B | 4.5833 | Residential & Commercial | USHP
213077385 | Central HP <5.4 tons | BRYANT HEATING AND COOLING SYSTEMS | HRCU-A-CB (Split System: Heat Pump with Remote Outdoor Unit-Air-Source) | 38MURAQ36AB3* |  |  | CAP**4221AL* | 926TC48080V17*** | 35000 | 15.5 | 8.1 | 38500 | 35200 | 91.43% | 1.86 | 0 | 9.5 |  |  |  |  | R-410A | 2.9167 | Residential & Commercial | USHP
213077519 | Central HP <5.4 tons | BRYANT HEATING AND COOLING SYSTEMS | HRCU-A-CB (Split System: Heat Pump with Remote Outdoor Unit-Air-Source) | 38MURAQ36AB3* |  |  | CAP**4321AL* | 926TC60080V21*** | 36600 | 16 | 8.5 | 38500 | 35000 | 90.91% | 2.06 | 0 | 10 |  |  |  |  | R-410A | 3.05 | Residential & Commercial | USHP | Ducted CEE Tier 1
215675373 | Central HP <5.4 tons | CARRIER | HRCU-A-CB (Split System: Heat Pump with Remote Outdoor Unit-Air-Source) | 27VNA048A*030* |  |  | CVAMA4821XMA*+UI | 58TN*B070C17**16 | 46500 | 18 | 9 | 50000 | 36800 | 73.6% | 2 | 0 | 9.5 |  |  |  |  | R-454B | 3.875 | Residential & Commercial | USHP
215675973 | Central HP <5.4 tons | CARRIER | HRCU-A-CB (Split System: Heat Pump with Remote Outdoor Unit-Air-Source) | 27VNA048A*030* |  |  | CVAMA6124XMA*+UI | 58TN*B070C21**20 | 48500 | 19 | 9.5 | 50000 | 36800 | 73.6% | 2.1 | 0 | 10.5 |  |  |  |  | R-454B | 4.0417 | Residential & Commercial | USHP | Ducted CEE Tier 1
215675843 | Central HP <5.4 tons | CARRIER | HRCU-A-CB (Split System: Heat Pump with Remote Outdoor Unit-Air-Source) | 27VNA048A*030* |  |  | CVAMA6024XMA*+UI | 58CU*A080C21**20 | 48000 | 19 | 9 | 50000 | 36400 | 72.8% | 2.12 | 0 | 10 |  |  |  |  | R-454B | 4 | Residential & Commercial | USHP | Ducted CEE Tier 1
212987381 | Central HP <5.4 tons | DAY & NIGHT | HRCU-A-CB (Split System: Heat Pump with Remote Outdoor Unit-Air-Source) | DLCURAH24ABK |  |  | EA*4X25L17A* | *96MSN0801716A* | 24400 | 17 | 8.5 | 25200 | 21600 | 85.71% | 1.8 | 0 | 10 |  |  |  |  | R-410A | 2.0333 | Residential & Commercial | USHP | Ducted CEE Tier 1
212988751 | Central HP <5.4 tons | DAY & NIGHT | HRCU-A-CB (Split System: Heat Pump with Remote Outdoor Unit-Air-Source) | DLCURAH24ABK |  |  | EN(A,D,W)4X36L17** | *95MSU0401712A* | 23600 | 16.5 | 8.1 | 26400 | 24200 | 91.67% | 2.02 | 0 | 10 |  |  |  |  | R-410A | 1.9667 | Residential & Commercial | USHP | Ducted CEE Tier 1
212983537 | Central HP <5.4 tons | BRYANT HEATING AND COOLING SYSTEMS | HRCU-A-CB (Split System: Heat Pump with Remote Outdoor Unit-Air-Source) | 38MURAQ24AB3* |  |  | CAP**3014AL* | 912SE36060M14*** | 23800 | 16.5 | 8.5 | 26400 | 24200 | 91.67% | 2 | 0 | 10 |  |  |  |  | R-410A | 1.9833 | Residential & Commercial | USHP | Ducted CEE Tier 1
212984650 | Central HP <5.4 tons | BRYANT HEATING AND COOLING SYSTEMS | HRCU-A-CB (Split System: Heat Pump with Remote Outdoor Unit-Air-Source) | 38MURAQ24AB3* |  |  | CNPV*2417AL* | 912SE48080M17*** | 23600 | 17 | 8.5 | 27000 | 24400 | 90.37% | 2.02 | 0 | 10 |  |  |  |  | R-410A | 1.9667 | Residential & Commercial | USHP | Ducted CEE Tier 1
213774541 | Central HP <5.4 tons | DAY & NIGHT | HRCU-A-CB (Split System: Heat Pump with Remote Outdoor Unit-Air-Source) | CVH825GKA3* |  |  | EHD4X42AAL+WALLCON | *96CTN1002122B* | 24200 | 16 | 8.1 | 21400 | 16600 | 77.57% | 2 | 0 | 10.5 |  |  |  |  | R-410A | 2.0167 | Residential & Commercial | USHP | Ducted CEE Tier 1
214398693 | Central HP <5.4 tons | FRASER-JOHNSTON | HRCU-A-CB (Split System: Heat Pump with Remote Outdoor Unit-Air-Source) | HH860E2S11 |  |  | CTM60C5CGS1 | TM8E100C20MP11 | 44500 | 17 | 9 | 45000 | 33800 | 75.11% | 2 | 0 | 11.7 |  |  |  |  | R-454B | 3.7083 | Residential & Commercial | USHP | Ducted CEE Tier 1
213078998 | Central HP <5.4 tons | BRYANT HEATING AND COOLING SYSTEMS | HRCU-A-CB (Split System: Heat Pump with Remote Outdoor Unit-Air-Source) | 38MURAQ36AB3* |  |  | CAP**4221AL* | 83*SB36040M17*** | 35200 | 16 | 8.1 | 38500 | 35000 | 90.91% | 1.88 | 0 | 9.5 |  |  |  |  | R-410A | 2.9333 | Residential & Commercial | USHP
214572936 | Central HP <5.4 tons | KENMORE | HRCU-A-CB (Split System: Heat Pump with Remote Outdoor Unit-Air-Source) | (C,H,T)VH837GKA** |  |  | EA*4X60L24A*+WALLCON | *97CMN0802120B* | 32800 | 17.5 | 8.5 | 31600 | 24800 | 78.48% | 2 | 0 | 11.5 |  |  |  |  | R-410A | 2.7333 | Residential & Commercial | USHP | Ducted CEE Tier 1
215936170 | Central HP <5.4 tons | DAY & NIGHT | HRCU-A-CB (Split System: Heat Pump with Remote Outdoor Unit-Air-Source) | C5H3V36*K*AAA* |  |  | EVD5X42M24A*+WALLCON | *80CTL0902120B* | 35600 | 22 | 8.5 | 38000 | 28400 | 74.74% | 2.04 | 0 | 12.5 |  |  |  |  | R-454B | 2.9667 | Residential & Commercial | USHP | Ducted CEE Tier 1
215936220 | Central HP <5.4 tons | DAY & NIGHT | HRCU-A-CB (Split System: Heat Pump with Remote Outdoor Unit-Air-Source) | C5H3V36*K*AAA* |  |  | EVD5X42M24A*+WALLCON | *97CMN0602120B* | 35200 | 21 | 8.5 | 38500 | 28800 | 74.81% | 2.02 | 0 | 12 |  |  |  |  | R-454B | 2.9333 | Residential & Commercial | USHP | Ducted CEE Tier 1
215318835 | Central HP <5.4 tons | Weathermaker | HRCU-A-CB (Split System: Heat Pump with Remote Outdoor Unit-Air-Source) | 37MUHAQ36AA3 |  |  | 45MUAAQ36XX3 | 0 | 36000 | 17.4 | 10.3 | 37000 | 39000 | 105.4% | 1.9 | 0 | 11.7 |  |  |  |  | R-454B | 3 | Residential & Commercial | USHP | Ducted CEE Tier 1
211244620 | Central HP <5.4 tons | BRYANT HEATING AND COOLING SYSTEMS | HRCU-A-CB (Split System: Heat Pump with Remote Outdoor Unit-Air-Source) | 38MURAQ24AB3* |  |  | CNPV*3017AL* | 915SB36060E14*** | 24400 | 15.5 | 8.1 | 26600 | 22600 | 84.96% | 1.86 | 0 | 10 |  |  |  |  | R-410A | 2.0333 | Residential & Commercial | USHP | Ducted CEE Tier 1
211245469 | Central HP <5.4 tons | BRYANT HEATING AND COOLING SYSTEMS | HRCU-A-CB (Split System: Heat Pump with Remote Outdoor Unit-Air-Source) | 38MURAQ24AB3* |  |  | CNPV*3621AL* | 83*SA36040E17*** | 24000 | 17 | 8.1 | 26000 | 23200 | 89.23% | 1.92 | 0 | 10.5 |  |  |  |  | R-410A | 2 | Residential & Commercial | USHP | Ducted CEE Tier 1
211245871 | Central HP <5.4 tons | BRYANT HEATING AND COOLING SYSTEMS | HRCU-A-CB (Split System: Heat Pump with Remote Outdoor Unit-Air-Source) | 38MURAQ24AB3* |  |  | FMA4P30**AL* | 0 | 25200 | 15.2 | 9 | 27800 | 21600 | 77.7% | 1.78 | 0 | 10 |  |  |  |  | R-410A | 2.1 | Residential & Commercial | USHP | Ducted CEE Tier 1
211245937 | Central HP <5.4 tons | BRYANT HEATING AND COOLING SYSTEMS | HRCU-A-CB (Split System: Heat Pump with Remote Outdoor Unit-Air-Source) | 38MURAQ24AB3* |  |  | FM(C,U)4Z24**AL* | 0 | 23800 | 17.5 | 9 | 27200 | 25800 | 94.85% | 2.18 | 0 | 10 |  |  |  |  | R-410A | 1.9833 | Residential & Commercial | USHP | Ducted CEE Tier 1
215676843 | Central HP <5.4 tons | CARRIER | HRCU-A-CB (Split System: Heat Pump with Remote Outdoor Unit-Air-Source) | 27VNA048A*030* |  |  | CVAVA6124XMA*+UI | 58CU*A080C21**20 | 49000 | 19.5 | 9 | 50000 | 36600 | 73.2% | 2.1 | 0 | 10.5 |  |  |  |  | R-454B | 4.0833 | Residential & Commercial | USHP | Ducted CEE Tier 1
215676293 | Central HP <5.4 tons | CARRIER | HRCU-A-CB (Split System: Heat Pump with Remote Outdoor Unit-Air-Source) | 27VNA048A*030* |  |  | CVAVA4924XMA*+UI | 58TN*B070C21**20 | 47500 | 19 | 9 | 50000 | 36800 | 73.6% | 2 | 0 | 10 |  |  |  |  | R-454B | 3.9583 | Residential & Commercial | USHP | Ducted CEE Tier 1
215318854 | Central HP <5.4 tons | Weathermaker | HRCU-A-CB (Split System: Heat Pump with Remote Outdoor Unit-Air-Source) | 37MBHAQ48AA3 |  |  | 45MBAAQ48XA3 | 0 | 48000 | 17 | 10.2 | 50000 | 46000 | 92% | 2 | 0 | 10.1 |  |  |  |  | R-454B | 4 | Residential & Commercial | USHP | Ducted CEE Tier 1
213075892 | Central HP <5.4 tons | DAY & NIGHT | HRCU-A-CB (Split System: Heat Pump with Remote Outdoor Unit-Air-Source) | DLCURAH36ABK |  |  | EA*4X37L21A* | *95MSU1002120A* | 36400 | 16 | 8.5 | 38000 | 34800 | 91.58% | 2.06 | 0 | 10 |  |  |  |  | R-410A | 3.0333 | Residential & Commercial | USHP | Ducted CEE Tier 1
215675613 | Central HP <5.4 tons | CARRIER | HRCU-A-CB (Split System: Heat Pump with Remote Outdoor Unit-Air-Source) | 27VNA048A*030* |  |  | CVAMA4921XMA*+UI | 59MN7C080C17**14 | 47500 | 18.5 | 9 | 50000 | 37400 | 74.8% | 1.98 | 0 | 10 |  |  |  |  | R-454B | 3.9583 | Residential & Commercial | USHP | Ducted CEE Tier 1
215676013 | Central HP <5.4 tons | CARRIER | HRCU-A-CB (Split System: Heat Pump with Remote Outdoor Unit-Air-Source) | 27VNA048A*030* |  |  | CVAMA6124XMA*+UI | 59CU5B080C21**20 | 48500 | 19 | 9 | 50000 | 36800 | 73.6% | 2 | 0 | 10 |  |  |  |  | R-454B | 4.0417 | Residential & Commercial | USHP | Ducted CEE Tier 1
215676063 | Central HP <5.4 tons | CARRIER | HRCU-A-CB (Split System: Heat Pump with Remote Outdoor Unit-Air-Source) | 27VNA048A*030* |  |  | CVAMA6124XMA*+UI | 59MN7C120C24**22 | 48500 | 19.5 | 9.5 | 50000 | 36800 | 73.6% | 2.12 | 0 | 10.5 |  |  |  |  | R-454B | 4.0417 | Residential & Commercial | USHP | Ducted CEE Tier 1
215676933 | Central HP <5.4 tons | CARRIER | HRCU-A-CB (Split System: Heat Pump with Remote Outdoor Unit-Air-Source) | 27VNA048A*030* |  |  | CVAVA6124XMA*+UI | 59MN7C120C24**22 | 48500 | 19.5 | 9.5 | 50000 | 36800 | 73.6% | 2.12 | 0 | 10.5 |  |  |  |  | R-454B | 4.0417 | Residential & Commercial | USHP | Ducted CEE Tier 1
210473069 | Central HP <5.4 tons | KEEPRITE | HRCU-A-CB (Split System: Heat Pump with Remote Outdoor Unit-Air-Source) | CVH825GKA3* |  |  | EA*4X42L24A*+WALLCON | *96CTN1002122A* | 23800 | 16.5 | 8.1 | 21400 | 16600 | 77.57% | 1.96 | 0 | 11 |  |  |  |  | R-410A | 1.9833 | Residential & Commercial | USHP | Ducted CEE Tier 1
210472937 | Central HP <5.4 tons | KEEPRITE | HRCU-A-CB (Split System: Heat Pump with Remote Outdoor Unit-Air-Source) | CVH825GKA3* |  |  | EA*4X42L21A*+WALLCON | *97CMN0801714A* | 23600 | 16.5 | 8.1 | 21400 | 16700 | 78.04% | 1.96 | 0 | 11 |  |  |  |  | R-410A | 1.9667 | Residential & Commercial | USHP | Ducted CEE Tier 1
215853473 | Central HP <5.4 tons | LUXAIRE | HRCU-A-CB (Split System: Heat Pump with Remote Outdoor Unit-Air-Source) | HH860E2S11 |  |  | CTM60D5CJS1 | LP9C120D20MP13 | 53500 | 19 | 9 | 55500 | 40000 | 72.07% | 2 | 0 | 11 |  |  |  |  | R-454B | 4.4583 | Residential & Commercial | USHP | Ducted CEE Tier 1
212983258 | Central HP <5.4 tons | KEEPRITE | HRCU-A-CB (Split System: Heat Pump with Remote Outdoor Unit-Air-Source) | DLCURAH18ABK |  |  | EA*4X19L17A* | *92MSN0401712A* | 17700 | 16 | 8.1 | 17900 | 18000 | 100.6% | 2.16 | 0 | 10.5 |  |  |  |  | R-410A | 1.475 | Residential & Commercial | USHP | Ducted CEE Tier 1
215679783 | Central HP <5.4 tons | CARRIER | HRCU-A-CB (Split System: Heat Pump with Remote Outdoor Unit-Air-Source) | 27VNA036A*030* |  |  | CSAH*4212AM*+UI | 59TN6C080C21**20 | 34000 | 16 | 8.5 | 35600 | 25200 | 70.79% | 1.76 | 0 | 9.5 |  |  |  |  | R-454B | 2.8333 | Residential & Commercial | USHP
212985754 | Central HP <5.4 tons | BRYANT HEATING AND COOLING SYSTEMS | HRCU-A-CB (Split System: Heat Pump with Remote Outdoor Unit-Air-Source) | 38MURAQ24AB3* |  |  | CAP**2414AL* | 916SA30026M14*** | 23200 | 16.5 | 8.5 | 27000 | 26400 | 97.78% | 2.2 | 0 | 10 |  |  |  |  | R-410A | 1.9333 | Residential & Commercial | USHP | Ducted CEE Tier 1
212985784 | Central HP <5.4 tons | BRYANT HEATING AND COOLING SYSTEMS | HRCU-A-CB (Split System: Heat Pump with Remote Outdoor Unit-Air-Source) | 38MURAQ24AB3* |  |  | CAP**3014AL* | 916SA30026M14*** | 23400 | 16.5 | 8.5 | 26400 | 24600 | 93.18% | 2.04 | 0 | 10 |  |  |  |  | R-410A | 1.95 | Residential & Commercial | USHP | Ducted CEE Tier 1
215679543 | Central HP <5.4 tons | CARRIER | HRCU-A-CB (Split System: Heat Pump with Remote Outdoor Unit-Air-Source) | 27VNA036A*030* |  |  | CAA**4821AM*+UI | 59TN7A100C21**22 | 33800 | 18 | 9 | 35000 | 25000 | 71.43% | 1.9 | 0 | 10 |  |  |  |  | R-454B | 2.8167 | Residential & Commercial | USHP | Ducted CEE Tier 1
215679693 | Central HP <5.4 tons | CARRIER | HRCU-A-CB (Split System: Heat Pump with Remote Outdoor Unit-Air-Source) | 27VNA036A*030* |  |  | CAA**6124AM*+UI | 59TN7A120C24**22 | 35000 | 18.5 | 9 | 34400 | 24800 | 72.09% | 1.92 | 0 | 10.5 |  |  |  |  | R-454B | 2.9167 | Residential & Commercial | USHP | Ducted CEE Tier 1
215323723 | Central HP <5.4 tons | Weathermaker | HRCU-A-CB (Split System: Heat Pump with Remote Outdoor Unit-Air-Source) | 37MUHAQ36AA3 |  |  | 45MUHAQ36XX3 | 0 | 36000 | 18 | 10 | 37000 | 37400 | 101.1% | 1.9 | 0 | 12 |  |  |  |  | R-454B | 3 | Residential & Commercial | USHP | Ducted CEE Tier 1
213078287 | Central HP <5.4 tons | KEEPRITE | HRCU-A-CB (Split System: Heat Pump with Remote Outdoor Unit-Air-Source) | DLCURAH36ABK |  |  | EA*4X37L17A* | *80MS(N,L)0901714A* | 36200 | 16 | 8.5 | 38500 | 35000 | 90.91% | 2.02 | 0 | 10 |  |  |  |  | R-410A | 3.0167 | Residential & Commercial | USHP | Ducted CEE Tier 1
213077082 | Central HP <5.4 tons | KEEPRITE | HRCU-A-CB (Split System: Heat Pump with Remote Outdoor Unit-Air-Source) | DLCURAH36ABK |  |  | EA*4X43L21A* | *96VSN0802120B* | 36600 | 16 | 8.5 | 38500 | 35000 | 90.91% | 2.06 | 0 | 10 |  |  |  |  | R-410A | 3.05 | Residential & Commercial | USHP | Ducted CEE Tier 1
214570436 | Central HP <5.4 tons | KENMORE | HRCU-A-CB (Split System: Heat Pump with Remote Outdoor Unit-Air-Source) | (C,H,T)VH825GKA3* |  |  | EA*4X37L21A*+WALLCON | *80CTL0702120B* | 24400 | 16.5 | 8.5 | 21200 | 16600 | 78.3% | 2.02 | 0 | 11 |  |  |  |  | R-410A | 2.0333 | Residential & Commercial | USHP | Ducted CEE Tier 1
213078582 | Central HP <5.4 tons | KEEPRITE | HRCU-A-CB (Split System: Heat Pump with Remote Outdoor Unit-Air-Source) | DLCURAH36ABK |  |  | EN(A,D)4X48L24** | *80MS(N,L)0902120A* | 36000 | 16.5 | 8.1 | 38500 | 35000 | 90.91% | 2 | 0 | 10.5 |  |  |  |  | R-410A | 3 | Residential & Commercial | USHP | Ducted CEE Tier 1
213078089 | Central HP <5.4 tons | KEEPRITE | HRCU-A-CB (Split System: Heat Pump with Remote Outdoor Unit-Air-Source) | DLCURAH36ABK |  |  | EA*4X42L21A* | *80MS(N,L)0701716A* | 35000 | 16 | 8.1 | 38500 | 35000 | 90.91% | 1.88 | 0 | 9.5 |  |  |  |  | R-410A | 2.9167 | Residential & Commercial | USHP
215679813 | Central HP <5.4 tons | CARRIER | HRCU-A-CB (Split System: Heat Pump with Remote Outdoor Unit-Air-Source) | 27VNA036A*030* |  |  | CSAH*4212AM*+UI | 59TN7A060C17**16 | 33600 | 16 | 8.5 | 35800 | 25600 | 71.51% | 1.76 | 0 | 9 |  |  |  |  | R-454B | 2.8 | Residential & Commercial | USHP
215679863 | Central HP <5.4 tons | CARRIER | HRCU-A-CB (Split System: Heat Pump with Remote Outdoor Unit-Air-Source) | 27VNA036A*030* |  |  | CSAH*4812AM*+UI | 59TN6C080C21**20 | 34200 | 16 | 8.5 | 35400 | 25200 | 71.19% | 1.88 | 0 | 9.5 |  |  |  |  | R-454B | 2.85 | Residential & Commercial | USHP
213076579 | Central HP <5.4 tons | DAY & NIGHT | HRCU-A-CB (Split System: Heat Pump with Remote Outdoor Unit-Air-Source) | DLCURAH36ABK |  |  | EN(A,D,W)4X48L21** | *80VTL0701716B* | 35600 | 16 | 8.1 | 38500 | 35000 | 90.91% | 1.98 | 0 | 10 |  |  |  |  | R-410A | 2.9667 | Residential & Commercial | USHP | Ducted CEE Tier 1
215679913 | Central HP <5.4 tons | CARRIER | HRCU-A-CB (Split System: Heat Pump with Remote Outdoor Unit-Air-Source) | 27VNA036A*030* |  |  | CSAH*4812AM*+UI | 59TN7A100C21**22 | 34200 | 16.5 | 8.5 | 35400 | 25200 | 71.19% | 1.9 | 0 | 9.5 |  |  |  |  | R-454B | 2.85 | Residential & Commercial | USHP
212986387 | Central HP <5.4 tons | KEEPRITE | HRCU-A-CB (Split System: Heat Pump with Remote Outdoor Unit-Air-Source) | DLCURAH18ABK |  |  | EN(A,D)4X30L17** | *96MSN0401410A* | 17600 | 16 | 8.1 | 18200 | 18700 | 102.7% | 2.24 | 0 | 11 |  |  |  |  | R-410A | 1.4667 | Residential & Commercial | USHP | Ducted CEE Tier 1
215679643 | Central HP <5.4 tons | CARRIER | HRCU-A-CB (Split System: Heat Pump with Remote Outdoor Unit-Air-Source) | 27VNA036A*030* |  |  | CAA**6121AM*+UI | 59TN7A080C21**20 | 34800 | 18 | 9 | 34400 | 24800 | 72.09% | 1.92 | 0 | 10.5 |  |  |  |  | R-454B | 2.9 | Residential & Commercial | USHP | Ducted CEE Tier 1
215679793 | Central HP <5.4 tons | CARRIER | HRCU-A-CB (Split System: Heat Pump with Remote Outdoor Unit-Air-Source) | 27VNA036A*030* |  |  | CSAH*4212AM*+UI | 58CU*B040C17**12 | 34000 | 16.5 | 8.5 | 35600 | 25200 | 70.79% | 1.78 | 0 | 9.5 |  |  |  |  | R-454B | 2.8333 | Residential & Commercial | USHP
215679843 | Central HP <5.4 tons | CARRIER | HRCU-A-CB (Split System: Heat Pump with Remote Outdoor Unit-Air-Source) | 27VNA036A*030* |  |  | CSAH*4212AM*+UI | 59TN7A100C21**22 | 34000 | 16.5 | 8.5 | 35600 | 25200 | 70.79% | 1.78 | 0 | 9.5 |  |  |  |  | R-454B | 2.8333 | Residential & Commercial | USHP
214584557 | Central HP <5.4 tons | LUXAIRE | HRCU-A-CB (Split System: Heat Pump with Remote Outdoor Unit-Air-Source) | HH836E2S11 |  |  | CTF36C5CDS1 | Z8ES100C16SMPS1 | 34400 | 18 | 8.5 | 31800 | 26000 | 81.76% | 2 | 0 | 11.7 |  |  |  |  | R-454B | 2.8667 | Residential & Commercial | USHP | Ducted CEE Tier 1
214584627 | Central HP <5.4 tons | LUXAIRE | HRCU-A-CB (Split System: Heat Pump with Remote Outdoor Unit-Air-Source) | HH836E2S11 |  |  | CTF48C5CFS1 | Z8ES120C16SMPS1 | 34000 | 19 | 9 | 31600 | 25200 | 79.75% | 2 | 0 | 11.7 |  |  |  |  | R-454B | 2.8333 | Residential & Commercial | USHP | Ducted CEE Tier 1
216819524 | Central HP <5.4 tons | RHEEM | HRCU-A-CB (Split System: Heat Pump with Remote Outdoor Unit-Air-Source) | RD18AY48AJVC |  |  | RCFY4824MTANM | R97MV0855A21DH | 42500 | 17 | 8.1 | 42500 | 33400 | 78.59% | 2 | 0 | 10 |  |  |  |  | R-454B | 3.5417 | Residential & Commercial | USHP | Ducted CEE Tier 1
206414278 | Central HP <5.4 tons | KINGHOME | HRCU-A-CB (Split System: Heat Pump with Remote Outdoor Unit-Air-Source) | KU60UHO |  |  | KU60UH2I | 0 | 54000 | 16 | 9 | 54000 | 41000 | 75.93% | 1.8 | 10.5 | 10 |  |  |  |  | R-410A | 4.5 | Residential & Commercial | USHP | Ducted CEE Tier 1
212986152 | Central HP <5.4 tons | BRYANT HEATING AND COOLING SYSTEMS | HRCU-A-CB (Split System: Heat Pump with Remote Outdoor Unit-Air-Source) | 38MURAQ24AB3* |  |  | CAP**2517AL* | 916SA30040M14*** | 24000 | 16.5 | 8.5 | 25400 | 21800 | 85.83% | 1.82 | 0 | 10 |  |  |  |  | R-410A | 2 | Residential & Commercial | USHP | Ducted CEE Tier 1
212986188 | Central HP <5.4 tons | BRYANT HEATING AND COOLING SYSTEMS | HRCU-A-CB (Split System: Heat Pump with Remote Outdoor Unit-Air-Source) | 38MURAQ24AB3* |  |  | CAP**3617AL* | 916SA30040M14*** | 23600 | 16 | 8.5 | 26200 | 24000 | 91.6% | 1.98 | 0 | 10 |  |  |  |  | R-410A | 1.9667 | Residential & Commercial | USHP | Ducted CEE Tier 1
213075940 | Central HP <5.4 tons | DAY & NIGHT | HRCU-A-CB (Split System: Heat Pump with Remote Outdoor Unit-Air-Source) | DLCURAH36ABK |  |  | EA*4X48L21A* | *95MSU1002120A* | 36000 | 16 | 8.5 | 38000 | 34800 | 91.58% | 2.04 | 0 | 10 |  |  |  |  | R-410A | 3 | Residential & Commercial | USHP | Ducted CEE Tier 1
213076667 | Central HP <5.4 tons | DAY & NIGHT | HRCU-A-CB (Split System: Heat Pump with Remote Outdoor Unit-Air-Source) | DLCURAH36ABK |  |  | EA*4X42L24A* | *80VTL0902120B* | 35200 | 16 | 8.1 | 38500 | 35000 | 90.91% | 1.88 | 0 | 10 |  |  |  |  | R-410A | 2.9333 | Residential & Commercial | USHP | Ducted CEE Tier 1
213080772 | Central HP <5.4 tons | KEEPRITE | HRCU-A-CB (Split System: Heat Pump with Remote Outdoor Unit-Air-Source) | DLCURAH36ABK |  |  | EN(A,D,W)4X48L21** | *95MSU0601716A* | 35600 | 16 | 8.1 | 38500 | 35000 | 90.91% | 1.98 | 0 | 10 |  |  |  |  | R-410A | 2.9667 | Residential & Commercial | USHP | Ducted CEE Tier 1
214229134 | Central HP <5.4 tons | BRYANT HEATING AND COOLING SYSTEMS | HRCU-A-CB (Split System: Heat Pump with Remote Outdoor Unit-Air-Source) | 38MURAQ24AB3* |  |  | CAP**2517AL* | 83*SB48060M17*** | 24200 | 17.5 | 8.5 | 25200 | 21200 | 84.13% | 1.8 | 0 | 10 |  |  |  |  | R-410A | 2.0167 | Residential & Commercial | USHP | Ducted CEE Tier 1
214570706 | Central HP <5.4 tons | KENMORE | HRCU-A-CB (Split System: Heat Pump with Remote Outdoor Unit-Air-Source) | (C,H,T)VH825GKA3* |  |  | EA*4X48L21A*+WALLCON | *97CMN0602120B* | 24000 | 16.5 | 8.5 | 21000 | 16600 | 79.05% | 2 | 0 | 10.5 |  |  |  |  | R-410A | 2 | Residential & Commercial | USHP | Ducted CEE Tier 1
214573866 | Central HP <5.4 tons | KENMORE | HRCU-A-CB (Split System: Heat Pump with Remote Outdoor Unit-Air-Source) | (C,H,T)VH837GKA2* |  |  | EA*4X43L21A*+WALLCON | *95CSU0802120B* | 32800 | 17.5 | 8.5 | 32800 | 25200 | 76.83% | 2 | 0 | 11 |  |  |  |  | R-410A | 2.7333 | Residential & Commercial | USHP | Ducted CEE Tier 1
214573886 | Central HP <5.4 tons | KENMORE | HRCU-A-CB (Split System: Heat Pump with Remote Outdoor Unit-Air-Source) | (C,H,T)VH837GKA2* |  |  | EA*4X43L21A*+WALLCON | *97CMN0602120B* | 32800 | 17 | 8.5 | 33000 | 25400 | 76.97% | 1.98 | 0 | 11 |  |  |  |  | R-410A | 2.7333 | Residential & Commercial | USHP | Ducted CEE Tier 1
213076733 | Central HP <5.4 tons | DAY & NIGHT | HRCU-A-CB (Split System: Heat Pump with Remote Outdoor Unit-Air-Source) | DLCURAH36ABK |  |  | EA*4X36L21A* | *80VTL1102122B* | 35400 | 16 | 8.1 | 39000 | 35200 | 90.26% | 1.84 | 0 | 10 |  |  |  |  | R-410A | 2.95 | Residential & Commercial | USHP | Ducted CEE Tier 1
213076248 | Central HP <5.4 tons | DAY & NIGHT | HRCU-A-CB (Split System: Heat Pump with Remote Outdoor Unit-Air-Source) | DLCURAH36ABK |  |  | EA*4X36L21A* | *95MSU1002122A* | 35400 | 16 | 8.1 | 38500 | 35200 | 91.43% | 1.84 | 0 | 10 |  |  |  |  | R-410A | 2.95 | Residential & Commercial | USHP | Ducted CEE Tier 1
213078969 | Central HP <5.4 tons | KEEPRITE | HRCU-A-CB (Split System: Heat Pump with Remote Outdoor Unit-Air-Source) | DLCURAH36ABK |  |  | EA*4X36L21A* | *80MSU0401712A* | 35000 | 16 | 8.1 | 38500 | 35200 | 91.43% | 1.8 | 0 | 9.5 |  |  |  |  | R-410A | 2.9167 | Residential & Commercial | USHP
213079221 | Central HP <5.4 tons | KEEPRITE | HRCU-A-CB (Split System: Heat Pump with Remote Outdoor Unit-Air-Source) | DLCURAH36ABK |  |  | EA*4X37L21A* | *80MSU0802120A* | 36600 | 16.5 | 8.5 | 38000 | 34600 | 91.05% | 2.08 | 0 | 10 |  |  |  |  | R-410A | 3.05 | Residential & Commercial | USHP | Ducted CEE Tier 1
213076302 | Central HP <5.4 tons | DAY & NIGHT | HRCU-A-CB (Split System: Heat Pump with Remote Outdoor Unit-Air-Source) | DLCURAH36ABK |  |  | EA*4X48L24A* | *95MSU1002122A* | 36200 | 16.5 | 8.5 | 38000 | 34800 | 91.58% | 2.04 | 0 | 10 |  |  |  |  | R-410A | 3.0167 | Residential & Commercial | USHP | Ducted CEE Tier 1
215681463 | Central HP <5.4 tons | CARRIER | HRCU-A-CB (Split System: Heat Pump with Remote Outdoor Unit-Air-Source) | 27VNA048A*030* |  |  | CAA**6121AM*+UI | 58CU*B080C21**20 | 46000 | 18 | 9 | 47500 | 33400 | 70.32% | 2.08 | 0 | 10 |  |  |  |  | R-454B | 3.8333 | Residential & Commercial | USHP | Ducted CEE Tier 1
215681833 | Central HP <5.4 tons | CARRIER | HRCU-A-CB (Split System: Heat Pump with Remote Outdoor Unit-Air-Source) | 27VNA048A*030* |  |  | CVAMA4921XMA*+UI | 58CU*B060C17**16 | 48000 | 18.5 | 9 | 50000 | 36800 | 73.6% | 2 | 0 | 10 |  |  |  |  | R-454B | 4 | Residential & Commercial | USHP | Ducted CEE Tier 1
213077338 | Central HP <5.4 tons | DAY & NIGHT | HRCU-A-CB (Split System: Heat Pump with Remote Outdoor Unit-Air-Source) | DLCURAH36ABK |  |  | EA*4X36L17A* | *96VTN0801716B* | 35200 | 15.2 | 8.1 | 39000 | 35400 | 90.77% | 1.82 | 0 | 9.5 |  |  |  |  | R-410A | 2.9333 | Residential & Commercial | USHP
213076745 | Central HP <5.4 tons | DAY & NIGHT | HRCU-A-CB (Split System: Heat Pump with Remote Outdoor Unit-Air-Source) | DLCURAH36ABK |  |  | EA*4X37L21A* | *80VTL1102122B* | 36400 | 16 | 8.5 | 38000 | 34800 | 91.58% | 2.06 | 0 | 10 |  |  |  |  | R-410A | 3.0333 | Residential & Commercial | USHP | Ducted CEE Tier 1
214572736 | Central HP <5.4 tons | KENMORE | HRCU-A-CB (Split System: Heat Pump with Remote Outdoor Unit-Air-Source) | (C,H,T)VH837GKA** |  |  | EA*4X43L21A*+WALLCON | *95CSU1002122B* | 33000 | 17.5 | 8.5 | 32600 | 25000 | 76.69% | 2 | 0 | 11.5 |  |  |  |  | R-410A | 2.75 | Residential & Commercial | USHP | Ducted CEE Tier 1
215676283 | Central HP <5.4 tons | CARRIER | HRCU-A-CB (Split System: Heat Pump with Remote Outdoor Unit-Air-Source) | 27VNA048A*030* |  |  | CVAVA4924XMA*+UI | 58CU*A080C21**20 | 48000 | 19 | 9 | 50000 | 36400 | 72.8% | 2.12 | 0 | 10 |  |  |  |  | R-454B | 4 | Residential & Commercial | USHP | Ducted CEE Tier 1
215679493 | Central HP <5.4 tons | CARRIER | HRCU-A-CB (Split System: Heat Pump with Remote Outdoor Unit-Air-Source) | 27VNA036A*030* |  |  | CAA**4821AM*+UI | 58CU*B040C17**12 | 34000 | 18 | 9 | 35000 | 25000 | 71.43% | 1.9 | 0 | 10 |  |  |  |  | R-454B | 2.8333 | Residential & Commercial | USHP | Ducted CEE Tier 1
215679743 | Central HP <5.4 tons | CARRIER | HRCU-A-CB (Split System: Heat Pump with Remote Outdoor Unit-Air-Source) | 27VNA036A*030* |  |  | CSAH*3612AM*+UI | 59TN7A080C17**16 | 33400 | 16 | 8.5 | 36000 | 25600 | 71.11% | 1.76 | 0 | 9 |  |  |  |  | R-454B | 2.7833 | Residential & Commercial | USHP
215679993 | Central HP <5.4 tons | CARRIER | HRCU-A-CB (Split System: Heat Pump with Remote Outdoor Unit-Air-Source) | 27VNA036A*030* |  |  | CSAH*6012AM*+UI | 59TN7A100C21**22 | 34600 | 17 | 8.5 | 34600 | 24800 | 71.68% | 1.82 | 0 | 10 |  |  |  |  | R-454B | 2.8833 | Residential & Commercial | USHP | Ducted CEE Tier 1
207104304 | Central HP <5.4 tons | Multi MFG | HRCU-A-CB (Split System: Heat Pump with Remote Outdoor Unit-Air-Source) | MSU-24HD-B-H |  |  | 24MPHP0-M-B-H | 0 | 22000 | 16.5 | 9 | 23000 | 16900 | 73.48% | 2.05 | 10.9 | 10.1 |  |  |  |  | R-410A | 1.8333 | Residential & Commercial | USHP | Ducted CEE Tier 1
211227805 | Central HP <5.4 tons | DAY & NIGHT | HRCU-A-CB (Split System: Heat Pump with Remote Outdoor Unit-Air-Source) | DLCURAH36ABK |  |  | EA*4X42L24A* | *80ES(N,L)0902420A* | 35400 | 16 | 8.1 | 38500 | 35000 | 90.91% | 1.88 | 0 | 10 |  |  |  |  | R-410A | 2.95 | Residential & Commercial | USHP | Ducted CEE Tier 1
211227889 | Central HP <5.4 tons | DAY & NIGHT | HRCU-A-CB (Split System: Heat Pump with Remote Outdoor Unit-Air-Source) | DLCURAH36ABK |  |  | EA*4X42L24A* | *80VSL1102422A* | 35400 | 16.5 | 8.1 | 38500 | 35000 | 90.91% | 1.88 | 0 | 10 |  |  |  |  | R-410A | 2.95 | Residential & Commercial | USHP | Ducted CEE Tier 1
211227972 | Central HP <5.4 tons | DAY & NIGHT | HRCU-A-CB (Split System: Heat Pump with Remote Outdoor Unit-Air-Source) | DLCURAH36ABK |  |  | EA*4X42L24A* | *92ESN1002120A* | 35200 | 16.5 | 8.1 | 38500 | 35000 | 90.91% | 1.88 | 0 | 10 |  |  |  |  | R-410A | 2.9333 | Residential & Commercial | USHP | Ducted CEE Tier 1
211228073 | Central HP <5.4 tons | DAY & NIGHT | HRCU-A-CB (Split System: Heat Pump with Remote Outdoor Unit-Air-Source) | DLCURAH36ABK |  |  | EA*4X42L24A* | *96VSN1202422A* | 35400 | 16 | 8.1 | 38500 | 35000 | 90.91% | 1.88 | 0 | 10 |  |  |  |  | R-410A | 2.95 | Residential & Commercial | USHP | Ducted CEE Tier 1
211228308 | Central HP <5.4 tons | DAY & NIGHT | HRCU-A-CB (Split System: Heat Pump with Remote Outdoor Unit-Air-Source) | DLCURAH36ABK |  |  | EA*4X43L21A* | *80VSL0701716A* | 36600 | 15.5 | 8.5 | 38500 | 34800 | 90.39% | 2.1 | 0 | 10 |  |  |  |  | R-410A | 3.05 | Residential & Commercial | USHP | Ducted CEE Tier 1
212988007 | Central HP <5.4 tons | KEEPRITE | HRCU-A-CB (Split System: Heat Pump with Remote Outdoor Unit-Air-Source) | DLCURAH36ABK |  |  | EA*4X48L21A* | *96MSN1002120A* | 35800 | 16.5 | 8.5 | 37800 | 34600 | 91.53% | 2.04 | 0 | 10 |  |  |  |  | R-410A | 2.9833 | Residential & Commercial | USHP | Ducted CEE Tier 1
212986339 | Central HP <5.4 tons | KEEPRITE | HRCU-A-CB (Split System: Heat Pump with Remote Outdoor Unit-Air-Source) | DLCURAH18ABK |  |  | EN(A,D)4X18L14** | *96MSN0401410A* | 17200 | 15.5 | 8.5 | 18500 | 19800 | 107% | 2.38 | 0 | 10.5 |  |  |  |  | R-410A | 1.4333 | Residential & Commercial | USHP | Ducted CEE Tier 1
212982241 | Central HP <5.4 tons | BRYANT HEATING AND COOLING SYSTEMS | HRCU-A-CB (Split System: Heat Pump with Remote Outdoor Unit-Air-Source) | 38MURAQ24AB3* |  |  | CAP**2417AL* | 83*SB36040M17*** | 23400 | 16.5 | 8.5 | 26400 | 25400 | 96.21% | 2.14 | 0 | 10 |  |  |  |  | R-410A | 1.95 | Residential & Commercial | USHP | Ducted CEE Tier 1
212982277 | Central HP <5.4 tons | BRYANT HEATING AND COOLING SYSTEMS | HRCU-A-CB (Split System: Heat Pump with Remote Outdoor Unit-Air-Source) | 38MURAQ24AB3* |  |  | CAP**3617AL* | 83*SB36040M17*** | 23400 | 17 | 8.5 | 25600 | 23400 | 91.41% | 1.94 | 0 | 10 |  |  |  |  | R-410A | 1.95 | Residential & Commercial | USHP | Ducted CEE Tier 1
212983152 | Central HP <5.4 tons | BRYANT HEATING AND COOLING SYSTEMS | HRCU-A-CB (Split System: Heat Pump with Remote Outdoor Unit-Air-Source) | 38MURAQ24AB3* |  |  | CAP**3017AL* | 912SE36040M17*** | 23400 | 16 | 8.5 | 26400 | 24800 | 93.94% | 2.04 | 0 | 9.5 |  |  |  |  | R-410A | 1.95 | Residential & Commercial | USHP
212984717 | Central HP <5.4 tons | KEEPRITE | HRCU-A-CB (Split System: Heat Pump with Remote Outdoor Unit-Air-Source) | DLCURAH18ABK |  |  | EA*4X24L17A* | *92MSN0801716A* | 17700 | 16.5 | 8.5 | 18700 | 19300 | 103.2% | 2.32 | 0 | 10.5 |  |  |  |  | R-410A | 1.475 | Residential & Commercial | USHP | Ducted CEE Tier 1
212984765 | Central HP <5.4 tons | KEEPRITE | HRCU-A-CB (Split System: Heat Pump with Remote Outdoor Unit-Air-Source) | DLCURAH18ABK |  |  | EN(A,D)4X30L17** | *92MSN0801716A* | 17400 | 16.5 | 8.1 | 17900 | 18600 | 103.9% | 2.24 | 0 | 11 |  |  |  |  | R-410A | 1.45 | Residential & Commercial | USHP | Ducted CEE Tier 1
213079334 | Central HP <5.4 tons | BRYANT HEATING AND COOLING SYSTEMS | HRCU-A-CB (Split System: Heat Pump with Remote Outdoor Unit-Air-Source) | 38MURAQ36AB3* |  |  | CAP**3617AL* | 912SE36060M14*** | 35000 | 15.5 | 8.1 | 38500 | 35200 | 91.43% | 1.82 | 0 | 9.5 |  |  |  |  | R-410A | 2.9167 | Residential & Commercial | USHP
215676053 | Central HP <5.4 tons | CARRIER | HRCU-A-CB (Split System: Heat Pump with Remote Outdoor Unit-Air-Source) | 27VNA048A*030* |  |  | CVAMA6124XMA*+UI | 59MN7C100C21**22 | 48500 | 19.5 | 9.5 | 50000 | 36600 | 73.2% | 2.12 | 0 | 10.5 |  |  |  |  | R-454B | 4.0417 | Residential & Commercial | USHP | Ducted CEE Tier 1
215675953 | Central HP <5.4 tons | CARRIER | HRCU-A-CB (Split System: Heat Pump with Remote Outdoor Unit-Air-Source) | 27VNA048A*030* |  |  | CVAMA6124XMA*+UI | 58CU*A080C21**20 | 49000 | 19.5 | 9 | 50000 | 36600 | 73.2% | 2.1 | 0 | 10.5 |  |  |  |  | R-454B | 4.0833 | Residential & Commercial | USHP | Ducted CEE Tier 1
212521243 | Central HP <5.4 tons | WABBAN | HRCU-A-C (Split System: Heat Pump with Remote Outdoor Unit with No Indoor Fan --Air Source) | BB36-24WADU |  |  | TCAT24F/NAA | 0 | 23000 | 15.2 | 8.5 | 24000 | 21600 | 90% | 1.8 | 0 | 11 |  |  |  |  | R-410A | 1.9167 | Residential & Commercial | USHP | Ducted CEE Tier 1
215679773 | Central HP <5.4 tons | CARRIER | HRCU-A-CB (Split System: Heat Pump with Remote Outdoor Unit-Air-Source) | 27VNA036A*030* |  |  | CSAH*3612AM*+UI | 59TN7A120C24**22 | 33800 | 16.5 | 8.5 | 35800 | 25400 | 70.95% | 1.76 | 0 | 9.5 |  |  |  |  | R-454B | 2.8167 | Residential & Commercial | USHP
216410908 | Central HP <5.4 tons | FRASER-JOHNSTON | HRCU-A-CB (Split System: Heat Pump with Remote Outdoor Unit-Air-Source) | HMH72B361 |  |  | XAHC36DBCN1 | Z9ET060B12SMPS1 | 34000 | 16.5 | 8.5 | 33800 | 23800 | 70.41% | 2 | 0 | 8.5 |  |  |  |  | R-410A | 2.8333 | Residential & Commercial | USHP
215679983 | Central HP <5.4 tons | CARRIER | HRCU-A-CB (Split System: Heat Pump with Remote Outdoor Unit-Air-Source) | 27VNA036A*030* |  |  | CSAH*6012AM*+UI | 59TN7A080C21**20 | 34600 | 16.5 | 8.5 | 34600 | 24800 | 71.68% | 1.8 | 0 | 9.5 |  |  |  |  | R-454B | 2.8833 | Residential & Commercial | USHP
213076781 | Central HP <5.4 tons | DAY & NIGHT | HRCU-A-CB (Split System: Heat Pump with Remote Outdoor Unit-Air-Source) | DLCURAH36ABK |  |  | EA*4X43L21A* | *80VTL1102122B* | 36600 | 16 | 8.5 | 38000 | 34800 | 91.58% | 2.06 | 0 | 10 |  |  |  |  | R-410A | 3.05 | Residential & Commercial | USHP | Ducted CEE Tier 1
213078921 | Central HP <5.4 tons | KEEPRITE | HRCU-A-CB (Split System: Heat Pump with Remote Outdoor Unit-Air-Source) | DLCURAH36ABK |  |  | END4X42L17** | *80MSU1002120A* | 36000 | 15.5 | 8.1 | 39000 | 35200 | 90.26% | 1.96 | 0 | 10 |  |  |  |  | R-410A | 3 | Residential & Commercial | USHP | Ducted CEE Tier 1
214240051 | Central HP <5.4 tons | KENMORE | HRCU-A-CB (Split System: Heat Pump with Remote Outdoor Unit-Air-Source) | (C,H,T)VH837GKA** |  |  | EN(A,D,W)4X60L24**+WALLCON | *80CTL1102120B* | 32800 | 17.5 | 8.1 | 32200 | 24600 | 76.4% | 1.96 | 0 | 12 |  |  |  |  | R-410A | 2.7333 | Residential & Commercial | USHP | Ducted CEE Tier 1
214573366 | Central HP <5.4 tons | KENMORE | HRCU-A-CB (Split System: Heat Pump with Remote Outdoor Unit-Air-Source) | (C,H,T)VH837GKA** |  |  | EN(A,D)4X36L21**+WALLCON | *96CTN0802120B* | 31400 | 17 | 8.1 | 33000 | 24000 | 72.73% | 1.84 | 0 | 11 |  |  |  |  | R-410A | 2.6167 | Residential & Commercial | USHP | Ducted CEE Tier 1
213078538 | Central HP <5.4 tons | KEEPRITE | HRCU-A-CB (Split System: Heat Pump with Remote Outdoor Unit-Air-Source) | DLCURAH36ABK |  |  | EA*4X43L21A* | *80MS(N,L)0902120A* | 37000 | 16 | 8.5 | 38500 | 35000 | 90.91% | 2.08 | 0 | 10 |  |  |  |  | R-410A | 3.0833 | Residential & Commercial | USHP | Ducted CEE Tier 1
213078601 | Central HP <5.4 tons | KEEPRITE | HRCU-A-CB (Split System: Heat Pump with Remote Outdoor Unit-Air-Source) | DLCURAH36ABK |  |  | EN(A,D)4X48L24** | *80MS(N,L)0902420A* | 36000 | 16.5 | 8.1 | 38500 | 34800 | 90.39% | 2.02 | 0 | 10.5 |  |  |  |  | R-410A | 3 | Residential & Commercial | USHP | Ducted CEE Tier 1
213078837 | Central HP <5.4 tons | KEEPRITE | HRCU-A-CB (Split System: Heat Pump with Remote Outdoor Unit-Air-Source) | DLCURAH36ABK |  |  | EA*4X36L21A* | *80MSU1002120A* | 35000 | 16 | 8.5 | 38500 | 35200 | 91.43% | 1.8 | 0 | 9.5 |  |  |  |  | R-410A | 2.9167 | Residential & Commercial | USHP
212972687 | Central HP <5.4 tons | DAY & NIGHT | HRCU-A-CB (Split System: Heat Pump with Remote Outdoor Unit-Air-Source) | DLCURAH18ABK |  |  | EA*4X24L17A* | *96VSN0401410B* | 17200 | 17.5 | 8.5 | 18200 | 19400 | 106.6% | 2.34 | 0 | 10.5 |  |  |  |  | R-410A | 1.4333 | Residential & Commercial | USHP | Ducted CEE Tier 1
212974710 | Central HP <5.4 tons | DAY & NIGHT | HRCU-A-CB (Split System: Heat Pump with Remote Outdoor Unit-Air-Source) | DLCURAH18ABK |  |  | EN(A,D)4X24L14** | *96VTN0401410B* | 17300 | 15.5 | 8.5 | 18400 | 19200 | 104.3% | 2.3 | 0 | 10.5 |  |  |  |  | R-410A | 1.4417 | Residential & Commercial | USHP | Ducted CEE Tier 1
215676213 | Central HP <5.4 tons | CARRIER | HRCU-A-CB (Split System: Heat Pump with Remote Outdoor Unit-Air-Source) | 27VNA048A*030* |  |  | CVAVA4824XMA*+UI | 58TN*B110C21**20 | 47000 | 19 | 9 | 50000 | 36200 | 72.4% | 2 | 0 | 10 |  |  |  |  | R-454B | 3.9167 | Residential & Commercial | USHP | Ducted CEE Tier 1
215676313 | Central HP <5.4 tons | CARRIER | HRCU-A-CB (Split System: Heat Pump with Remote Outdoor Unit-Air-Source) | 27VNA048A*030* |  |  | CVAVA4924XMA*+UI | 58TN*B110C21**20 | 48000 | 19 | 9 | 50000 | 36400 | 72.8% | 2 | 0 | 10.5 |  |  |  |  | R-454B | 4 | Residential & Commercial | USHP | Ducted CEE Tier 1
215676663 | Central HP <5.4 tons | CARRIER | HRCU-A-CB (Split System: Heat Pump with Remote Outdoor Unit-Air-Source) | 27VNA048A*030* |  |  | CVAVA6024XMA*+UI | 59MN7C120C24**22 | 48000 | 19 | 9 | 50000 | 36600 | 73.2% | 2 | 0 | 10 |  |  |  |  | R-454B | 4 | Residential & Commercial | USHP | Ducted CEE Tier 1
212984062 | Central HP <5.4 tons | BRYANT HEATING AND COOLING SYSTEMS | HRCU-A-CB (Split System: Heat Pump with Remote Outdoor Unit-Air-Source) | 38MURAQ24AB3* |  |  | CAP**3617AL* | 912SE42060M17*** | 23800 | 17 | 8.5 | 26200 | 23800 | 90.84% | 1.98 | 0 | 10 |  |  |  |  | R-410A | 1.9833 | Residential & Commercial | USHP | Ducted CEE Tier 1
210025755 | Central HP <5.4 tons | Weathermaker | HRCU-A-CB (Split System: Heat Pump with Remote Outdoor Unit-Air-Source) | 38MURAQ60AB3 |  |  | 40MUAAQ60XA3 | 0 | 55000 | 15.3 | 9.4 | 59000 | 48500 | 82.2% | 1.91 | 9 | 8.8 |  |  |  |  | R-410A | 4.5833 | Residential & Commercial | USHP
213075880 | Central HP <5.4 tons | DAY & NIGHT | HRCU-A-CB (Split System: Heat Pump with Remote Outdoor Unit-Air-Source) | DLCURAH36ABK |  |  | EA*4X36L21A* | *95MSU1002120A* | 35200 | 16 | 8.1 | 38500 | 35200 | 91.43% | 1.84 | 0 | 9.5 |  |  |  |  | R-410A | 2.9333 | Residential & Commercial | USHP
213076295 | Central HP <5.4 tons | KEEPRITE | HRCU-A-CB (Split System: Heat Pump with Remote Outdoor Unit-Air-Source) | DLCURAH36ABK |  |  | EA*4X48L21A* | *95MSU1002122A* | 36000 | 16.5 | 8.5 | 38000 | 34800 | 91.58% | 2.04 | 0 | 10 |  |  |  |  | R-410A | 3 | Residential & Commercial | USHP | Ducted CEE Tier 1
214571176 | Central HP <5.4 tons | KENMORE | HRCU-A-CB (Split System: Heat Pump with Remote Outdoor Unit-Air-Source) | (C,H,T)VH825GKA3* |  |  | EN(A,D,W)4X42L21**+WALLCON | *95CSU1002122B* | 23800 | 16.5 | 8.1 | 21400 | 16600 | 77.57% | 1.96 | 0 | 11 |  |  |  |  | R-410A | 1.9833 | Residential & Commercial | USHP | Ducted CEE Tier 1
214570636 | Central HP <5.4 tons | KENMORE | HRCU-A-CB (Split System: Heat Pump with Remote Outdoor Unit-Air-Source) | (C,H,T)VH825GKA3* |  |  | EA*4X43L21A*+WALLCON | *95CSU1002122B* | 24400 | 17 | 8.5 | 21200 | 16600 | 78.3% | 2.04 | 0 | 11 |  |  |  |  | R-410A | 2.0333 | Residential & Commercial | USHP | Ducted CEE Tier 1
215679903 | Central HP <5.4 tons | CARRIER | HRCU-A-CB (Split System: Heat Pump with Remote Outdoor Unit-Air-Source) | 27VNA036A*030* |  |  | CSAH*4812AM*+UI | 59TN7A080C21**20 | 34200 | 16 | 8.5 | 35400 | 25200 | 71.19% | 1.88 | 0 | 9.5 |  |  |  |  | R-454B | 2.85 | Residential & Commercial | USHP
213080143 | Central HP <5.4 tons | KEEPRITE | HRCU-A-CB (Split System: Heat Pump with Remote Outdoor Unit-Air-Source) | DLCURAH36ABK |  |  | EA*4X36L21A* | *96MSN0802120A* | 35200 | 16 | 8.1 | 39000 | 35200 | 90.26% | 1.84 | 0 | 9.5 |  |  |  |  | R-410A | 2.9333 | Residential & Commercial | USHP
213077973 | Central HP <5.4 tons | DAY & NIGHT | HRCU-A-CB (Split System: Heat Pump with Remote Outdoor Unit-Air-Source) | DLCURAH36ABK |  |  | EA*4X43L21A* | *80MS(N,L)0701712A* | 36200 | 16 | 8.5 | 38000 | 34800 | 91.58% | 2.04 | 0 | 10 |  |  |  |  | R-410A | 3.0167 | Residential & Commercial | USHP | Ducted CEE Tier 1
213078357 | Central HP <5.4 tons | DAY & NIGHT | HRCU-A-CB (Split System: Heat Pump with Remote Outdoor Unit-Air-Source) | DLCURAH36ABK |  |  | END4X42L17** | *80MS(N,L)0901714A* | 35600 | 16 | 8.1 | 38500 | 35000 | 90.91% | 1.94 | 0 | 10 |  |  |  |  | R-410A | 2.9667 | Residential & Commercial | USHP | Ducted CEE Tier 1
213078514 | Central HP <5.4 tons | DAY & NIGHT | HRCU-A-CB (Split System: Heat Pump with Remote Outdoor Unit-Air-Source) | DLCURAH36ABK |  |  | EA*4X42L21A* | *80MS(N,L)0902120A* | 35400 | 16.5 | 8.1 | 38500 | 35000 | 90.91% | 1.88 | 0 | 10 |  |  |  |  | R-410A | 2.95 | Residential & Commercial | USHP | Ducted CEE Tier 1
213079761 | Central HP <5.4 tons | KEEPRITE | HRCU-A-CB (Split System: Heat Pump with Remote Outdoor Unit-Air-Source) | DLCURAH36ABK |  |  | EA*4X42L21A* | *92MSN1002120A* | 35200 | 16.5 | 8.1 | 38500 | 35000 | 90.91% | 1.88 | 0 | 10 |  |  |  |  | R-410A | 2.9333 | Residential & Commercial | USHP | Ducted CEE Tier 1
213078609 | Central HP <5.4 tons | DAY & NIGHT | HRCU-A-CB (Split System: Heat Pump with Remote Outdoor Unit-Air-Source) | DLCURAH36ABK |  |  | EA*4X36L21A* | *80MS(N,L)1102120A* | 35400 | 16.5 | 8.1 | 38500 | 35200 | 91.43% | 1.84 | 0 | 10 |  |  |  |  | R-410A | 2.95 | Residential & Commercial | USHP | Ducted CEE Tier 1
213079125 | Central HP <5.4 tons | KEEPRITE | HRCU-A-CB (Split System: Heat Pump with Remote Outdoor Unit-Air-Source) | DLCURAH36ABK |  |  | EA*4X42L24A* | *80MSU0601716A* | 35200 | 16.5 | 8.1 | 38500 | 35000 | 90.91% | 1.88 | 0 | 10 |  |  |  |  | R-410A | 2.9333 | Residential & Commercial | USHP | Ducted CEE Tier 1
213079209 | Central HP <5.4 tons | KEEPRITE | HRCU-A-CB (Split System: Heat Pump with Remote Outdoor Unit-Air-Source) | DLCURAH36ABK |  |  | EA*4X36L21A* | *80MSU0802120A* | 34800 | 16.5 | 8.1 | 38500 | 35200 | 91.43% | 1.82 | 0 | 9.5 |  |  |  |  | R-410A | 2.9 | Residential & Commercial | USHP
213078741 | Central HP <5.4 tons | DAY & NIGHT | HRCU-A-CB (Split System: Heat Pump with Remote Outdoor Unit-Air-Source) | DLCURAH36ABK |  |  | EA*4X42L24A* | *80MS(N,L)1102420A* | 35600 | 16.5 | 8.1 | 38500 | 35000 | 90.91% | 1.9 | 0 | 10 |  |  |  |  | R-410A | 2.9667 | Residential & Commercial | USHP | Ducted CEE Tier 1
213079386 | Central HP <5.4 tons | BRYANT HEATING AND COOLING SYSTEMS | HRCU-A-CB (Split System: Heat Pump with Remote Outdoor Unit-Air-Source) | 38MURAQ36AB3* |  |  | CAP**3621AL* | 912SE42060M17*** | 35000 | 16 | 8.1 | 38500 | 35200 | 91.43% | 1.82 | 0 | 9.5 |  |  |  |  | R-410A | 2.9167 | Residential & Commercial | USHP
213079759 | Central HP <5.4 tons | DAY & NIGHT | HRCU-A-CB (Split System: Heat Pump with Remote Outdoor Unit-Air-Source) | DLCURAH36ABK |  |  | EA*4X42L21A* | *92MSN1002120A* | 35200 | 16.5 | 8.1 | 38500 | 35000 | 90.91% | 1.88 | 0 | 10 |  |  |  |  | R-410A | 2.9333 | Residential & Commercial | USHP | Ducted CEE Tier 1
213080009 | Central HP <5.4 tons | DAY & NIGHT | HRCU-A-CB (Split System: Heat Pump with Remote Outdoor Unit-Air-Source) | DLCURAH36ABK |  |  | EA*4X36L21A* | *96MSN0801716A* | 35200 | 15.5 | 8.1 | 39000 | 35400 | 90.77% | 1.84 | 0 | 9.5 |  |  |  |  | R-410A | 2.9333 | Residential & Commercial | USHP
213078859 | Central HP <5.4 tons | DAY & NIGHT | HRCU-A-CB (Split System: Heat Pump with Remote Outdoor Unit-Air-Source) | DLCURAH36ABK |  |  | EA*4X37L21A* | *80MSU1002120A* | 36400 | 16 | 8.5 | 38000 | 34800 | 91.58% | 2.1 | 0 | 10 |  |  |  |  | R-410A | 3.0333 | Residential & Commercial | USHP | Ducted CEE Tier 1
213080486 | Central HP <5.4 tons | DAY & NIGHT | HRCU-A-CB (Split System: Heat Pump with Remote Outdoor Unit-Air-Source) | DLCURAH36ABK |  |  | EA*4X42L24A* | *96MSN1402422A* | 35200 | 16 | 8.1 | 38500 | 35000 | 90.91% | 1.88 | 0 | 9.5 |  |  |  |  | R-410A | 2.9333 | Residential & Commercial | USHP
213079250 | Central HP <5.4 tons | BRYANT HEATING AND COOLING SYSTEMS | HRCU-A-CB (Split System: Heat Pump with Remote Outdoor Unit-Air-Source) | 38MURAQ36AB3* |  |  | CAP**4321AL* | 83*SB60080M21*** | 36600 | 16.5 | 8.5 | 38000 | 34600 | 91.05% | 2.08 | 0 | 10 |  |  |  |  | R-410A | 3.05 | Residential & Commercial | USHP | Ducted CEE Tier 1
213079720 | Central HP <5.4 tons | BRYANT HEATING AND COOLING SYSTEMS | HRCU-A-CB (Split System: Heat Pump with Remote Outdoor Unit-Air-Source) | 38MURAQ36AB3* |  |  | CNPV*4824AL* | 912SE60080M21*** | 35800 | 16.5 | 8.1 | 38500 | 34800 | 90.39% | 2 | 0 | 10 |  |  |  |  | R-410A | 2.9833 | Residential & Commercial | USHP | Ducted CEE Tier 1
214573936 | Central HP <5.4 tons | KENMORE | HRCU-A-CB (Split System: Heat Pump with Remote Outdoor Unit-Air-Source) | (C,H,T)VH837GKA2* |  |  | EA*4X48L21A*+WALLCON | *95CSU1002122B* | 32400 | 17.5 | 8.5 | 32400 | 24800 | 76.54% | 2 | 0 | 11.5 |  |  |  |  | R-410A | 2.7 | Residential & Commercial | USHP | Ducted CEE Tier 1
215853474 | Central HP <5.4 tons | LUXAIRE | HRCU-A-CB (Split System: Heat Pump with Remote Outdoor Unit-Air-Source) | HH860E2S11 |  |  | CTM60D5CJS1 | TP9C120D20MP13 | 53500 | 19 | 9 | 55500 | 40000 | 72.07% | 2 | 0 | 11 |  |  |  |  | R-454B | 4.4583 | Residential & Commercial | USHP | Ducted CEE Tier 1
214573516 | Central HP <5.4 tons | KENMORE | HRCU-A-CB (Split System: Heat Pump with Remote Outdoor Unit-Air-Source) | (C,H,T)VH837GKA** |  |  | EN(A,D)4X48L24**+WALLCON | *95CSU1002122B* | 32400 | 17.5 | 8.5 | 32600 | 24800 | 76.07% | 1.98 | 0 | 11.5 |  |  |  |  | R-410A | 2.7 | Residential & Commercial | USHP | Ducted CEE Tier 1
214572796 | Central HP <5.4 tons | KENMORE | HRCU-A-CB (Split System: Heat Pump with Remote Outdoor Unit-Air-Source) | (C,H,T)VH837GKA** |  |  | EA*4X48L21A*+WALLCON | *95CSU1002122B* | 32400 | 17.5 | 8.5 | 32400 | 24800 | 76.54% | 2 | 0 | 11.5 |  |  |  |  | R-410A | 2.7 | Residential & Commercial | USHP | Ducted CEE Tier 1
213771451 | Central HP <5.4 tons | DAY & NIGHT | HRCU-A-CB (Split System: Heat Pump with Remote Outdoor Unit-Air-Source) | CVH825GKA2* |  |  | EA*4X43L21A*+WALLCON | *80CTL0701716B* | 24400 | 17 | 8.5 | 21200 | 16600 | 78.3% | 2.02 | 0 | 11 |  |  |  |  | R-410A | 2.0333 | Residential & Commercial | USHP | Ducted CEE Tier 1
213771701 | Central HP <5.4 tons | DAY & NIGHT | HRCU-A-CB (Split System: Heat Pump with Remote Outdoor Unit-Air-Source) | CVH825GKA2* |  |  | EA*4X48L24A*+WALLCON | *80CTL1352422B* | 24200 | 17 | 8.1 | 21000 | 16500 | 78.57% | 2.02 | 0 | 11 |  |  |  |  | R-410A | 2.0167 | Residential & Commercial | USHP | Ducted CEE Tier 1
211245250 | Central HP <5.4 tons | DAY & NIGHT | HRCU-A-CB (Split System: Heat Pump with Remote Outdoor Unit-Air-Source) | DLCURAH24ABK |  |  | EN(A,D,W)4X36L17** | *80ESU0601716A | 24800 | 16.5 | 8.5 | 26600 | 22200 | 83.46% | 1.84 | 0 | 10.5 |  |  |  |  | R-410A | 2.0667 | Residential & Commercial | USHP | Ducted CEE Tier 1
211245350 | Central HP <5.4 tons | DAY & NIGHT | HRCU-A-CB (Split System: Heat Pump with Remote Outdoor Unit-Air-Source) | DLCURAH24ABK |  |  | EN(A,D)4X36L21** | *96VSN0801716A* | 24200 | 16.5 | 8.1 | 26200 | 23000 | 87.79% | 1.9 | 0 | 10.5 |  |  |  |  | R-410A | 2.0167 | Residential & Commercial | USHP | Ducted CEE Tier 1
211245727 | Central HP <5.4 tons | DAY & NIGHT | HRCU-A-CB (Split System: Heat Pump with Remote Outdoor Unit-Air-Source) | DLCURAH24ABK |  |  | EN(A,D)4X36L21** | *92ESN0401712A* | 23600 | 15.5 | 8.1 | 26200 | 23400 | 89.31% | 1.92 | 0 | 10 |  |  |  |  | R-410A | 1.9667 | Residential & Commercial | USHP | Ducted CEE Tier 1
211245759 | Central HP <5.4 tons | DAY & NIGHT | HRCU-A-CB (Split System: Heat Pump with Remote Outdoor Unit-Air-Source) | DLCURAH24ABK |  |  | EN(A,D)4X36L21** | OMV098J12* | 23600 | 16.5 | 8.1 | 26000 | 23600 | 90.77% | 1.96 | 0 | 10 |  |  |  |  | R-410A | 1.9667 | Residential & Commercial | USHP | Ducted CEE Tier 1
211245777 | Central HP <5.4 tons | DAY & NIGHT | HRCU-A-CB (Split System: Heat Pump with Remote Outdoor Unit-Air-Source) | DLCURAH24ABK |  |  | EN(A,D)4X36L21** | OMV112K14A | 24200 | 16 | 8.1 | 26400 | 23000 | 87.12% | 1.88 | 0 | 10 |  |  |  |  | R-410A | 2.0167 | Residential & Commercial | USHP | Ducted CEE Tier 1
211226598 | Central HP <5.4 tons | KEEPRITE | HRCU-A-CB (Split System: Heat Pump with Remote Outdoor Unit-Air-Source) | DLCURAH36ABK |  |  | EA*4X37L17A* | *80VTL0701716A* | 36400 | 15.5 | 8.5 | 39500 | 35000 | 88.61% | 2.04 | 0 | 10 |  |  |  |  | R-410A | 3.0333 | Residential & Commercial | USHP | Ducted CEE Tier 1
213078782 | Central HP <5.4 tons | DAY & NIGHT | HRCU-A-CB (Split System: Heat Pump with Remote Outdoor Unit-Air-Source) | DLCURAH36ABK |  |  | EN(A,D)4X48L24** | *80MS(N,L)1352420A* | 36000 | 16.5 | 8.1 | 38500 | 35000 | 90.91% | 2 | 0 | 10.5 |  |  |  |  | R-410A | 3 | Residential & Commercial | USHP | Ducted CEE Tier 1
213077946 | Central HP <5.4 tons | BRYANT HEATING AND COOLING SYSTEMS | HRCU-A-CB (Split System: Heat Pump with Remote Outdoor Unit-Air-Source) | 38MURAQ36AB3* |  |  | CAP**3721AL* | 8(0,1)*SB36070M17*** | 36200 | 16 | 8.5 | 38000 | 34800 | 91.58% | 2.04 | 0 | 10 |  |  |  |  | R-410A | 3.0167 | Residential & Commercial | USHP | Ducted CEE Tier 1
213078023 | Central HP <5.4 tons | BRYANT HEATING AND COOLING SYSTEMS | HRCU-A-CB (Split System: Heat Pump with Remote Outdoor Unit-Air-Source) | 38MURAQ36AB3* |  |  | CNPV*4821AL* | 8(0,1)*SB36070M17*** | 35600 | 16.5 | 8.1 | 38500 | 34800 | 90.39% | 1.98 | 0 | 10 |  |  |  |  | R-410A | 2.9667 | Residential & Commercial | USHP | Ducted CEE Tier 1
213078046 | Central HP <5.4 tons | BRYANT HEATING AND COOLING SYSTEMS | HRCU-A-CB (Split System: Heat Pump with Remote Outdoor Unit-Air-Source) | 38MURAQ36AB3* |  |  | CAP**3621AL* | 8(0,1)*SB48070M17*** | 34800 | 16 | 8.1 | 38500 | 35200 | 91.43% | 1.82 | 0 | 9.5 |  |  |  |  | R-410A | 2.9 | Residential & Commercial | USHP
213078166 | Central HP <5.4 tons | BRYANT HEATING AND COOLING SYSTEMS | HRCU-A-CB (Split System: Heat Pump with Remote Outdoor Unit-Air-Source) | 38MURAQ36AB3* |  |  | CAP**3621AL* | 8(0,1)*SB48070M21*** | 34800 | 16 | 8.1 | 38500 | 35200 | 91.43% | 1.82 | 0 | 9.5 |  |  |  |  | R-410A | 2.9 | Residential & Commercial | USHP
213078766 | Central HP <5.4 tons | BRYANT HEATING AND COOLING SYSTEMS | HRCU-A-CB (Split System: Heat Pump with Remote Outdoor Unit-Air-Source) | 38MURAQ36AB3* |  |  | CAP**4224AL* | 8(0,1)*SB60135M24*** | 35400 | 16.5 | 8.1 | 38500 | 35000 | 90.91% | 1.88 | 0 | 10 |  |  |  |  | R-410A | 2.95 | Residential & Commercial | USHP | Ducted CEE Tier 1
213078950 | Central HP <5.4 tons | BRYANT HEATING AND COOLING SYSTEMS | HRCU-A-CB (Split System: Heat Pump with Remote Outdoor Unit-Air-Source) | 38MURAQ36AB3* |  |  | CAP**3617AL* | 83*SB36040M17*** | 34800 | 15.5 | 8.5 | 39000 | 35200 | 90.26% | 1.8 | 0 | 9.5 |  |  |  |  | R-410A | 2.9 | Residential & Commercial | USHP
214397498 | Central HP <5.4 tons | FRASER-JOHNSTON | HRCU-A-CB (Split System: Heat Pump with Remote Outdoor Unit-Air-Source) | HH860E2S11 |  |  | CTF60C5CGS1 | TM9V080C16MP12 | 43500 | 17 | 9 | 44000 | 33600 | 76.36% | 2 | 0 | 11 |  |  |  |  | R-454B | 3.625 | Residential & Commercial | USHP | Ducted CEE Tier 1
214397841 | Central HP <5.4 tons | FRASER-JOHNSTON | HRCU-A-CB (Split System: Heat Pump with Remote Outdoor Unit-Air-Source) | HH860E2S11 |  |  | CTF60D5CGS1+JMET18DS2N1 | 0 | 45500 | 19 | 9.5 | 45500 | 33800 | 74.29% | 2 | 0 | 12 |  |  |  |  | R-454B | 3.7917 | Residential & Commercial | USHP | Ducted CEE Tier 1
214570656 | Central HP <5.4 tons | KENMORE | HRCU-A-CB (Split System: Heat Pump with Remote Outdoor Unit-Air-Source) | (C,H,T)VH825GKA3* |  |  | EA*4X43L21A*+WALLCON | *97CMN0802120B* | 24400 | 16.5 | 8.5 | 21200 | 16600 | 78.3% | 2.04 | 0 | 11 |  |  |  |  | R-410A | 2.0333 | Residential & Commercial | USHP | Ducted CEE Tier 1
213077405 | Central HP <5.4 tons | KEEPRITE | HRCU-A-CB (Split System: Heat Pump with Remote Outdoor Unit-Air-Source) | DLCURAH36ABK |  |  | EA*4X43L21A* | *96VTN0801716B* | 36600 | 15.5 | 8.5 | 38500 | 35000 | 90.91% | 2.06 | 0 | 10 |  |  |  |  | R-410A | 3.05 | Residential & Commercial | USHP | Ducted CEE Tier 1
213077444 | Central HP <5.4 tons | KEEPRITE | HRCU-A-CB (Split System: Heat Pump with Remote Outdoor Unit-Air-Source) | DLCURAH36ABK |  |  | END4X42L17** | *96VTN0801716B* | 35800 | 15.5 | 8.1 | 39000 | 35200 | 90.26% | 1.96 | 0 | 10 |  |  |  |  | R-410A | 2.9833 | Residential & Commercial | USHP | Ducted CEE Tier 1
213077062 | Central HP <5.4 tons | KEEPRITE | HRCU-A-CB (Split System: Heat Pump with Remote Outdoor Unit-Air-Source) | DLCURAH36ABK |  |  | EA*4X42L21A* | *96VSN0802120B* | 35600 | 16 | 8.1 | 38500 | 35200 | 91.43% | 1.9 | 0 | 10 |  |  |  |  | R-410A | 2.9667 | Residential & Commercial | USHP | Ducted CEE Tier 1
212975332 | Central HP <5.4 tons | BRYANT HEATING AND COOLING SYSTEMS | HRCU-A-CB (Split System: Heat Pump with Remote Outdoor Unit-Air-Source) | 38MURAQ24AB3* |  |  | CNPV*2417AL* | 926TC36040V17*** | 23200 | 15.5 | 8.5 | 27000 | 25000 | 92.59% | 2.06 | 0 | 10 |  |  |  |  | R-410A | 1.9333 | Residential & Commercial | USHP | Ducted CEE Tier 1
213076115 | Central HP <5.4 tons | BRYANT HEATING AND COOLING SYSTEMS | HRCU-A-CB (Split System: Heat Pump with Remote Outdoor Unit-Air-Source) | 38MURAQ24AB3* |  |  | CNPV*3621AL* | 935SB60100M21*** | 23800 | 17 | 8.5 | 26400 | 24000 | 90.91% | 2 | 0 | 10.5 |  |  |  |  | R-410A | 1.9833 | Residential & Commercial | USHP | Ducted CEE Tier 1
216819432 | Central HP <5.4 tons | RHEEM | HRCU-A-CB (Split System: Heat Pump with Remote Outdoor Unit-Air-Source) | RD18AY48AJVC |  |  | RCFY4824MTANM | R951V1005A21UH | 42500 | 17 | 8.1 | 42500 | 33400 | 78.59% | 2 | 0 | 10 |  |  |  |  | R-454B | 3.5417 | Residential & Commercial | USHP | Ducted CEE Tier 1
213079005 | Central HP <5.4 tons | KEEPRITE | HRCU-A-CB (Split System: Heat Pump with Remote Outdoor Unit-Air-Source) | DLCURAH36ABK |  |  | EA*4X42L21A* | *80MSU0401712A* | 35200 | 16 | 8.1 | 38500 | 35000 | 90.91% | 1.88 | 0 | 9.5 |  |  |  |  | R-410A | 2.9333 | Residential & Commercial | USHP
213078251 | Central HP <5.4 tons | DAY & NIGHT | HRCU-A-CB (Split System: Heat Pump with Remote Outdoor Unit-Air-Source) | DLCURAH36ABK |  |  | EN(A,D)4X48L24** | *80MS(N,L)0702116A* | 35800 | 16.5 | 8.1 | 38500 | 34800 | 90.39% | 1.98 | 0 | 10 |  |  |  |  | R-410A | 2.9833 | Residential & Commercial | USHP | Ducted CEE Tier 1
213077732 | Central HP <5.4 tons | BRYANT HEATING AND COOLING SYSTEMS | HRCU-A-CB (Split System: Heat Pump with Remote Outdoor Unit-Air-Source) | 38MURAQ36AB3* |  |  | CAP**4224AL* | 926TC66100V21*** | 35400 | 16.5 | 8.1 | 38500 | 35000 | 90.91% | 1.88 | 0 | 10 |  |  |  |  | R-410A | 2.95 | Residential & Commercial | USHP | Ducted CEE Tier 1
213078421 | Central HP <5.4 tons | BRYANT HEATING AND COOLING SYSTEMS | HRCU-A-CB (Split System: Heat Pump with Remote Outdoor Unit-Air-Source) | 38MURAQ36AB3* |  |  | CAP**4224AL* | 8(0,1)*SB48090M21*** | 35200 | 16.5 | 8.1 | 38500 | 35000 | 90.91% | 1.88 | 0 | 10 |  |  |  |  | R-410A | 2.9333 | Residential & Commercial | USHP | Ducted CEE Tier 1
213078586 | Central HP <5.4 tons | BRYANT HEATING AND COOLING SYSTEMS | HRCU-A-CB (Split System: Heat Pump with Remote Outdoor Unit-Air-Source) | 38MURAQ36AB3* |  |  | CAP**4224AL* | 8(0,1)*SB60090M24*** | 35400 | 16.5 | 8.1 | 38500 | 35000 | 90.91% | 1.9 | 0 | 10 |  |  |  |  | R-410A | 2.95 | Residential & Commercial | USHP | Ducted CEE Tier 1
213078736 | Central HP <5.4 tons | BRYANT HEATING AND COOLING SYSTEMS | HRCU-A-CB (Split System: Heat Pump with Remote Outdoor Unit-Air-Source) | 38MURAQ36AB3* |  |  | CAP**4224AL* | 8(0,1)*SB60110M24*** | 35600 | 16.5 | 8.1 | 38500 | 35000 | 90.91% | 1.9 | 0 | 10 |  |  |  |  | R-410A | 2.9667 | Residential & Commercial | USHP | Ducted CEE Tier 1
213078788 | Central HP <5.4 tons | BRYANT HEATING AND COOLING SYSTEMS | HRCU-A-CB (Split System: Heat Pump with Remote Outdoor Unit-Air-Source) | 38MURAQ36AB3* |  |  | CAP**4224AL* | 8(0,1)*SB60155M24*** | 35600 | 16.5 | 8.1 | 38500 | 35000 | 90.91% | 1.9 | 0 | 10 |  |  |  |  | R-410A | 2.9667 | Residential & Commercial | USHP | Ducted CEE Tier 1
211228358 | Central HP <5.4 tons | DAY & NIGHT | HRCU-A-CB (Split System: Heat Pump with Remote Outdoor Unit-Air-Source) | DLCURAH36ABK |  |  | EA*4X43L21A* | *80ESU0802120A | 38000 | 15.5 | 8.5 | 39000 | 35000 | 89.74% | 2.16 | 0 | 10 |  |  |  |  | R-410A | 3.1667 | Residential & Commercial | USHP | Ducted CEE Tier 1
211229061 | Central HP <5.4 tons | DAY & NIGHT | HRCU-A-CB (Split System: Heat Pump with Remote Outdoor Unit-Air-Source) | DLCURAH36ABK |  |  | EA*4X48L21A* | *95ESN1002122A* | 37200 | 15.5 | 8.5 | 38500 | 35000 | 90.91% | 2.12 | 0 | 10 |  |  |  |  | R-410A | 3.1 | Residential & Commercial | USHP | Ducted CEE Tier 1
211229178 | Central HP <5.4 tons | DAY & NIGHT | HRCU-A-CB (Split System: Heat Pump with Remote Outdoor Unit-Air-Source) | DLCURAH36ABK |  |  | EA*4X48L21A* | *96VTN1002120A* | 36200 | 15.5 | 8.5 | 38500 | 34800 | 90.39% | 2.08 | 0 | 10 |  |  |  |  | R-410A | 3.0167 | Residential & Commercial | USHP | Ducted CEE Tier 1
211229275 | Central HP <5.4 tons | DAY & NIGHT | HRCU-A-CB (Split System: Heat Pump with Remote Outdoor Unit-Air-Source) | DLCURAH36ABK |  |  | EA*4X48L24A* | *80ES(N,L)0902120A* | 36600 | 16 | 8.5 | 38500 | 34800 | 90.39% | 2.08 | 0 | 10 |  |  |  |  | R-410A | 3.05 | Residential & Commercial | USHP | Ducted CEE Tier 1
211230077 | Central HP <5.4 tons | DAY & NIGHT | HRCU-A-CB (Split System: Heat Pump with Remote Outdoor Unit-Air-Source) | DLCURAH36ABK |  |  | EN(A,D,W)4X48L21** | *80VTL0902120A* | 35800 | 16.5 | 8.1 | 38500 | 34800 | 90.39% | 2 | 0 | 10 |  |  |  |  | R-410A | 2.9833 | Residential & Commercial | USHP | Ducted CEE Tier 1
214572786 | Central HP <5.4 tons | KENMORE | HRCU-A-CB (Split System: Heat Pump with Remote Outdoor Unit-Air-Source) | (C,H,T)VH837GKA** |  |  | EA*4X48L21A*+WALLCON | *95CSU0802120B* | 32200 | 17.5 | 8.5 | 32400 | 25000 | 77.16% | 1.98 | 0 | 11 |  |  |  |  | R-410A | 2.6833 | Residential & Commercial | USHP | Ducted CEE Tier 1
214572836 | Central HP <5.4 tons | KENMORE | HRCU-A-CB (Split System: Heat Pump with Remote Outdoor Unit-Air-Source) | (C,H,T)VH837GKA** |  |  | EA*4X48L24A*+WALLCON | *80CTL0702120B* | 32400 | 17.5 | 8.5 | 32400 | 25000 | 77.16% | 1.98 | 0 | 11 |  |  |  |  | R-410A | 2.7 | Residential & Commercial | USHP | Ducted CEE Tier 1
214572536 | Central HP <5.4 tons | KENMORE | HRCU-A-CB (Split System: Heat Pump with Remote Outdoor Unit-Air-Source) | (C,H,T)VH837GKA** |  |  | EA*4X37L21A*+WALLCON | *80CTL0702120B* | 32800 | 17.5 | 8.5 | 32800 | 25200 | 76.83% | 2 | 0 | 11 |  |  |  |  | R-410A | 2.7333 | Residential & Commercial | USHP | Ducted CEE Tier 1
213077170 | Central HP <5.4 tons | DAY & NIGHT | HRCU-A-CB (Split System: Heat Pump with Remote Outdoor Unit-Air-Source) | DLCURAH36ABK |  |  | EA*4X42L24A* | *96VSN1002120B* | 35400 | 16 | 8.1 | 38500 | 35200 | 91.43% | 1.88 | 0 | 10 |  |  |  |  | R-410A | 2.95 | Residential & Commercial | USHP | Ducted CEE Tier 1
213078931 | Central HP <5.4 tons | DAY & NIGHT | HRCU-A-CB (Split System: Heat Pump with Remote Outdoor Unit-Air-Source) | DLCURAH36ABK |  |  | EN(A,D,W)4X42L21** | *80MSU1002120A* | 35400 | 15.5 | 8.5 | 38500 | 35200 | 91.43% | 1.88 | 0 | 10 |  |  |  |  | R-410A | 2.95 | Residential & Commercial | USHP | Ducted CEE Tier 1
213079219 | Central HP <5.4 tons | DAY & NIGHT | HRCU-A-CB (Split System: Heat Pump with Remote Outdoor Unit-Air-Source) | DLCURAH36ABK |  |  | EA*4X37L21A* | *80MSU0802120A* | 36600 | 16.5 | 8.5 | 38000 | 34600 | 91.05% | 2.08 | 0 | 10 |  |  |  |  | R-410A | 3.05 | Residential & Commercial | USHP | Ducted CEE Tier 1
213077502 | Central HP <5.4 tons | DAY & NIGHT | HRCU-A-CB (Split System: Heat Pump with Remote Outdoor Unit-Air-Source) | DLCURAH36ABK |  |  | EA*4X42L21A* | *96VTN0802120B* | 35600 | 16 | 8.1 | 38500 | 35200 | 91.43% | 1.9 | 0 | 10 |  |  |  |  | R-410A | 2.9667 | Residential & Commercial | USHP | Ducted CEE Tier 1
214572596 | Central HP <5.4 tons | KENMORE | HRCU-A-CB (Split System: Heat Pump with Remote Outdoor Unit-Air-Source) | (C,H,T)VH837GKA** |  |  | EA*4X42L21A*+WALLCON | *80CTL0702120B* | 31800 | 17 | 8.5 | 33000 | 24400 | 73.94% | 1.9 | 0 | 11 |  |  |  |  | R-410A | 2.65 | Residential & Commercial | USHP | Ducted CEE Tier 1
214572546 | Central HP <5.4 tons | KENMORE | HRCU-A-CB (Split System: Heat Pump with Remote Outdoor Unit-Air-Source) | (C,H,T)VH837GKA** |  |  | EA*4X37L21A*+WALLCON | *95CSU0802120B* | 32800 | 17.5 | 8.5 | 32800 | 25200 | 76.83% | 2 | 0 | 11 |  |  |  |  | R-410A | 2.7333 | Residential & Commercial | USHP | Ducted CEE Tier 1
215935465 | Central HP <5.4 tons | BRYANT HEATING AND COOLING SYSTEMS | HRCU-A-CB (Split System: Heat Pump with Remote Outdoor Unit-Air-Source) | 293VAN036**AA* |  |  | CVAMA6124XMA*+UI | 88*TB60110C21*** | 36000 | 22.5 | 8.5 | 37600 | 28200 | 75% | 2.06 | 0 | 12.5 |  |  |  |  | R-454B | 3 | Residential & Commercial | USHP | Ducted CEE Tier 1
214229123 | Central HP <5.4 tons | BRYANT HEATING AND COOLING SYSTEMS | HRCU-A-CB (Split System: Heat Pump with Remote Outdoor Unit-Air-Source) | 38MURAQ24AB3* |  |  | CAP**2417AL* | 83*SB48060M17*** | 23400 | 17 | 9 | 26200 | 26000 | 99.24% | 2.2 | 0 | 10 |  |  |  |  | R-410A | 1.95 | Residential & Commercial | USHP | Ducted CEE Tier 1
213078885 | Central HP <5.4 tons | KEEPRITE | HRCU-A-CB (Split System: Heat Pump with Remote Outdoor Unit-Air-Source) | DLCURAH36ABK |  |  | EA*4X43L21A* | *80MSU1002120A* | 36400 | 16 | 8.5 | 38000 | 34800 | 91.58% | 2.1 | 0 | 10 |  |  |  |  | R-410A | 3.0333 | Residential & Commercial | USHP | Ducted CEE Tier 1
213077617 | Central HP <5.4 tons | DAY & NIGHT | HRCU-A-CB (Split System: Heat Pump with Remote Outdoor Unit-Air-Source) | DLCURAH36ABK |  |  | EA*4X42L21A* | *96VTN1002120B* | 35400 | 16 | 8.1 | 38500 | 35000 | 90.91% | 1.88 | 0 | 10 |  |  |  |  | R-410A | 2.95 | Residential & Commercial | USHP | Ducted CEE Tier 1
213077682 | Central HP <5.4 tons | DAY & NIGHT | HRCU-A-CB (Split System: Heat Pump with Remote Outdoor Unit-Air-Source) | DLCURAH36ABK |  |  | EN(A,D,W)4X48L21** | *96VTN1002120B* | 36000 | 16.5 | 8.1 | 38500 | 35000 | 90.91% | 2 | 0 | 10 |  |  |  |  | R-410A | 3 | Residential & Commercial | USHP | Ducted CEE Tier 1
213077834 | Central HP <5.4 tons | DAY & NIGHT | HRCU-A-CB (Split System: Heat Pump with Remote Outdoor Unit-Air-Source) | DLCURAH36ABK |  |  | EA*4X37L17A* | *80MS(N,L)0451412A* | 36000 | 15.2 | 8.5 | 38500 | 35200 | 91.43% | 2 | 0 | 10 |  |  |  |  | R-410A | 3 | Residential & Commercial | USHP | Ducted CEE Tier 1
214573216 | Central HP <5.4 tons | KENMORE | HRCU-A-CB (Split System: Heat Pump with Remote Outdoor Unit-Air-Source) | (C,H,T)VH837GKA** |  |  | EHD4X48AAL+WALLCON | *95CSU1002122B* | 32600 | 17.5 | 8.5 | 32600 | 24800 | 76.07% | 1.98 | 0 | 11 |  |  |  |  | R-410A | 2.7167 | Residential & Commercial | USHP | Ducted CEE Tier 1
214573266 | Central HP <5.4 tons | KENMORE | HRCU-A-CB (Split System: Heat Pump with Remote Outdoor Unit-Air-Source) | (C,H,T)VH837GKA** |  |  | EHD4X60AAL+WALLCON | *95CSU0802120B* | 33000 | 17 | 8.5 | 32200 | 25000 | 77.64% | 2 | 0 | 11 |  |  |  |  | R-410A | 2.75 | Residential & Commercial | USHP | Ducted CEE Tier 1
216801840 | Central HP <5.4 tons | COLEMAN | HRCU-A-CB (Split System: Heat Pump with Remote Outdoor Unit-Air-Source) | HH860E2S11 |  |  | CTF60C5CGS1 | Z8ET100C16LMPS1 | 45000 | 17 | 9 | 45500 | 32600 | 71.65% | 2 | 0 | 11 |  |  |  |  | R-454B | 3.75 | Residential & Commercial | USHP | Ducted CEE Tier 1
216786065 | Central HP <5.4 tons | COLEMAN | HRCU-A-CB (Split System: Heat Pump with Remote Outdoor Unit-Air-Source) | HH860E2S11 |  |  | CTM60C5CGS1 | Z8ES080C20LMPS1 | 44000 | 18 | 9 | 44500 | 33400 | 75.06% | 2 | 0 | 12 |  |  |  |  | R-454B | 3.6667 | Residential & Commercial | USHP | Ducted CEE Tier 1
214421516 | Central HP <5.4 tons | COLEMAN | HRCU-A-CB (Split System: Heat Pump with Remote Outdoor Unit-Air-Source) | HH860E2S11 |  |  | CTF60D5CJS1+JMVT20DC2N1 | 0 | 53000 | 19 | 9 | 54000 | 39000 | 72.22% | 2 | 0 | 11 |  |  |  |  | R-454B | 4.4167 | Residential & Commercial | USHP | Ducted CEE Tier 1
214421531 | Central HP <5.4 tons | COLEMAN | HRCU-A-CB (Split System: Heat Pump with Remote Outdoor Unit-Air-Source) | HH860E2S11 |  |  | CTM60C5CGS1+JMET16CS2N1 | 0 | 45500 | 19 | 9.5 | 45500 | 34000 | 74.73% | 2 | 0 | 11.7 |  |  |  |  | R-454B | 3.7917 | Residential & Commercial | USHP | Ducted CEE Tier 1
211241851 | Central HP <5.4 tons | DAY & NIGHT | HRCU-A-CB (Split System: Heat Pump with Remote Outdoor Unit-Air-Source) | DLCURAH24ABK |  |  | EA*4X36L17A* | *96VSN0401712A* | 23400 | 16 | 8.5 | 25800 | 23600 | 91.47% | 1.96 | 0 | 10 |  |  |  |  | R-410A | 1.95 | Residential & Commercial | USHP | Ducted CEE Tier 1
211230146 | Central HP <5.4 tons | DAY & NIGHT | HRCU-A-CB (Split System: Heat Pump with Remote Outdoor Unit-Air-Source) | DLCURAH36ABK |  |  | EN(A,D,W)4X48L21** | *92ESN1002120A* | 35800 | 16.5 | 8.1 | 38500 | 34800 | 90.39% | 2 | 0 | 10 |  |  |  |  | R-410A | 2.9833 | Residential & Commercial | USHP | Ducted CEE Tier 1
211230296 | Central HP <5.4 tons | DAY & NIGHT | HRCU-A-CB (Split System: Heat Pump with Remote Outdoor Unit-Air-Source) | DLCURAH36ABK |  |  | EN(A,D,W)4X48L21** | *95ESU1002122A* | 37400 | 15.5 | 8.5 | 39500 | 35000 | 88.61% | 2.08 | 0 | 10.5 |  |  |  |  | R-410A | 3.1167 | Residential & Commercial | USHP | Ducted CEE Tier 1
211228960 | Central HP <5.4 tons | BRYANT HEATING AND COOLING SYSTEMS | HRCU-A-CB (Split System: Heat Pump with Remote Outdoor Unit-Air-Source) | 38MURAQ36AB3* |  |  | CAP**4821AL* | 912SD42060E17*** | 36000 | 16 | 8.5 | 38500 | 34600 | 89.87% | 2.06 | 0 | 10 |  |  |  |  | R-410A | 3 | Residential & Commercial | USHP | Ducted CEE Tier 1
211229192 | Central HP <5.4 tons | BRYANT HEATING AND COOLING SYSTEMS | HRCU-A-CB (Split System: Heat Pump with Remote Outdoor Unit-Air-Source) | 38MURAQ36AB3* |  |  | CAP**4821AL* | OVLAAB036098 | 35400 | 15.2 | 8.1 | 38500 | 34800 | 90.39% | 2.02 | 0 | 9.5 |  |  |  |  | R-410A | 2.95 | Residential & Commercial | USHP
211229210 | Central HP <5.4 tons | BRYANT HEATING AND COOLING SYSTEMS | HRCU-A-CB (Split System: Heat Pump with Remote Outdoor Unit-Air-Source) | 38MURAQ36AB3* |  |  | CAP**4821AL* | OVMAAB036098 | 35600 | 15.2 | 8.1 | 38500 | 34800 | 90.39% | 2.04 | 0 | 9.5 |  |  |  |  | R-410A | 2.9667 | Residential & Commercial | USHP
211228742 | Central HP <5.4 tons | DAY & NIGHT | HRCU-A-CB (Split System: Heat Pump with Remote Outdoor Unit-Air-Source) | DLCURAH36ABK |  |  | EA*4X48L21A* | *80ES(N,L)0451712A* | 35600 | 15.5 | 8.1 | 38500 | 34800 | 90.39% | 2.04 | 0 | 9.5 |  |  |  |  | R-410A | 2.9667 | Residential & Commercial | USHP
212984940 | Central HP <5.4 tons | BRYANT HEATING AND COOLING SYSTEMS | HRCU-A-CB (Split System: Heat Pump with Remote Outdoor Unit-Air-Source) | 38MURAQ36AB3* |  |  | CAP**4821AL* | 912SE60080M21*** | 35600 | 16.5 | 8.5 | 37800 | 34600 | 91.53% | 2.02 | 0 | 10 |  |  |  |  | R-410A | 2.9667 | Residential & Commercial | USHP | Ducted CEE Tier 1
211228790 | Central HP <5.4 tons | DAY & NIGHT | HRCU-A-CB (Split System: Heat Pump with Remote Outdoor Unit-Air-Source) | DLCURAH36ABK |  |  | EA*4X48L21A* | *80ES(N,L)0902116A* | 36200 | 16 | 8.5 | 38500 | 34600 | 89.87% | 2.08 | 0 | 10 |  |  |  |  | R-410A | 3.0167 | Residential & Commercial | USHP | Ducted CEE Tier 1
211228843 | Central HP <5.4 tons | DAY & NIGHT | HRCU-A-CB (Split System: Heat Pump with Remote Outdoor Unit-Air-Source) | DLCURAH36ABK |  |  | EA*4X48L21A* | *80VSL0702120A* | 35800 | 16 | 8.5 | 38500 | 34600 | 89.87% | 2.04 | 0 | 10 |  |  |  |  | R-410A | 2.9833 | Residential & Commercial | USHP | Ducted CEE Tier 1
211230715 | Central HP <5.4 tons | KEEPRITE | HRCU-A-CB (Split System: Heat Pump with Remote Outdoor Unit-Air-Source) | DLCURAH36ABK |  |  | EN(A,D)4X48L24** | *96VSN1202422A* | 36000 | 16 | 8.1 | 38500 | 34800 | 90.39% | 2.02 | 0 | 10 |  |  |  |  | R-410A | 3 | Residential & Commercial | USHP | Ducted CEE Tier 1
211230529 | Central HP <5.4 tons | DAY & NIGHT | HRCU-A-CB (Split System: Heat Pump with Remote Outdoor Unit-Air-Source) | DLCURAH36ABK |  |  | EN(A,D)4X48L24** | *80VSL1102422A* | 36000 | 16.5 | 8.1 | 38500 | 34800 | 90.39% | 2.02 | 0 | 10 |  |  |  |  | R-410A | 3 | Residential & Commercial | USHP | Ducted CEE Tier 1
211230664 | Central HP <5.4 tons | DAY & NIGHT | HRCU-A-CB (Split System: Heat Pump with Remote Outdoor Unit-Air-Source) | DLCURAH36ABK |  |  | EN(A,D)4X48L24** | *95ESN1002122A* | 37600 | 15.5 | 8.5 | 39500 | 35000 | 88.61% | 2.08 | 0 | 10.5 |  |  |  |  | R-410A | 3.1333 | Residential & Commercial | USHP | Ducted CEE Tier 1
211230764 | Central HP <5.4 tons | DAY & NIGHT | HRCU-A-CB (Split System: Heat Pump with Remote Outdoor Unit-Air-Source) | DLCURAH36ABK |  |  | EN(A,D)4X48L24** | *96VTN1002120A* | 36600 | 15.5 | 8.1 | 39500 | 35000 | 88.61% | 2.04 | 0 | 10 |  |  |  |  | R-410A | 3.05 | Residential & Commercial | USHP | Ducted CEE Tier 1
211230697 | Central HP <5.4 tons | KEEPRITE | HRCU-A-CB (Split System: Heat Pump with Remote Outdoor Unit-Air-Source) | DLCURAH36ABK |  |  | EN(A,D)4X48L24** | *96VSN0802120A* | 36200 | 16 | 8.1 | 38500 | 34800 | 90.39% | 2.02 | 0 | 10 |  |  |  |  | R-410A | 3.0167 | Residential & Commercial | USHP | Ducted CEE Tier 1
213078154 | Central HP <5.4 tons | BRYANT HEATING AND COOLING SYSTEMS | HRCU-A-CB (Split System: Heat Pump with Remote Outdoor Unit-Air-Source) | 38MURAQ36AB3* |  |  | CNPV*4821AL* | 8(0,1)*SB48070M17*** | 35800 | 16.5 | 8.1 | 38500 | 35000 | 90.91% | 2 | 0 | 10 |  |  |  |  | R-410A | 2.9833 | Residential & Commercial | USHP | Ducted CEE Tier 1
213078640 | Central HP <5.4 tons | BRYANT HEATING AND COOLING SYSTEMS | HRCU-A-CB (Split System: Heat Pump with Remote Outdoor Unit-Air-Source) | 38MURAQ36AB3* |  |  | CAP**4224AL* | 8(0,1)*SB60110M21*** | 35800 | 16.5 | 8.1 | 38500 | 35000 | 90.91% | 1.9 | 0 | 10 |  |  |  |  | R-410A | 2.9833 | Residential & Commercial | USHP | Ducted CEE Tier 1
213077736 | Central HP <5.4 tons | DAY & NIGHT | HRCU-A-CB (Split System: Heat Pump with Remote Outdoor Unit-Air-Source) | DLCURAH36ABK |  |  | EA*4X42L24A* | *96VTN1002122B* | 35400 | 16.5 | 8.1 | 38500 | 35000 | 90.91% | 1.88 | 0 | 10 |  |  |  |  | R-410A | 2.95 | Residential & Commercial | USHP | Ducted CEE Tier 1
213079842 | Central HP <5.4 tons | DAY & NIGHT | HRCU-A-CB (Split System: Heat Pump with Remote Outdoor Unit-Air-Source) | DLCURAH36ABK |  |  | EA*4X36L21A* | *92MSN1002122A* | 35200 | 16 | 8.1 | 38500 | 35200 | 91.43% | 1.84 | 0 | 9.5 |  |  |  |  | R-410A | 2.9333 | Residential & Commercial | USHP
213079869 | Central HP <5.4 tons | DAY & NIGHT | HRCU-A-CB (Split System: Heat Pump with Remote Outdoor Unit-Air-Source) | DLCURAH36ABK |  |  | EA*4X42L24A* | *92MSN1002122A* | 35400 | 16.5 | 8.1 | 38500 | 35000 | 90.91% | 1.9 | 0 | 10 |  |  |  |  | R-410A | 2.95 | Residential & Commercial | USHP | Ducted CEE Tier 1
211230614 | Central HP <5.4 tons | KEEPRITE | HRCU-A-CB (Split System: Heat Pump with Remote Outdoor Unit-Air-Source) | DLCURAH36ABK |  |  | EN(A,D)4X48L24** | *92ESN1002120A* | 35800 | 16.5 | 8.1 | 38500 | 34800 | 90.39% | 2 | 0 | 10 |  |  |  |  | R-410A | 2.9833 | Residential & Commercial | USHP | Ducted CEE Tier 1
211230513 | Central HP <5.4 tons | KEEPRITE | HRCU-A-CB (Split System: Heat Pump with Remote Outdoor Unit-Air-Source) | DLCURAH36ABK |  |  | EN(A,D)4X48L24** | *80VSL0902120A* | 35800 | 16.5 | 8.1 | 38500 | 34800 | 90.39% | 2 | 0 | 10 |  |  |  |  | R-410A | 2.9833 | Residential & Commercial | USHP | Ducted CEE Tier 1
211229294 | Central HP <5.4 tons | BRYANT HEATING AND COOLING SYSTEMS | HRCU-A-CB (Split System: Heat Pump with Remote Outdoor Unit-Air-Source) | 38MURAQ36AB3* |  |  | CAP**4824AL* | 8(0,1)*SA60110E21*** | 36000 | 16.5 | 8.5 | 38500 | 34600 | 89.87% | 2.06 | 0 | 10 |  |  |  |  | R-410A | 3 | Residential & Commercial | USHP | Ducted CEE Tier 1
211229542 | Central HP <5.4 tons | BRYANT HEATING AND COOLING SYSTEMS | HRCU-A-CB (Split System: Heat Pump with Remote Outdoor Unit-Air-Source) | 38MURAQ36AB3* |  |  | CAP**4824AL* | 926SA60100V21*** | 36000 | 16 | 8.5 | 38500 | 34600 | 89.87% | 2.06 | 0 | 10 |  |  |  |  | R-410A | 3 | Residential & Commercial | USHP | Ducted CEE Tier 1
211230130 | Central HP <5.4 tons | BRYANT HEATING AND COOLING SYSTEMS | HRCU-A-CB (Split System: Heat Pump with Remote Outdoor Unit-Air-Source) | 38MURAQ36AB3* |  |  | CNPV*4821AL* | 912SD60080E21*** | 35800 | 16.5 | 8.1 | 38500 | 34800 | 90.39% | 2.02 | 0 | 10.5 |  |  |  |  | R-410A | 2.9833 | Residential & Commercial | USHP | Ducted CEE Tier 1
211230428 | Central HP <5.4 tons | BRYANT HEATING AND COOLING SYSTEMS | HRCU-A-CB (Split System: Heat Pump with Remote Outdoor Unit-Air-Source) | 38MURAQ36AB3* |  |  | CNPV*4824AL* | 8(0,1)*SA60090E21*** | 36600 | 16 | 8.1 | 39500 | 34800 | 88.1% | 2.04 | 0 | 10.5 |  |  |  |  | R-410A | 3.05 | Residential & Commercial | USHP | Ducted CEE Tier 1
214396641 | Central HP <5.4 tons | FRASER-JOHNSTON | HRCU-A-CB (Split System: Heat Pump with Remote Outdoor Unit-Air-Source) | HH860E2S11 |  |  | CTM60C5CGS1 | TMLV100C16MP12 | 44000 | 18 | 9 | 44500 | 33600 | 75.51% | 2 | 0 | 11.7 |  |  |  |  | R-454B | 3.6667 | Residential & Commercial | USHP | Ducted CEE Tier 1
212970481 | Central HP <5.4 tons | DAY & NIGHT | HRCU-A-CB (Split System: Heat Pump with Remote Outdoor Unit-Air-Source) | DLCURAH36ABK |  |  | EN(A,D,W)4X48L21** | *80VSL0701716B* | 36200 | 16 | 8.1 | 38500 | 35000 | 90.91% | 2 | 0 | 10 |  |  |  |  | R-410A | 3.0167 | Residential & Commercial | USHP | Ducted CEE Tier 1
212970681 | Central HP <5.4 tons | DAY & NIGHT | HRCU-A-CB (Split System: Heat Pump with Remote Outdoor Unit-Air-Source) | DLCURAH36ABK |  |  | EA*4X43L21A* | *80VSL0902120B* | 36800 | 16 | 8.5 | 38000 | 35000 | 92.11% | 2.08 | 0 | 10 |  |  |  |  | R-410A | 3.0667 | Residential & Commercial | USHP | Ducted CEE Tier 1
212970731 | Central HP <5.4 tons | DAY & NIGHT | HRCU-A-CB (Split System: Heat Pump with Remote Outdoor Unit-Air-Source) | DLCURAH36ABK |  |  | EN(A,D,W)4X48L21** | *80VSL0902120B* | 36000 | 16.5 | 8.1 | 38000 | 35000 | 92.11% | 2 | 0 | 10 |  |  |  |  | R-410A | 3 | Residential & Commercial | USHP | Ducted CEE Tier 1
212975095 | Central HP <5.4 tons | DAY & NIGHT | HRCU-A-CB (Split System: Heat Pump with Remote Outdoor Unit-Air-Source) | DLCURAH18ABK |  |  | EA*4X25L17A* | *96VTN0401712B* | 17700 | 16 | 8.1 | 17800 | 17800 | 100% | 2.14 | 0 | 10.5 |  |  |  |  | R-410A | 1.475 | Residential & Commercial | USHP | Ducted CEE Tier 1
212974725 | Central HP <5.4 tons | KEEPRITE | HRCU-A-CB (Split System: Heat Pump with Remote Outdoor Unit-Air-Source) | DLCURAH18ABK |  |  | EN(A,D)4X24L17** | *96VTN0401410B* | 17300 | 15.5 | 8.5 | 18400 | 19200 | 104.3% | 2.3 | 0 | 10.5 |  |  |  |  | R-410A | 1.4417 | Residential & Commercial | USHP | Ducted CEE Tier 1
215318851 | Central HP <5.4 tons | Weathermaker | HRCU-A-CB (Split System: Heat Pump with Remote Outdoor Unit-Air-Source) | 37MARAQ18AA3 |  |  | 45MBAAQ18XB3 | 0 | 18000 | 18.5 | 9.8 | 18000 | 13000 | 72.22% | 2.3 | 0 | 12.2 |  |  |  |  | R-454B | 1.5 | Residential & Commercial | USHP | Ducted CEE Tier 1
213077398 | Central HP <5.4 tons | BRYANT HEATING AND COOLING SYSTEMS | HRCU-A-CB (Split System: Heat Pump with Remote Outdoor Unit-Air-Source) | 38MURAQ36AB3* |  |  | CAP**4321AL* | 926TC48080V17*** | 36600 | 15.5 | 8.5 | 38500 | 35000 | 90.91% | 2.06 | 0 | 10 |  |  |  |  | R-410A | 3.05 | Residential & Commercial | USHP | Ducted CEE Tier 1
213077968 | Central HP <5.4 tons | BRYANT HEATING AND COOLING SYSTEMS | HRCU-A-CB (Split System: Heat Pump with Remote Outdoor Unit-Air-Source) | 38MURAQ36AB3* |  |  | CAP**4321AL* | 8(0,1)*SB36070M17*** | 36200 | 16 | 8.5 | 38000 | 34800 | 91.58% | 2.04 | 0 | 10 |  |  |  |  | R-410A | 3.0167 | Residential & Commercial | USHP | Ducted CEE Tier 1
213078070 | Central HP <5.4 tons | BRYANT HEATING AND COOLING SYSTEMS | HRCU-A-CB (Split System: Heat Pump with Remote Outdoor Unit-Air-Source) | 38MURAQ36AB3* |  |  | CAP**3721AL* | 8(0,1)*SB48070M17*** | 36600 | 16 | 8.5 | 38500 | 35000 | 90.91% | 2.06 | 0 | 10 |  |  |  |  | R-410A | 3.05 | Residential & Commercial | USHP | Ducted CEE Tier 1
214572846 | Central HP <5.4 tons | KENMORE | HRCU-A-CB (Split System: Heat Pump with Remote Outdoor Unit-Air-Source) | (C,H,T)VH837GKA** |  |  | EA*4X48L24A*+WALLCON | *95CSU0802120B* | 32200 | 17.5 | 8.5 | 32400 | 25000 | 77.16% | 1.98 | 0 | 11 |  |  |  |  | R-410A | 2.6833 | Residential & Commercial | USHP | Ducted CEE Tier 1
214572866 | Central HP <5.4 tons | KENMORE | HRCU-A-CB (Split System: Heat Pump with Remote Outdoor Unit-Air-Source) | (C,H,T)VH837GKA** |  |  | EA*4X48L24A*+WALLCON | *97CMN0602120B* | 32200 | 17 | 8.5 | 32600 | 25200 | 77.3% | 1.96 | 0 | 11 |  |  |  |  | R-410A | 2.6833 | Residential & Commercial | USHP | Ducted CEE Tier 1
214572946 | Central HP <5.4 tons | KENMORE | HRCU-A-CB (Split System: Heat Pump with Remote Outdoor Unit-Air-Source) | (C,H,T)VH837GKA** |  |  | EA*4X60L24A*+WALLCON | *96CTN0802120B* | 32800 | 18 | 8.5 | 31600 | 24600 | 77.85% | 2 | 0 | 11.5 |  |  |  |  | R-410A | 2.7333 | Residential & Commercial | USHP | Ducted CEE Tier 1
214572696 | Central HP <5.4 tons | KENMORE | HRCU-A-CB (Split System: Heat Pump with Remote Outdoor Unit-Air-Source) | (C,H,T)VH837GKA** |  |  | EA*4X42L24A*+WALLCON | *97CMN0802120B* | 31800 | 17 | 8.5 | 32800 | 24400 | 74.39% | 1.9 | 0 | 11 |  |  |  |  | R-410A | 2.65 | Residential & Commercial | USHP | Ducted CEE Tier 1
214572616 | Central HP <5.4 tons | KENMORE | HRCU-A-CB (Split System: Heat Pump with Remote Outdoor Unit-Air-Source) | (C,H,T)VH837GKA** |  |  | EA*4X42L21A*+WALLCON | *95CSU1002122B* | 31800 | 17.5 | 8.5 | 32800 | 24400 | 74.39% | 1.9 | 0 | 11 |  |  |  |  | R-410A | 2.65 | Residential & Commercial | USHP | Ducted CEE Tier 1
214570746 | Central HP <5.4 tons | KENMORE | HRCU-A-CB (Split System: Heat Pump with Remote Outdoor Unit-Air-Source) | (C,H,T)VH825GKA3* |  |  | EA*4X48L24A*+WALLCON | *95CSU0802120B* | 24000 | 16.5 | 8.5 | 21000 | 16600 | 79.05% | 2.02 | 0 | 11 |  |  |  |  | R-410A | 2 | Residential & Commercial | USHP | Ducted CEE Tier 1
213079878 | Central HP <5.4 tons | DAY & NIGHT | HRCU-A-CB (Split System: Heat Pump with Remote Outdoor Unit-Air-Source) | DLCURAH36ABK |  |  | EA*4X43L21A* | *92MSN1002122A* | 36200 | 16.5 | 8.5 | 38000 | 34800 | 91.58% | 2.04 | 0 | 10 |  |  |  |  | R-410A | 3.0167 | Residential & Commercial | USHP | Ducted CEE Tier 1
213078926 | Central HP <5.4 tons | BRYANT HEATING AND COOLING SYSTEMS | HRCU-A-CB (Split System: Heat Pump with Remote Outdoor Unit-Air-Source) | 38MURAQ36AB3* |  |  | CNPV*4221AL* | 83*SB60100M21*** | 35400 | 15.5 | 8.5 | 38500 | 35200 | 91.43% | 1.88 | 0 | 10 |  |  |  |  | R-410A | 2.95 | Residential & Commercial | USHP | Ducted CEE Tier 1
213079226 | Central HP <5.4 tons | BRYANT HEATING AND COOLING SYSTEMS | HRCU-A-CB (Split System: Heat Pump with Remote Outdoor Unit-Air-Source) | 38MURAQ36AB3* |  |  | CAP**4221AL* | 83*SB60080M21*** | 35000 | 16.5 | 8.1 | 38500 | 35000 | 90.91% | 1.9 | 0 | 10 |  |  |  |  | R-410A | 2.9167 | Residential & Commercial | USHP | Ducted CEE Tier 1
215682603 | Central HP <5.4 tons | CARRIER | HRCU-A-CB (Split System: Heat Pump with Remote Outdoor Unit-Air-Source) | 27VNA060A*030* |  |  | CAA**6024AM*+UI | 59TN7A080C21**20 | 54500 | 18.5 | 9 | 59500 | 42000 | 70.59% | 1.9 | 0 | 8.5 |  |  |  |  | R-454B | 4.5417 | Residential & Commercial | USHP
213079310 | Central HP <5.4 tons | BRYANT HEATING AND COOLING SYSTEMS | HRCU-A-CB (Split System: Heat Pump with Remote Outdoor Unit-Air-Source) | 38MURAQ36AB3* |  |  | CNPV*4821AL* | 83*SB60080M21*** | 35800 | 17 | 8.1 | 38000 | 34800 | 91.58% | 2.04 | 0 | 10.5 |  |  |  |  | R-410A | 2.9833 | Residential & Commercial | USHP | Ducted CEE Tier 1
213079544 | Central HP <5.4 tons | BRYANT HEATING AND COOLING SYSTEMS | HRCU-A-CB (Split System: Heat Pump with Remote Outdoor Unit-Air-Source) | 38MURAQ36AB3* |  |  | CAP**3721AL* | 912SE48080M17*** | 36200 | 16.5 | 8.5 | 38000 | 34800 | 91.58% | 2.04 | 0 | 10 |  |  |  |  | R-410A | 3.0167 | Residential & Commercial | USHP | Ducted CEE Tier 1
212973539 | Central HP <5.4 tons | KEEPRITE | HRCU-A-CB (Split System: Heat Pump with Remote Outdoor Unit-Air-Source) | DLCURAH24ABK |  |  | EA*4X24L17A* | *96VSN0601412B* | 23200 | 16.5 | 8.5 | 26800 | 26800 | 100% | 2.28 | 0 | 10 |  |  |  |  | R-410A | 1.9333 | Residential & Commercial | USHP | Ducted CEE Tier 1
212972989 | Central HP <5.4 tons | KEEPRITE | HRCU-A-CB (Split System: Heat Pump with Remote Outdoor Unit-Air-Source) | DLCURAH24ABK |  |  | EN(A,D)4X30L14** | *96VSN0401410B* | 23400 | 16 | 8.1 | 26400 | 24800 | 93.94% | 2.04 | 0 | 10 |  |  |  |  | R-410A | 1.95 | Residential & Commercial | USHP | Ducted CEE Tier 1
212974660 | Central HP <5.4 tons | KEEPRITE | HRCU-A-CB (Split System: Heat Pump with Remote Outdoor Unit-Air-Source) | DLCURAH18ABK |  |  | EA*4X25L17A* | *96VTN0401410B* | 17700 | 16 | 8.1 | 17700 | 17900 | 101.1% | 2.14 | 0 | 10.5 |  |  |  |  | R-410A | 1.475 | Residential & Commercial | USHP | Ducted CEE Tier 1
212973039 | Central HP <5.4 tons | KEEPRITE | HRCU-A-CB (Split System: Heat Pump with Remote Outdoor Unit-Air-Source) | DLCURAH18ABK |  |  | EA*4X25L17A* | *96VSN0401712B* | 17700 | 16 | 8.1 | 17800 | 17800 | 100% | 2.14 | 0 | 10.5 |  |  |  |  | R-410A | 1.475 | Residential & Commercial | USHP | Ducted CEE Tier 1
215677683 | Central HP <5.4 tons | CARRIER | HRCU-A-CB (Split System: Heat Pump with Remote Outdoor Unit-Air-Source) | 27VNA060A*030* |  |  | CVAVA6124XMA*+UI | 59MN7C060C21**20 | 56500 | 18 | 9 | 65000 | 46000 | 70.77% | 2.06 | 0 | 8.5 |  |  |  |  | R-454B | 4.7083 | Residential & Commercial | USHP
215677953 | Central HP <5.4 tons | CARRIER | HRCU-A-CB (Split System: Heat Pump with Remote Outdoor Unit-Air-Source) | 27VNA060A*030* |  |  | CAA**6124AM*+UI | 59CU5B080C21**20 | 56000 | 18 | 8.5 | 60000 | 42000 | 70% | 2.02 | 0 | 8.5 |  |  |  |  | R-454B | 4.6667 | Residential & Commercial | USHP
215677983 | Central HP <5.4 tons | CARRIER | HRCU-A-CB (Split System: Heat Pump with Remote Outdoor Unit-Air-Source) | 27VNA060A*030* |  |  | CAA**6124AM*+UI | 59MN7C080C21**20 | 56000 | 18.5 | 9 | 60000 | 42000 | 70% | 2.02 | 0 | 9 |  |  |  |  | R-454B | 4.6667 | Residential & Commercial | USHP
215678003 | Central HP <5.4 tons | CARRIER | HRCU-A-CB (Split System: Heat Pump with Remote Outdoor Unit-Air-Source) | 27VNA060A*030* |  |  | CAA**6124AM*+UI | 59MN7C120C24**22 | 56000 | 18.5 | 9 | 60000 | 42000 | 70% | 2 | 0 | 9 |  |  |  |  | R-454B | 4.6667 | Residential & Commercial | USHP
214570426 | Central HP <5.4 tons | KENMORE | HRCU-A-CB (Split System: Heat Pump with Remote Outdoor Unit-Air-Source) | (C,H,T)VH825GKA3* |  |  | EA*4X36L21A*+WALLCON | *96CTN0802120B* | 23600 | 16.5 | 8.1 | 21400 | 16600 | 77.57% | 1.94 | 0 | 11 |  |  |  |  | R-410A | 1.9667 | Residential & Commercial | USHP | Ducted CEE Tier 1
214570456 | Central HP <5.4 tons | KENMORE | HRCU-A-CB (Split System: Heat Pump with Remote Outdoor Unit-Air-Source) | (C,H,T)VH825GKA3* |  |  | EA*4X37L21A*+WALLCON | *95CSU1002122B* | 24400 | 16.5 | 8.5 | 21200 | 16600 | 78.3% | 2.04 | 0 | 11 |  |  |  |  | R-410A | 2.0333 | Residential & Commercial | USHP | Ducted CEE Tier 1
214570476 | Central HP <5.4 tons | KENMORE | HRCU-A-CB (Split System: Heat Pump with Remote Outdoor Unit-Air-Source) | (C,H,T)VH825GKA3* |  |  | EA*4X37L21A*+WALLCON | *97CMN0802120B* | 24400 | 16.5 | 8.5 | 21200 | 16600 | 78.3% | 2.02 | 0 | 11 |  |  |  |  | R-410A | 2.0333 | Residential & Commercial | USHP | Ducted CEE Tier 1
213075995 | Central HP <5.4 tons | BRYANT HEATING AND COOLING SYSTEMS | HRCU-A-CB (Split System: Heat Pump with Remote Outdoor Unit-Air-Source) | 38MURAQ36AB3* |  |  | CNPV*4824AL* | 935SB60100M21*** | 36200 | 16.5 | 8.1 | 38500 | 35000 | 90.91% | 2.02 | 0 | 10.5 |  |  |  |  | R-410A | 3.0167 | Residential & Commercial | USHP | Ducted CEE Tier 1
213076262 | Central HP <5.4 tons | BRYANT HEATING AND COOLING SYSTEMS | HRCU-A-CB (Split System: Heat Pump with Remote Outdoor Unit-Air-Source) | 38MURAQ36AB3* |  |  | CAP**4221AL* | 935SB66100M21*** | 35600 | 16.5 | 8.1 | 38500 | 35000 | 90.91% | 1.9 | 0 | 10 |  |  |  |  | R-410A | 2.9667 | Residential & Commercial | USHP | Ducted CEE Tier 1
208447911 | Central HP <5.4 tons | Weathermaker | HRCU-A-CB (Split System: Heat Pump with Remote Outdoor Unit-Air-Source) | 38MURAQ30AB3 |  |  | 40MUAAQ30XA3 | 0 | 30000 | 16.2 | 8.9 | 33000 | 24000 | 72.73% | 1.8 | 11 | 10 |  |  |  |  | R-410A | 2.5 | Residential & Commercial | USHP | Ducted CEE Tier 1
212972953 | Central HP <5.4 tons | BRYANT HEATING AND COOLING SYSTEMS | HRCU-A-CB (Split System: Heat Pump with Remote Outdoor Unit-Air-Source) | 38MURAQ24AB3* |  |  | CAP**3717AL* | 926SB30040V14*** | 23800 | 16.5 | 8.5 | 25600 | 22600 | 88.28% | 1.86 | 0 | 10 |  |  |  |  | R-410A | 1.9833 | Residential & Commercial | USHP | Ducted CEE Tier 1
212975343 | Central HP <5.4 tons | BRYANT HEATING AND COOLING SYSTEMS | HRCU-A-CB (Split System: Heat Pump with Remote Outdoor Unit-Air-Source) | 38MURAQ24AB3* |  |  | CNPV*3017AL* | 926TC36040V17*** | 23200 | 16 | 8.1 | 26200 | 24800 | 94.66% | 2.06 | 0 | 10 |  |  |  |  | R-410A | 1.9333 | Residential & Commercial | USHP | Ducted CEE Tier 1
215678353 | Central HP <5.4 tons | CARRIER | HRCU-A-CB (Split System: Heat Pump with Remote Outdoor Unit-Air-Source) | 27VNA024A*030* |  |  | CAA**3717AM*+UI | 58CU*B060C17**16 | 23800 | 17 | 9 | 23400 | 16400 | 70.09% | 2 | 0 | 10 |  |  |  |  | R-454B | 1.9833 | Residential & Commercial | USHP | Ducted CEE Tier 1
215318852 | Central HP <5.4 tons | Weathermaker | HRCU-A-CB (Split System: Heat Pump with Remote Outdoor Unit-Air-Source) | 37MARAQ24AA3 |  |  | 45MBAAQ24XB3 | 0 | 24000 | 19.8 | 9 | 25000 | 18000 | 72% | 2.2 | 0 | 11.7 |  |  |  |  | R-454B | 2 | Residential & Commercial | USHP | Ducted CEE Tier 1
216734881 | Central HP <5.4 tons | HEIL | HRCU-A-CB (Split System: Heat Pump with Remote Outdoor Unit-Air-Source) | D5CUHAH24AAK |  |  | EA*5X37M17A* | *80CSU0401712A* | 23600 | 17 | 8.5 | 21200 | 18700 | 88.21% | 1.94 | 0 | 11 |  |  |  |  | R-454B | 1.9667 | Residential & Commercial | USHP | Ducted CEE Tier 1
215678323 | Central HP <5.4 tons | CARRIER | HRCU-A-CB (Split System: Heat Pump with Remote Outdoor Unit-Air-Source) | 27VNA024A*030* |  |  | CAA**3617AM*+UI | 59TN7A060C17**16 | 23000 | 16.5 | 9 | 23800 | 16700 | 70.17% | 1.98 | 0 | 10 |  |  |  |  | R-454B | 1.9167 | Residential & Commercial | USHP | Ducted CEE Tier 1
213080179 | Central HP <5.4 tons | KEEPRITE | HRCU-A-CB (Split System: Heat Pump with Remote Outdoor Unit-Air-Source) | DLCURAH36ABK |  |  | EA*4X42L24A* | *96MSN0802120A* | 35600 | 16 | 8.1 | 38500 | 35200 | 91.43% | 1.9 | 0 | 10 |  |  |  |  | R-410A | 2.9667 | Residential & Commercial | USHP | Ducted CEE Tier 1
213080520 | Central HP <5.4 tons | KEEPRITE | HRCU-A-CB (Split System: Heat Pump with Remote Outdoor Unit-Air-Source) | DLCURAH36ABK |  |  | EA*4X36L21A* | *95MSU0401712A* | 35000 | 15.2 | 8.1 | 39000 | 35400 | 90.77% | 1.82 | 0 | 9.5 |  |  |  |  | R-410A | 2.9167 | Residential & Commercial | USHP
213080136 | Central HP <5.4 tons | BRYANT HEATING AND COOLING SYSTEMS | HRCU-A-CB (Split System: Heat Pump with Remote Outdoor Unit-Air-Source) | 38MURAQ36AB3* |  |  | CAP**3621AL* | 916SA60080M21*** | 35200 | 16 | 8.1 | 39000 | 35200 | 90.26% | 1.84 | 0 | 9.5 |  |  |  |  | R-410A | 2.9333 | Residential & Commercial | USHP
213080268 | Central HP <5.4 tons | BRYANT HEATING AND COOLING SYSTEMS | HRCU-A-CB (Split System: Heat Pump with Remote Outdoor Unit-Air-Source) | 38MURAQ36AB3* |  |  | CAP**3621AL* | 916SA60100M21*** | 35200 | 16 | 8.1 | 38500 | 35200 | 91.43% | 1.8 | 0 | 9.5 |  |  |  |  | R-410A | 2.9333 | Residential & Commercial | USHP
213780647 | Central HP <5.4 tons | HEIL | HRCU-A-CB (Split System: Heat Pump with Remote Outdoor Unit-Air-Source) | HVH837GKA2* |  |  | EA*4X36L17A*+WALLCON | *80CTL0701412B* | 31400 | 16.5 | 8.1 | 33400 | 24400 | 73.05% | 1.82 | 0 | 10.5 |  |  |  |  | R-410A | 2.6167 | Residential & Commercial | USHP | Ducted CEE Tier 1
213780947 | Central HP <5.4 tons | HEIL | HRCU-A-CB (Split System: Heat Pump with Remote Outdoor Unit-Air-Source) | HVH837GKA2* |  |  | EA*4X37L21A*+WALLCON | *96CTN0801714B* | 32800 | 17 | 8.5 | 33000 | 25200 | 76.36% | 1.96 | 0 | 11 |  |  |  |  | R-410A | 2.7333 | Residential & Commercial | USHP | Ducted CEE Tier 1
213078818 | Central HP <5.4 tons | BRYANT HEATING AND COOLING SYSTEMS | HRCU-A-CB (Split System: Heat Pump with Remote Outdoor Unit-Air-Source) | 38MURAQ36AB3* |  |  | CAP**3617AL* | 83*SB60100M21*** | 35400 | 15.5 | 8.1 | 39000 | 35400 | 90.77% | 1.84 | 0 | 9.5 |  |  |  |  | R-410A | 2.95 | Residential & Commercial | USHP
216051117 | Central HP <5.4 tons | RHEEM | HRCU-A-CB (Split System: Heat Pump with Remote Outdoor Unit-Air-Source) | RP19AY48AJVC |  |  | RCFY4821SEAAM | R802V0754A17UH | 45500 | 19 | 10 | 45500 | 42000 | 92.31% | 2.1 | 0 | 12 |  |  |  |  | R-454B | 3.7917 | Residential & Commercial | USHP | Ducted CEE Tier 1
216051133 | Central HP <5.4 tons | RHEEM | HRCU-A-CB (Split System: Heat Pump with Remote Outdoor Unit-Air-Source) | RP19AY48AJVC |  |  | RCFY4821SEAAM | R962V0855A21M4 | 45500 | 19 | 10 | 45500 | 42000 | 92.31% | 2.1 | 0 | 11.7 |  |  |  |  | R-454B | 3.7917 | Residential & Commercial | USHP | Ducted CEE Tier 1
205751004 | Central HP <5.4 tons | COMFORTMAKER | HRCU-A-CB (Split System: Heat Pump with Remote Outdoor Unit-Air-Source) | CVH837GKA** |  |  | EA*4X37L21A*+WALLCON | *80CTL0701716A* | 32800 | 17.5 | 8.5 | 33000 | 25200 | 76.36% | 1.98 | 11 | 11.5 |  |  |  |  | R-410A | 2.7333 | Residential & Commercial | USHP | Ducted CEE Tier 1
205751020 | Central HP <5.4 tons | COMFORTMAKER | HRCU-A-CB (Split System: Heat Pump with Remote Outdoor Unit-Air-Source) | CVH837GKA** |  |  | EA*4X37L21A*+WALLCON | *80CTL0902120A* | 32800 | 17.5 | 8.5 | 33000 | 25200 | 76.36% | 1.98 | 12 | 11.7 |  |  |  |  | R-410A | 2.7333 | Residential & Commercial | USHP | Ducted CEE Tier 1
213079826 | Central HP <5.4 tons | BRYANT HEATING AND COOLING SYSTEMS | HRCU-A-CB (Split System: Heat Pump with Remote Outdoor Unit-Air-Source) | 38MURAQ36AB3* |  |  | CNPV*4824AL* | 912SE60100M21*** | 36000 | 16.5 | 8.1 | 38500 | 34800 | 90.39% | 2 | 0 | 10.5 |  |  |  |  | R-410A | 3 | Residential & Commercial | USHP | Ducted CEE Tier 1
213080028 | Central HP <5.4 tons | BRYANT HEATING AND COOLING SYSTEMS | HRCU-A-CB (Split System: Heat Pump with Remote Outdoor Unit-Air-Source) | 38MURAQ36AB3* |  |  | CAP**3721AL* | 916SA48080M17*** | 36400 | 15.5 | 8.5 | 38000 | 35000 | 92.11% | 2.06 | 0 | 10 |  |  |  |  | R-410A | 3.0333 | Residential & Commercial | USHP | Ducted CEE Tier 1
214572566 | Central HP <5.4 tons | KENMORE | HRCU-A-CB (Split System: Heat Pump with Remote Outdoor Unit-Air-Source) | (C,H,T)VH837GKA** |  |  | EA*4X37L21A*+WALLCON | *97CMN0602120B* | 32800 | 17 | 8.5 | 33000 | 25400 | 76.97% | 1.98 | 0 | 11 |  |  |  |  | R-410A | 2.7333 | Residential & Commercial | USHP | Ducted CEE Tier 1
214570496 | Central HP <5.4 tons | KENMORE | HRCU-A-CB (Split System: Heat Pump with Remote Outdoor Unit-Air-Source) | (C,H,T)VH825GKA3* |  |  | EA*4X42L21A*+WALLCON | *80CTL0702120B* | 23800 | 16.5 | 8.1 | 21400 | 16600 | 77.57% | 1.96 | 0 | 10.5 |  |  |  |  | R-410A | 1.9833 | Residential & Commercial | USHP | Ducted CEE Tier 1
213080160 | Central HP <5.4 tons | BRYANT HEATING AND COOLING SYSTEMS | HRCU-A-CB (Split System: Heat Pump with Remote Outdoor Unit-Air-Source) | 38MURAQ36AB3* |  |  | CAP**4221AL* | 916SA60080M21*** | 35600 | 16 | 8.1 | 38500 | 35200 | 91.43% | 1.9 | 0 | 10 |  |  |  |  | R-410A | 2.9667 | Residential & Commercial | USHP | Ducted CEE Tier 1
215682633 | Central HP <5.4 tons | CARRIER | HRCU-A-CB (Split System: Heat Pump with Remote Outdoor Unit-Air-Source) | 27VNA060A*030* |  |  | CAA**6121AM*+UI | 58CU*B040C17**12 | 55500 | 18 | 8.5 | 58500 | 41000 | 70.09% | 2.04 | 0 | 9 |  |  |  |  | R-454B | 4.625 | Residential & Commercial | USHP
214572746 | Central HP <5.4 tons | KENMORE | HRCU-A-CB (Split System: Heat Pump with Remote Outdoor Unit-Air-Source) | (C,H,T)VH837GKA** |  |  | EA*4X43L21A*+WALLCON | *97CMN0602120B* | 32800 | 17 | 8.5 | 33000 | 25400 | 76.97% | 1.98 | 0 | 11 |  |  |  |  | R-410A | 2.7333 | Residential & Commercial | USHP | Ducted CEE Tier 1
214572766 | Central HP <5.4 tons | KENMORE | HRCU-A-CB (Split System: Heat Pump with Remote Outdoor Unit-Air-Source) | (C,H,T)VH837GKA** |  |  | EA*4X43L21A*+WALLCON | *96CTN0802120B* | 33000 | 18.5 | 8.5 | 32600 | 25000 | 76.69% | 2 | 0 | 11.5 |  |  |  |  | R-410A | 2.75 | Residential & Commercial | USHP | Ducted CEE Tier 1
214572496 | Central HP <5.4 tons | KENMORE | HRCU-A-CB (Split System: Heat Pump with Remote Outdoor Unit-Air-Source) | (C,H,T)VH837GKA** |  |  | EA*4X36L21A*+WALLCON | *95CSU1002122B* | 31600 | 17 | 8.1 | 32800 | 24200 | 73.78% | 1.86 | 0 | 11 |  |  |  |  | R-410A | 2.6333 | Residential & Commercial | USHP | Ducted CEE Tier 1
214570626 | Central HP <5.4 tons | KENMORE | HRCU-A-CB (Split System: Heat Pump with Remote Outdoor Unit-Air-Source) | (C,H,T)VH825GKA3* |  |  | EA*4X43L21A*+WALLCON | *95CSU0802120B* | 24400 | 16.5 | 8.5 | 21200 | 16600 | 78.3% | 2.02 | 0 | 11 |  |  |  |  | R-410A | 2.0333 | Residential & Commercial | USHP | Ducted CEE Tier 1
207252610 | Central HP <5.4 tons | ECOER | HRCU-A-CB (Split System: Heat Pump with Remote Outdoor Unit-Air-Source) | EODA18H-4860 |  |  | GNC3036BPT | MGH96M080B3A | 33000 | 17 | 8.5 | 34000 | 25000 | 73.53% | 1.9 | 12.5 | 11.7 |  |  |  |  | R-410A | 2.75 | Residential & Commercial | USHP | Ducted CEE Tier 1
214570546 | Central HP <5.4 tons | KENMORE | HRCU-A-CB (Split System: Heat Pump with Remote Outdoor Unit-Air-Source) | (C,H,T)VH825GKA3* |  |  | EA*4X42L21A*+WALLCON | *96CTN0802120B* | 23800 | 16.5 | 8.1 | 21400 | 16600 | 77.57% | 1.96 | 0 | 11 |  |  |  |  | R-410A | 1.9833 | Residential & Commercial | USHP | Ducted CEE Tier 1
215682853 | Central HP <5.4 tons | CARRIER | HRCU-A-CB (Split System: Heat Pump with Remote Outdoor Unit-Air-Source) | 27VNA060A*030* |  |  | CVAMA6021XMA*+UI | 59TN7A100C21**22 | 56500 | 18.5 | 9 | 64000 | 45000 | 70.31% | 2.08 | 0 | 9 |  |  |  |  | R-454B | 4.7083 | Residential & Commercial | USHP
215853478 | Central HP <5.4 tons | LUXAIRE | HRCU-A-CB (Split System: Heat Pump with Remote Outdoor Unit-Air-Source) | HH860E2S11 |  |  | CTM60D5CJS1 | Z9ES120D20SMPS1 | 53000 | 18 | 9 | 55000 | 40000 | 72.73% | 2 | 0 | 10 |  |  |  |  | R-454B | 4.4167 | Residential & Commercial | USHP | Ducted CEE Tier 1
215678332 | Central HP <5.4 tons | TEMPSTAR | HRCU-A-CB (Split System: Heat Pump with Remote Outdoor Unit-Air-Source) | T5H0V24*K*AAA* |  |  | EA*5X36M17A*+WALLCON | *97CTN0601716A* | 23000 | 16.5 | 9 | 23800 | 16700 | 70.17% | 1.98 | 0 | 10 |  |  |  |  | R-454B | 1.9167 | Residential & Commercial | USHP | Ducted CEE Tier 1
213076397 | Central HP <5.4 tons | BRYANT HEATING AND COOLING SYSTEMS | HRCU-A-CB (Split System: Heat Pump with Remote Outdoor Unit-Air-Source) | 38MURAQ24AB3* |  |  | CNPV*2417AL* | 926TC48060V17*** | 23200 | 16.5 | 8.5 | 26800 | 25400 | 94.78% | 2.12 | 0 | 10 |  |  |  |  | R-410A | 1.9333 | Residential & Commercial | USHP | Ducted CEE Tier 1
211261505 | Central HP <5.4 tons | HEIL | HRCU-A-CB (Split System: Heat Pump with Remote Outdoor Unit-Air-Source) | DLCURAH18ABK |  |  | EA*4X30L14A* | *80ES(N,L)0701412A* | 17700 | 16.5 | 8.5 | 18200 | 18500 | 101.6% | 2.22 | 0 | 10.5 |  |  |  |  | R-410A | 1.475 | Residential & Commercial | USHP | Ducted CEE Tier 1
211261923 | Central HP <5.4 tons | HEIL | HRCU-A-CB (Split System: Heat Pump with Remote Outdoor Unit-Air-Source) | DLCURAH18ABK |  |  | EA*4X30L17A* | *96VTN0401410A* | 17500 | 16 | 8.5 | 18100 | 18600 | 102.8% | 2.24 | 0 | 10.5 |  |  |  |  | R-410A | 1.4583 | Residential & Commercial | USHP | Ducted CEE Tier 1
211260553 | Central HP <5.4 tons | HEIL | HRCU-A-CB (Split System: Heat Pump with Remote Outdoor Unit-Air-Source) | DLCURAH18ABK |  |  | EA*4X24L17A* | *80ES(N,L)0451712A* | 18500 | 15.5 | 9 | 19400 | 18600 | 95.88% | 2.24 | 0 | 10.5 |  |  |  |  | R-410A | 1.5417 | Residential & Commercial | USHP | Ducted CEE Tier 1
211260656 | Central HP <5.4 tons | HEIL | HRCU-A-CB (Split System: Heat Pump with Remote Outdoor Unit-Air-Source) | DLCURAH18ABK |  |  | EA*4X24L17A* | OMV098J12* | 18200 | 16 | 9 | 19200 | 18800 | 97.92% | 2.26 | 0 | 10.5 |  |  |  |  | R-410A | 1.5167 | Residential & Commercial | USHP | Ducted CEE Tier 1
211261039 | Central HP <5.4 tons | HEIL | HRCU-A-CB (Split System: Heat Pump with Remote Outdoor Unit-Air-Source) | DLCURAH18ABK |  |  | EA*4X25L17A* | *92ESN0601714A* | 18300 | 16.5 | 8.5 | 18000 | 17500 | 97.22% | 2.12 | 0 | 11 |  |  |  |  | R-410A | 1.525 | Residential & Commercial | USHP | Ducted CEE Tier 1
214398552 | Central HP <5.4 tons | FRASER-JOHNSTON | HRCU-A-CB (Split System: Heat Pump with Remote Outdoor Unit-Air-Source) | HH836E2S11 |  |  | CTF36C5CDS1 | TM9Y080C16MP11 | 34200 | 18 | 8.5 | 31600 | 25800 | 81.65% | 2 | 0 | 11 |  |  |  |  | R-454B | 2.85 | Residential & Commercial | USHP | Ducted CEE Tier 1
211391696 | Central HP <5.4 tons | CHAMPION HEATING AND COOLING | HRCU-A-CB (Split System: Heat Pump with Remote Outdoor Unit-Air-Source) | HMH72B341 |  |  | XAHB36DBCN1 | TM8E100B12MP11 | 33200 | 17.5 | 8.1 | 33000 | 23400 | 70.91% | 2.02 | 0 | 9.5 |  |  |  |  | R-410A | 2.7667 | Residential & Commercial | USHP
212986313 | Central HP <5.4 tons | DAY & NIGHT | HRCU-A-CB (Split System: Heat Pump with Remote Outdoor Unit-Air-Source) | DLCURAH18ABK |  |  | EA*4X30L14A* | *96MSN0401410A* | 17600 | 16 | 8.5 | 18300 | 18900 | 103.3% | 2.26 | 0 | 10.5 |  |  |  |  | R-410A | 1.4667 | Residential & Commercial | USHP | Ducted CEE Tier 1
212989303 | Central HP <5.4 tons | DAY & NIGHT | HRCU-A-CB (Split System: Heat Pump with Remote Outdoor Unit-Air-Source) | DLCURAH18ABK |  |  | EA*4X30L17A* | *95MSU0601716A* | 17500 | 16.5 | 8.5 | 18100 | 18700 | 103.3% | 2.26 | 0 | 10.5 |  |  |  |  | R-410A | 1.4583 | Residential & Commercial | USHP | Ducted CEE Tier 1
207742359 | Central HP <5.4 tons | Invertercool | HRCU-A-CB (Split System: Heat Pump with Remote Outdoor Unit-Air-Source) | COH16S-36AA |  |  | CVTAN-24A | 0 | 23600 | 17 | 8.5 | 24000 | 17600 | 73.33% | 2.1 | 12.5 | 11.7 |  |  |  |  | R-410A | 1.9667 | Residential & Commercial | USHP | Ducted CEE Tier 1
215942388 | Central HP <5.4 tons | KENMORE | HRCU-A-CB (Split System: Heat Pump with Remote Outdoor Unit-Air-Source) | (C,H,T)5H3V36*K*AAA* |  |  | EVM5X49M21A*+WALLCON | *97CMN0601714B* | 35200 | 21 | 8.5 | 37400 | 28000 | 74.87% | 2.06 | 0 | 11.7 |  |  |  |  | R-454B | 2.9333 | Residential & Commercial | USHP | Ducted CEE Tier 1
215677353 | Central HP <5.4 tons | CARRIER | HRCU-A-CB (Split System: Heat Pump with Remote Outdoor Unit-Air-Source) | 27VNA060A*030* |  |  | CVAVA6021XMA*+UI | 58TN*B090C21**20 | 57000 | 18.5 | 9 | 63500 | 44500 | 70.08% | 2.08 | 0 | 9.5 |  |  |  |  | R-454B | 4.75 | Residential & Commercial | USHP
212521246 | Central HP <5.4 tons | WABBAN | HRCU-A-C (Split System: Heat Pump with Remote Outdoor Unit with No Indoor Fan --Air Source) | BB60-48WADU |  |  | TCAT60H/NAA | 0 | 50500 | 15.2 | 8.5 | 53000 | 37200 | 70.19% | 1.8 | 0 | 9.5 |  |  |  |  | R-410A | 4.2083 | Residential & Commercial | USHP
211226591 | Central HP <5.4 tons | BRYANT HEATING AND COOLING SYSTEMS | HRCU-A-CB (Split System: Heat Pump with Remote Outdoor Unit-Air-Source) | 38MURAQ36AB3* |  |  | CAP**3717AL* | 82*TA48070V17*** | 36400 | 15.5 | 8.5 | 39500 | 35000 | 88.61% | 2.04 | 0 | 10 |  |  |  |  | R-410A | 3.0333 | Residential & Commercial | USHP | Ducted CEE Tier 1
211261562 | Central HP <5.4 tons | HEIL | HRCU-A-CB (Split System: Heat Pump with Remote Outdoor Unit-Air-Source) | DLCURAH18ABK |  |  | EA*4X30L17A* | *96VSN0601714A* | 17800 | 16 | 8.5 | 18400 | 18500 | 100.5% | 2.22 | 0 | 10.5 |  |  |  |  | R-410A | 1.4833 | Residential & Commercial | USHP | Ducted CEE Tier 1
212985360 | Central HP <5.4 tons | BRYANT HEATING AND COOLING SYSTEMS | HRCU-A-CB (Split System: Heat Pump with Remote Outdoor Unit-Air-Source) | 38MURAQ24AB3* |  |  | CNPV*3621AL* | 912SE60100M21*** | 23600 | 17.5 | 8.5 | 26400 | 24200 | 91.67% | 2.02 | 0 | 10.5 |  |  |  |  | R-410A | 1.9667 | Residential & Commercial | USHP | Ducted CEE Tier 1
211262145 | Central HP <5.4 tons | HEIL | HRCU-A-CB (Split System: Heat Pump with Remote Outdoor Unit-Air-Source) | DLCURAH18ABK |  |  | EA*4X30L17A* | *92ESN0401712A* | 17900 | 15.5 | 8.5 | 18600 | 18500 | 99.46% | 2.22 | 0 | 10.5 |  |  |  |  | R-410A | 1.4917 | Residential & Commercial | USHP | Ducted CEE Tier 1
211262004 | Central HP <5.4 tons | HEIL | HRCU-A-CB (Split System: Heat Pump with Remote Outdoor Unit-Air-Source) | DLCURAH18ABK |  |  | EA*4X30L17A* | *80ES(N,L)0451412A* | 18200 | 16.5 | 8.5 | 18700 | 18400 | 98.4% | 2.22 | 0 | 11 |  |  |  |  | R-410A | 1.5167 | Residential & Commercial | USHP | Ducted CEE Tier 1
211262102 | Central HP <5.4 tons | HEIL | HRCU-A-CB (Split System: Heat Pump with Remote Outdoor Unit-Air-Source) | DLCURAH18ABK |  |  | EA*4X30L17A* | *92ESN0601714A* | 17900 | 16.5 | 8.5 | 18300 | 18500 | 101.1% | 2.22 | 0 | 10.5 |  |  |  |  | R-410A | 1.4917 | Residential & Commercial | USHP | Ducted CEE Tier 1
211392058 | Central HP <5.4 tons | CHAMPION HEATING AND COOLING | HRCU-A-CB (Split System: Heat Pump with Remote Outdoor Unit-Air-Source) | HMH72B341 |  |  | XAFC36DXXN1+TXV | TM8E080C16MP11 | 34000 | 17 | 8.5 | 33600 | 23600 | 70.24% | 2.08 | 0 | 10 |  |  |  |  | R-410A | 2.8333 | Residential & Commercial | USHP | Ducted CEE Tier 1
216820525 | Central HP <5.4 tons | RHEEM | HRCU-A-CB (Split System: Heat Pump with Remote Outdoor Unit-Air-Source) | RD18AY60AJVC |  |  | RCFY6021STAAM | R951V1005A21M4 | 48500 | 16 | 8.1 | 48500 | 39500 | 81.44% | 2 | 0 | 10 |  |  |  |  | R-454B | 4.0417 | Residential & Commercial | USHP | Ducted CEE Tier 1
215937876 | Central HP <5.4 tons | HEIL | HRCU-A-CB (Split System: Heat Pump with Remote Outdoor Unit-Air-Source) | H5H3V48*K*AAA* |  |  | EVD5X48M24A*+WALLCON | *80CTL0702120B* | 44500 | 20 | 8.1 | 52500 | 38500 | 73.33% | 1.9 | 0 | 11 |  |  |  |  | R-454B | 3.7083 | Residential & Commercial | USHP | Ducted CEE Tier 1
215936290 | Central HP <5.4 tons | DAY & NIGHT | HRCU-A-CB (Split System: Heat Pump with Remote Outdoor Unit-Air-Source) | C5H3V36*K*AAA* |  |  | EVD5X48M21A*+WALLCON | *96CTN0601714B* | 34600 | 20.5 | 8.5 | 38000 | 27600 | 72.63% | 2 | 0 | 11.5 |  |  |  |  | R-454B | 2.8833 | Residential & Commercial | USHP | Ducted CEE Tier 1
213781107 | Central HP <5.4 tons | HEIL | HRCU-A-CB (Split System: Heat Pump with Remote Outdoor Unit-Air-Source) | HVH837GKA2* |  |  | EA*4X42L24A*+WALLCON | *80CTL1352422B* | 31800 | 17 | 8.1 | 33000 | 24200 | 73.33% | 1.88 | 0 | 11 |  |  |  |  | R-410A | 2.65 | Residential & Commercial | USHP | Ducted CEE Tier 1
213781207 | Central HP <5.4 tons | HEIL | HRCU-A-CB (Split System: Heat Pump with Remote Outdoor Unit-Air-Source) | HVH837GKA2* |  |  | EA*4X43L21A*+WALLCON | *95CSU0601716B* | 32800 | 17 | 8.5 | 33000 | 25200 | 76.36% | 1.96 | 0 | 11 |  |  |  |  | R-410A | 2.7333 | Residential & Commercial | USHP | Ducted CEE Tier 1
213781257 | Central HP <5.4 tons | HEIL | HRCU-A-CB (Split System: Heat Pump with Remote Outdoor Unit-Air-Source) | HVH837GKA2* |  |  | EA*4X43L21A*+WALLCON | *96CTN0801714B* | 32800 | 17 | 8.5 | 32800 | 25200 | 76.83% | 1.96 | 0 | 11 |  |  |  |  | R-410A | 2.7333 | Residential & Commercial | USHP | Ducted CEE Tier 1
215942538 | Central HP <5.4 tons | KENMORE | HRCU-A-CB (Split System: Heat Pump with Remote Outdoor Unit-Air-Source) | (C,H,T)5H3V36*K*AAA* |  |  | EVD5X61M21A*+WALLCON | *97CMN1002122B* | 36000 | 22 | 8.5 | 37400 | 28200 | 75.4% | 2.04 | 0 | 12.5 |  |  |  |  | R-454B | 3 | Residential & Commercial | USHP | Ducted CEE Tier 1
215940852 | Central HP <5.4 tons | KENMORE | HRCU-A-CB (Split System: Heat Pump with Remote Outdoor Unit-Air-Source) | (C,H,T)5H3V36*K*AAA* |  |  | EVD5X60M21A*+WALLCON | *97CTN0801716A* | 35400 | 21 | 8.5 | 38500 | 29000 | 75.32% | 2 | 0 | 12 |  |  |  |  | R-454B | 2.95 | Residential & Commercial | USHP | Ducted CEE Tier 1
215940652 | Central HP <5.4 tons | KENMORE | HRCU-A-CB (Split System: Heat Pump with Remote Outdoor Unit-Air-Source) | (C,H,T)5H3V36*K*AAA* |  |  | EVD5X42M21A*+WALLCON | *97CTN0601716A* | 34000 | 20 | 8.5 | 39500 | 28800 | 72.91% | 2.02 | 0 | 11 |  |  |  |  | R-454B | 2.8333 | Residential & Commercial | USHP | Ducted CEE Tier 1
215940702 | Central HP <5.4 tons | KENMORE | HRCU-A-CB (Split System: Heat Pump with Remote Outdoor Unit-Air-Source) | (C,H,T)5H3V36*K*AAA* |  |  | EVD5X42M24A*+WALLCON | *97CTN0802120A* | 35400 | 21.5 | 8.5 | 38000 | 28600 | 75.26% | 2.04 | 0 | 12 |  |  |  |  | R-454B | 2.95 | Residential & Commercial | USHP | Ducted CEE Tier 1
208447912 | Central HP <5.4 tons | Weathermaker | HRCU-A-CB (Split System: Heat Pump with Remote Outdoor Unit-Air-Source) | 38MURAQ18AB3 |  |  | 40MUAAQ18XA3 | 0 | 18000 | 18 | 9.3 | 19000 | 16500 | 86.84% | 2.04 | 12.5 | 12.4 |  |  |  |  | R-410A | 1.5 | Residential & Commercial | USHP | Ducted CEE Tier 1
213087995 | Central HP <5.4 tons | Invertercool | HRCU-A-CB (Split System: Heat Pump with Remote Outdoor Unit-Air-Source) | COH16S-36AA |  |  | GNC2430APT | MGH96M080B3A | 22800 | 16 | 8.5 | 23200 | 16400 | 70.69% | 1.95 | 0 | 11.7 |  |  |  |  | R-410A | 1.9 | Residential & Commercial | USHP | Ducted CEE Tier 1
215940282 | Central HP <5.4 tons | KENMORE | HRCU-A-CB (Split System: Heat Pump with Remote Outdoor Unit-Air-Source) | (C,H,T)5H3V36*K*AAA* |  |  | EVM5X44M21A*+WALLCON | *80CSU0601716B* | 35600 | 22 | 8.5 | 38000 | 28600 | 75.26% | 2.02 | 0 | 12.5 |  |  |  |  | R-454B | 2.9667 | Residential & Commercial | USHP | Ducted CEE Tier 1
215940382 | Central HP <5.4 tons | KENMORE | HRCU-A-CB (Split System: Heat Pump with Remote Outdoor Unit-Air-Source) | (C,H,T)5H3V36*K*AAA* |  |  | EVM5X49M21A*+WALLCON | *97CTN0802120A* | 35600 | 21.5 | 8.5 | 38000 | 28600 | 75.26% | 2.04 | 0 | 12 |  |  |  |  | R-454B | 2.9667 | Residential & Commercial | USHP | Ducted CEE Tier 1
215940502 | Central HP <5.4 tons | KENMORE | HRCU-A-CB (Split System: Heat Pump with Remote Outdoor Unit-Air-Source) | (C,H,T)5H3V36*K*AAA* |  |  | EVM5X60M24A*+WALLCON | *97CTN1202422A* | 35600 | 22 | 8.5 | 38000 | 28400 | 74.74% | 2.04 | 0 | 12.5 |  |  |  |  | R-454B | 2.9667 | Residential & Commercial | USHP | Ducted CEE Tier 1
215940632 | Central HP <5.4 tons | KENMORE | HRCU-A-CB (Split System: Heat Pump with Remote Outdoor Unit-Air-Source) | (C,H,T)5H3V36*K*AAA* |  |  | EVD5X42M21A*+WALLCON | *80CSU0401712B* | 34600 | 21 | 8.5 | 38500 | 28000 | 72.73% | 2.04 | 0 | 12 |  |  |  |  | R-454B | 2.8833 | Residential & Commercial | USHP | Ducted CEE Tier 1
214584752 | Central HP <5.4 tons | LUXAIRE | HRCU-A-CB (Split System: Heat Pump with Remote Outdoor Unit-Air-Source) | HH860E2S11 |  |  | CTF60C5CGS1 | Z8ES080C20SMPS1 | 44000 | 18 | 9 | 44500 | 33400 | 75.06% | 2 | 0 | 12 |  |  |  |  | R-454B | 3.6667 | Residential & Commercial | USHP | Ducted CEE Tier 1
215940952 | Central HP <5.4 tons | KENMORE | HRCU-A-CB (Split System: Heat Pump with Remote Outdoor Unit-Air-Source) | (C,H,T)5H3V48*K*AAA* |  |  | EA*5X48M21A*+WALLCON | *80CSU0401712B* | 43500 | 21 | 9.5 | 48000 | 36400 | 75.83% | 1.92 | 0 | 11 |  |  |  |  | R-454B | 3.625 | Residential & Commercial | USHP | Ducted CEE Tier 1
213075899 | Central HP <5.4 tons | BRYANT HEATING AND COOLING SYSTEMS | HRCU-A-CB (Split System: Heat Pump with Remote Outdoor Unit-Air-Source) | 38MURAQ36AB3* |  |  | CAP**4221AL* | 935SB60100M21*** | 35600 | 16 | 8.1 | 38500 | 35200 | 91.43% | 1.9 | 0 | 10 |  |  |  |  | R-410A | 2.9667 | Residential & Commercial | USHP | Ducted CEE Tier 1
216738903 | Central HP <5.4 tons | HEIL | HRCU-A-CB (Split System: Heat Pump with Remote Outdoor Unit-Air-Source) | D5CUHAH24AAK |  |  | ESH5X36M12A* | *97VTN0801716A* | 22600 | 16 | 8.1 | 20800 | 18400 | 88.46% | 1.85 | 0 | 11 |  |  |  |  | R-454B | 1.8833 | Residential & Commercial | USHP | Ducted CEE Tier 1
216374582 | Central HP <5.4 tons | FRASER-JOHNSTON | HRCU-A-CB (Split System: Heat Pump with Remote Outdoor Unit-Air-Source) | HH824E2S11 |  |  | CTU30B5XCS1+TXV | Z9ET060B12SMPS1 | 23000 | 18 | 9.5 | 23000 | 18500 | 80.43% | 2 | 0 | 11.7 |  |  |  |  | R-454B | 1.9167 | Residential & Commercial | USHP | Ducted CEE Tier 1
215677772 | Central HP <5.4 tons | TEMPSTAR | HRCU-A-CB (Split System: Heat Pump with Remote Outdoor Unit-Air-Source) | T5H0V60*K*AAA* |  |  | EA*5X60M24A*+WALLCON | *80CTL0702120B* | 54500 | 18 | 8.5 | 59500 | 42000 | 70.59% | 1.88 | 0 | 8.5 |  |  |  |  | R-454B | 4.5417 | Residential & Commercial | USHP
214397510 | Central HP <5.4 tons | FRASER-JOHNSTON | HRCU-A-CB (Split System: Heat Pump with Remote Outdoor Unit-Air-Source) | HH860E2S11 |  |  | CTM60D5CGS1 | TM9E120D20MP12 | 45000 | 17 | 9 | 46500 | 34800 | 74.84% | 2 | 0 | 11 |  |  |  |  | R-454B | 3.75 | Residential & Commercial | USHP | Ducted CEE Tier 1
216739108 | Central HP <5.4 tons | HEIL | HRCU-A-CB (Split System: Heat Pump with Remote Outdoor Unit-Air-Source) | D5CUHAH24AAK |  |  | FM(C,U)5Z36**AL* | 0 | 23200 | 17 | 9 | 21400 | 19300 | 90.19% | 2.08 | 0 | 11 |  |  |  |  | R-454B | 1.9333 | Residential & Commercial | USHP | Ducted CEE Tier 1
214609123 | Central HP <5.4 tons | FRASER-JOHNSTON | HRCU-A-CB (Split System: Heat Pump with Remote Outdoor Unit-Air-Source) | HH824E2S11 |  |  | CTM30B5ACS1 | Z9ES060B12SMPS1 | 23000 | 17 | 9.5 | 23000 | 19200 | 83.48% | 2 | 0 | 11.7 |  |  |  |  | R-454B | 1.9167 | Residential & Commercial | USHP | Ducted CEE Tier 1
214397962 | Central HP <5.4 tons | FRASER-JOHNSTON | HRCU-A-CB (Split System: Heat Pump with Remote Outdoor Unit-Air-Source) | HH824E2S11 |  |  | CTF30B5ACS1+JME08B2SN1 | 0 | 23000 | 19 | 9.5 | 23000 | 18500 | 80.43% | 2 | 0 | 12 |  |  |  |  | R-454B | 1.9167 | Residential & Commercial | USHP | Ducted CEE Tier 1
211391882 | Central HP <5.4 tons | CHAMPION HEATING AND COOLING | HRCU-A-CB (Split System: Heat Pump with Remote Outdoor Unit-Air-Source) | HMH72B341 |  |  | XAFB36DBCN1 | TMLE100B12MP11 | 34000 | 18 | 8.1 | 33800 | 23800 | 70.41% | 2.06 | 0 | 10 |  |  |  |  | R-410A | 2.8333 | Residential & Commercial | USHP | Ducted CEE Tier 1
211392032 | Central HP <5.4 tons | CHAMPION HEATING AND COOLING | HRCU-A-CB (Split System: Heat Pump with Remote Outdoor Unit-Air-Source) | HMH72B341 |  |  | XAHC30CXXN1+TXV | TM8E080C16MP11 | 32200 | 17.5 | 8.1 | 32400 | 22800 | 70.37% | 2 | 0 | 9.5 |  |  |  |  | R-410A | 2.6833 | Residential & Commercial | USHP
211393051 | Central HP <5.4 tons | CHAMPION HEATING AND COOLING | HRCU-A-CB (Split System: Heat Pump with Remote Outdoor Unit-Air-Source) | HMH72B341 |  |  | XAFC30CXXN1+TXV | TL9E100C20UH11 | 33400 | 17 | 8.5 | 33400 | 23400 | 70.06% | 2.06 | 0 | 10 |  |  |  |  | R-410A | 2.7833 | Residential & Commercial | USHP | Ducted CEE Tier 1
211393201 | Central HP <5.4 tons | CHAMPION HEATING AND COOLING | HRCU-A-CB (Split System: Heat Pump with Remote Outdoor Unit-Air-Source) | HMH72B341 |  |  | XAFC36DXXN1+TXV | TL9E060B12UH11 | 33800 | 18 | 8.1 | 34000 | 24200 | 71.18% | 2.04 | 0 | 9.5 |  |  |  |  | R-410A | 2.8167 | Residential & Commercial | USHP
211393568 | Central HP <5.4 tons | CHAMPION HEATING AND COOLING | HRCU-A-CB (Split System: Heat Pump with Remote Outdoor Unit-Air-Source) | HMH72B341 |  |  | XAUB36DXXN1+TXV | TL8E060A12UH11 | 34000 | 18 | 8.1 | 33800 | 23800 | 70.41% | 2.06 | 0 | 10 |  |  |  |  | R-410A | 2.8333 | Residential & Commercial | USHP | Ducted CEE Tier 1
214244032 | Central HP <5.4 tons | BRYANT HEATING AND COOLING SYSTEMS | HRCU-A-CB (Split System: Heat Pump with Remote Outdoor Unit-Air-Source) | 284ANV024*0**B* |  |  | CNPV*3621AL*+UI | 88*TB60110C21*** | 23200 | 19.5 | 9.5 | 26600 | 19900 | 74.81% | 2.38 | 0 | 13 |  |  |  |  | R-410A | 1.9333 | Residential & Commercial | USHP | Ducted CEE Tier 1
214570536 | Central HP <5.4 tons | KENMORE | HRCU-A-CB (Split System: Heat Pump with Remote Outdoor Unit-Air-Source) | (C,H,T)VH825GKA3* |  |  | EA*4X42L21A*+WALLCON | *97CMN0802120B* | 23800 | 16.5 | 8.1 | 21400 | 16600 | 77.57% | 1.96 | 0 | 10.5 |  |  |  |  | R-410A | 1.9833 | Residential & Commercial | USHP | Ducted CEE Tier 1
215318836 | Central HP <5.4 tons | Weathermaker | HRCU-A-CB (Split System: Heat Pump with Remote Outdoor Unit-Air-Source) | 37MUHAQ48AA3 |  |  | 45MUAAQ48XX3 | 0 | 48000 | 16.5 | 9.5 | 50000 | 46000 | 92% | 1.9 | 0 | 10.5 |  |  |  |  | R-454B | 4 | Residential & Commercial | USHP | Ducted CEE Tier 1
215318847 | Central HP <5.4 tons | Weathermaker | HRCU-A-CB (Split System: Heat Pump with Remote Outdoor Unit-Air-Source) | 37MUHAQ48AA3 |  |  | 45MUHAQ60XX3 | 0 | 48000 | 17.5 | 9.5 | 48000 | 48000 | 100% | 2 | 0 | 12 |  |  |  |  | R-454B | 4 | Residential & Commercial | USHP | Ducted CEE Tier 1
213078907 | Central HP <5.4 tons | DAY & NIGHT | HRCU-A-CB (Split System: Heat Pump with Remote Outdoor Unit-Air-Source) | DLCURAH36ABK |  |  | EN(A,D)4X36L21** | *80MSU1002120A* | 35000 | 15.5 | 8.1 | 38500 | 35400 | 91.95% | 1.76 | 0 | 10 |  |  |  |  | R-410A | 2.9167 | Residential & Commercial | USHP | Ducted CEE Tier 1
213078943 | Central HP <5.4 tons | DAY & NIGHT | HRCU-A-CB (Split System: Heat Pump with Remote Outdoor Unit-Air-Source) | DLCURAH36ABK |  |  | EN(A,D,W)4X48L21** | *80MSU1002120A* | 35800 | 16.5 | 8.5 | 38500 | 34800 | 90.39% | 2 | 0 | 10 |  |  |  |  | R-410A | 2.9833 | Residential & Commercial | USHP | Ducted CEE Tier 1
213078323 | Central HP <5.4 tons | KEEPRITE | HRCU-A-CB (Split System: Heat Pump with Remote Outdoor Unit-Air-Source) | DLCURAH36ABK |  |  | EA*4X43L21A* | *80MS(N,L)0901714A* | 36200 | 16.5 | 8.5 | 38000 | 34800 | 91.58% | 2.04 | 0 | 10 |  |  |  |  | R-410A | 3.0167 | Residential & Commercial | USHP | Ducted CEE Tier 1
213078505 | Central HP <5.4 tons | KEEPRITE | HRCU-A-CB (Split System: Heat Pump with Remote Outdoor Unit-Air-Source) | DLCURAH36ABK |  |  | EA*4X37L21A* | *80MS(N,L)0902120A* | 37000 | 16 | 8.5 | 38500 | 35000 | 90.91% | 2.08 | 0 | 10 |  |  |  |  | R-410A | 3.0833 | Residential & Commercial | USHP | Ducted CEE Tier 1
211394635 | Central HP <5.4 tons | COLEMAN | HRCU-A-CB (Split System: Heat Pump with Remote Outdoor Unit-Air-Source) | HMH72B341 |  |  | XAUC48FXXN1+TXV | TM9V100C20MP12 | 34000 | 16.5 | 8.5 | 33000 | 24200 | 73.33% | 2.1 | 0 | 9 |  |  |  |  | R-410A | 2.8333 | Residential & Commercial | USHP
211395219 | Central HP <5.4 tons | COLEMAN | HRCU-A-CB (Split System: Heat Pump with Remote Outdoor Unit-Air-Source) | HMH72B341 |  |  | XAFD48FXXN1+TXV | CP9C080C16MP13 | 33400 | 16.5 | 8.5 | 32400 | 23600 | 72.84% | 2.06 | 0 | 9.5 |  |  |  |  | R-410A | 2.7833 | Residential & Commercial | USHP
215940132 | Central HP <5.4 tons | KENMORE | HRCU-A-CB (Split System: Heat Pump with Remote Outdoor Unit-Air-Source) | (C,H,T)5H3V36*K*AAA* |  |  | ESH5X48M12A*+WALLCON | *97CTN0601716A* | 33400 | 18.5 | 9 | 35400 | 27200 | 76.84% | 1.92 | 0 | 10.5 |  |  |  |  | R-454B | 2.7833 | Residential & Commercial | USHP | Ducted CEE Tier 1
215940582 | Central HP <5.4 tons | KENMORE | HRCU-A-CB (Split System: Heat Pump with Remote Outdoor Unit-Air-Source) | (C,H,T)5H3V36*K*AAA* |  |  | EVD5X38M17A*+WALLCON | *80CSU0401712B* | 35600 | 22 | 8.5 | 38000 | 28600 | 75.26% | 2.04 | 0 | 12.5 |  |  |  |  | R-454B | 2.9667 | Residential & Commercial | USHP | Ducted CEE Tier 1
215940482 | Central HP <5.4 tons | KENMORE | HRCU-A-CB (Split System: Heat Pump with Remote Outdoor Unit-Air-Source) | (C,H,T)5H3V36*K*AAA* |  |  | EVM5X60M24A*+WALLCON | *97CTN0802120A* | 35400 | 21.5 | 8.5 | 38000 | 28600 | 75.26% | 2.04 | 0 | 12 |  |  |  |  | R-454B | 2.95 | Residential & Commercial | USHP | Ducted CEE Tier 1
215939982 | Central HP <5.4 tons | KENMORE | HRCU-A-CB (Split System: Heat Pump with Remote Outdoor Unit-Air-Source) | (C,H,T)5H3V36*K*AAA* |  |  | ESH5X36M12A*+WALLCON | *97CTN0801716A* | 33000 | 18.5 | 9 | 35400 | 27200 | 76.84% | 1.92 | 0 | 10.5 |  |  |  |  | R-454B | 2.75 | Residential & Commercial | USHP | Ducted CEE Tier 1
213079862 | Central HP <5.4 tons | KEEPRITE | HRCU-A-CB (Split System: Heat Pump with Remote Outdoor Unit-Air-Source) | DLCURAH36ABK |  |  | EA*4X42L21A* | *92MSN1002122A* | 35400 | 16.5 | 8.1 | 38500 | 35000 | 90.91% | 1.88 | 0 | 10 |  |  |  |  | R-410A | 2.95 | Residential & Commercial | USHP | Ducted CEE Tier 1
213080071 | Central HP <5.4 tons | KEEPRITE | HRCU-A-CB (Split System: Heat Pump with Remote Outdoor Unit-Air-Source) | DLCURAH36ABK |  |  | EA*4X48L21A* | *96MSN0801716A* | 35800 | 15.5 | 8.5 | 38000 | 34800 | 91.58% | 2.02 | 0 | 10 |  |  |  |  | R-410A | 2.9833 | Residential & Commercial | USHP | Ducted CEE Tier 1
213079551 | Central HP <5.4 tons | KEEPRITE | HRCU-A-CB (Split System: Heat Pump with Remote Outdoor Unit-Air-Source) | DLCURAH36ABK |  |  | EA*4X37L21A* | *92MSN0801716A* | 36200 | 16.5 | 8.5 | 38000 | 34800 | 91.58% | 2.04 | 0 | 10 |  |  |  |  | R-410A | 3.0167 | Residential & Commercial | USHP | Ducted CEE Tier 1
215677003 | Central HP <5.4 tons | CARRIER | HRCU-A-CB (Split System: Heat Pump with Remote Outdoor Unit-Air-Source) | 27VNA060A*030* |  |  | CVAMA6021XMA*+UI | 58TN*B090C21**20 | 57000 | 18.5 | 9 | 63500 | 44500 | 70.08% | 2.08 | 0 | 9.5 |  |  |  |  | R-454B | 4.75 | Residential & Commercial | USHP
215940752 | Central HP <5.4 tons | KENMORE | HRCU-A-CB (Split System: Heat Pump with Remote Outdoor Unit-Air-Source) | (C,H,T)5H3V36*K*AAA* |  |  | EVD5X48M24A*+WALLCON | *97CTN1002122A* | 35000 | 21.5 | 8.5 | 38000 | 28200 | 74.21% | 2.02 | 0 | 12 |  |  |  |  | R-454B | 2.9167 | Residential & Commercial | USHP | Ducted CEE Tier 1
215940782 | Central HP <5.4 tons | KENMORE | HRCU-A-CB (Split System: Heat Pump with Remote Outdoor Unit-Air-Source) | (C,H,T)5H3V36*K*AAA* |  |  | EVD5X49M24A*+WALLCON | *97CTN0802120A* | 35400 | 21.5 | 8.5 | 38000 | 28600 | 75.26% | 2.04 | 0 | 12 |  |  |  |  | R-454B | 2.95 | Residential & Commercial | USHP | Ducted CEE Tier 1
215939782 | Central HP <5.4 tons | KENMORE | HRCU-A-CB (Split System: Heat Pump with Remote Outdoor Unit-Air-Source) | (C,H,T)5H3V36*K*AAA* |  |  | EA*5X48M21A*+WALLCON | *97CTN1002122A* | 33400 | 20 | 9.5 | 34400 | 26200 | 76.16% | 2.04 | 0 | 11.7 |  |  |  |  | R-454B | 2.7833 | Residential & Commercial | USHP | Ducted CEE Tier 1
215939932 | Central HP <5.4 tons | KENMORE | HRCU-A-CB (Split System: Heat Pump with Remote Outdoor Unit-Air-Source) | (C,H,T)5H3V36*K*AAA* |  |  | EA*5X61M24A*+WALLCON | *97CTN1202422A* | 34400 | 20.5 | 9.5 | 34200 | 26000 | 76.02% | 2.08 | 0 | 12 |  |  |  |  | R-454B | 2.8667 | Residential & Commercial | USHP | Ducted CEE Tier 1
214398401 | Central HP <5.4 tons | FRASER-JOHNSTON | HRCU-A-CB (Split System: Heat Pump with Remote Outdoor Unit-Air-Source) | HH824E2S11 |  |  | CTM30B5ACS1 | TMLE080B12MP11 | 23000 | 17 | 9.5 | 23000 | 18300 | 79.57% | 2 | 0 | 12 |  |  |  |  | R-454B | 1.9167 | Residential & Commercial | USHP | Ducted CEE Tier 1
215853306 | Central HP <5.4 tons | LUXAIRE | HRCU-A-CB (Split System: Heat Pump with Remote Outdoor Unit-Air-Source) | HH824E2S11 |  |  | CTM30B5ACS1+JMET08BS2N1 | 0 | 23000 | 18 | 9.5 | 23000 | 18100 | 78.7% | 2 | 0 | 12 |  |  |  |  | R-454B | 1.9167 | Residential & Commercial | USHP | Ducted CEE Tier 1
208141276 | Central HP <5.4 tons | American Standard | HRCU-A-CB (Split System: Heat Pump with Remote Outdoor Unit-Air-Source) | 4TXD2036A10NU** |  |  | 4MXA2024A10NU** | 0 | 24000 | 17 | 9 | 24000 | 22000 | 91.67% | 1.8 | 12.5 | 12 |  |  |  |  | R-410A | 2 | Residential & Commercial | USHP | Ducted CEE Tier 1
215941202 | Central HP <5.4 tons | KENMORE | HRCU-A-CB (Split System: Heat Pump with Remote Outdoor Unit-Air-Source) | (C,H,T)5H3V48*K*AAA* |  |  | ESH5X48M12A*+WALLCON | *97CTN1202422A* | 44500 | 20 | 9 | 48500 | 36400 | 75.05% | 1.82 | 0 | 10.5 |  |  |  |  | R-454B | 3.7083 | Residential & Commercial | USHP | Ducted CEE Tier 1
215941252 | Central HP <5.4 tons | KENMORE | HRCU-A-CB (Split System: Heat Pump with Remote Outdoor Unit-Air-Source) | (C,H,T)5H3V48*K*AAA* |  |  | ESH5X60M12A*+WALLCON | *97CTN1002122A* | 45000 | 20.5 | 9 | 48500 | 36600 | 75.46% | 1.82 | 0 | 11 |  |  |  |  | R-454B | 3.75 | Residential & Commercial | USHP | Ducted CEE Tier 1
215675883 | Central HP <5.4 tons | CARRIER | HRCU-A-CB (Split System: Heat Pump with Remote Outdoor Unit-Air-Source) | 27VNA048A*030* |  |  | CVAMA6024XMA*+UI | 58TN*B110C21**20 | 48000 | 19 | 9 | 50000 | 36400 | 72.8% | 2 | 0 | 10.5 |  |  |  |  | R-454B | 4 | Residential & Commercial | USHP | Ducted CEE Tier 1
215677553 | Central HP <5.4 tons | CARRIER | HRCU-A-CB (Split System: Heat Pump with Remote Outdoor Unit-Air-Source) | 27VNA060A*030* |  |  | CVAVA6024XMA*+UI | 59TN6C120C24**22 | 56500 | 18.5 | 9 | 63000 | 44500 | 70.63% | 2.08 | 0 | 9 |  |  |  |  | R-454B | 4.7083 | Residential & Commercial | USHP
215676033 | Central HP <5.4 tons | CARRIER | HRCU-A-CB (Split System: Heat Pump with Remote Outdoor Unit-Air-Source) | 27VNA048A*030* |  |  | CVAMA6124XMA*+UI | 59MN7C060C21**20 | 48500 | 19 | 9 | 50000 | 37200 | 74.4% | 1.98 | 0 | 10 |  |  |  |  | R-454B | 4.0417 | Residential & Commercial | USHP | Ducted CEE Tier 1
211260301 | Central HP <5.4 tons | HEIL | HRCU-A-CB (Split System: Heat Pump with Remote Outdoor Unit-Air-Source) | DLCURAH18ABK |  |  | EA*4X24L17A* | *96VSN0601412A* | 17900 | 16 | 8.5 | 18800 | 19000 | 101.1% | 2.28 | 0 | 10.5 |  |  |  |  | R-410A | 1.4917 | Residential & Commercial | USHP | Ducted CEE Tier 1
211260424 | Central HP <5.4 tons | HEIL | HRCU-A-CB (Split System: Heat Pump with Remote Outdoor Unit-Air-Source) | DLCURAH18ABK |  |  | EA*4X24L17A* | *96VTN0801716A* | 17400 | 16 | 8.5 | 18300 | 19200 | 104.9% | 2.3 | 0 | 10.5 |  |  |  |  | R-410A | 1.45 | Residential & Commercial | USHP | Ducted CEE Tier 1
212361358 | Central HP <5.4 tons | American Standard | HRCU-A-C (Split System: Heat Pump with Remote Outdoor Unit with No Indoor Fan --Air Source) | 4TXD2036A10NU** |  |  | 4RXCB036AS3HC** | 0 | 32000 | 15.2 | 8.5 | 36000 | 26000 | 72.22% | 1.8 | 0 | 9.5 |  |  |  |  | R-410A | 2.6667 | Residential & Commercial | USHP
211226884 | Central HP <5.4 tons | DAY & NIGHT | HRCU-A-CB (Split System: Heat Pump with Remote Outdoor Unit-Air-Source) | DLCURAH36ABK |  |  | EA*4X37L21A* | *80VSL0702120A* | 36200 | 16 | 8.5 | 38500 | 34800 | 90.39% | 2.06 | 0 | 10 |  |  |  |  | R-410A | 3.0167 | Residential & Commercial | USHP | Ducted CEE Tier 1
211226914 | Central HP <5.4 tons | DAY & NIGHT | HRCU-A-CB (Split System: Heat Pump with Remote Outdoor Unit-Air-Source) | DLCURAH36ABK |  |  | EA*4X37L21A* | *80ESU0601716A | 37000 | 16 | 8.5 | 38500 | 34800 | 90.39% | 2.12 | 0 | 10 |  |  |  |  | R-410A | 3.0833 | Residential & Commercial | USHP | Ducted CEE Tier 1
211227391 | Central HP <5.4 tons | DAY & NIGHT | HRCU-A-CB (Split System: Heat Pump with Remote Outdoor Unit-Air-Source) | DLCURAH36ABK |  |  | EA*4X42L21A* | *80VSL0701716A* | 35200 | 16 | 8.1 | 38500 | 35000 | 90.91% | 1.86 | 0 | 9.5 |  |  |  |  | R-410A | 2.9333 | Residential & Commercial | USHP
211227441 | Central HP <5.4 tons | DAY & NIGHT | HRCU-A-CB (Split System: Heat Pump with Remote Outdoor Unit-Air-Source) | DLCURAH36ABK |  |  | EA*4X42L21A* | *80ESU0802120A | 36800 | 15.5 | 8.5 | 40000 | 35200 | 88% | 1.96 | 0 | 10 |  |  |  |  | R-410A | 3.0667 | Residential & Commercial | USHP | Ducted CEE Tier 1
211227475 | Central HP <5.4 tons | DAY & NIGHT | HRCU-A-CB (Split System: Heat Pump with Remote Outdoor Unit-Air-Source) | DLCURAH36ABK |  |  | EA*4X42L21A* | *80VTL0902120A* | 35000 | 16 | 8.1 | 38500 | 35000 | 90.91% | 1.86 | 0 | 9.5 |  |  |  |  | R-410A | 2.9167 | Residential & Commercial | USHP
215677382 | Central HP <5.4 tons | TEMPSTAR | HRCU-A-CB (Split System: Heat Pump with Remote Outdoor Unit-Air-Source) | T5H0V60*K*AAA* |  |  | EVD5X60M21A*+WALLCON | *95CSU0802120B* | 56500 | 18 | 9 | 64000 | 45000 | 70.31% | 2.08 | 0 | 9 |  |  |  |  | R-454B | 4.7083 | Residential & Commercial | USHP
211230328 | Central HP <5.4 tons | KEEPRITE | HRCU-A-CB (Split System: Heat Pump with Remote Outdoor Unit-Air-Source) | DLCURAH36ABK |  |  | EN(A,D,W)4X48L21** | *96VTN0802120A* | 35600 | 16 | 8.1 | 38500 | 34800 | 90.39% | 2 | 0 | 10 |  |  |  |  | R-410A | 2.9667 | Residential & Commercial | USHP | Ducted CEE Tier 1
211229927 | Central HP <5.4 tons | KEEPRITE | HRCU-A-CB (Split System: Heat Pump with Remote Outdoor Unit-Air-Source) | DLCURAH36ABK |  |  | EN(A,D,W)4X48L21** | *80ES(N,L)0702116A* | 35800 | 16.5 | 8.1 | 38500 | 34800 | 90.39% | 2 | 0 | 10 |  |  |  |  | R-410A | 2.9833 | Residential & Commercial | USHP | Ducted CEE Tier 1
213780997 | Central HP <5.4 tons | HEIL | HRCU-A-CB (Split System: Heat Pump with Remote Outdoor Unit-Air-Source) | HVH837GKA2* |  |  | EA*4X42L21A*+WALLCON | *80CTL0902120B* | 31800 | 17 | 8.1 | 32800 | 24200 | 73.78% | 1.88 | 0 | 11 |  |  |  |  | R-410A | 2.65 | Residential & Commercial | USHP | Ducted CEE Tier 1
213080688 | Central HP <5.4 tons | KEEPRITE | HRCU-A-CB (Split System: Heat Pump with Remote Outdoor Unit-Air-Source) | DLCURAH36ABK |  |  | EA*4X37L21A* | *95MSU0601716A* | 36600 | 16 | 8.5 | 38500 | 35000 | 90.91% | 2.06 | 0 | 10 |  |  |  |  | R-410A | 3.05 | Residential & Commercial | USHP | Ducted CEE Tier 1
213080011 | Central HP <5.4 tons | KEEPRITE | HRCU-A-CB (Split System: Heat Pump with Remote Outdoor Unit-Air-Source) | DLCURAH36ABK |  |  | EA*4X36L21A* | *96MSN0801716A* | 35200 | 15.5 | 8.1 | 39000 | 35400 | 90.77% | 1.84 | 0 | 9.5 |  |  |  |  | R-410A | 2.9333 | Residential & Commercial | USHP
216733996 | Central HP <5.4 tons | HEIL | HRCU-A-CB (Split System: Heat Pump with Remote Outdoor Unit-Air-Source) | D5CUHAH24AAK |  |  | EA*5X30M17A* | *80VTL0701716B* | 22400 | 16 | 8.5 | 21000 | 18800 | 89.52% | 1.96 | 0 | 10.5 |  |  |  |  | R-454B | 1.8667 | Residential & Commercial | USHP | Ducted CEE Tier 1
213772847 | Central HP <5.4 tons | HEIL | HRCU-A-CB (Split System: Heat Pump with Remote Outdoor Unit-Air-Source) | HVH825GKA3* |  |  | EA*4X30L17A*+WALLCON | *80CTL0701412B* | 23600 | 16.5 | 8.1 | 21600 | 16700 | 77.31% | 1.9 | 0 | 10.5 |  |  |  |  | R-410A | 1.9667 | Residential & Commercial | USHP | Ducted CEE Tier 1
213773097 | Central HP <5.4 tons | HEIL | HRCU-A-CB (Split System: Heat Pump with Remote Outdoor Unit-Air-Source) | HVH825GKA3* |  |  | EA*4X36L21A*+WALLCON | *97CMN0601714B* | 23400 | 16 | 8.1 | 21600 | 16700 | 77.31% | 1.92 | 0 | 10.5 |  |  |  |  | R-410A | 1.95 | Residential & Commercial | USHP | Ducted CEE Tier 1
213079667 | Central HP <5.4 tons | KEEPRITE | HRCU-A-CB (Split System: Heat Pump with Remote Outdoor Unit-Air-Source) | DLCURAH36ABK |  |  | EA*4X42L21A* | *92MSN0802120A* | 35200 | 16.5 | 8.1 | 38500 | 35000 | 90.91% | 1.88 | 0 | 10 |  |  |  |  | R-410A | 2.9333 | Residential & Commercial | USHP | Ducted CEE Tier 1
213079785 | Central HP <5.4 tons | KEEPRITE | HRCU-A-CB (Split System: Heat Pump with Remote Outdoor Unit-Air-Source) | DLCURAH36ABK |  |  | EA*4X43L21A* | *92MSN1002120A* | 36600 | 16.5 | 8.5 | 38000 | 34800 | 91.58% | 2.08 | 0 | 10 |  |  |  |  | R-410A | 3.05 | Residential & Commercial | USHP | Ducted CEE Tier 1
213078981 | Central HP <5.4 tons | KEEPRITE | HRCU-A-CB (Split System: Heat Pump with Remote Outdoor Unit-Air-Source) | DLCURAH36ABK |  |  | EA*4X37L17A* | *80MSU0401712A* | 36000 | 15.5 | 8.5 | 38500 | 34800 | 90.39% | 2.02 | 0 | 10 |  |  |  |  | R-410A | 3 | Residential & Commercial | USHP | Ducted CEE Tier 1
213076343 | Central HP <5.4 tons | BRYANT HEATING AND COOLING SYSTEMS | HRCU-A-CB (Split System: Heat Pump with Remote Outdoor Unit-Air-Source) | 38MURAQ24AB3* |  |  | CAP**3621AL* | 935SB66100M21*** | 23600 | 17.5 | 8.5 | 26200 | 23800 | 90.84% | 1.98 | 0 | 10 |  |  |  |  | R-410A | 1.9667 | Residential & Commercial | USHP | Ducted CEE Tier 1
213780187 | Central HP <5.4 tons | HEIL | HRCU-A-CB (Split System: Heat Pump with Remote Outdoor Unit-Air-Source) | HVH837GKA** |  |  | EHD4X48AAL+WALLCON | *80CTL1102120B* | 32600 | 16.5 | 8.1 | 32800 | 24800 | 75.61% | 1.96 | 0 | 11 |  |  |  |  | R-410A | 2.7167 | Residential & Commercial | USHP | Ducted CEE Tier 1
211392126 | Central HP <5.4 tons | CHAMPION HEATING AND COOLING | HRCU-A-CB (Split System: Heat Pump with Remote Outdoor Unit-Air-Source) | HMH72B341 |  |  | XAFC30CXXN1+TXV | TMLE080C16MP11 | 33000 | 18 | 8.5 | 33000 | 23200 | 70.3% | 2.04 | 0 | 10 |  |  |  |  | R-410A | 2.75 | Residential & Commercial | USHP | Ducted CEE Tier 1
214397982 | Central HP <5.4 tons | FRASER-JOHNSTON | HRCU-A-CB (Split System: Heat Pump with Remote Outdoor Unit-Air-Source) | HH824E2S11 |  |  | CTF30B5ACS1 | TP9C080B12MP13 | 23000 | 17 | 9.5 | 23000 | 18200 | 79.13% | 2 | 0 | 12 |  |  |  |  | R-454B | 1.9167 | Residential & Commercial | USHP | Ducted CEE Tier 1
215677052 | Central HP <5.4 tons | TEMPSTAR | HRCU-A-CB (Split System: Heat Pump with Remote Outdoor Unit-Air-Source) | T5H0V60*K*AAA* |  |  | EVM5X60M21A*+WALLCON | *97CMN0602120B* | 55500 | 17.5 | 8.5 | 65000 | 46000 | 70.77% | 1.94 | 0 | 8.5 |  |  |  |  | R-454B | 4.625 | Residential & Commercial | USHP
212984985 | Central HP <5.4 tons | DAY & NIGHT | HRCU-A-CB (Split System: Heat Pump with Remote Outdoor Unit-Air-Source) | DLCURAH30ABK |  |  | EA*4X42L21A* | *92MSN0802120A* | 30000 | 15.2 | 8.1 | 34200 | 27600 | 80.7% | 1.8 | 0 | 9 |  |  |  |  | R-410A | 2.5 | Residential & Commercial | USHP
212985269 | Central HP <5.4 tons | DAY & NIGHT | HRCU-A-CB (Split System: Heat Pump with Remote Outdoor Unit-Air-Source) | DLCURAH30ABK |  |  | EA*4X37L21A* | *92MSN1002120A* | 30600 | 15.2 | 8.5 | 33400 | 26400 | 79.04% | 1.86 | 0 | 9 |  |  |  |  | R-410A | 2.55 | Residential & Commercial | USHP
211260500 | Central HP <5.4 tons | HEIL | HRCU-A-CB (Split System: Heat Pump with Remote Outdoor Unit-Air-Source) | DLCURAH18ABK |  |  | EA*4X24L17A* | *96VTN0601412A* | 17900 | 16 | 8.5 | 18800 | 19000 | 101.1% | 2.28 | 0 | 10.5 |  |  |  |  | R-410A | 1.4917 | Residential & Commercial | USHP | Ducted CEE Tier 1
214652032 | Central HP <5.4 tons | FRASER-JOHNSTON | HRCU-A-CB (Split System: Heat Pump with Remote Outdoor Unit-Air-Source) | HH824E2S11 |  |  | CTU30B5XCS1+TXV | TM9V080B12MP12 | 23000 | 17 | 9.5 | 23000 | 18200 | 79.13% | 2 | 0 | 12 |  |  |  |  | R-454B | 1.9167 | Residential & Commercial | USHP | Ducted CEE Tier 1
213078437 | Central HP <5.4 tons | DAY & NIGHT | HRCU-A-CB (Split System: Heat Pump with Remote Outdoor Unit-Air-Source) | DLCURAH36ABK |  |  | EA*4X43L21A* | *80MS(N,L)0902116A* | 36400 | 16.5 | 8.5 | 38000 | 34800 | 91.58% | 2.06 | 0 | 10 |  |  |  |  | R-410A | 3.0333 | Residential & Commercial | USHP | Ducted CEE Tier 1
213078417 | Central HP <5.4 tons | KEEPRITE | HRCU-A-CB (Split System: Heat Pump with Remote Outdoor Unit-Air-Source) | DLCURAH36ABK |  |  | EA*4X42L21A* | *80MS(N,L)0902116A* | 35200 | 16.5 | 8.1 | 38500 | 35000 | 90.91% | 1.88 | 0 | 10 |  |  |  |  | R-410A | 2.9333 | Residential & Commercial | USHP | Ducted CEE Tier 1
211010186 | Central HP <5.4 tons | LUXAIRE | HRCU-A-CB (Split System: Heat Pump with Remote Outdoor Unit-Air-Source) | HL20B3621 |  |  | JHVVB36DE2C2N1+CC | 0 | 32000 | 19.5 | 8.5 | 33600 | 26400 | 78.57% | 1.9 | 0 | 12.4 |  |  |  |  | R-410A | 2.6667 | Residential & Commercial | USHP | Ducted CEE Tier 1
216051016 | Central HP <5.4 tons | RHEEM | HRCU-A-CB (Split System: Heat Pump with Remote Outdoor Unit-Air-Source) | RP19AY24AJVC |  |  | RCFY2421HEAAM | R98MV1005A21UP | 22800 | 21 | 10 | 22800 | 18500 | 81.14% | 1.8 | 0 | 13 |  |  |  |  | R-454B | 1.9 | Residential & Commercial | USHP | Ducted CEE Tier 1
213077632 | Central HP <5.4 tons | KEEPRITE | HRCU-A-CB (Split System: Heat Pump with Remote Outdoor Unit-Air-Source) | DLCURAH36ABK |  |  | EA*4X42L24A* | *96VTN1002120B* | 35400 | 16.5 | 8.1 | 38500 | 35000 | 90.91% | 1.88 | 0 | 10 |  |  |  |  | R-410A | 2.95 | Residential & Commercial | USHP | Ducted CEE Tier 1
210692730 | Central HP <5.4 tons | GOODMAN | HRCU-A-CB (Split System: Heat Pump with Remote Outdoor Unit-Air-Source) | GSZV903610A* |  |  | CHPF3642C6C*+MBVC1601**-1A*+TXV | 0 | 33400 | 18 | 8.2 | 34000 | 24400 | 71.76% | 1.8 | 0 | 11 |  |  |  |  | R-410A | 2.7833 | Residential & Commercial | USHP | Ducted CEE Tier 1
213079149 | Central HP <5.4 tons | KEEPRITE | HRCU-A-CB (Split System: Heat Pump with Remote Outdoor Unit-Air-Source) | DLCURAH36ABK |  |  | EA*4X48L21A* | *80MSU0601716A* | 35600 | 16.5 | 8.5 | 37800 | 34600 | 91.53% | 2.06 | 0 | 10 |  |  |  |  | R-410A | 2.9667 | Residential & Commercial | USHP | Ducted CEE Tier 1
213078383 | Central HP <5.4 tons | KEEPRITE | HRCU-A-CB (Split System: Heat Pump with Remote Outdoor Unit-Air-Source) | DLCURAH36ABK |  |  | EN(A,D,W)4X48L21** | *80MS(N,L)0901714A* | 36000 | 16.5 | 8.1 | 38500 | 35000 | 90.91% | 2 | 0 | 10.5 |  |  |  |  | R-410A | 3 | Residential & Commercial | USHP | Ducted CEE Tier 1
210692700 | Central HP <5.4 tons | GOODMAN | HRCU-A-CB (Split System: Heat Pump with Remote Outdoor Unit-Air-Source) | GSZV903610A* |  |  | CA*F3137*6A*+MBVC1201**-1A*+TXV | 0 | 34000 | 18.5 | 8.2 | 34000 | 24400 | 71.76% | 1.8 | 0 | 12 |  |  |  |  | R-410A | 2.8333 | Residential & Commercial | USHP | Ducted CEE Tier 1
210692709 | Central HP <5.4 tons | GOODMAN | HRCU-A-CB (Split System: Heat Pump with Remote Outdoor Unit-Air-Source) | GSZV903610A* |  |  | CA*F3743*6D*+MBVC1201**-1A*+TXV | 0 | 34000 | 19 | 8.2 | 34000 | 24400 | 71.76% | 1.8 | 0 | 12 |  |  |  |  | R-410A | 2.8333 | Residential & Commercial | USHP | Ducted CEE Tier 1
210692725 | Central HP <5.4 tons | GOODMAN | HRCU-A-CB (Split System: Heat Pump with Remote Outdoor Unit-Air-Source) | GSZV903610A* |  |  | CA*F3743*6D*+TXV | G*VM970803BNB* | 33600 | 18.5 | 8.2 | 34000 | 24400 | 71.76% | 1.8 | 0 | 12 |  |  |  |  | R-410A | 2.8 | Residential & Commercial | USHP | Ducted CEE Tier 1
216734429 | Central HP <5.4 tons | HEIL | HRCU-A-CB (Split System: Heat Pump with Remote Outdoor Unit-Air-Source) | D5CUHAH24AAK |  |  | EA*5X36M17A* | *80VSL0701412B* | 22600 | 16.5 | 8.5 | 20800 | 18700 | 89.9% | 1.96 | 0 | 11 |  |  |  |  | R-454B | 1.8833 | Residential & Commercial | USHP | Ducted CEE Tier 1
216734447 | Central HP <5.4 tons | HEIL | HRCU-A-CB (Split System: Heat Pump with Remote Outdoor Unit-Air-Source) | D5CUHAH24AAK |  |  | EA*5X36M17A* | *80VSL0901716B* | 22200 | 16.5 | 8.1 | 20800 | 18700 | 89.9% | 1.85 | 0 | 10.5 |  |  |  |  | R-454B | 1.85 | Residential & Commercial | USHP | Ducted CEE Tier 1
216734515 | Central HP <5.4 tons | HEIL | HRCU-A-CB (Split System: Heat Pump with Remote Outdoor Unit-Air-Source) | D5CUHAH24AAK |  |  | EA*5X36M17A* | *80VTL0451412B* | 22200 | 16.5 | 8.5 | 20800 | 18700 | 89.9% | 1.94 | 0 | 10.5 |  |  |  |  | R-454B | 1.85 | Residential & Commercial | USHP | Ducted CEE Tier 1
214398713 | Central HP <5.4 tons | FRASER-JOHNSTON | HRCU-A-CB (Split System: Heat Pump with Remote Outdoor Unit-Air-Source) | HH860E2S11 |  |  | CTF60C5CGS1 | TP9C100C20MP13 | 44000 | 18 | 9 | 45000 | 33800 | 75.11% | 2 | 0 | 11 |  |  |  |  | R-454B | 3.6667 | Residential & Commercial | USHP | Ducted CEE Tier 1
210692756 | Central HP <5.4 tons | GOODMAN | HRCU-A-CB (Split System: Heat Pump with Remote Outdoor Unit-Air-Source) | GSZV903610A* |  |  | CHPF3743C6B*+TXV | G*VC960403BNB* | 33400 | 18 | 8.2 | 34000 | 24400 | 71.76% | 1.8 | 0 | 11 |  |  |  |  | R-410A | 2.7833 | Residential & Commercial | USHP | Ducted CEE Tier 1
210692707 | Central HP <5.4 tons | GOODMAN | HRCU-A-CB (Split System: Heat Pump with Remote Outdoor Unit-Air-Source) | GSZV903610A* |  |  | CA*F3137*6A*+TXV | G*VM970603BNB* | 33600 | 18.5 | 8.2 | 34000 | 24400 | 71.76% | 1.8 | 0 | 11.5 |  |  |  |  | R-410A | 2.8 | Residential & Commercial | USHP | Ducted CEE Tier 1
210692722 | Central HP <5.4 tons | GOODMAN | HRCU-A-CB (Split System: Heat Pump with Remote Outdoor Unit-Air-Source) | GSZV903610A* |  |  | CA*F3743*6D*+TXV | G*VC961005CNB* | 33600 | 19 | 8.2 | 34000 | 24400 | 71.76% | 1.8 | 0 | 12 |  |  |  |  | R-410A | 2.8 | Residential & Commercial | USHP | Ducted CEE Tier 1
212978793 | Central HP <5.4 tons | KEEPRITE | HRCU-A-CB (Split System: Heat Pump with Remote Outdoor Unit-Air-Source) | DLCURAH18ABK |  |  | EN(A,D)4X24L17** | *80MS(N,L)0701712A* | 17400 | 16.5 | 8.5 | 18400 | 19200 | 104.3% | 2.32 | 0 | 11 |  |  |  |  | R-410A | 1.45 | Residential & Commercial | USHP | Ducted CEE Tier 1
213088000 | Central HP <5.4 tons | Invertercool | HRCU-A-CB (Split System: Heat Pump with Remote Outdoor Unit-Air-Source) | COH16S-60AA |  |  | GNC3036BPT | MGH96M060B3A | 33000 | 17 | 8.5 | 34000 | 25000 | 73.53% | 1.9 | 0 | 11.7 |  |  |  |  | R-410A | 2.75 | Residential & Commercial | USHP | Ducted CEE Tier 1
211206870 | Central HP <5.4 tons | CHAMPION HEATING AND COOLING | HRCU-A-CB (Split System: Heat Pump with Remote Outdoor Unit-Air-Source) | HL20B3621 |  |  | XAMC36DE2N1+CC | TM9V080C16MP12 | 33000 | 18 | 8.5 | 34200 | 29200 | 85.38% | 1.96 | 0 | 12 |  |  |  |  | R-410A | 2.75 | Residential & Commercial | USHP | Ducted CEE Tier 1
213078173 | Central HP <5.4 tons | KEEPRITE | HRCU-A-CB (Split System: Heat Pump with Remote Outdoor Unit-Air-Source) | DLCURAH36ABK |  |  | EA*4X36L21A* | *80MS(N,L)0702116A* | 34800 | 16 | 8.1 | 38500 | 35200 | 91.43% | 1.82 | 0 | 9.5 |  |  |  |  | R-410A | 2.9 | Residential & Commercial | USHP
213077964 | Central HP <5.4 tons | KEEPRITE | HRCU-A-CB (Split System: Heat Pump with Remote Outdoor Unit-Air-Source) | DLCURAH36ABK |  |  | EA*4X42L21A* | *80MS(N,L)0701712A* | 35000 | 16 | 8.1 | 38500 | 35000 | 90.91% | 1.88 | 0 | 9.5 |  |  |  |  | R-410A | 2.9167 | Residential & Commercial | USHP
213077262 | Central HP <5.4 tons | KEEPRITE | HRCU-A-CB (Split System: Heat Pump with Remote Outdoor Unit-Air-Source) | DLCURAH36ABK |  |  | EN(A,D)4X48L24** | *96VSN1202422B* | 36000 | 16.5 | 8.1 | 38500 | 35000 | 90.91% | 2 | 0 | 10 |  |  |  |  | R-410A | 3 | Residential & Commercial | USHP | Ducted CEE Tier 1
213077619 | Central HP <5.4 tons | KEEPRITE | HRCU-A-CB (Split System: Heat Pump with Remote Outdoor Unit-Air-Source) | DLCURAH36ABK |  |  | EA*4X42L21A* | *96VTN1002120B* | 35400 | 16 | 8.1 | 38500 | 35000 | 90.91% | 1.88 | 0 | 10 |  |  |  |  | R-410A | 2.95 | Residential & Commercial | USHP | Ducted CEE Tier 1
213780287 | Central HP <5.4 tons | HEIL | HRCU-A-CB (Split System: Heat Pump with Remote Outdoor Unit-Air-Source) | HVH837GKA** |  |  | EHD4X48AAL+WALLCON | *96CTN1202422B* | 32600 | 16.5 | 8.1 | 33000 | 24800 | 75.15% | 1.96 | 0 | 11 |  |  |  |  | R-410A | 2.7167 | Residential & Commercial | USHP | Ducted CEE Tier 1
213780387 | Central HP <5.4 tons | HEIL | HRCU-A-CB (Split System: Heat Pump with Remote Outdoor Unit-Air-Source) | HVH837GKA** |  |  | EHD4X60AAL+WALLCON | *97CMN0801714B* | 32800 | 16.5 | 8.1 | 32600 | 25000 | 76.69% | 1.96 | 0 | 11 |  |  |  |  | R-410A | 2.7333 | Residential & Commercial | USHP | Ducted CEE Tier 1
213781307 | Central HP <5.4 tons | HEIL | HRCU-A-CB (Split System: Heat Pump with Remote Outdoor Unit-Air-Source) | HVH837GKA2* |  |  | EA*4X48L21A*+WALLCON | *80CTL0902120B* | 32200 | 17 | 8.1 | 32600 | 24800 | 76.07% | 1.98 | 0 | 11 |  |  |  |  | R-410A | 2.6833 | Residential & Commercial | USHP | Ducted CEE Tier 1
213780807 | Central HP <5.4 tons | HEIL | HRCU-A-CB (Split System: Heat Pump with Remote Outdoor Unit-Air-Source) | HVH837GKA2* |  |  | EA*4X36L21A*+WALLCON | *97CMN1002122B* | 31600 | 17 | 8.1 | 32800 | 24200 | 73.78% | 1.86 | 0 | 11 |  |  |  |  | R-410A | 2.6333 | Residential & Commercial | USHP | Ducted CEE Tier 1
213780437 | Central HP <5.4 tons | HEIL | HRCU-A-CB (Split System: Heat Pump with Remote Outdoor Unit-Air-Source) | HVH837GKA** |  |  | EHD4X60AAL+WALLCON | *96CTN1002122B* | 33000 | 16.5 | 8.1 | 32200 | 24800 | 77.02% | 2 | 0 | 11.5 |  |  |  |  | R-410A | 2.75 | Residential & Commercial | USHP | Ducted CEE Tier 1
213779087 | Central HP <5.4 tons | HEIL | HRCU-A-CB (Split System: Heat Pump with Remote Outdoor Unit-Air-Source) | HVH837GKA** |  |  | EA*4X42L21A*+WALLCON | *80CTL0902120B* | 31800 | 17 | 8.1 | 32800 | 24200 | 73.78% | 1.88 | 0 | 11 |  |  |  |  | R-410A | 2.65 | Residential & Commercial | USHP | Ducted CEE Tier 1
213779187 | Central HP <5.4 tons | HEIL | HRCU-A-CB (Split System: Heat Pump with Remote Outdoor Unit-Air-Source) | HVH837GKA** |  |  | EA*4X42L24A*+WALLCON | *80CTL1102120B* | 31800 | 17 | 8.1 | 32800 | 24200 | 73.78% | 1.88 | 0 | 11 |  |  |  |  | R-410A | 2.65 | Residential & Commercial | USHP | Ducted CEE Tier 1
213079527 | Central HP <5.4 tons | KEEPRITE | HRCU-A-CB (Split System: Heat Pump with Remote Outdoor Unit-Air-Source) | DLCURAH36ABK |  |  | EA*4X36L21A* | *92MSN0801716A* | 35200 | 16 | 8.1 | 38500 | 35200 | 91.43% | 1.82 | 0 | 9.5 |  |  |  |  | R-410A | 2.9333 | Residential & Commercial | USHP
213079611 | Central HP <5.4 tons | KEEPRITE | HRCU-A-CB (Split System: Heat Pump with Remote Outdoor Unit-Air-Source) | DLCURAH36ABK |  |  | END4X42L17** | *92MSN0801716A* | 35600 | 16 | 8.1 | 38500 | 35000 | 90.91% | 1.94 | 0 | 10 |  |  |  |  | R-410A | 2.9667 | Residential & Commercial | USHP | Ducted CEE Tier 1
213079077 | Central HP <5.4 tons | KEEPRITE | HRCU-A-CB (Split System: Heat Pump with Remote Outdoor Unit-Air-Source) | DLCURAH36ABK |  |  | EN(A,D,W)4X48L21** | *80MSU0401712A* | 35800 | 16.5 | 8.1 | 38500 | 34800 | 90.39% | 2 | 0 | 10 |  |  |  |  | R-410A | 2.9833 | Residential & Commercial | USHP | Ducted CEE Tier 1
213079341 | Central HP <5.4 tons | KEEPRITE | HRCU-A-CB (Split System: Heat Pump with Remote Outdoor Unit-Air-Source) | DLCURAH36ABK |  |  | EA*4X36L17A* | *92MSN0601412A* | 35000 | 15.5 | 8.1 | 38500 | 35200 | 91.43% | 1.82 | 0 | 9.5 |  |  |  |  | R-410A | 2.9167 | Residential & Commercial | USHP
210692703 | Central HP <5.4 tons | GOODMAN | HRCU-A-CB (Split System: Heat Pump with Remote Outdoor Unit-Air-Source) | GSZV903610A* |  |  | CA*F3137*6A*+TXV | G*VC960403BNB* | 33600 | 18 | 8.2 | 34000 | 24400 | 71.76% | 1.8 | 0 | 11.5 |  |  |  |  | R-410A | 2.8 | Residential & Commercial | USHP | Ducted CEE Tier 1
210692719 | Central HP <5.4 tons | GOODMAN | HRCU-A-CB (Split System: Heat Pump with Remote Outdoor Unit-Air-Source) | GSZV903610A* |  |  | CA*F3743*6D*+TXV | G*VC960803BNB* | 33600 | 18.5 | 8.2 | 34000 | 24400 | 71.76% | 1.8 | 0 | 11.5 |  |  |  |  | R-410A | 2.8 | Residential & Commercial | USHP | Ducted CEE Tier 1
210692787 | Central HP <5.4 tons | GOODMAN | HRCU-A-CB (Split System: Heat Pump with Remote Outdoor Unit-Air-Source) | GSZV903610A* |  |  | CSCF3642N6D*+TXV | G*VM971205DNB* | 33800 | 18.5 | 8.2 | 34000 | 24400 | 71.76% | 1.8 | 0 | 11.5 |  |  |  |  | R-410A | 2.8167 | Residential & Commercial | USHP | Ducted CEE Tier 1
210692705 | Central HP <5.4 tons | GOODMAN | HRCU-A-CB (Split System: Heat Pump with Remote Outdoor Unit-Air-Source) | GSZV903610A* |  |  | CA*F3137*6A*+TXV | G*VC960603BNB* | 33600 | 18 | 8.2 | 34000 | 24400 | 71.76% | 1.8 | 0 | 11.5 |  |  |  |  | R-410A | 2.8 | Residential & Commercial | USHP | Ducted CEE Tier 1
210692706 | Central HP <5.4 tons | GOODMAN | HRCU-A-CB (Split System: Heat Pump with Remote Outdoor Unit-Air-Source) | GSZV903610A* |  |  | CA*F3137*6A*+TXV | G*VC960803BNB* | 33600 | 18.5 | 8.2 | 34000 | 24400 | 71.76% | 1.8 | 0 | 11.5 |  |  |  |  | R-410A | 2.8 | Residential & Commercial | USHP | Ducted CEE Tier 1
211229578 | Central HP <5.4 tons | KEEPRITE | HRCU-A-CB (Split System: Heat Pump with Remote Outdoor Unit-Air-Source) | DLCURAH36ABK |  |  | EA*4X48L24A* | *95ESU1002120A* | 36200 | 16 | 8.5 | 38500 | 34600 | 89.87% | 2.08 | 0 | 10 |  |  |  |  | R-410A | 3.0167 | Residential & Commercial | USHP | Ducted CEE Tier 1
211229108 | Central HP <5.4 tons | KEEPRITE | HRCU-A-CB (Split System: Heat Pump with Remote Outdoor Unit-Air-Source) | DLCURAH36ABK |  |  | EA*4X48L21A* | *96VSN1002120A* | 36000 | 16 | 8.5 | 38500 | 34600 | 89.87% | 2.06 | 0 | 10 |  |  |  |  | R-410A | 3 | Residential & Commercial | USHP | Ducted CEE Tier 1
211262166 | Central HP <5.4 tons | HEIL | HRCU-A-CB (Split System: Heat Pump with Remote Outdoor Unit-Air-Source) | DLCURAH18ABK |  |  | EA*4X30L17A* | *80ES(N,L)0701412A* | 17800 | 16.5 | 8.5 | 18200 | 18500 | 101.6% | 2.22 | 0 | 10.5 |  |  |  |  | R-410A | 1.4833 | Residential & Commercial | USHP | Ducted CEE Tier 1
211261598 | Central HP <5.4 tons | HEIL | HRCU-A-CB (Split System: Heat Pump with Remote Outdoor Unit-Air-Source) | DLCURAH18ABK |  |  | EA*4X30L17A* | *96VSN0401712A* | 17900 | 15.5 | 8.5 | 18500 | 18500 | 100% | 2.22 | 0 | 10.5 |  |  |  |  | R-410A | 1.4917 | Residential & Commercial | USHP | Ducted CEE Tier 1
211261833 | Central HP <5.4 tons | HEIL | HRCU-A-CB (Split System: Heat Pump with Remote Outdoor Unit-Air-Source) | DLCURAH18ABK |  |  | EA*4X30L17A* | *80VTL0701716A* | 17500 | 16.5 | 8.5 | 17900 | 18600 | 103.9% | 2.24 | 0 | 10.5 |  |  |  |  | R-410A | 1.4583 | Residential & Commercial | USHP | Ducted CEE Tier 1
211261983 | Central HP <5.4 tons | HEIL | HRCU-A-CB (Split System: Heat Pump with Remote Outdoor Unit-Air-Source) | DLCURAH18ABK |  |  | EA*4X30L17A* | *96VTN0601714A* | 17800 | 16 | 8.5 | 18400 | 18500 | 100.5% | 2.22 | 0 | 10.5 |  |  |  |  | R-410A | 1.4833 | Residential & Commercial | USHP | Ducted CEE Tier 1
213078657 | Central HP <5.4 tons | DAY & NIGHT | HRCU-A-CB (Split System: Heat Pump with Remote Outdoor Unit-Air-Source) | DLCURAH36ABK |  |  | EA*4X43L21A* | *80MS(N,L)1102120A* | 36600 | 16.5 | 8.5 | 38000 | 34800 | 91.58% | 2.06 | 0 | 10 |  |  |  |  | R-410A | 3.05 | Residential & Commercial | USHP | Ducted CEE Tier 1
213079075 | Central HP <5.4 tons | DAY & NIGHT | HRCU-A-CB (Split System: Heat Pump with Remote Outdoor Unit-Air-Source) | DLCURAH36ABK |  |  | EN(A,D,W)4X48L21** | *80MSU0401712A* | 35800 | 16.5 | 8.1 | 38500 | 34800 | 90.39% | 2 | 0 | 10 |  |  |  |  | R-410A | 2.9833 | Residential & Commercial | USHP | Ducted CEE Tier 1
212361357 | Central HP <5.4 tons | American Standard | HRCU-A-C (Split System: Heat Pump with Remote Outdoor Unit with No Indoor Fan --Air Source) | 4TXD2036A10NU** |  |  | 4RXCB024AS3HC** | 0 | 23000 | 15.2 | 8.5 | 24000 | 21600 | 90% | 1.8 | 0 | 11 |  |  |  |  | R-410A | 1.9167 | Residential & Commercial | USHP | Ducted CEE Tier 1
211260474 | Central HP <5.4 tons | HEIL | HRCU-A-CB (Split System: Heat Pump with Remote Outdoor Unit-Air-Source) | DLCURAH18ABK |  |  | EA*4X24L17A* | *95ESN0601412A* | 17800 | 16 | 8.5 | 18700 | 19000 | 101.6% | 2.28 | 0 | 10.5 |  |  |  |  | R-410A | 1.4833 | Residential & Commercial | USHP | Ducted CEE Tier 1
211260567 | Central HP <5.4 tons | HEIL | HRCU-A-CB (Split System: Heat Pump with Remote Outdoor Unit-Air-Source) | DLCURAH18ABK |  |  | EA*4X24L17A* | *80ES(N,L)0701712A* | 18000 | 16 | 8.5 | 18800 | 18900 | 100.5% | 2.28 | 0 | 10.5 |  |  |  |  | R-410A | 1.5 | Residential & Commercial | USHP | Ducted CEE Tier 1
210692743 | Central HP <5.4 tons | GOODMAN | HRCU-A-CB (Split System: Heat Pump with Remote Outdoor Unit-Air-Source) | GSZV903610A* |  |  | CHPF3642C6C*+TXV | G*VC961005CNB* | 33400 | 18 | 8.2 | 34000 | 24400 | 71.76% | 1.8 | 0 | 11 |  |  |  |  | R-410A | 2.7833 | Residential & Commercial | USHP | Ducted CEE Tier 1
210692745 | Central HP <5.4 tons | GOODMAN | HRCU-A-CB (Split System: Heat Pump with Remote Outdoor Unit-Air-Source) | GSZV903610A* |  |  | CHPF3642C6C*+TXV | G*VM970803BNB* | 33400 | 18 | 8.2 | 34000 | 24400 | 71.76% | 1.8 | 0 | 11 |  |  |  |  | R-410A | 2.7833 | Residential & Commercial | USHP | Ducted CEE Tier 1
210692779 | Central HP <5.4 tons | GOODMAN | HRCU-A-CB (Split System: Heat Pump with Remote Outdoor Unit-Air-Source) | GSZV903610A* |  |  | CSCF3642N6D*+TXV | G*VC960804CNB* | 33800 | 18.5 | 8.2 | 34000 | 24400 | 71.76% | 1.8 | 0 | 11.5 |  |  |  |  | R-410A | 2.8167 | Residential & Commercial | USHP | Ducted CEE Tier 1
215676333 | Central HP <5.4 tons | CARRIER | HRCU-A-CB (Split System: Heat Pump with Remote Outdoor Unit-Air-Source) | 27VNA048A*030* |  |  | CVAVA4924XMA*+UI | 59CU5B100C21**22 | 48000 | 19 | 9 | 50000 | 36400 | 72.8% | 2.02 | 0 | 10 |  |  |  |  | R-454B | 4 | Residential & Commercial | USHP | Ducted CEE Tier 1
215677803 | Central HP <5.4 tons | CARRIER | HRCU-A-CB (Split System: Heat Pump with Remote Outdoor Unit-Air-Source) | 27VNA060A*030* |  |  | CAA**6024AM*+UI | 59CU5B080C21**20 | 54500 | 18 | 8.5 | 59500 | 42000 | 70.59% | 1.9 | 0 | 8.5 |  |  |  |  | R-454B | 4.5417 | Residential & Commercial | USHP
215676383 | Central HP <5.4 tons | CARRIER | HRCU-A-CB (Split System: Heat Pump with Remote Outdoor Unit-Air-Source) | 27VNA048A*030* |  |  | CVAVA4924XMA*+UI | 59TN6C100C21**22 | 48000 | 19 | 9 | 50000 | 36600 | 73.2% | 2 | 0 | 10 |  |  |  |  | R-454B | 4 | Residential & Commercial | USHP | Ducted CEE Tier 1
215676553 | Central HP <5.4 tons | CARRIER | HRCU-A-CB (Split System: Heat Pump with Remote Outdoor Unit-Air-Source) | 27VNA048A*030* |  |  | CVAVA6021XMA*+UI | 59MN7C100C21**22 | 48000 | 19 | 9 | 50000 | 36600 | 73.2% | 2 | 0 | 10 |  |  |  |  | R-454B | 4 | Residential & Commercial | USHP | Ducted CEE Tier 1
215676703 | Central HP <5.4 tons | CARRIER | HRCU-A-CB (Split System: Heat Pump with Remote Outdoor Unit-Air-Source) | 27VNA048A*030* |  |  | CVAVA6121XMA*+UI | 58TN*B045C17**12 | 48000 | 18.5 | 9 | 50000 | 37600 | 75.2% | 1.98 | 0 | 9.5 |  |  |  |  | R-454B | 4 | Residential & Commercial | USHP
215676753 | Central HP <5.4 tons | CARRIER | HRCU-A-CB (Split System: Heat Pump with Remote Outdoor Unit-Air-Source) | 27VNA048A*030* |  |  | CVAVA6121XMA*+UI | 58TN*B110C21**20 | 48500 | 19.5 | 9.5 | 50000 | 36600 | 73.2% | 2.12 | 0 | 10.5 |  |  |  |  | R-454B | 4.0417 | Residential & Commercial | USHP | Ducted CEE Tier 1
211242003 | Central HP <5.4 tons | DAY & NIGHT | HRCU-A-CB (Split System: Heat Pump with Remote Outdoor Unit-Air-Source) | DLCURAH24ABK |  |  | EA*4X36L17A* | *95ESN0401410A* | 24400 | 15.2 | 8.5 | 26600 | 22400 | 84.21% | 1.82 | 0 | 10 |  |  |  |  | R-410A | 2.0333 | Residential & Commercial | USHP | Ducted CEE Tier 1
211240249 | Central HP <5.4 tons | DAY & NIGHT | HRCU-A-CB (Split System: Heat Pump with Remote Outdoor Unit-Air-Source) | DLCURAH24ABK |  |  | EA*4X24L14A* | *96VSN0601412A* | 23200 | 16 | 8.5 | 26400 | 25600 | 96.97% | 2.14 | 0 | 10 |  |  |  |  | R-410A | 1.9333 | Residential & Commercial | USHP | Ducted CEE Tier 1
211240481 | Central HP <5.4 tons | DAY & NIGHT | HRCU-A-CB (Split System: Heat Pump with Remote Outdoor Unit-Air-Source) | DLCURAH24ABK |  |  | EA*4X24L17A* | *80VSL0701716A* | 23600 | 16.5 | 8.5 | 26600 | 24600 | 92.48% | 2.04 | 0 | 10 |  |  |  |  | R-410A | 1.9667 | Residential & Commercial | USHP | Ducted CEE Tier 1
211240701 | Central HP <5.4 tons | DAY & NIGHT | HRCU-A-CB (Split System: Heat Pump with Remote Outdoor Unit-Air-Source) | DLCURAH24ABK |  |  | EA*4X24L17A* | *92ESN0801716A* | 24000 | 17 | 8.5 | 26800 | 23800 | 88.81% | 1.96 | 0 | 10 |  |  |  |  | R-410A | 2 | Residential & Commercial | USHP | Ducted CEE Tier 1
208141274 | Central HP <5.4 tons | American Standard | HRCU-A-CB (Split System: Heat Pump with Remote Outdoor Unit-Air-Source) | 4TXD2060A10NU** |  |  | 4MXA2048A10NU** | 0 | 48000 | 17 | 9 | 48000 | 39000 | 81.25% | 1.8 | 11.5 | 11 |  |  |  |  | R-410A | 4 | Residential & Commercial | USHP | Ducted CEE Tier 1
211260618 | Central HP <5.4 tons | HEIL | HRCU-A-CB (Split System: Heat Pump with Remote Outdoor Unit-Air-Source) | DLCURAH18ABK |  |  | EA*4X24L17A* | *92ESN0401712A* | 17800 | 15.5 | 8.5 | 18800 | 19000 | 101.1% | 2.28 | 0 | 10.5 |  |  |  |  | R-410A | 1.4833 | Residential & Commercial | USHP | Ducted CEE Tier 1
211260666 | Central HP <5.4 tons | HEIL | HRCU-A-CB (Split System: Heat Pump with Remote Outdoor Unit-Air-Source) | DLCURAH18ABK |  |  | EA*4X24L17A* | OLV098A12* | 18000 | 15.5 | 8.5 | 19000 | 18900 | 99.47% | 2.26 | 0 | 10.5 |  |  |  |  | R-410A | 1.5 | Residential & Commercial | USHP | Ducted CEE Tier 1
211261461 | Central HP <5.4 tons | HEIL | HRCU-A-CB (Split System: Heat Pump with Remote Outdoor Unit-Air-Source) | DLCURAH18ABK |  |  | EA*4X30L14A* | *92ESN0601412A* | 18200 | 16 | 8.5 | 18700 | 18400 | 98.4% | 2.22 | 0 | 10.5 |  |  |  |  | R-410A | 1.5167 | Residential & Commercial | USHP | Ducted CEE Tier 1
213076331 | Central HP <5.4 tons | KEEPRITE | HRCU-A-CB (Split System: Heat Pump with Remote Outdoor Unit-Air-Source) | DLCURAH36ABK |  |  | EN(A,D,W)4X48L21** | *95MSU1002122A* | 36200 | 16.5 | 8.1 | 38500 | 35000 | 90.91% | 2.02 | 0 | 10.5 |  |  |  |  | R-410A | 3.0167 | Residential & Commercial | USHP | Ducted CEE Tier 1
214215182 | Central HP <5.4 tons | KINGHOME | HRCU-A-C (Split System: Heat Pump with Remote Outdoor Unit with No Indoor Fan --Air Source) | KU24UHO |  |  | KCA24*I | 0 | 23000 | 15.2 | 8.5 | 24000 | 19500 | 81.25% | 1.8 | 0 | 11 |  |  |  |  | R-410A | 1.9167 | Residential & Commercial | USHP | Ducted CEE Tier 1
213780147 | Central HP <5.4 tons | HEIL | HRCU-A-CB (Split System: Heat Pump with Remote Outdoor Unit-Air-Source) | HVH837GKA** |  |  | EHD4X48AAL+WALLCON | *80CTL0701412B* | 32600 | 16.5 | 8.1 | 33200 | 25000 | 75.3% | 1.94 | 0 | 11 |  |  |  |  | R-410A | 2.7167 | Residential & Commercial | USHP | Ducted CEE Tier 1
213080304 | Central HP <5.4 tons | BRYANT HEATING AND COOLING SYSTEMS | HRCU-A-CB (Split System: Heat Pump with Remote Outdoor Unit-Air-Source) | 38MURAQ36AB3* |  |  | CAP**4224AL* | 916SA60100M21*** | 35400 | 16 | 8.1 | 38500 | 35000 | 90.91% | 1.88 | 0 | 10 |  |  |  |  | R-410A | 2.95 | Residential & Commercial | USHP | Ducted CEE Tier 1
215318848 | Central HP <5.4 tons | Weathermaker | HRCU-A-CB (Split System: Heat Pump with Remote Outdoor Unit-Air-Source) | 37MAHAQ18AA3 |  |  | 45MBAAQ18XB3 | 0 | 18000 | 18.2 | 10.1 | 19500 | 18000 | 92.31% | 2.2 | 0 | 12 |  |  |  |  | R-454B | 1.5 | Residential & Commercial | USHP | Ducted CEE Tier 1
210692711 | Central HP <5.4 tons | GOODMAN | HRCU-A-CB (Split System: Heat Pump with Remote Outdoor Unit-Air-Source) | GSZV903610A* |  |  | CA*F3743*6D*+TXV | G*VC800604B*A* | 33600 | 19 | 8.2 | 34000 | 24400 | 71.76% | 1.8 | 0 | 12 |  |  |  |  | R-410A | 2.8 | Residential & Commercial | USHP | Ducted CEE Tier 1
207027465 | Central HP <5.4 tons | DIAL | HRCU-A-CB (Split System: Heat Pump with Remote Outdoor Unit-Air-Source) | 24000-CHP-O |  |  | 24000-CHP-AHU | 0 | 22000 | 16.5 | 9 | 23000 | 16900 | 73.48% | 2.05 | 10.9 | 10.1 |  |  |  |  | R-410A | 1.8333 | Residential & Commercial | USHP | Ducted CEE Tier 1
213077800 | Central HP <5.4 tons | KEEPRITE | HRCU-A-CB (Split System: Heat Pump with Remote Outdoor Unit-Air-Source) | DLCURAH36ABK |  |  | EA*4X42L24A* | *96VTN1202422B* | 35200 | 16 | 8.1 | 38500 | 35000 | 90.91% | 1.88 | 0 | 9.5 |  |  |  |  | R-410A | 2.9333 | Residential & Commercial | USHP
213078183 | Central HP <5.4 tons | KEEPRITE | HRCU-A-CB (Split System: Heat Pump with Remote Outdoor Unit-Air-Source) | DLCURAH36ABK |  |  | EA*4X37L21A* | *80MS(N,L)0702116A* | 36400 | 16 | 8.5 | 38000 | 34800 | 91.58% | 2.06 | 0 | 10 |  |  |  |  | R-410A | 3.0333 | Residential & Commercial | USHP | Ducted CEE Tier 1
213077182 | Central HP <5.4 tons | KEEPRITE | HRCU-A-CB (Split System: Heat Pump with Remote Outdoor Unit-Air-Source) | DLCURAH36ABK |  |  | EA*4X43L21A* | *96VSN1002120B* | 36200 | 16 | 8.5 | 38000 | 34800 | 91.58% | 2.04 | 0 | 10 |  |  |  |  | R-410A | 3.0167 | Residential & Commercial | USHP | Ducted CEE Tier 1
213077032 | Central HP <5.4 tons | KEEPRITE | HRCU-A-CB (Split System: Heat Pump with Remote Outdoor Unit-Air-Source) | DLCURAH36ABK |  |  | EN(A,D,W)4X48L21** | *96VSN0801716B* | 35600 | 16 | 8.1 | 38500 | 35000 | 90.91% | 1.98 | 0 | 10 |  |  |  |  | R-410A | 2.9667 | Residential & Commercial | USHP | Ducted CEE Tier 1
208141273 | Central HP <5.4 tons | American Standard | HRCU-A-CB (Split System: Heat Pump with Remote Outdoor Unit-Air-Source) | 4TXD2036A10NU** |  |  | 4MXA2036A10NU** | 0 | 34000 | 16 | 9 | 35000 | 28000 | 80% | 1.8 | 10 | 10 |  |  |  |  | R-410A | 2.8333 | Residential & Commercial | USHP | Ducted CEE Tier 1
213076259 | Central HP <5.4 tons | KEEPRITE | HRCU-A-CB (Split System: Heat Pump with Remote Outdoor Unit-Air-Source) | DLCURAH36ABK |  |  | EA*4X37L21A* | *95MSU1002122A* | 36400 | 16.5 | 8.5 | 38000 | 34800 | 91.58% | 2.06 | 0 | 10 |  |  |  |  | R-410A | 3.0333 | Residential & Commercial | USHP | Ducted CEE Tier 1
212988017 | Central HP <5.4 tons | DAY & NIGHT | HRCU-A-CB (Split System: Heat Pump with Remote Outdoor Unit-Air-Source) | DLCURAH36ABK |  |  | EA*4X48L24A* | *96MSN1002120A* | 36000 | 16.5 | 8.5 | 37800 | 34600 | 91.53% | 2.04 | 0 | 10 |  |  |  |  | R-410A | 3 | Residential & Commercial | USHP | Ducted CEE Tier 1
215679943 | Central HP <5.4 tons | CARRIER | HRCU-A-CB (Split System: Heat Pump with Remote Outdoor Unit-Air-Source) | 27VNA036A*030* |  |  | CSAH*6012AM*+UI | 58CU*B040C17**12 | 34600 | 17 | 8.5 | 34600 | 24800 | 71.68% | 1.92 | 0 | 10 |  |  |  |  | R-454B | 2.8833 | Residential & Commercial | USHP | Ducted CEE Tier 1
216771326 | Central HP <5.4 tons | KINGHOME | HRCU-A-CB (Split System: Heat Pump with Remote Outdoor Unit-Air-Source) | KU36UHO |  |  | KCA36*I | WPV070T3AA-N | 32000 | 15.2 | 8.5 | 34000 | 23800 | 70% | 1.75 | 0 | 9 |  |  |  |  | R-410A | 2.6667 | Residential & Commercial | USHP
216782641 | Central HP <5.4 tons | COLEMAN | HRCU-A-CB (Split System: Heat Pump with Remote Outdoor Unit-Air-Source) | HH860E2S11 |  |  | CTU60C5XGS1+TXV | Z8ES120C16LMPS1 | 44000 | 18 | 9 | 43500 | 33000 | 75.86% | 2 | 0 | 12 |  |  |  |  | R-454B | 3.6667 | Residential & Commercial | USHP | Ducted CEE Tier 1
216782041 | Central HP <5.4 tons | COLEMAN | HRCU-A-CB (Split System: Heat Pump with Remote Outdoor Unit-Air-Source) | HH860E2S11 |  |  | CTF60C5CGS1 | Z8ES080C20LMPS1 | 44000 | 18 | 9 | 44500 | 33400 | 75.06% | 2 | 0 | 12 |  |  |  |  | R-454B | 3.6667 | Residential & Commercial | USHP | Ducted CEE Tier 1
216010750 | Central HP <5.4 tons | COLEMAN | HRCU-A-CB (Split System: Heat Pump with Remote Outdoor Unit-Air-Source) | HH824E2S11 |  |  | CTM36B5ADS1+JME12B2SN1 | 0 | 23000 | 19 | 9.5 | 23000 | 18400 | 80% | 2 | 0 | 12 |  |  |  |  | R-454B | 1.9167 | Residential & Commercial | USHP | Ducted CEE Tier 1
214606486 | Central HP <5.4 tons | COLEMAN | HRCU-A-C (Split System: Heat Pump with Remote Outdoor Unit with No Indoor Fan --Air Source) | HH824E2S11 |  |  | CTM30B5ACS1 | 0 | 23000 | 15.2 | 8.5 | 23000 | 17400 | 75.65% | 2 | 0 | 11 |  |  |  |  | R-454B | 1.9167 | Residential & Commercial | USHP | Ducted CEE Tier 1
214875989 | Central HP <5.4 tons | FRASER-JOHNSTON | HRCU-A-CB (Split System: Heat Pump with Remote Outdoor Unit-Air-Source) | HMH72B341 |  |  | XAFC36DBCN1+JME16C2SN1 | 0 | 34000 | 18.5 | 8.5 | 33000 | 23200 | 70.3% | 2 | 0 | 10.5 |  |  |  |  | R-410A | 2.8333 | Residential & Commercial | USHP | Ducted CEE Tier 1
216374638 | Central HP <5.4 tons | FRASER-JOHNSTON | HRCU-A-CB (Split System: Heat Pump with Remote Outdoor Unit-Air-Source) | HH836E2S11 |  |  | CTU48C5XFS1+TXV | Z9ET080C16SMPS1 | 33800 | 19 | 9.5 | 32400 | 24200 | 74.69% | 2 | 0 | 11 |  |  |  |  | R-454B | 2.8167 | Residential & Commercial | USHP | Ducted CEE Tier 1
212982937 | Central HP <5.4 tons | BRYANT HEATING AND COOLING SYSTEMS | HRCU-A-CB (Split System: Heat Pump with Remote Outdoor Unit-Air-Source) | 38MURAQ30AB3* |  |  | CAP**3721AL* | 83*SB60080M21*** | 30600 | 15.2 | 8.1 | 33400 | 26200 | 78.44% | 1.86 | 0 | 9 |  |  |  |  | R-410A | 2.55 | Residential & Commercial | USHP
216696545 | Central HP <5.4 tons | RHEEM | HRCU-A-CB (Split System: Heat Pump with Remote Outdoor Unit-Air-Source) | RP19AY24AJVC |  |  | RCFY2421HEAAM | R802V1005A21UH | 22800 | 20 | 8.5 | 22800 | 18400 | 80.7% | 1.8 | 0 | 13 |  |  |  |  | R-454B | 1.9 | Residential & Commercial | USHP | Ducted CEE Tier 1
212982385 | Central HP <5.4 tons | BRYANT HEATING AND COOLING SYSTEMS | HRCU-A-CB (Split System: Heat Pump with Remote Outdoor Unit-Air-Source) | 38MURAQ18AB3* |  |  | CAP**2417AL* | 83*SB36040M17*** | 17200 | 16 | 8.5 | 18300 | 19100 | 104.4% | 2.3 | 0 | 10 |  |  |  |  | R-410A | 1.4333 | Residential & Commercial | USHP | Ducted CEE Tier 1
212985954 | Central HP <5.4 tons | BRYANT HEATING AND COOLING SYSTEMS | HRCU-A-CB (Split System: Heat Pump with Remote Outdoor Unit-Air-Source) | 38MURAQ18AB3* |  |  | CNPV*2417AL* | 916SA30026M14*** | 17300 | 20 | 8.1 | 18300 | 19200 | 104.9% | 2.3 | 0 | 10.5 |  |  |  |  | R-410A | 1.4417 | Residential & Commercial | USHP | Ducted CEE Tier 1
215676803 | Central HP <5.4 tons | CARRIER | HRCU-A-CB (Split System: Heat Pump with Remote Outdoor Unit-Air-Source) | 27VNA048A*030* |  |  | CVAVA6121XMA*+UI | 59MN7C080C17**14 | 48000 | 18.5 | 9 | 50000 | 37400 | 74.8% | 1.98 | 0 | 10 |  |  |  |  | R-454B | 4 | Residential & Commercial | USHP | Ducted CEE Tier 1
208447910 | Central HP <5.4 tons | Weathermaker | HRCU-A-CB (Split System: Heat Pump with Remote Outdoor Unit-Air-Source) | 38MURAQ36AB3 |  |  | 40MUAAQ36XA3 | 0 | 36000 | 16 | 9.5 | 40000 | 34400 | 86% | 1.97 | 10.5 | 10 |  |  |  |  | R-410A | 3 | Residential & Commercial | USHP | Ducted CEE Tier 1
211392276 | Central HP <5.4 tons | CHAMPION HEATING AND COOLING | HRCU-A-CB (Split System: Heat Pump with Remote Outdoor Unit-Air-Source) | HMH72B341 |  |  | XAHB30CXXN1+TXV | TM8E080B12MP11 | 32000 | 17 | 8.1 | 32800 | 23400 | 71.34% | 1.98 | 0 | 9 |  |  |  |  | R-410A | 2.6667 | Residential & Commercial | USHP
211392580 | Central HP <5.4 tons | CHAMPION HEATING AND COOLING | HRCU-A-CB (Split System: Heat Pump with Remote Outdoor Unit-Air-Source) | HMH72B341 |  |  | XAHB30CXXN1+TXV | TM8E060A12MP11 | 32000 | 17 | 8.1 | 32800 | 23000 | 70.12% | 1.98 | 0 | 9.5 |  |  |  |  | R-410A | 2.6667 | Residential & Commercial | USHP
211387705 | Central HP <5.4 tons | CHAMPION HEATING AND COOLING | HRCU-A-CB (Split System: Heat Pump with Remote Outdoor Unit-Air-Source) | HMH72B341 |  |  | XAHC36DBCN1 | TM9V080B12MP12 | 33200 | 17 | 8.1 | 33200 | 23400 | 70.48% | 2.02 | 0 | 9.5 |  |  |  |  | R-410A | 2.7667 | Residential & Commercial | USHP
211391047 | Central HP <5.4 tons | CHAMPION HEATING AND COOLING | HRCU-A-CB (Split System: Heat Pump with Remote Outdoor Unit-Air-Source) | HMH72B341 |  |  | XAFB36DBCN1 | TM8V060A12MP12 | 34000 | 17.5 | 8.1 | 34000 | 24200 | 71.18% | 2.06 | 0 | 9.5 |  |  |  |  | R-410A | 2.8333 | Residential & Commercial | USHP
213077864 | Central HP <5.4 tons | CARRIER | HRCU-A-CB (Split System: Heat Pump with Remote Outdoor Unit-Air-Source) | 38MURAQ36AB3* |  |  | CAP**3617AL* | 58S(B,C)*B070M14**12 | 34800 | 15.5 | 8.1 | 38500 | 35200 | 91.43% | 1.82 | 0 | 9.5 |  |  |  |  | R-410A | 2.9 | Residential & Commercial | USHP
206771122 | Central HP <5.4 tons | COMFORTMAKER | HRCU-A-CB (Split System: Heat Pump with Remote Outdoor Unit-Air-Source) | CVH837GKA2* |  |  | EA*4X36L21A*+WALLCON | *97CMN1002122A* | 31600 | 17 | 8.1 | 33200 | 24200 | 72.89% | 1.86 | 11.5 | 11 |  |  |  |  | R-410A | 2.6333 | Residential & Commercial | USHP | Ducted CEE Tier 1
206771140 | Central HP <5.4 tons | COMFORTMAKER | HRCU-A-CB (Split System: Heat Pump with Remote Outdoor Unit-Air-Source) | CVH837GKA2* |  |  | EA*4X36L21A*+WALLCON | *96CTN1002122A* | 31600 | 17 | 8.1 | 33200 | 24200 | 72.89% | 1.86 | 11 | 11 |  |  |  |  | R-410A | 2.6333 | Residential & Commercial | USHP | Ducted CEE Tier 1
214397706 | Central HP <5.4 tons | FRASER-JOHNSTON | HRCU-A-CB (Split System: Heat Pump with Remote Outdoor Unit-Air-Source) | HH836E2S11 |  |  | CTM36C5CDS1 | TM8E120C16MP11 | 33800 | 18 | 8.5 | 31600 | 25800 | 81.65% | 2 | 0 | 11 |  |  |  |  | R-454B | 2.8167 | Residential & Commercial | USHP | Ducted CEE Tier 1
214398599 | Central HP <5.4 tons | FRASER-JOHNSTON | HRCU-A-CB (Split System: Heat Pump with Remote Outdoor Unit-Air-Source) | HH836E2S11 |  |  | CTF48C5CFS1 | TM8Y100C20MP11 | 34400 | 19 | 9 | 32600 | 25800 | 79.14% | 2 | 0 | 11 |  |  |  |  | R-454B | 2.8667 | Residential & Commercial | USHP | Ducted CEE Tier 1
206772824 | Central HP <5.4 tons | COMFORTMAKER | HRCU-A-CB (Split System: Heat Pump with Remote Outdoor Unit-Air-Source) | CVH837GKA2* |  |  | EHD4X42AAL+WALLCON | *80CTL0701412A* | 32400 | 17 | 8.1 | 33200 | 25000 | 75.3% | 1.94 | 11.5 | 11 |  |  |  |  | R-410A | 2.7 | Residential & Commercial | USHP | Ducted CEE Tier 1
206772923 | Central HP <5.4 tons | COMFORTMAKER | HRCU-A-CB (Split System: Heat Pump with Remote Outdoor Unit-Air-Source) | CVH837GKA2* |  |  | EHD4X48AAL+WALLCON | *96CTN1202422A* | 32600 | 17 | 8.1 | 33000 | 24800 | 75.15% | 1.98 | 11 | 11 |  |  |  |  | R-410A | 2.7167 | Residential & Commercial | USHP | Ducted CEE Tier 1
211393420 | Central HP <5.4 tons | CHAMPION HEATING AND COOLING | HRCU-A-CB (Split System: Heat Pump with Remote Outdoor Unit-Air-Source) | HMH72B341 |  |  | XAHC36DBCN1 | TL8E080C16UH11 | 34000 | 17 | 8.1 | 34000 | 24600 | 72.35% | 2.06 | 0 | 9 |  |  |  |  | R-410A | 2.8333 | Residential & Commercial | USHP
211394302 | Central HP <5.4 tons | CHAMPION HEATING AND COOLING | HRCU-A-CB (Split System: Heat Pump with Remote Outdoor Unit-Air-Source) | HMH72B341 |  |  | XAHD48FBCN1 | TM9V120D20MP12 | 33400 | 16.5 | 8.5 | 32000 | 23200 | 72.5% | 2.06 | 0 | 9.5 |  |  |  |  | R-410A | 2.7833 | Residential & Commercial | USHP
215933505 | Central HP <5.4 tons | BRYANT HEATING AND COOLING SYSTEMS | HRCU-A-CB (Split System: Heat Pump with Remote Outdoor Unit-Air-Source) | 293VAN036**AA* |  |  | CSAH*4812AM*+UI | 83*CA36040C17*** | 33600 | 19.5 | 9 | 35000 | 26600 | 76% | 1.92 | 0 | 11.5 |  |  |  |  | R-454B | 2.8 | Residential & Commercial | USHP | Ducted CEE Tier 1
213078530 | Central HP <5.4 tons | CARRIER | HRCU-A-CB (Split System: Heat Pump with Remote Outdoor Unit-Air-Source) | 38MURAQ36AB3* |  |  | CAP**4321AL* | 58S(B,C)*B090M21**20 | 37000 | 16 | 8.5 | 38500 | 35000 | 90.91% | 2.08 | 0 | 10 |  |  |  |  | R-410A | 3.0833 | Residential & Commercial | USHP | Ducted CEE Tier 1
213078639 | Central HP <5.4 tons | CARRIER | HRCU-A-CB (Split System: Heat Pump with Remote Outdoor Unit-Air-Source) | 38MURAQ36AB3* |  |  | CAP**4224AL* | 58S(B,C)*B110M21**20 | 35800 | 16.5 | 8.1 | 38500 | 35000 | 90.91% | 1.9 | 0 | 10 |  |  |  |  | R-410A | 2.9833 | Residential & Commercial | USHP | Ducted CEE Tier 1
213078675 | Central HP <5.4 tons | CARRIER | HRCU-A-CB (Split System: Heat Pump with Remote Outdoor Unit-Air-Source) | 38MURAQ36AB3* |  |  | CAP**4824AL* | 58S(B,C)*B110M21**20 | 36200 | 16.5 | 8.5 | 38000 | 34800 | 91.58% | 2.06 | 0 | 10 |  |  |  |  | R-410A | 3.0167 | Residential & Commercial | USHP | Ducted CEE Tier 1
211391299 | Central HP <5.4 tons | CHAMPION HEATING AND COOLING | HRCU-A-CB (Split System: Heat Pump with Remote Outdoor Unit-Air-Source) | HMH72B341 |  |  | XAHC30CXXN1+TXV | TMLE120C16MP11 | 32400 | 17.5 | 8.1 | 32400 | 22800 | 70.37% | 2 | 0 | 9.5 |  |  |  |  | R-410A | 2.7 | Residential & Commercial | USHP
211391651 | Central HP <5.4 tons | CHAMPION HEATING AND COOLING | HRCU-A-CB (Split System: Heat Pump with Remote Outdoor Unit-Air-Source) | HMH72B341 |  |  | XAHC30CXXN1+TXV | TMLE100B12MP11 | 32000 | 17.5 | 8.1 | 32600 | 23000 | 70.55% | 1.98 | 0 | 9.5 |  |  |  |  | R-410A | 2.6667 | Residential & Commercial | USHP
211391701 | Central HP <5.4 tons | CHAMPION HEATING AND COOLING | HRCU-A-CB (Split System: Heat Pump with Remote Outdoor Unit-Air-Source) | HMH72B341 |  |  | XAHB36DBCN1 | TMLE100B12MP11 | 33200 | 17.5 | 8.1 | 33000 | 23400 | 70.91% | 2.02 | 0 | 9.5 |  |  |  |  | R-410A | 2.7667 | Residential & Commercial | USHP
211391783 | Central HP <5.4 tons | CHAMPION HEATING AND COOLING | HRCU-A-CB (Split System: Heat Pump with Remote Outdoor Unit-Air-Source) | HMH72B341 |  |  | XAFC36DBCN1 | TMLE100B12MP11 | 34000 | 18 | 8.1 | 33800 | 23800 | 70.41% | 2.06 | 0 | 10 |  |  |  |  | R-410A | 2.8333 | Residential & Commercial | USHP | Ducted CEE Tier 1
213774413 | Central HP <5.4 tons | KENMORE | HRCU-A-CB (Split System: Heat Pump with Remote Outdoor Unit-Air-Source) | (C,H,T)VH825GKA3* |  |  | EHD4X42AAL+WALLCON | *80CTL0701716B* | 24200 | 16 | 8.1 | 21400 | 16600 | 77.57% | 1.98 | 0 | 10.5 |  |  |  |  | R-410A | 2.0167 | Residential & Commercial | USHP | Ducted CEE Tier 1
213297715 | Central HP <5.4 tons | FRASER-JOHNSTON | HRCU-A-CB (Split System: Heat Pump with Remote Outdoor Unit-Air-Source) | HMH72B341 |  |  | XAFC36DBCN1 | Z9ES080B12SMPS1 | 33200 | 17 | 8.5 | 32200 | 22600 | 70.19% | 1.8 | 0 | 10 |  |  |  |  | R-410A | 2.7667 | Residential & Commercial | USHP | Ducted CEE Tier 1
213297740 | Central HP <5.4 tons | FRASER-JOHNSTON | HRCU-A-CB (Split System: Heat Pump with Remote Outdoor Unit-Air-Source) | HMH72B341 |  |  | XAHC36DBCN1 | Z8ET100C16LMPS1 | 34000 | 18 | 8.5 | 32800 | 23000 | 70.12% | 2.06 | 0 | 10.5 |  |  |  |  | R-410A | 2.8333 | Residential & Commercial | USHP | Ducted CEE Tier 1
215318837 | Central HP <5.4 tons | Weathermaker | HRCU-A-CB (Split System: Heat Pump with Remote Outdoor Unit-Air-Source) | 37MUHAQ60AA3 |  |  | 45MUAAQ60XX3 | 0 | 54000 | 16 | 9 | 56000 | 52000 | 92.86% | 1.8 | 0 | 10 |  |  |  |  | R-454B | 4.5 | Residential & Commercial | USHP | Ducted CEE Tier 1
212986572 | Central HP <5.4 tons | BRYANT HEATING AND COOLING SYSTEMS | HRCU-A-CB (Split System: Heat Pump with Remote Outdoor Unit-Air-Source) | 38MURAQ24AB3* |  |  | CAP**3621AL* | 916SA36040M17*** | 23400 | 16 | 8.5 | 26200 | 24200 | 92.37% | 2 | 0 | 9.5 |  |  |  |  | R-410A | 1.95 | Residential & Commercial | USHP
212987472 | Central HP <5.4 tons | BRYANT HEATING AND COOLING SYSTEMS | HRCU-A-CB (Split System: Heat Pump with Remote Outdoor Unit-Air-Source) | 38MURAQ24AB3* |  |  | CNPV*3617AL* | 916SA48080M17*** | 23800 | 17 | 8.5 | 26400 | 24000 | 90.91% | 2 | 0 | 10.5 |  |  |  |  | R-410A | 1.9833 | Residential & Commercial | USHP | Ducted CEE Tier 1
211392096 | Central HP <5.4 tons | CHAMPION HEATING AND COOLING | HRCU-A-CB (Split System: Heat Pump with Remote Outdoor Unit-Air-Source) | HMH72B341 |  |  | XAFC36DBCN1 | TMLE080C16MP11 | 34000 | 17 | 8.5 | 33600 | 23600 | 70.24% | 2.08 | 0 | 10 |  |  |  |  | R-410A | 2.8333 | Residential & Commercial | USHP | Ducted CEE Tier 1
211392196 | Central HP <5.4 tons | CHAMPION HEATING AND COOLING | HRCU-A-CB (Split System: Heat Pump with Remote Outdoor Unit-Air-Source) | HMH72B341 |  |  | XAHC30CXXN1+TXV | TM8E080B12MP11 | 32200 | 17 | 8.1 | 33000 | 23200 | 70.3% | 1.98 | 0 | 9 |  |  |  |  | R-410A | 2.6833 | Residential & Commercial | USHP
211392414 | Central HP <5.4 tons | CHAMPION HEATING AND COOLING | HRCU-A-CB (Split System: Heat Pump with Remote Outdoor Unit-Air-Source) | HMH72B341 |  |  | XAFB36DBCN1 | TM8E080B12MP11 | 34000 | 18 | 8.1 | 34000 | 24400 | 71.76% | 2.06 | 0 | 9.5 |  |  |  |  | R-410A | 2.8333 | Residential & Commercial | USHP
215678362 | Central HP <5.4 tons | TEMPSTAR | HRCU-A-CB (Split System: Heat Pump with Remote Outdoor Unit-Air-Source) | T5H0V24*K*AAA* |  |  | EA*5X37M17A*+WALLCON | *80CSU0601716B* | 23800 | 17 | 9 | 23400 | 16400 | 70.09% | 2 | 0 | 10 |  |  |  |  | R-454B | 1.9833 | Residential & Commercial | USHP | Ducted CEE Tier 1
215678412 | Central HP <5.4 tons | TEMPSTAR | HRCU-A-CB (Split System: Heat Pump with Remote Outdoor Unit-Air-Source) | T5H0V24*K*AAA* |  |  | EA*5X37M21A*+WALLCON | *97CTN0601716A* | 24000 | 17 | 9 | 23400 | 16400 | 70.09% | 2.02 | 0 | 10.5 |  |  |  |  | R-454B | 2 | Residential & Commercial | USHP | Ducted CEE Tier 1
211392483 | Central HP <5.4 tons | CHAMPION HEATING AND COOLING | HRCU-A-CB (Split System: Heat Pump with Remote Outdoor Unit-Air-Source) | HMH72B341 |  |  | XAFB30CXXN1+TXV | TMLE080B12MP11 | 32800 | 17.5 | 8.1 | 34000 | 23800 | 70% | 2.02 | 0 | 9.5 |  |  |  |  | R-410A | 2.7333 | Residential & Commercial | USHP
211392498 | Central HP <5.4 tons | CHAMPION HEATING AND COOLING | HRCU-A-CB (Split System: Heat Pump with Remote Outdoor Unit-Air-Source) | HMH72B341 |  |  | XAUB30CXXN1+TXV | TM8E080B12MP11 | 32800 | 17.5 | 8.1 | 34000 | 23800 | 70% | 2.02 | 0 | 9.5 |  |  |  |  | R-410A | 2.7333 | Residential & Commercial | USHP
213080380 | Central HP <5.4 tons | DAY & NIGHT | HRCU-A-CB (Split System: Heat Pump with Remote Outdoor Unit-Air-Source) | DLCURAH36ABK |  |  | EA*4X36L21A* | *96MSN1002122A* | 35000 | 16 | 8.1 | 38500 | 35200 | 91.43% | 1.82 | 0 | 9.5 |  |  |  |  | R-410A | 2.9167 | Residential & Commercial | USHP
215933875 | Central HP <5.4 tons | BRYANT HEATING AND COOLING SYSTEMS | HRCU-A-CB (Split System: Heat Pump with Remote Outdoor Unit-Air-Source) | 293VAN036**AA* |  |  | CSAH*6012AM*+UI | 987MC42080C17*** | 34000 | 19 | 9 | 34800 | 26400 | 75.86% | 1.94 | 0 | 11 |  |  |  |  | R-454B | 2.8333 | Residential & Commercial | USHP | Ducted CEE Tier 1
205750642 | Central HP <5.4 tons | COMFORTMAKER | HRCU-A-CB (Split System: Heat Pump with Remote Outdoor Unit-Air-Source) | CVH825GKA2* |  |  | EA*4X37L21A*+WALLCON | *80CTL0701716A* | 24400 | 17 | 8.5 | 21200 | 16600 | 78.3% | 2.02 | 11 | 11 |  |  |  |  | R-410A | 2.0333 | Residential & Commercial | USHP | Ducted CEE Tier 1
205750674 | Central HP <5.4 tons | COMFORTMAKER | HRCU-A-CB (Split System: Heat Pump with Remote Outdoor Unit-Air-Source) | CVH825GKA2* |  |  | EA*4X37L21A*+WALLCON | *96CTN0801714A* | 24400 | 16.5 | 8.1 | 21200 | 16700 | 78.77% | 2.02 | 11 | 11 |  |  |  |  | R-410A | 2.0333 | Residential & Commercial | USHP | Ducted CEE Tier 1
208447909 | Central HP <5.4 tons | Weathermaker | HRCU-A-CB (Split System: Heat Pump with Remote Outdoor Unit-Air-Source) | 38MURAQ48AB3 |  |  | 40MUAAQ48XA3 | 0 | 47000 | 15.6 | 9.4 | 50000 | 46000 | 92% | 1.9 | 8.5 | 8.2 |  |  |  |  | R-410A | 3.9167 | Residential & Commercial | USHP
206771563 | Central HP <5.4 tons | COMFORTMAKER | HRCU-A-CB (Split System: Heat Pump with Remote Outdoor Unit-Air-Source) | CVH837GKA2* |  |  | EA*4X42L24A*+WALLCON | *97CMN1002122A* | 31800 | 17.5 | 8.1 | 33000 | 24400 | 73.94% | 1.9 | 12 | 11.5 |  |  |  |  | R-410A | 2.65 | Residential & Commercial | USHP | Ducted CEE Tier 1
206771608 | Central HP <5.4 tons | COMFORTMAKER | HRCU-A-CB (Split System: Heat Pump with Remote Outdoor Unit-Air-Source) | CVH837GKA2* |  |  | EA*4X42L24A*+WALLCON | *97CMN0602120A* | 31600 | 17 | 8.1 | 33400 | 24600 | 73.65% | 1.88 | 11.5 | 11 |  |  |  |  | R-410A | 2.6333 | Residential & Commercial | USHP | Ducted CEE Tier 1
210720644 | Central HP <5.4 tons | BRYANT HEATING AND COOLING SYSTEMS | HRCU-A-CB (Split System: Heat Pump with Remote Outdoor Unit-Air-Source) | 284ANV036*0**B* |  |  | CAP**6024AL*+UI | 935CA60080C21*** | 34400 | 19.5 | 9 | 34400 | 25200 | 73.26% | 2.02 | 0 | 12 |  |  |  |  | R-410A | 2.8667 | Residential & Commercial | USHP | Ducted CEE Tier 1
211206953 | Central HP <5.4 tons | CHAMPION HEATING AND COOLING | HRCU-A-CB (Split System: Heat Pump with Remote Outdoor Unit-Air-Source) | HL20B4821 |  |  | XAMC48HE3N1+CC | TM8V120C20MP12 | 43500 | 19 | 9 | 44500 | 36200 | 81.35% | 2.14 | 0 | 12 |  |  |  |  | R-410A | 3.625 | Residential & Commercial | USHP | Ducted CEE Tier 1
212988746 | Central HP <5.4 tons | BRYANT HEATING AND COOLING SYSTEMS | HRCU-A-CB (Split System: Heat Pump with Remote Outdoor Unit-Air-Source) | 38MURAQ24AB3* |  |  | CNPV*3617AL* | 935SB36040M17*** | 23600 | 16.5 | 8.1 | 26400 | 24200 | 91.67% | 2.02 | 0 | 10 |  |  |  |  | R-410A | 1.9667 | Residential & Commercial | USHP | Ducted CEE Tier 1
214243976 | Central HP <5.4 tons | BRYANT HEATING AND COOLING SYSTEMS | HRCU-A-CB (Split System: Heat Pump with Remote Outdoor Unit-Air-Source) | 284ANV048*0**B* |  |  | CNPV*6024AL*+UI | 88*TB60110C21*** | 44500 | 21.5 | 9 | 46000 | 36200 | 78.7% | 2.26 | 0 | 12 |  |  |  |  | R-410A | 3.7083 | Residential & Commercial | USHP | Ducted CEE Tier 1
214569409 | Central HP <5.4 tons | BRYANT HEATING AND COOLING SYSTEMS | HRCU-A-CB (Split System: Heat Pump with Remote Outdoor Unit-Air-Source) | 284ANV048*0**B* |  |  | CAP**4824AL*+UI | 88*TB60070C21*** | 43500 | 21 | 9.5 | 46500 | 36600 | 78.71% | 2.26 | 0 | 11.5 |  |  |  |  | R-410A | 3.625 | Residential & Commercial | USHP | Ducted CEE Tier 1
214243992 | Central HP <5.4 tons | BRYANT HEATING AND COOLING SYSTEMS | HRCU-A-CB (Split System: Heat Pump with Remote Outdoor Unit-Air-Source) | 284ANV024*0**B* |  |  | CNPV*3017AL*+UI | 88*TB48070C17*** | 23200 | 19.5 | 9.5 | 26800 | 20000 | 74.63% | 2.36 | 0 | 13 |  |  |  |  | R-410A | 1.9333 | Residential & Commercial | USHP | Ducted CEE Tier 1
214244010 | Central HP <5.4 tons | BRYANT HEATING AND COOLING SYSTEMS | HRCU-A-CB (Split System: Heat Pump with Remote Outdoor Unit-Air-Source) | 284ANV024*0**B* |  |  | CNPV*3617AL*+UI | 88*TB48070C17*** | 23200 | 19.5 | 9.5 | 26800 | 20000 | 74.63% | 2.36 | 0 | 13 |  |  |  |  | R-410A | 1.9333 | Residential & Commercial | USHP | Ducted CEE Tier 1
214569443 | Central HP <5.4 tons | BRYANT HEATING AND COOLING SYSTEMS | HRCU-A-CB (Split System: Heat Pump with Remote Outdoor Unit-Air-Source) | 284ANV048*0**B* |  |  | CAP**6121AL*+UI | 986TD60080C21*** | 45500 | 21.5 | 10 | 46000 | 36200 | 78.7% | 2.36 | 0 | 12 |  |  |  |  | R-410A | 3.7917 | Residential & Commercial | USHP | Ducted CEE Tier 1
211206946 | Central HP <5.4 tons | CHAMPION HEATING AND COOLING | HRCU-A-CB (Split System: Heat Pump with Remote Outdoor Unit-Air-Source) | HL20B4821 |  |  | XAMC48HE3N1+CC | TP9C080C16MP13 | 43500 | 18 | 8.5 | 45500 | 36800 | 80.88% | 2.14 | 0 | 11 |  |  |  |  | R-410A | 3.625 | Residential & Commercial | USHP | Ducted CEE Tier 1
211206996 | Central HP <5.4 tons | CHAMPION HEATING AND COOLING | HRCU-A-CB (Split System: Heat Pump with Remote Outdoor Unit-Air-Source) | HL20B4821 |  |  | XAMC48HE3N1+CC | TPLC080C16MP13 | 43500 | 19 | 9 | 44500 | 36200 | 81.35% | 2.14 | 0 | 12 |  |  |  |  | R-410A | 3.625 | Residential & Commercial | USHP | Ducted CEE Tier 1
211207001 | Central HP <5.4 tons | CHAMPION HEATING AND COOLING | HRCU-A-CB (Split System: Heat Pump with Remote Outdoor Unit-Air-Source) | HL20B4821 |  |  | XAMC48HE3N1+CC | TPLC100C16MP13 | 43500 | 19 | 9 | 44500 | 36200 | 81.35% | 2.14 | 0 | 12 |  |  |  |  | R-410A | 3.625 | Residential & Commercial | USHP | Ducted CEE Tier 1
215678232 | Central HP <5.4 tons | TEMPSTAR | HRCU-A-CB (Split System: Heat Pump with Remote Outdoor Unit-Air-Source) | T5H0V24*K*AAA* |  |  | EA*5X25M17A*+WALLCON | *80CSU0401712B* | 24000 | 17 | 9 | 23200 | 16300 | 70.26% | 2.02 | 0 | 10.5 |  |  |  |  | R-454B | 2 | Residential & Commercial | USHP | Ducted CEE Tier 1
215678282 | Central HP <5.4 tons | TEMPSTAR | HRCU-A-CB (Split System: Heat Pump with Remote Outdoor Unit-Air-Source) | T5H0V24*K*AAA* |  |  | EA*5X30M17A*+WALLCON | *80CSU0601716B* | 23200 | 17 | 8.5 | 23600 | 16600 | 70.34% | 1.98 | 0 | 10 |  |  |  |  | R-454B | 1.9333 | Residential & Commercial | USHP | Ducted CEE Tier 1
214728388 | Central HP <5.4 tons | COLEMAN | HRCU-A-CB (Split System: Heat Pump with Remote Outdoor Unit-Air-Source) | HH836E2S11 |  |  | CTU36B5XDS1+TXV | TM9V060B12MP12 | 33000 | 17 | 8.5 | 31000 | 25200 | 81.29% | 2 | 0 | 11 |  |  |  |  | R-454B | 2.75 | Residential & Commercial | USHP | Ducted CEE Tier 1
216782832 | Central HP <5.4 tons | COLEMAN | HRCU-A-CB (Split System: Heat Pump with Remote Outdoor Unit-Air-Source) | HH836E2S11 |  |  | CTF36C5CDS1 | Z8ES100C20LMPS1 | 34600 | 18 | 8.5 | 32200 | 26200 | 81.37% | 2 | 0 | 11 |  |  |  |  | R-454B | 2.8833 | Residential & Commercial | USHP | Ducted CEE Tier 1
216801829 | Central HP <5.4 tons | COLEMAN | HRCU-A-CB (Split System: Heat Pump with Remote Outdoor Unit-Air-Source) | HH836E2S11 |  |  | CTM48C5CFS1 | Z8ET080C16LMPS1 | 32800 | 19 | 9 | 30200 | 22800 | 75.5% | 2 | 0 | 11.7 |  |  |  |  | R-454B | 2.7333 | Residential & Commercial | USHP | Ducted CEE Tier 1
216801834 | Central HP <5.4 tons | COLEMAN | HRCU-A-CB (Split System: Heat Pump with Remote Outdoor Unit-Air-Source) | HH836E2S11 |  |  | CTF48C5CFS1 | Z8ET100C20LMPS1 | 33000 | 19 | 9 | 30600 | 23000 | 75.16% | 2 | 0 | 11.7 |  |  |  |  | R-454B | 2.75 | Residential & Commercial | USHP | Ducted CEE Tier 1
216801836 | Central HP <5.4 tons | COLEMAN | HRCU-A-CB (Split System: Heat Pump with Remote Outdoor Unit-Air-Source) | HH836E2S11 |  |  | CTF48C5CFS1 | Z8ET120C20LMPS1 | 32600 | 19 | 9 | 30200 | 23000 | 76.16% | 2 | 0 | 11.7 |  |  |  |  | R-454B | 2.7167 | Residential & Commercial | USHP | Ducted CEE Tier 1
210692782 | Central HP <5.4 tons | GOODMAN | HRCU-A-CB (Split System: Heat Pump with Remote Outdoor Unit-Air-Source) | GSZV903610A* |  |  | CSCF3642N6D*+TXV | G*VC961205DNB* | 33800 | 18.5 | 8.2 | 34000 | 24400 | 71.76% | 1.8 | 0 | 11.5 |  |  |  |  | R-410A | 2.8167 | Residential & Commercial | USHP | Ducted CEE Tier 1
215853475 | Central HP <5.4 tons | LUXAIRE | HRCU-A-CB (Split System: Heat Pump with Remote Outdoor Unit-Air-Source) | HH860E2S11 |  |  | CTM60D5CJS1 | TM9Y120D20MP11 | 52500 | 19 | 9 | 55000 | 40000 | 72.73% | 2 | 0 | 10 |  |  |  |  | R-454B | 4.375 | Residential & Commercial | USHP | Ducted CEE Tier 1
211392851 | Central HP <5.4 tons | CHAMPION HEATING AND COOLING | HRCU-A-CB (Split System: Heat Pump with Remote Outdoor Unit-Air-Source) | HMH72B341 |  |  | XAFB36DXXN1+TXV | TMLE040A12MP11 | 34000 | 18 | 8.1 | 33600 | 23800 | 70.83% | 2.06 | 0 | 10 |  |  |  |  | R-410A | 2.8333 | Residential & Commercial | USHP | Ducted CEE Tier 1
211392866 | Central HP <5.4 tons | CHAMPION HEATING AND COOLING | HRCU-A-CB (Split System: Heat Pump with Remote Outdoor Unit-Air-Source) | HMH72B341 |  |  | XAFB36DBCN1 | TM8E040A12MP11 | 34000 | 18 | 8.1 | 33600 | 23800 | 70.83% | 2.06 | 0 | 10 |  |  |  |  | R-410A | 2.8333 | Residential & Commercial | USHP | Ducted CEE Tier 1
211390410 | Central HP <5.4 tons | CHAMPION HEATING AND COOLING | HRCU-A-CB (Split System: Heat Pump with Remote Outdoor Unit-Air-Source) | HMH72B341 |  |  | XAHC36DXXN1+TXV | TM8V080B12MP12 | 32800 | 16.5 | 8.1 | 32800 | 23200 | 70.73% | 1.98 | 0 | 9.5 |  |  |  |  | R-410A | 2.7333 | Residential & Commercial | USHP
214397671 | Central HP <5.4 tons | FRASER-JOHNSTON | HRCU-A-CB (Split System: Heat Pump with Remote Outdoor Unit-Air-Source) | HH836E2S11 |  |  | CTF36C5CDS1 | TMLE080C16MP11 | 33800 | 18 | 8.5 | 31400 | 25600 | 81.53% | 2 | 0 | 11 |  |  |  |  | R-454B | 2.8167 | Residential & Commercial | USHP | Ducted CEE Tier 1
214397721 | Central HP <5.4 tons | FRASER-JOHNSTON | HRCU-A-CB (Split System: Heat Pump with Remote Outdoor Unit-Air-Source) | HH836E2S11 |  |  | CTF36C5CDS1 | TP9C100C16MP13 | 33800 | 18 | 8.5 | 31400 | 25600 | 81.53% | 2 | 0 | 11 |  |  |  |  | R-454B | 2.8167 | Residential & Commercial | USHP | Ducted CEE Tier 1
211391942 | Central HP <5.4 tons | CHAMPION HEATING AND COOLING | HRCU-A-CB (Split System: Heat Pump with Remote Outdoor Unit-Air-Source) | HMH72B341 |  |  | XAUB30CXXN1+TXV | TM8E100B12MP11 | 32800 | 17.5 | 8.1 | 33400 | 23400 | 70.06% | 2.04 | 0 | 9.5 |  |  |  |  | R-410A | 2.7333 | Residential & Commercial | USHP
211390097 | Central HP <5.4 tons | CHAMPION HEATING AND COOLING | HRCU-A-CB (Split System: Heat Pump with Remote Outdoor Unit-Air-Source) | HMH72B341 |  |  | XAHC30CXXN1+TXV | TM8V080C16MP12 | 32400 | 17 | 8.1 | 32400 | 22800 | 70.37% | 2 | 0 | 9.5 |  |  |  |  | R-410A | 2.7 | Residential & Commercial | USHP
211390972 | Central HP <5.4 tons | CHAMPION HEATING AND COOLING | HRCU-A-CB (Split System: Heat Pump with Remote Outdoor Unit-Air-Source) | HMH72B341 |  |  | XAHB30CXXN1+TXV | TMLV060A12MP12 | 32000 | 17 | 8.1 | 32800 | 23000 | 70.12% | 1.98 | 0 | 9.5 |  |  |  |  | R-410A | 2.6667 | Residential & Commercial | USHP
211388709 | Central HP <5.4 tons | CHAMPION HEATING AND COOLING | HRCU-A-CB (Split System: Heat Pump with Remote Outdoor Unit-Air-Source) | HMH72B341 |  |  | XAFC36DXXN1+TXV | TM9E080C16MP12 | 34000 | 18 | 8.1 | 33600 | 23800 | 70.83% | 2.08 | 0 | 10 |  |  |  |  | R-410A | 2.8333 | Residential & Commercial | USHP | Ducted CEE Tier 1
211389136 | Central HP <5.4 tons | CHAMPION HEATING AND COOLING | HRCU-A-CB (Split System: Heat Pump with Remote Outdoor Unit-Air-Source) | HMH72B341 |  |  | XAUB30CXXN1+TXV | TM9E060B12MP12 | 32600 | 17 | 8.1 | 33600 | 23600 | 70.24% | 2 | 0 | 9.5 |  |  |  |  | R-410A | 2.7167 | Residential & Commercial | USHP
213078236 | Central HP <5.4 tons | BRYANT HEATING AND COOLING SYSTEMS | HRCU-A-CB (Split System: Heat Pump with Remote Outdoor Unit-Air-Source) | 38MURAQ36AB3* |  |  | CNPV*4821AL* | 8(0,1)*SB48070M21*** | 35800 | 16.5 | 8.1 | 38500 | 34800 | 90.39% | 1.98 | 0 | 10 |  |  |  |  | R-410A | 2.9833 | Residential & Commercial | USHP | Ducted CEE Tier 1
216508753 | Central HP <5.4 tons | FRASER-JOHNSTON | HRCU-A-CB (Split System: Heat Pump with Remote Outdoor Unit-Air-Source) | HH836E2S11 |  |  | CTF30A5ADS1 | TM8V060A12MP12 | 32800 | 17 | 8.5 | 30600 | 25200 | 82.35% | 2 | 0 | 11 |  |  |  |  | R-454B | 2.7333 | Residential & Commercial | USHP | Ducted CEE Tier 1
215318843 | Central HP <5.4 tons | Weathermaker | HRCU-A-CB (Split System: Heat Pump with Remote Outdoor Unit-Air-Source) | 37MURAQ48AA3 |  |  | 45MUAAQ48XX3 | 0 | 48000 | 16 | 8.5 | 48000 | 38000 | 79.17% | 1.85 | 0 | 10 |  |  |  |  | R-454B | 4 | Residential & Commercial | USHP | Ducted CEE Tier 1
214569471 | Central HP <5.4 tons | BRYANT HEATING AND COOLING SYSTEMS | HRCU-A-CB (Split System: Heat Pump with Remote Outdoor Unit-Air-Source) | 284ANV048*0**B* |  |  | CSPH*6012AL*+UI | 935CB60080C21*** | 45000 | 20 | 9.5 | 46500 | 36400 | 78.28% | 2.34 | 0 | 11.5 |  |  |  |  | R-410A | 3.75 | Residential & Commercial | USHP | Ducted CEE Tier 1
213297085 | Central HP <5.4 tons | FRASER-JOHNSTON | HRCU-A-CB (Split System: Heat Pump with Remote Outdoor Unit-Air-Source) | HMH72B341 |  |  | XAHC36DBCN1 | Z8ET080C16LMPS1 | 34000 | 18.5 | 8.5 | 33400 | 24000 | 71.86% | 2.1 | 0 | 9.5 |  |  |  |  | R-410A | 2.8333 | Residential & Commercial | USHP
213079851 | Central HP <5.4 tons | DAY & NIGHT | HRCU-A-CB (Split System: Heat Pump with Remote Outdoor Unit-Air-Source) | DLCURAH36ABK |  |  | EA*4X37L21A* | *92MSN1002122A* | 36200 | 16.5 | 8.5 | 38000 | 34800 | 91.58% | 2.04 | 0 | 10 |  |  |  |  | R-410A | 3.0167 | Residential & Commercial | USHP | Ducted CEE Tier 1
213080069 | Central HP <5.4 tons | DAY & NIGHT | HRCU-A-CB (Split System: Heat Pump with Remote Outdoor Unit-Air-Source) | DLCURAH36ABK |  |  | EA*4X48L21A* | *96MSN0801716A* | 35800 | 15.5 | 8.5 | 38000 | 34800 | 91.58% | 2.02 | 0 | 10 |  |  |  |  | R-410A | 2.9833 | Residential & Commercial | USHP | Ducted CEE Tier 1
213080153 | Central HP <5.4 tons | DAY & NIGHT | HRCU-A-CB (Split System: Heat Pump with Remote Outdoor Unit-Air-Source) | DLCURAH36ABK |  |  | EA*4X37L21A* | *96MSN0802120A* | 36400 | 16 | 8.5 | 38000 | 34800 | 91.58% | 2.06 | 0 | 10 |  |  |  |  | R-410A | 3.0333 | Residential & Commercial | USHP | Ducted CEE Tier 1
206773103 | Central HP <5.4 tons | COMFORTMAKER | HRCU-A-CB (Split System: Heat Pump with Remote Outdoor Unit-Air-Source) | CVH837GKA2* |  |  | EA*4X43L21A*+WALLCON | *80CSU0401712A* | 33000 | 17.5 | 8.5 | 33000 | 25000 | 75.76% | 1.98 | 12 | 11 |  |  |  |  | R-410A | 2.75 | Residential & Commercial | USHP | Ducted CEE Tier 1
206773360 | Central HP <5.4 tons | COMFORTMAKER | HRCU-A-CB (Split System: Heat Pump with Remote Outdoor Unit-Air-Source) | CVH837GKA2* |  |  | EHD4X48AAL+WALLCON | *80CSU0401712A* | 32600 | 16.5 | 8.1 | 33000 | 24800 | 75.15% | 1.96 | 11.5 | 11 |  |  |  |  | R-410A | 2.7167 | Residential & Commercial | USHP | Ducted CEE Tier 1
214569399 | Central HP <5.4 tons | BRYANT HEATING AND COOLING SYSTEMS | HRCU-A-CB (Split System: Heat Pump with Remote Outdoor Unit-Air-Source) | 284ANV048*0**B* |  |  | CAP**4821AL*+UI | 935CB60080C21*** | 43500 | 20.5 | 9.5 | 46500 | 36600 | 78.71% | 2.26 | 0 | 11 |  |  |  |  | R-410A | 3.625 | Residential & Commercial | USHP | Ducted CEE Tier 1
214569417 | Central HP <5.4 tons | BRYANT HEATING AND COOLING SYSTEMS | HRCU-A-CB (Split System: Heat Pump with Remote Outdoor Unit-Air-Source) | 284ANV048*0**B* |  |  | CAP**4824AL*+UI | 987MC60080C21*** | 43500 | 20.5 | 9.5 | 46500 | 36400 | 78.28% | 2.28 | 0 | 11.5 |  |  |  |  | R-410A | 3.625 | Residential & Commercial | USHP | Ducted CEE Tier 1
215934225 | Central HP <5.4 tons | BRYANT HEATING AND COOLING SYSTEMS | HRCU-A-CB (Split System: Heat Pump with Remote Outdoor Unit-Air-Source) | 293VAN048**AA* |  |  | CAA**6121AM*+UI | 935CB66100C21*** | 45500 | 21.5 | 9.5 | 48500 | 36600 | 75.46% | 2 | 0 | 11.5 |  |  |  |  | R-454B | 3.7917 | Residential & Commercial | USHP | Ducted CEE Tier 1
215933975 | Central HP <5.4 tons | BRYANT HEATING AND COOLING SYSTEMS | HRCU-A-CB (Split System: Heat Pump with Remote Outdoor Unit-Air-Source) | 293VAN048**AA* |  |  | CAA**4821AM*+UI | 83*CA60100C21*** | 43500 | 20.5 | 9.5 | 48000 | 36600 | 76.25% | 2 | 0 | 10.5 |  |  |  |  | R-454B | 3.625 | Residential & Commercial | USHP | Ducted CEE Tier 1
211398636 | Central HP <5.4 tons | COLEMAN | HRCU-A-CB (Split System: Heat Pump with Remote Outdoor Unit-Air-Source) | HMH72B341 |  |  | XAHC48FBCN1 | TMLE100B12MP11 | 32600 | 17 | 8.1 | 31800 | 23200 | 72.96% | 2.02 | 0 | 9 |  |  |  |  | R-410A | 2.7167 | Residential & Commercial | USHP
210692724 | Central HP <5.4 tons | GOODMAN | HRCU-A-CB (Split System: Heat Pump with Remote Outdoor Unit-Air-Source) | GSZV903610A* |  |  | CA*F3743*6D*+TXV | G*VM970603BNB* | 33600 | 18.5 | 8.2 | 34000 | 24400 | 71.76% | 1.8 | 0 | 12 |  |  |  |  | R-410A | 2.8 | Residential & Commercial | USHP | Ducted CEE Tier 1
210692741 | Central HP <5.4 tons | GOODMAN | HRCU-A-CB (Split System: Heat Pump with Remote Outdoor Unit-Air-Source) | GSZV903610A* |  |  | CHPF3642C6C*+TXV | G*VC960804CNB* | 33400 | 18 | 8.2 | 34000 | 24400 | 71.76% | 1.8 | 0 | 11 |  |  |  |  | R-410A | 2.7833 | Residential & Commercial | USHP | Ducted CEE Tier 1
206771275 | Central HP <5.4 tons | COMFORTMAKER | HRCU-A-CB (Split System: Heat Pump with Remote Outdoor Unit-Air-Source) | CVH837GKA2* |  |  | EA*4X37L21A*+WALLCON | *80CTL0902120A* | 32800 | 17.5 | 8.5 | 33000 | 25200 | 76.36% | 1.98 | 12 | 11.7 |  |  |  |  | R-410A | 2.7333 | Residential & Commercial | USHP | Ducted CEE Tier 1
206771878 | Central HP <5.4 tons | COMFORTMAKER | HRCU-A-CB (Split System: Heat Pump with Remote Outdoor Unit-Air-Source) | CVH837GKA2* |  |  | EA*4X48L21A*+WALLCON | *97CMN0602120A* | 32200 | 17 | 8.1 | 32800 | 25200 | 76.83% | 1.96 | 11.5 | 11 |  |  |  |  | R-410A | 2.6833 | Residential & Commercial | USHP | Ducted CEE Tier 1
206772247 | Central HP <5.4 tons | COMFORTMAKER | HRCU-A-CB (Split System: Heat Pump with Remote Outdoor Unit-Air-Source) | CVH837GKA2* |  |  | EN(A,D,W)4X48L21**+WALLCON | *80CTL0902120A* | 32400 | 17.5 | 8.1 | 33000 | 24800 | 75.15% | 1.96 | 12 | 11.7 |  |  |  |  | R-410A | 2.7 | Residential & Commercial | USHP | Ducted CEE Tier 1
213779337 | Central HP <5.4 tons | HEIL | HRCU-A-CB (Split System: Heat Pump with Remote Outdoor Unit-Air-Source) | HVH837GKA** |  |  | EA*4X43L21A*+WALLCON | *96CTN0601714B* | 32800 | 17 | 8.1 | 33000 | 25400 | 76.97% | 1.96 | 0 | 11 |  |  |  |  | R-410A | 2.7333 | Residential & Commercial | USHP | Ducted CEE Tier 1
213780857 | Central HP <5.4 tons | HEIL | HRCU-A-CB (Split System: Heat Pump with Remote Outdoor Unit-Air-Source) | HVH837GKA2* |  |  | EA*4X37L21A*+WALLCON | *80CTL0701716B* | 32800 | 17 | 8.5 | 33000 | 25200 | 76.36% | 1.96 | 0 | 11 |  |  |  |  | R-410A | 2.7333 | Residential & Commercial | USHP | Ducted CEE Tier 1
213780957 | Central HP <5.4 tons | HEIL | HRCU-A-CB (Split System: Heat Pump with Remote Outdoor Unit-Air-Source) | HVH837GKA2* |  |  | EA*4X37L21A*+WALLCON | *96CTN1002122B* | 33000 | 17 | 8.5 | 32600 | 25000 | 76.69% | 1.98 | 0 | 11.5 |  |  |  |  | R-410A | 2.75 | Residential & Commercial | USHP | Ducted CEE Tier 1
213427546 | Central HP <5.4 tons | COMFORTSTAR | HRCU-A-C (Split System: Heat Pump with Remote Outdoor Unit with No Indoor Fan --Air Source) | CPH36CD(O)-B |  |  | UACP-36C | 0 | 35000 | 15.2 | 8.5 | 36000 | 30000 | 83.33% | 1.8 | 0 | 10 |  |  |  |  | R-410A | 2.9167 | Residential & Commercial | USHP | Ducted CEE Tier 1
214569477 | Central HP <5.4 tons | BRYANT HEATING AND COOLING SYSTEMS | HRCU-A-CB (Split System: Heat Pump with Remote Outdoor Unit-Air-Source) | 284ANV048*0**B* |  |  | CSPH*6012AL*+UI | 987MC60080C21*** | 45000 | 20 | 9.5 | 46000 | 36200 | 78.7% | 2.34 | 0 | 11.5 |  |  |  |  | R-410A | 3.75 | Residential & Commercial | USHP | Ducted CEE Tier 1
214569527 | Central HP <5.4 tons | BRYANT HEATING AND COOLING SYSTEMS | HRCU-A-CB (Split System: Heat Pump with Remote Outdoor Unit-Air-Source) | 284ANV036*0**B* |  |  | CAP**3721AL*+UI | 986TD60080C21*** | 34600 | 19.5 | 9.5 | 36400 | 25600 | 70.33% | 2.06 | 0 | 12 |  |  |  |  | R-410A | 2.8833 | Residential & Commercial | USHP | Ducted CEE Tier 1
214569559 | Central HP <5.4 tons | BRYANT HEATING AND COOLING SYSTEMS | HRCU-A-CB (Split System: Heat Pump with Remote Outdoor Unit-Air-Source) | 284ANV036*0**B* |  |  | CAP**4321AL*+UI | 986TD60080C21*** | 34600 | 19.5 | 9.5 | 36400 | 25600 | 70.33% | 2.06 | 0 | 12 |  |  |  |  | R-410A | 2.8833 | Residential & Commercial | USHP | Ducted CEE Tier 1
214569561 | Central HP <5.4 tons | BRYANT HEATING AND COOLING SYSTEMS | HRCU-A-CB (Split System: Heat Pump with Remote Outdoor Unit-Air-Source) | 284ANV036*0**B* |  |  | CAP**4821AL*+UI | 88*TB60070C21*** | 33800 | 19.5 | 9.5 | 36600 | 25800 | 70.49% | 2.04 | 0 | 12 |  |  |  |  | R-410A | 2.8167 | Residential & Commercial | USHP | Ducted CEE Tier 1
214569591 | Central HP <5.4 tons | BRYANT HEATING AND COOLING SYSTEMS | HRCU-A-CB (Split System: Heat Pump with Remote Outdoor Unit-Air-Source) | 284ANV036*0**B* |  |  | CAP**6024AL*+UI | 987MC60060C21*** | 34200 | 19 | 9 | 36000 | 25200 | 70% | 2 | 0 | 12 |  |  |  |  | R-410A | 2.85 | Residential & Commercial | USHP | Ducted CEE Tier 1
214398582 | Central HP <5.4 tons | FRASER-JOHNSTON | HRCU-A-CB (Split System: Heat Pump with Remote Outdoor Unit-Air-Source) | HH836E2S11 |  |  | CTM48C5CFS1 | TP9C100C20MP13 | 34200 | 19 | 9 | 32600 | 25800 | 79.14% | 2 | 0 | 11 |  |  |  |  | R-454B | 2.85 | Residential & Commercial | USHP | Ducted CEE Tier 1
216374546 | Central HP <5.4 tons | FRASER-JOHNSTON | HRCU-A-CB (Split System: Heat Pump with Remote Outdoor Unit-Air-Source) | HH836E2S11 |  |  | CTM36C5CDS1 | Z9ET100C16SMPS1 | 33800 | 19 | 8.5 | 31400 | 24000 | 76.43% | 2 | 0 | 11 |  |  |  |  | R-454B | 2.8167 | Residential & Commercial | USHP | Ducted CEE Tier 1
206771509 | Central HP <5.4 tons | COMFORTMAKER | HRCU-A-CB (Split System: Heat Pump with Remote Outdoor Unit-Air-Source) | CVH837GKA2* |  |  | EA*4X42L21A*+WALLCON | *97CMN0602120A* | 31600 | 17 | 8.1 | 33400 | 24800 | 74.25% | 1.86 | 11 | 11 |  |  |  |  | R-410A | 2.6333 | Residential & Commercial | USHP | Ducted CEE Tier 1
206771527 | Central HP <5.4 tons | COMFORTMAKER | HRCU-A-CB (Split System: Heat Pump with Remote Outdoor Unit-Air-Source) | CVH837GKA2* |  |  | EA*4X42L24A*+WALLCON | *80CTL0902120A* | 31800 | 17.5 | 8.1 | 33200 | 24400 | 73.49% | 1.9 | 11 | 11.5 |  |  |  |  | R-410A | 2.65 | Residential & Commercial | USHP | Ducted CEE Tier 1
211389354 | Central HP <5.4 tons | CHAMPION HEATING AND COOLING | HRCU-A-CB (Split System: Heat Pump with Remote Outdoor Unit-Air-Source) | HMH72B341 |  |  | XAHC30CXXN1+TXV | TM8Y100C20MP11 | 32800 | 17 | 8.1 | 32800 | 23000 | 70.12% | 2.02 | 0 | 9.5 |  |  |  |  | R-410A | 2.7333 | Residential & Commercial | USHP
211389795 | Central HP <5.4 tons | CHAMPION HEATING AND COOLING | HRCU-A-CB (Split System: Heat Pump with Remote Outdoor Unit-Air-Source) | HMH72B341 |  |  | XAUB30CXXN1+TXV | TM8Y080B12MP11 | 32800 | 17.5 | 8.1 | 33000 | 23200 | 70.3% | 2.02 | 0 | 10 |  |  |  |  | R-410A | 2.7333 | Residential & Commercial | USHP | Ducted CEE Tier 1
211387814 | Central HP <5.4 tons | CHAMPION HEATING AND COOLING | HRCU-A-CB (Split System: Heat Pump with Remote Outdoor Unit-Air-Source) | HMH72B341 |  |  | XAFC36DXXN1+TXV | TP9C080B12MP13 | 34000 | 17 | 8.1 | 34000 | 24400 | 71.76% | 2.06 | 0 | 9.5 |  |  |  |  | R-410A | 2.8333 | Residential & Commercial | USHP
211387973 | Central HP <5.4 tons | CHAMPION HEATING AND COOLING | HRCU-A-CB (Split System: Heat Pump with Remote Outdoor Unit-Air-Source) | HMH72B341 |  |  | XAFB30CXXN1+TXV | TM9V080B12MP12 | 32800 | 17 | 8.1 | 33600 | 23600 | 70.24% | 2.02 | 0 | 9.5 |  |  |  |  | R-410A | 2.7333 | Residential & Commercial | USHP
211388275 | Central HP <5.4 tons | CHAMPION HEATING AND COOLING | HRCU-A-CB (Split System: Heat Pump with Remote Outdoor Unit-Air-Source) | HMH72B341 |  |  | XAFC30CXXN1+TXV | TM9V060B12MP12 | 32600 | 17 | 8.1 | 33600 | 23600 | 70.24% | 2.02 | 0 | 9.5 |  |  |  |  | R-410A | 2.7167 | Residential & Commercial | USHP
214569593 | Central HP <5.4 tons | BRYANT HEATING AND COOLING SYSTEMS | HRCU-A-CB (Split System: Heat Pump with Remote Outdoor Unit-Air-Source) | 284ANV036*0**B* |  |  | CAP**6024AL*+UI | 987MC60080C21*** | 34200 | 19.5 | 9 | 35800 | 25200 | 70.39% | 2.02 | 0 | 12 |  |  |  |  | R-410A | 2.85 | Residential & Commercial | USHP | Ducted CEE Tier 1
214569493 | Central HP <5.4 tons | BRYANT HEATING AND COOLING SYSTEMS | HRCU-A-CB (Split System: Heat Pump with Remote Outdoor Unit-Air-Source) | 284ANV048*0**B* |  |  | CNPV*4824AL*+UI | 88*TB60070C21*** | 43500 | 21 | 9 | 46500 | 36600 | 78.71% | 2.16 | 0 | 11.5 |  |  |  |  | R-410A | 3.625 | Residential & Commercial | USHP | Ducted CEE Tier 1
214569627 | Central HP <5.4 tons | BRYANT HEATING AND COOLING SYSTEMS | HRCU-A-CB (Split System: Heat Pump with Remote Outdoor Unit-Air-Source) | 284ANV036*0**B* |  |  | CSPH*3612AL*+UI | 987MC60060C21*** | 33600 | 17.5 | 9 | 37200 | 26400 | 70.97% | 2 | 0 | 11.5 |  |  |  |  | R-410A | 2.8 | Residential & Commercial | USHP | Ducted CEE Tier 1
214244074 | Central HP <5.4 tons | BRYANT HEATING AND COOLING SYSTEMS | HRCU-A-CB (Split System: Heat Pump with Remote Outdoor Unit-Air-Source) | 284ANV024*0**B* |  |  | CNPV*4221AL*+UI | 987MC42060C17*** | 23400 | 19.5 | 10 | 26800 | 20000 | 74.63% | 2.4 | 0 | 13 |  |  |  |  | R-410A | 1.95 | Residential & Commercial | USHP | Ducted CEE Tier 1
215677783 | Central HP <5.4 tons | CARRIER | HRCU-A-CB (Split System: Heat Pump with Remote Outdoor Unit-Air-Source) | 27VNA060A*030* |  |  | CAA**6024AM*+UI | 58TN*B110C21**20 | 55000 | 18.5 | 9 | 59000 | 41500 | 70.34% | 2.02 | 0 | 9 |  |  |  |  | R-454B | 4.5833 | Residential & Commercial | USHP
211387026 | Central HP <5.4 tons | JOHNSON CONTROLS | HRCU-A-CB (Split System: Heat Pump with Remote Outdoor Unit-Air-Source) | HMH72B341 |  |  | XAFB36DBCN1 | TM9Y080B12MP11 | 33600 | 17.5 | 8.5 | 33400 | 23600 | 70.66% | 2.04 | 0 | 9.5 |  |  |  |  | R-410A | 2.8 | Residential & Commercial | USHP
211230464 | Central HP <5.4 tons | BRYANT HEATING AND COOLING SYSTEMS | HRCU-A-CB (Split System: Heat Pump with Remote Outdoor Unit-Air-Source) | 38MURAQ36AB3* |  |  | CNPV*4824AL* | 8(0,1)*SA60110E24*** | 36000 | 16.5 | 8.1 | 38500 | 34800 | 90.39% | 2.02 | 0 | 10.5 |  |  |  |  | R-410A | 3 | Residential & Commercial | USHP | Ducted CEE Tier 1
215942491 | Central HP <5.4 tons | BRYANT HEATING AND COOLING SYSTEMS | HRCU-A-CB (Split System: Heat Pump with Remote Outdoor Unit-Air-Source) | 293VAN036**AA* |  |  | CVAVA6121XMA*+UI | 88*TB48090C17*** | 35800 | 22 | 8.5 | 37400 | 28400 | 75.94% | 2.02 | 0 | 12.5 |  |  |  |  | R-454B | 2.9833 | Residential & Commercial | USHP | Ducted CEE Tier 1
206771860 | Central HP <5.4 tons | COMFORTMAKER | HRCU-A-CB (Split System: Heat Pump with Remote Outdoor Unit-Air-Source) | CVH837GKA2* |  |  | EA*4X48L21A*+WALLCON | *80CTL0901716A* | 32400 | 18 | 8.5 | 32600 | 24800 | 76.07% | 2 | 12 | 11.7 |  |  |  |  | R-410A | 2.7 | Residential & Commercial | USHP | Ducted CEE Tier 1
206772364 | Central HP <5.4 tons | COMFORTMAKER | HRCU-A-CB (Split System: Heat Pump with Remote Outdoor Unit-Air-Source) | CVH837GKA2* |  |  | EN(A,D)4X48L24**+WALLCON | *80CTL0902120A* | 32400 | 17.5 | 8.1 | 33000 | 24800 | 75.15% | 1.96 | 12 | 11.7 |  |  |  |  | R-410A | 2.7 | Residential & Commercial | USHP | Ducted CEE Tier 1
206772896 | Central HP <5.4 tons | COMFORTMAKER | HRCU-A-CB (Split System: Heat Pump with Remote Outdoor Unit-Air-Source) | CVH837GKA2* |  |  | EHD4X48AAL+WALLCON | *80CTL1352422A* | 32600 | 17 | 8.1 | 33000 | 24800 | 75.15% | 1.98 | 11 | 11 |  |  |  |  | R-410A | 2.7167 | Residential & Commercial | USHP | Ducted CEE Tier 1
206773130 | Central HP <5.4 tons | COMFORTMAKER | HRCU-A-CB (Split System: Heat Pump with Remote Outdoor Unit-Air-Source) | CVH837GKA2* |  |  | EA*4X43L21A*+WALLCON | *80CSU1002120A* | 32800 | 17 | 8.5 | 33000 | 25200 | 76.36% | 1.98 | 12 | 11 |  |  |  |  | R-410A | 2.7333 | Residential & Commercial | USHP | Ducted CEE Tier 1
206773283 | Central HP <5.4 tons | COMFORTMAKER | HRCU-A-CB (Split System: Heat Pump with Remote Outdoor Unit-Air-Source) | CVH837GKA2* |  |  | EN(A,D,W)4X48L21**+WALLCON | *80CSU1002120A* | 32400 | 17 | 8.1 | 33000 | 24800 | 75.15% | 1.94 | 12.2 | 11.5 |  |  |  |  | R-410A | 2.7 | Residential & Commercial | USHP | Ducted CEE Tier 1
215678352 | Central HP <5.4 tons | TEMPSTAR | HRCU-A-CB (Split System: Heat Pump with Remote Outdoor Unit-Air-Source) | T5H0V24*K*AAA* |  |  | EA*5X37M17A*+WALLCON | *80CSU0401712B* | 23800 | 17 | 9 | 23400 | 16400 | 70.09% | 2 | 0 | 10 |  |  |  |  | R-454B | 1.9833 | Residential & Commercial | USHP | Ducted CEE Tier 1
206772797 | Central HP <5.4 tons | COMFORTMAKER | HRCU-A-CB (Split System: Heat Pump with Remote Outdoor Unit-Air-Source) | CVH837GKA2* |  |  | EHD4X42AAL+WALLCON | *97CMN1202422A* | 32400 | 16.5 | 8.1 | 33200 | 25000 | 75.3% | 1.96 | 11.5 | 11 |  |  |  |  | R-410A | 2.7 | Residential & Commercial | USHP | Ducted CEE Tier 1
206773664 | Central HP <5.4 tons | COMFORTMAKER | HRCU-A-CB (Split System: Heat Pump with Remote Outdoor Unit-Air-Source) | CVH837GKA2* |  |  | EHD4X42AAL+WALLCON | *95CSU1002122A* | 32600 | 17 | 8.1 | 33000 | 24800 | 75.15% | 1.96 | 11.5 | 11 |  |  |  |  | R-410A | 2.7167 | Residential & Commercial | USHP | Ducted CEE Tier 1
214389255 | Central HP <5.4 tons | BRYANT HEATING AND COOLING SYSTEMS | HRCU-A-CB (Split System: Heat Pump with Remote Outdoor Unit-Air-Source) | 284ANV036*0**B* |  |  | CNPV*4217AL*+UI | 88*TB36070C14*** | 33000 | 19 | 9 | 37400 | 26400 | 70.59% | 1.98 | 0 | 11.7 |  |  |  |  | R-410A | 2.75 | Residential & Commercial | USHP | Ducted CEE Tier 1
214389321 | Central HP <5.4 tons | BRYANT HEATING AND COOLING SYSTEMS | HRCU-A-CB (Split System: Heat Pump with Remote Outdoor Unit-Air-Source) | 284ANV036*0**B* |  |  | CNPV*6024AL*+UI | 88*TB66135C24*** | 34000 | 20 | 9 | 36200 | 25400 | 70.17% | 2.02 | 0 | 12.5 |  |  |  |  | R-410A | 2.8333 | Residential & Commercial | USHP | Ducted CEE Tier 1
210692746 | Central HP <5.4 tons | GOODMAN | HRCU-A-CB (Split System: Heat Pump with Remote Outdoor Unit-Air-Source) | GSZV903610A* |  |  | CHPF3642C6C*+TXV | G*VM970804CNB* | 33400 | 18 | 8.2 | 34000 | 24400 | 71.76% | 1.8 | 0 | 11 |  |  |  |  | R-410A | 2.7833 | Residential & Commercial | USHP | Ducted CEE Tier 1
213078854 | Central HP <5.4 tons | BRYANT HEATING AND COOLING SYSTEMS | HRCU-A-CB (Split System: Heat Pump with Remote Outdoor Unit-Air-Source) | 38MURAQ36AB3* |  |  | CAP**3721AL* | 83*SB60100M21*** | 36400 | 16 | 8.5 | 38000 | 34800 | 91.58% | 2.1 | 0 | 10 |  |  |  |  | R-410A | 3.0333 | Residential & Commercial | USHP | Ducted CEE Tier 1
216737049 | Central HP <5.4 tons | BRYANT HEATING AND COOLING SYSTEMS | HRCU-A-CB (Split System: Heat Pump with Remote Outdoor Unit-Air-Source) | 37MUHAQ24AA3 |  |  | CSAH*3012AM* | 8(0,1)*SB48070M17*** | 22400 | 15.5 | 8.1 | 21000 | 18800 | 89.52% | 1.85 | 0 | 10.5 |  |  |  |  | R-454B | 1.8667 | Residential & Commercial | USHP | Ducted CEE Tier 1
216737108 | Central HP <5.4 tons | BRYANT HEATING AND COOLING SYSTEMS | HRCU-A-CB (Split System: Heat Pump with Remote Outdoor Unit-Air-Source) | 37MUHAQ24AA3 |  |  | CSAH*3012AM* | 8(0,1)*SB60110M21*** | 22800 | 15.2 | 8.1 | 21200 | 19000 | 89.62% | 1.9 | 0 | 10.5 |  |  |  |  | R-454B | 1.9 | Residential & Commercial | USHP | Ducted CEE Tier 1
216737192 | Central HP <5.4 tons | BRYANT HEATING AND COOLING SYSTEMS | HRCU-A-CB (Split System: Heat Pump with Remote Outdoor Unit-Air-Source) | 37MUHAQ24AA3 |  |  | CSAH*3012AM* | 82*SB66110V21*** | 22800 | 15.2 | 8.1 | 21200 | 19000 | 89.62% | 1.85 | 0 | 10.5 |  |  |  |  | R-454B | 1.9 | Residential & Commercial | USHP | Ducted CEE Tier 1
216737210 | Central HP <5.4 tons | BRYANT HEATING AND COOLING SYSTEMS | HRCU-A-CB (Split System: Heat Pump with Remote Outdoor Unit-Air-Source) | 37MUHAQ24AA3 |  |  | CSAH*3012AM* | 83*SB36040M17*** | 22400 | 16 | 8.1 | 21000 | 18800 | 89.52% | 1.85 | 0 | 10.5 |  |  |  |  | R-454B | 1.8667 | Residential & Commercial | USHP | Ducted CEE Tier 1
214569343 | Central HP <5.4 tons | BRYANT HEATING AND COOLING SYSTEMS | HRCU-A-CB (Split System: Heat Pump with Remote Outdoor Unit-Air-Source) | 284ANV024*0**B* |  |  | CAP**4224AL*+UI | 935CB60080C21*** | 23400 | 20.5 | 10.5 | 26600 | 19700 | 74.06% | 2.46 | 0 | 13 |  |  |  |  | R-410A | 1.95 | Residential & Commercial | USHP | Ducted CEE Tier 1
214569357 | Central HP <5.4 tons | BRYANT HEATING AND COOLING SYSTEMS | HRCU-A-CB (Split System: Heat Pump with Remote Outdoor Unit-Air-Source) | 284ANV024*0**B* |  |  | CSPH*3012AL*+UI | 88*TB60070C21*** | 23400 | 19 | 10.5 | 26800 | 19900 | 74.25% | 2.46 | 0 | 12.5 |  |  |  |  | R-410A | 1.95 | Residential & Commercial | USHP | Ducted CEE Tier 1
214569393 | Central HP <5.4 tons | BRYANT HEATING AND COOLING SYSTEMS | HRCU-A-CB (Split System: Heat Pump with Remote Outdoor Unit-Air-Source) | 284ANV024*0**B* |  |  | CNPV*4221AL*+UI | 935CB66100C21*** | 23400 | 20.5 | 10.5 | 26600 | 19800 | 74.44% | 2.46 | 0 | 13.5 |  |  |  |  | R-410A | 1.95 | Residential & Commercial | USHP | Ducted CEE Tier 1
214720055 | Central HP <5.4 tons | FRASER-JOHNSTON | HRCU-A-CB (Split System: Heat Pump with Remote Outdoor Unit-Air-Source) | HH836E2S11 |  |  | CTU48C5XFS1+TXV | TM8V100C16MP12 | 33400 | 18 | 9 | 31600 | 25400 | 80.38% | 2 | 0 | 11 |  |  |  |  | R-454B | 2.7833 | Residential & Commercial | USHP | Ducted CEE Tier 1
215679962 | Central HP <5.4 tons | TEMPSTAR | HRCU-A-CB (Split System: Heat Pump with Remote Outdoor Unit-Air-Source) | T5H0V36*K*AAA* |  |  | ESH5X60M12A*+WALLCON | *80CSU0601716B* | 34600 | 17 | 8.5 | 34600 | 24800 | 71.68% | 1.92 | 0 | 10 |  |  |  |  | R-454B | 2.8833 | Residential & Commercial | USHP | Ducted CEE Tier 1
215681673 | Central HP <5.4 tons | CARRIER | HRCU-A-CB (Split System: Heat Pump with Remote Outdoor Unit-Air-Source) | 27VNA048A*030* |  |  | CSAH*6012AM*+UI | 58CU*B040C17**12 | 45500 | 16.5 | 8.5 | 48000 | 33800 | 70.42% | 2.08 | 0 | 9.5 |  |  |  |  | R-454B | 3.7917 | Residential & Commercial | USHP
216374678 | Central HP <5.4 tons | FRASER-JOHNSTON | HRCU-A-CB (Split System: Heat Pump with Remote Outdoor Unit-Air-Source) | HH836E2S11 |  |  | CTM48C5CFS1 | Z9ET080C16SMPS1 | 33800 | 19 | 9.5 | 32400 | 24200 | 74.69% | 2 | 0 | 11 |  |  |  |  | R-454B | 2.8167 | Residential & Commercial | USHP | Ducted CEE Tier 1
214398463 | Central HP <5.4 tons | FRASER-JOHNSTON | HRCU-A-CB (Split System: Heat Pump with Remote Outdoor Unit-Air-Source) | HH860E2S11 |  |  | CTM60D5CJS1+JMVT20DC2N1 | 0 | 54000 | 19 | 9 | 55500 | 39500 | 71.17% | 2 | 0 | 11 |  |  |  |  | R-454B | 4.5 | Residential & Commercial | USHP | Ducted CEE Tier 1
216374693 | Central HP <5.4 tons | FRASER-JOHNSTON | HRCU-A-CB (Split System: Heat Pump with Remote Outdoor Unit-Air-Source) | HH860E2S11 |  |  | CTM60C5CGS1 | Z9ET100C16SMPS1 | 44500 | 19 | 9 | 45500 | 33200 | 72.97% | 2 | 0 | 11 |  |  |  |  | R-454B | 3.7083 | Residential & Commercial | USHP | Ducted CEE Tier 1
215676463 | Central HP <5.4 tons | CARRIER | HRCU-A-CB (Split System: Heat Pump with Remote Outdoor Unit-Air-Source) | 27VNA048A*030* |  |  | CVAVA6021XMA*+UI | 58TN*B090C17**16 | 48000 | 19 | 9 | 50000 | 36800 | 73.6% | 1.98 | 0 | 10 |  |  |  |  | R-454B | 4 | Residential & Commercial | USHP | Ducted CEE Tier 1
211390458 | Central HP <5.4 tons | CHAMPION HEATING AND COOLING | HRCU-A-CB (Split System: Heat Pump with Remote Outdoor Unit-Air-Source) | HMH72B341 |  |  | XAHC36DBCN1 | TPLC080B12MP13 | 32800 | 16.5 | 8.1 | 32800 | 23200 | 70.73% | 1.98 | 0 | 9.5 |  |  |  |  | R-410A | 2.7333 | Residential & Commercial | USHP
211390943 | Central HP <5.4 tons | CHAMPION HEATING AND COOLING | HRCU-A-CB (Split System: Heat Pump with Remote Outdoor Unit-Air-Source) | HMH72B341 |  |  | XAHB36DBCN1 | TPLC060A12MP13 | 33400 | 16.5 | 8.1 | 33600 | 23800 | 70.83% | 2.02 | 0 | 9.5 |  |  |  |  | R-410A | 2.7833 | Residential & Commercial | USHP
211389324 | Central HP <5.4 tons | CHAMPION HEATING AND COOLING | HRCU-A-CB (Split System: Heat Pump with Remote Outdoor Unit-Air-Source) | HMH72B341 |  |  | XAHC36DBCN1 | TM8Y100C20MP11 | 34000 | 17 | 8.1 | 33800 | 24200 | 71.6% | 2.08 | 0 | 9.5 |  |  |  |  | R-410A | 2.8333 | Residential & Commercial | USHP
211389339 | Central HP <5.4 tons | CHAMPION HEATING AND COOLING | HRCU-A-CB (Split System: Heat Pump with Remote Outdoor Unit-Air-Source) | HMH72B341 |  |  | XAHC30CXXN1+TXV | TM8Y120C20MP11 | 32800 | 17 | 8.1 | 32800 | 23000 | 70.12% | 2.02 | 0 | 9.5 |  |  |  |  | R-410A | 2.7333 | Residential & Commercial | USHP
211389409 | Central HP <5.4 tons | CHAMPION HEATING AND COOLING | HRCU-A-CB (Split System: Heat Pump with Remote Outdoor Unit-Air-Source) | HMH72B341 |  |  | XAFC36DBCN1 | TM8Y100C20MP11 | 34000 | 17.5 | 8.5 | 33800 | 23800 | 70.41% | 2.1 | 0 | 10 |  |  |  |  | R-410A | 2.8333 | Residential & Commercial | USHP | Ducted CEE Tier 1
211389975 | Central HP <5.4 tons | CHAMPION HEATING AND COOLING | HRCU-A-CB (Split System: Heat Pump with Remote Outdoor Unit-Air-Source) | HMH72B341 |  |  | XAHC36DXXN1+TXV | TPLC100C16MP13 | 34000 | 17 | 8.1 | 34000 | 24600 | 72.35% | 2.08 | 0 | 9.5 |  |  |  |  | R-410A | 2.8333 | Residential & Commercial | USHP
211390177 | Central HP <5.4 tons | CHAMPION HEATING AND COOLING | HRCU-A-CB (Split System: Heat Pump with Remote Outdoor Unit-Air-Source) | HMH72B341 |  |  | XAFC36DXXN1+TXV | TM8V080C16MP12 | 34000 | 17.5 | 8.5 | 33800 | 23800 | 70.41% | 2.08 | 0 | 10 |  |  |  |  | R-410A | 2.8333 | Residential & Commercial | USHP | Ducted CEE Tier 1
206773432 | Central HP <5.4 tons | COMFORTMAKER | HRCU-A-CB (Split System: Heat Pump with Remote Outdoor Unit-Air-Source) | CVH837GKA2* |  |  | EA*4X37L21A*+WALLCON | *95CSU1002122A* | 33000 | 17.5 | 8.5 | 32800 | 25000 | 76.22% | 2 | 12 | 11.5 |  |  |  |  | R-410A | 2.75 | Residential & Commercial | USHP | Ducted CEE Tier 1
215941475 | Central HP <5.4 tons | BRYANT HEATING AND COOLING SYSTEMS | HRCU-A-CB (Split System: Heat Pump with Remote Outdoor Unit-Air-Source) | 293VAN048**AA* |  |  | CVAMA6024XMA*+UI | 987TA66120C24*** | 45500 | 20.5 | 8.1 | 52500 | 38000 | 72.38% | 1.95 | 0 | 11.5 |  |  |  |  | R-454B | 3.7917 | Residential & Commercial | USHP | Ducted CEE Tier 1
215941525 | Central HP <5.4 tons | BRYANT HEATING AND COOLING SYSTEMS | HRCU-A-CB (Split System: Heat Pump with Remote Outdoor Unit-Air-Source) | 293VAN048**AA* |  |  | CVAVA4821XMA*+UI | 986TD60080C21*** | 44500 | 19.5 | 8.1 | 52000 | 38500 | 74.04% | 1.9 | 0 | 10.5 |  |  |  |  | R-454B | 3.7083 | Residential & Commercial | USHP | Ducted CEE Tier 1
215941575 | Central HP <5.4 tons | BRYANT HEATING AND COOLING SYSTEMS | HRCU-A-CB (Split System: Heat Pump with Remote Outdoor Unit-Air-Source) | 293VAN048**AA* |  |  | CVAVA4821XMA*+UI | 987TA66100C21*** | 44500 | 20 | 8.1 | 52000 | 38500 | 74.04% | 2 | 0 | 11 |  |  |  |  | R-454B | 3.7083 | Residential & Commercial | USHP | Ducted CEE Tier 1
214779588 | Central HP <5.4 tons | FRASER-JOHNSTON | HRCU-A-CB (Split System: Heat Pump with Remote Outdoor Unit-Air-Source) | HMH72B341 |  |  | XAHC36DBCN1 | Z9ES080C16SMPS1 | 33200 | 17 | 8.5 | 32000 | 22400 | 70% | 1.8 | 0 | 10 |  |  |  |  | R-410A | 2.7667 | Residential & Commercial | USHP | Ducted CEE Tier 1
213297745 | Central HP <5.4 tons | FRASER-JOHNSTON | HRCU-A-CB (Split System: Heat Pump with Remote Outdoor Unit-Air-Source) | HMH72B341 |  |  | XAFD48FXXN1+TXV | Z8ET080C16LMPS1 | 33600 | 17.5 | 8.5 | 32800 | 23200 | 70.73% | 2.08 | 0 | 9.5 |  |  |  |  | R-410A | 2.8 | Residential & Commercial | USHP
213297250 | Central HP <5.4 tons | FRASER-JOHNSTON | HRCU-A-CB (Split System: Heat Pump with Remote Outdoor Unit-Air-Source) | HMH72B341 |  |  | XAFB36DBCN1 | Z9ET040A10SMPS1 | 33400 | 17.5 | 8.5 | 33000 | 23200 | 70.3% | 1.98 | 0 | 9.5 |  |  |  |  | R-410A | 2.7833 | Residential & Commercial | USHP
214569487 | Central HP <5.4 tons | BRYANT HEATING AND COOLING SYSTEMS | HRCU-A-CB (Split System: Heat Pump with Remote Outdoor Unit-Air-Source) | 284ANV048*0**B* |  |  | CNPV*4821AL*+UI | 987MC60060C21*** | 43000 | 20 | 9 | 47000 | 37000 | 78.72% | 2.12 | 0 | 11 |  |  |  |  | R-410A | 3.5833 | Residential & Commercial | USHP | Ducted CEE Tier 1
214569489 | Central HP <5.4 tons | BRYANT HEATING AND COOLING SYSTEMS | HRCU-A-CB (Split System: Heat Pump with Remote Outdoor Unit-Air-Source) | 284ANV048*0**B* |  |  | CNPV*4821AL*+UI | 987MC60080C21*** | 44000 | 20.5 | 9 | 46500 | 36600 | 78.71% | 2.16 | 0 | 11.5 |  |  |  |  | R-410A | 3.6667 | Residential & Commercial | USHP | Ducted CEE Tier 1
213297705 | Central HP <5.4 tons | FRASER-JOHNSTON | HRCU-A-CB (Split System: Heat Pump with Remote Outdoor Unit-Air-Source) | HMH72B341 |  |  | XAHC36DBCN1 | Z9ES080C20SMPS1 | 33800 | 17 | 8.5 | 32800 | 23000 | 70.12% | 1.8 | 0 | 10 |  |  |  |  | R-410A | 2.8167 | Residential & Commercial | USHP | Ducted CEE Tier 1
213297000 | Central HP <5.4 tons | FRASER-JOHNSTON | HRCU-A-CB (Split System: Heat Pump with Remote Outdoor Unit-Air-Source) | HMH72B341 |  |  | XAUB36DXXN1+TXV | Z8ES080B12LMPS1 | 34000 | 18 | 8.1 | 33400 | 24000 | 71.86% | 2.08 | 0 | 10 |  |  |  |  | R-410A | 2.8333 | Residential & Commercial | USHP | Ducted CEE Tier 1
213297855 | Central HP <5.4 tons | FRASER-JOHNSTON | HRCU-A-CB (Split System: Heat Pump with Remote Outdoor Unit-Air-Source) | HMH72B341 |  |  | XAFC36DBCN1+JMET12CS2N1 | 0 | 34000 | 18.5 | 8.5 | 34000 | 24200 | 71.18% | 2.14 | 0 | 10 |  |  |  |  | R-410A | 2.8333 | Residential & Commercial | USHP | Ducted CEE Tier 1
213297955 | Central HP <5.4 tons | FRASER-JOHNSTON | HRCU-A-CB (Split System: Heat Pump with Remote Outdoor Unit-Air-Source) | HMH72B341 |  |  | XAFD48FBCN1 | Z8ES120C16LMPS1 | 34000 | 16.5 | 8.5 | 32800 | 23400 | 71.34% | 2.1 | 0 | 9.5 |  |  |  |  | R-410A | 2.8333 | Residential & Commercial | USHP
214397644 | Central HP <5.4 tons | FRASER-JOHNSTON | HRCU-A-CB (Split System: Heat Pump with Remote Outdoor Unit-Air-Source) | HH836E2S11 |  |  | CTF48C5CFS1+JMET12CS2N1 | 0 | 34000 | 19 | 9 | 31800 | 25200 | 79.25% | 2 | 0 | 11.7 |  |  |  |  | R-454B | 2.8333 | Residential & Commercial | USHP | Ducted CEE Tier 1
214397661 | Central HP <5.4 tons | FRASER-JOHNSTON | HRCU-A-CB (Split System: Heat Pump with Remote Outdoor Unit-Air-Source) | HH836E2S11 |  |  | JHC36B5CD2SS1 | 0 | 33000 | 19 | 8.5 | 30200 | 24800 | 82.12% | 2 | 0 | 11.7 |  |  |  |  | R-454B | 2.75 | Residential & Commercial | USHP | Ducted CEE Tier 1
214397794 | Central HP <5.4 tons | FRASER-JOHNSTON | HRCU-A-CB (Split System: Heat Pump with Remote Outdoor Unit-Air-Source) | HH836E2S11 |  |  | CTM48C5CFS1+JME12C2SN1 | 0 | 34000 | 19 | 9 | 31400 | 25200 | 80.25% | 2 | 0 | 11.7 |  |  |  |  | R-454B | 2.8333 | Residential & Commercial | USHP | Ducted CEE Tier 1
214398530 | Central HP <5.4 tons | FRASER-JOHNSTON | HRCU-A-CB (Split System: Heat Pump with Remote Outdoor Unit-Air-Source) | HH836E2S11 |  |  | CTF36C5CDS1 | TM9E080C16MP12 | 34200 | 18 | 8.5 | 32200 | 25800 | 80.12% | 2 | 0 | 11 |  |  |  |  | R-454B | 2.85 | Residential & Commercial | USHP | Ducted CEE Tier 1
214398547 | Central HP <5.4 tons | FRASER-JOHNSTON | HRCU-A-CB (Split System: Heat Pump with Remote Outdoor Unit-Air-Source) | HH836E2S11 |  |  | CTM36C5CDS1 | TL9E080C16UH11 | 34200 | 18 | 8.5 | 32600 | 26800 | 82.21% | 2 | 0 | 11 |  |  |  |  | R-454B | 2.85 | Residential & Commercial | USHP | Ducted CEE Tier 1
214398614 | Central HP <5.4 tons | FRASER-JOHNSTON | HRCU-A-CB (Split System: Heat Pump with Remote Outdoor Unit-Air-Source) | HH836E2S11 |  |  | CTM48C5CFS1 | TM9E080C16MP12 | 33800 | 19 | 9 | 32000 | 25400 | 79.38% | 2 | 0 | 11 |  |  |  |  | R-454B | 2.8167 | Residential & Commercial | USHP | Ducted CEE Tier 1
215676883 | Central HP <5.4 tons | CARRIER | HRCU-A-CB (Split System: Heat Pump with Remote Outdoor Unit-Air-Source) | 27VNA048A*030* |  |  | CVAVA6124XMA*+UI | 58TN*B135C24**22 | 48500 | 19.5 | 9.5 | 50000 | 36600 | 73.2% | 2.1 | 0 | 10.5 |  |  |  |  | R-454B | 4.0417 | Residential & Commercial | USHP | Ducted CEE Tier 1
215853372 | Central HP <5.4 tons | LUXAIRE | HRCU-A-CB (Split System: Heat Pump with Remote Outdoor Unit-Air-Source) | HH836E2S11 |  |  | CTM36C5CDS1+JMC17C2SN1 | 0 | 34400 | 19 | 9 | 31600 | 25800 | 81.65% | 2 | 0 | 11.7 |  |  |  |  | R-454B | 2.8667 | Residential & Commercial | USHP | Ducted CEE Tier 1
215853374 | Central HP <5.4 tons | LUXAIRE | HRCU-A-CB (Split System: Heat Pump with Remote Outdoor Unit-Air-Source) | HH836E2S11 |  |  | CTM36C5CDS1+JME16C2SN1 | 0 | 33400 | 19 | 9 | 30400 | 24800 | 81.58% | 2 | 0 | 12 |  |  |  |  | R-454B | 2.7833 | Residential & Commercial | USHP | Ducted CEE Tier 1
211206973 | Central HP <5.4 tons | CHAMPION HEATING AND COOLING | HRCU-A-CB (Split System: Heat Pump with Remote Outdoor Unit-Air-Source) | HL20B4821 |  |  | XAMC48HE3N1+CC | TPLC120C20MP13 | 43500 | 19 | 9 | 44500 | 36200 | 81.35% | 2.14 | 0 | 12 |  |  |  |  | R-410A | 3.625 | Residential & Commercial | USHP | Ducted CEE Tier 1
206772788 | Central HP <5.4 tons | COMFORTMAKER | HRCU-A-CB (Split System: Heat Pump with Remote Outdoor Unit-Air-Source) | CVH837GKA2* |  |  | EHD4X42AAL+WALLCON | *97CMN1002122A* | 32600 | 16.5 | 8.1 | 33000 | 24800 | 75.15% | 1.96 | 12 | 11 |  |  |  |  | R-410A | 2.7167 | Residential & Commercial | USHP | Ducted CEE Tier 1
215676873 | Central HP <5.4 tons | CARRIER | HRCU-A-CB (Split System: Heat Pump with Remote Outdoor Unit-Air-Source) | 27VNA048A*030* |  |  | CVAVA6124XMA*+UI | 58TN*B090C21**20 | 48500 | 19.5 | 9.5 | 50000 | 36600 | 73.2% | 2.1 | 0 | 10.5 |  |  |  |  | R-454B | 4.0417 | Residential & Commercial | USHP | Ducted CEE Tier 1
213077836 | Central HP <5.4 tons | KEEPRITE | HRCU-A-CB (Split System: Heat Pump with Remote Outdoor Unit-Air-Source) | DLCURAH36ABK |  |  | EA*4X37L17A* | *80MS(N,L)0451412A* | 36000 | 15.2 | 8.5 | 38500 | 35200 | 91.43% | 2 | 0 | 10 |  |  |  |  | R-410A | 3 | Residential & Commercial | USHP | Ducted CEE Tier 1
214243948 | Central HP <5.4 tons | BRYANT HEATING AND COOLING SYSTEMS | HRCU-A-CB (Split System: Heat Pump with Remote Outdoor Unit-Air-Source) | 284ANV048*0**B* |  |  | CNPV*4821AL*+UI | 88*TB36045C17*** | 42500 | 20 | 8.5 | 47500 | 37600 | 79.16% | 2.08 | 0 | 10.5 |  |  |  |  | R-410A | 3.5417 | Residential & Commercial | USHP | Ducted CEE Tier 1
214243962 | Central HP <5.4 tons | BRYANT HEATING AND COOLING SYSTEMS | HRCU-A-CB (Split System: Heat Pump with Remote Outdoor Unit-Air-Source) | 284ANV048*0**B* |  |  | CNPV*4824AL*+UI | 88*TB60110C21*** | 44000 | 21 | 8.5 | 46500 | 36400 | 78.28% | 2.16 | 0 | 12 |  |  |  |  | R-410A | 3.6667 | Residential & Commercial | USHP | Ducted CEE Tier 1
214243978 | Central HP <5.4 tons | BRYANT HEATING AND COOLING SYSTEMS | HRCU-A-CB (Split System: Heat Pump with Remote Outdoor Unit-Air-Source) | 284ANV048*0**B* |  |  | CNPV*6024AL*+UI | 88*TB66135C24*** | 44500 | 21.5 | 9 | 46000 | 36000 | 78.26% | 2.26 | 0 | 12 |  |  |  |  | R-410A | 3.7083 | Residential & Commercial | USHP | Ducted CEE Tier 1
211387443 | Central HP <5.4 tons | JOHNSON CONTROLS | HRCU-A-CB (Split System: Heat Pump with Remote Outdoor Unit-Air-Source) | HMH72B341 |  |  | XAHC36DBCN1 | TM9V100C16MP12 | 33800 | 17 | 8.1 | 33400 | 23600 | 70.66% | 2.06 | 0 | 9.5 |  |  |  |  | R-410A | 2.8167 | Residential & Commercial | USHP
211386691 | Central HP <5.4 tons | JOHNSON CONTROLS | HRCU-A-CB (Split System: Heat Pump with Remote Outdoor Unit-Air-Source) | HMH72B341 |  |  | XAHC36DXXN1+TXV | TM9Y100C20MP11 | 34000 | 15.5 | 8.1 | 34000 | 24400 | 71.76% | 2.06 | 0 | 9.5 |  |  |  |  | R-410A | 2.8333 | Residential & Commercial | USHP
211387426 | Central HP <5.4 tons | JOHNSON CONTROLS | HRCU-A-CB (Split System: Heat Pump with Remote Outdoor Unit-Air-Source) | HMH72B341 |  |  | XAHC36DXXN1+TXV | TP9C100C16MP13 | 33800 | 17 | 8.1 | 33400 | 23600 | 70.66% | 2.06 | 0 | 9.5 |  |  |  |  | R-410A | 2.8167 | Residential & Commercial | USHP
210472838 | Central HP <5.4 tons | KEEPRITE | HRCU-A-CB (Split System: Heat Pump with Remote Outdoor Unit-Air-Source) | CVH825GKA3* |  |  | EA*4X42L21A*+WALLCON | *95CSU1002122A* | 23800 | 16.5 | 8.1 | 21400 | 16600 | 77.57% | 1.96 | 0 | 11 |  |  |  |  | R-410A | 1.9833 | Residential & Commercial | USHP | Ducted CEE Tier 1
210473354 | Central HP <5.4 tons | DAY & NIGHT | HRCU-A-CB (Split System: Heat Pump with Remote Outdoor Unit-Air-Source) | CVH825GKA3* |  |  | EA*4X48L21A*+WALLCON | *96CTN0601714A* | 24000 | 16.5 | 8.1 | 21000 | 16600 | 79.05% | 2 | 0 | 11 |  |  |  |  | R-410A | 2 | Residential & Commercial | USHP | Ducted CEE Tier 1
213427550 | Central HP <5.4 tons | COMFORTSTAR | HRCU-A-C (Split System: Heat Pump with Remote Outdoor Unit with No Indoor Fan --Air Source) | CPH36CD(O)-B |  |  | ACP-36B | 0 | 35000 | 15.2 | 8.5 | 36000 | 30000 | 83.33% | 1.8 | 0 | 10 |  |  |  |  | R-410A | 2.9167 | Residential & Commercial | USHP | Ducted CEE Tier 1
214569433 | Central HP <5.4 tons | BRYANT HEATING AND COOLING SYSTEMS | HRCU-A-CB (Split System: Heat Pump with Remote Outdoor Unit-Air-Source) | 284ANV048*0**B* |  |  | CAP**6121AL*+UI | 88*TB60070C21*** | 45000 | 21 | 10 | 46000 | 36600 | 79.57% | 2.34 | 0 | 11.5 |  |  |  |  | R-410A | 3.75 | Residential & Commercial | USHP | Ducted CEE Tier 1
214569451 | Central HP <5.4 tons | BRYANT HEATING AND COOLING SYSTEMS | HRCU-A-CB (Split System: Heat Pump with Remote Outdoor Unit-Air-Source) | 284ANV048*0**B* |  |  | CAP**6124AL*+UI | 987MC60060C21*** | 45000 | 20.5 | 9.5 | 46500 | 37000 | 79.57% | 2.3 | 0 | 11 |  |  |  |  | R-410A | 3.75 | Residential & Commercial | USHP | Ducted CEE Tier 1
214569533 | Central HP <5.4 tons | BRYANT HEATING AND COOLING SYSTEMS | HRCU-A-CB (Split System: Heat Pump with Remote Outdoor Unit-Air-Source) | 284ANV036*0**B* |  |  | CAP**4221AL*+UI | 935CB66100C21*** | 33200 | 19 | 9.5 | 37800 | 26600 | 70.37% | 2 | 0 | 11.5 |  |  |  |  | R-410A | 2.7667 | Residential & Commercial | USHP | Ducted CEE Tier 1
214569469 | Central HP <5.4 tons | BRYANT HEATING AND COOLING SYSTEMS | HRCU-A-CB (Split System: Heat Pump with Remote Outdoor Unit-Air-Source) | 284ANV048*0**B* |  |  | CSPH*6012AL*+UI | 88*TB60070C21*** | 45000 | 20.5 | 9.5 | 46500 | 36400 | 78.28% | 2.34 | 0 | 11.5 |  |  |  |  | R-410A | 3.75 | Residential & Commercial | USHP | Ducted CEE Tier 1
214569485 | Central HP <5.4 tons | BRYANT HEATING AND COOLING SYSTEMS | HRCU-A-CB (Split System: Heat Pump with Remote Outdoor Unit-Air-Source) | 284ANV048*0**B* |  |  | CNPV*4821AL*+UI | 935CB66100C21*** | 44000 | 21 | 9 | 46500 | 36200 | 77.85% | 2.18 | 0 | 12 |  |  |  |  | R-410A | 3.6667 | Residential & Commercial | USHP | Ducted CEE Tier 1
214569553 | Central HP <5.4 tons | BRYANT HEATING AND COOLING SYSTEMS | HRCU-A-CB (Split System: Heat Pump with Remote Outdoor Unit-Air-Source) | 284ANV036*0**B* |  |  | CAP**4321AL*+UI | 935CB66100C21*** | 34600 | 19.5 | 9.5 | 36400 | 25600 | 70.33% | 2.06 | 0 | 12 |  |  |  |  | R-410A | 2.8833 | Residential & Commercial | USHP | Ducted CEE Tier 1
211388988 | Central HP <5.4 tons | CHAMPION HEATING AND COOLING | HRCU-A-CB (Split System: Heat Pump with Remote Outdoor Unit-Air-Source) | HMH72B341 |  |  | XAHB36DXXN1+TXV | TM9E060B12MP12 | 33200 | 17 | 8.1 | 33200 | 23600 | 71.08% | 2 | 0 | 9.5 |  |  |  |  | R-410A | 2.7667 | Residential & Commercial | USHP
211389174 | Central HP <5.4 tons | CHAMPION HEATING AND COOLING | HRCU-A-CB (Split System: Heat Pump with Remote Outdoor Unit-Air-Source) | HMH72B341 |  |  | XAHB30CXXN1+TXV | TM9E060A10MP12 | 31600 | 16.5 | 8.1 | 33000 | 23200 | 70.3% | 1.96 | 0 | 9 |  |  |  |  | R-410A | 2.6333 | Residential & Commercial | USHP
214606495 | Central HP <5.4 tons | COLEMAN | HRCU-A-C (Split System: Heat Pump with Remote Outdoor Unit with No Indoor Fan --Air Source) | HH836E2S11 |  |  | CTM36C5CDS1 | 0 | 33400 | 15.2 | 8.5 | 31800 | 23200 | 72.96% | 2 | 0 | 10 |  |  |  |  | R-454B | 2.7833 | Residential & Commercial | USHP | Ducted CEE Tier 1
211386142 | Central HP <5.4 tons | FRASER-JOHNSTON | HRCU-A-CB (Split System: Heat Pump with Remote Outdoor Unit-Air-Source) | HMH72B341 |  |  | XAFC48FXXN1+TXV | TL9E100C20UH11 | 34000 | 15.5 | 8.5 | 32400 | 23800 | 73.46% | 2.08 | 0 | 9.5 |  |  |  |  | R-410A | 2.8333 | Residential & Commercial | USHP
211386219 | Central HP <5.4 tons | FRASER-JOHNSTON | HRCU-A-CB (Split System: Heat Pump with Remote Outdoor Unit-Air-Source) | HMH72B341 |  |  | XAHC48FBCN1 | TL9E080C16UH11 | 33200 | 16 | 8.5 | 32400 | 23600 | 72.84% | 2.04 | 0 | 9 |  |  |  |  | R-410A | 2.7667 | Residential & Commercial | USHP
211386244 | Central HP <5.4 tons | FRASER-JOHNSTON | HRCU-A-CB (Split System: Heat Pump with Remote Outdoor Unit-Air-Source) | HMH72B341 |  |  | XAFD48FBCN1 | TL9E080C16UH11 | 34000 | 16.5 | 8.5 | 32800 | 24200 | 73.78% | 2.08 | 0 | 9 |  |  |  |  | R-410A | 2.8333 | Residential & Commercial | USHP
211386053 | Central HP <5.4 tons | FRASER-JOHNSTON | HRCU-A-CB (Split System: Heat Pump with Remote Outdoor Unit-Air-Source) | HMH72B341 |  |  | XAHD48FXXN1+TXV | TL9E100C20UH11 | 33400 | 15.5 | 8.5 | 32000 | 23400 | 73.12% | 2.04 | 0 | 9 |  |  |  |  | R-410A | 2.7833 | Residential & Commercial | USHP
211386580 | Central HP <5.4 tons | FRASER-JOHNSTON | HRCU-A-CB (Split System: Heat Pump with Remote Outdoor Unit-Air-Source) | HMH72B341 |  |  | XAUC48FXXN1+TXV | TL8E080C16UH11 | 34000 | 16.5 | 8.5 | 33400 | 24600 | 73.65% | 2.08 | 0 | 9 |  |  |  |  | R-410A | 2.8333 | Residential & Commercial | USHP
211386621 | Central HP <5.4 tons | FRASER-JOHNSTON | HRCU-A-CB (Split System: Heat Pump with Remote Outdoor Unit-Air-Source) | HMH72B341 |  |  | XAFC48FXXN1+JMET12CS2N1+TXV | 0 | 34000 | 17.5 | 8.5 | 32600 | 23800 | 73.01% | 2.12 | 0 | 9.5 |  |  |  |  | R-410A | 2.8333 | Residential & Commercial | USHP
211386964 | Central HP <5.4 tons | FRASER-JOHNSTON | HRCU-A-CB (Split System: Heat Pump with Remote Outdoor Unit-Air-Source) | HMH72B341 |  |  | XAFC36DXXN1+TXV | TM9Y080B12MP11 | 34000 | 18 | 8.1 | 34000 | 24400 | 71.76% | 2.06 | 0 | 9.5 |  |  |  |  | R-410A | 2.8333 | Residential & Commercial | USHP
214569567 | Central HP <5.4 tons | BRYANT HEATING AND COOLING SYSTEMS | HRCU-A-CB (Split System: Heat Pump with Remote Outdoor Unit-Air-Source) | 284ANV036*0**B* |  |  | CAP**4821AL*+UI | 987MC60060C21*** | 33600 | 19 | 9.5 | 36600 | 26000 | 71.04% | 2.02 | 0 | 11.5 |  |  |  |  | R-410A | 2.8 | Residential & Commercial | USHP | Ducted CEE Tier 1
214569635 | Central HP <5.4 tons | BRYANT HEATING AND COOLING SYSTEMS | HRCU-A-CB (Split System: Heat Pump with Remote Outdoor Unit-Air-Source) | 284ANV036*0**B* |  |  | CSPH*4212AL*+UI | 935CB60080C21*** | 34000 | 18.5 | 9 | 36600 | 26000 | 71.04% | 2.04 | 0 | 11.5 |  |  |  |  | R-410A | 2.8333 | Residential & Commercial | USHP | Ducted CEE Tier 1
215676403 | Central HP <5.4 tons | CARRIER | HRCU-A-CB (Split System: Heat Pump with Remote Outdoor Unit-Air-Source) | 27VNA048A*030* |  |  | CVAVA6021XMA*+UI | 58CU*A060C17**16 | 48000 | 19 | 9 | 50000 | 36800 | 73.6% | 2 | 0 | 10 |  |  |  |  | R-454B | 4 | Residential & Commercial | USHP | Ducted CEE Tier 1
215676533 | Central HP <5.4 tons | CARRIER | HRCU-A-CB (Split System: Heat Pump with Remote Outdoor Unit-Air-Source) | 27VNA048A*030* |  |  | CVAVA6021XMA*+UI | 59MN7C080C17**14 | 47500 | 18.5 | 9 | 50000 | 37400 | 74.8% | 1.98 | 0 | 10 |  |  |  |  | R-454B | 3.9583 | Residential & Commercial | USHP | Ducted CEE Tier 1
211387062 | Central HP <5.4 tons | FRASER-JOHNSTON | HRCU-A-CB (Split System: Heat Pump with Remote Outdoor Unit-Air-Source) | HMH72B341 |  |  | XAUB30CXXN1+TXV | TM9Y080B12MP11 | 32800 | 17.5 | 8.1 | 34000 | 23800 | 70% | 2.02 | 0 | 9.5 |  |  |  |  | R-410A | 2.7333 | Residential & Commercial | USHP
211387182 | Central HP <5.4 tons | FRASER-JOHNSTON | HRCU-A-CB (Split System: Heat Pump with Remote Outdoor Unit-Air-Source) | HMH72B341 |  |  | XAFC30CXXN1+TXV | TM9Y060B12MP11 | 32600 | 17.5 | 8.1 | 34000 | 23800 | 70% | 2 | 0 | 9.5 |  |  |  |  | R-410A | 2.7167 | Residential & Commercial | USHP
211387671 | Central HP <5.4 tons | FRASER-JOHNSTON | HRCU-A-CB (Split System: Heat Pump with Remote Outdoor Unit-Air-Source) | HMH72B341 |  |  | XAFC30CXXN1+TXV | TP9C080C16MP13 | 32800 | 17 | 8.1 | 33400 | 23400 | 70.06% | 2.04 | 0 | 9.5 |  |  |  |  | R-410A | 2.7333 | Residential & Commercial | USHP
211264678 | Central HP <5.4 tons | COMFORTMAKER | HRCU-A-CB (Split System: Heat Pump with Remote Outdoor Unit-Air-Source) | DLCURAH18ABK |  |  | EN(A,D)4X30L17** | OMV098J12* | 18400 | 16 | 8.5 | 18900 | 18300 | 96.83% | 2.2 | 0 | 11 |  |  |  |  | R-410A | 1.5333 | Residential & Commercial | USHP | Ducted CEE Tier 1
211264928 | Central HP <5.4 tons | COMFORTMAKER | HRCU-A-CB (Split System: Heat Pump with Remote Outdoor Unit-Air-Source) | DLCURAH18ABK |  |  | FMA4X18**AL* | 0 | 17400 | 16 | 8.5 | 18500 | 20000 | 108.1% | 2.44 | 0 | 10.5 |  |  |  |  | R-410A | 1.45 | Residential & Commercial | USHP | Ducted CEE Tier 1
204456386 | Central HP <5.4 tons | COMFORTMAKER | HRCU-A-CB (Split System: Heat Pump with Remote Outdoor Unit-Air-Source) | CVH825GKA2* |  |  | EA*4X24L17A*+WALLCON | *96CTN0601714A* | 23200 | 16 | 8.1 | 22000 | 16900 | 76.82% | 1.88 | 11 | 10.5 |  |  |  |  | R-410A | 1.9333 | Residential & Commercial | USHP | Ducted CEE Tier 1
216644634 | Central HP <5.4 tons | BRYANT HEATING AND COOLING SYSTEMS | HRCU-A-CB (Split System: Heat Pump with Remote Outdoor Unit-Air-Source) | 37MUHAQ18AA3 |  |  | FM(C,U)5Z18**AL* | 0 | 18000 | 15.2 | 12.5 | 21200 | 18800 | 88.68% | 2.08 | 0 | 11 |  |  |  |  | R-454B | 1.5 | Residential & Commercial | USHP | Ducted CEE Tier 1
216644649 | Central HP <5.4 tons | BRYANT HEATING AND COOLING SYSTEMS | HRCU-A-CB (Split System: Heat Pump with Remote Outdoor Unit-Air-Source) | 37MUHAQ18AA3 |  |  | FM(C,U)5Z24**AL* | 0 | 18000 | 15.2 | 12.5 | 21200 | 18800 | 88.68% | 2.08 | 0 | 11 |  |  |  |  | R-454B | 1.5 | Residential & Commercial | USHP | Ducted CEE Tier 1
213603967 | Central HP <5.4 tons | Weathermaker | HRCU-A-C (Split System: Heat Pump with Remote Outdoor Unit with No Indoor Fan --Air Source) | 38MURAQ36AB3 |  |  | 40MULAQ36XCX + CI | 0 | 35000 | 15.2 | 10 | 39000 | 32000 | 82.05% | 2 | 10.2 | 10 |  |  |  |  | R-410A | 2.9167 | Residential & Commercial | USHP | Ducted CEE Tier 1
211260280 | Central HP <5.4 tons | HEIL | HRCU-A-CB (Split System: Heat Pump with Remote Outdoor Unit-Air-Source) | DLCURAH18ABK |  |  | EA*4X24L17A* | *96VSN0401410A* | 17400 | 16 | 8.5 | 18300 | 19200 | 104.9% | 2.3 | 0 | 10.5 |  |  |  |  | R-410A | 1.45 | Residential & Commercial | USHP | Ducted CEE Tier 1
211260410 | Central HP <5.4 tons | HEIL | HRCU-A-CB (Split System: Heat Pump with Remote Outdoor Unit-Air-Source) | DLCURAH18ABK |  |  | EA*4X24L17A* | *96VTN0401712A* | 17700 | 15.5 | 8.5 | 18700 | 19100 | 102.1% | 2.28 | 0 | 10.5 |  |  |  |  | R-410A | 1.475 | Residential & Commercial | USHP | Ducted CEE Tier 1
206772301 | Central HP <5.4 tons | COMFORTMAKER | HRCU-A-CB (Split System: Heat Pump with Remote Outdoor Unit-Air-Source) | CVH837GKA2* |  |  | EN(A,D,W)4X48L21**+WALLCON | *97CMN1002122A* | 32400 | 17.5 | 8.1 | 33000 | 24800 | 75.15% | 1.96 | 12 | 11.7 |  |  |  |  | R-410A | 2.7 | Residential & Commercial | USHP | Ducted CEE Tier 1
206773351 | Central HP <5.4 tons | COMFORTMAKER | HRCU-A-CB (Split System: Heat Pump with Remote Outdoor Unit-Air-Source) | CVH837GKA2* |  |  | EHD4X42AAL+WALLCON | *80CSU1002120A* | 32400 | 16 | 8.1 | 33200 | 24800 | 74.7% | 1.94 | 11.5 | 11 |  |  |  |  | R-410A | 2.7 | Residential & Commercial | USHP | Ducted CEE Tier 1
206773612 | Central HP <5.4 tons | COMFORTMAKER | HRCU-A-CB (Split System: Heat Pump with Remote Outdoor Unit-Air-Source) | CVH837GKA2* |  |  | EN(A,D,W)4X48L21**+WALLCON | *95CSU1002122A* | 32400 | 17.5 | 8.1 | 32800 | 24600 | 75% | 1.98 | 12 | 11.7 |  |  |  |  | R-410A | 2.7 | Residential & Commercial | USHP | Ducted CEE Tier 1
214876043 | Central HP <5.4 tons | FRASER-JOHNSTON | HRCU-A-CB (Split System: Heat Pump with Remote Outdoor Unit-Air-Source) | HMH72B341 |  |  | XAFC36DBCN1+JMC17C2SN1 | 0 | 34000 | 18 | 8.5 | 34000 | 23800 | 70% | 2 | 0 | 10 |  |  |  |  | R-410A | 2.8333 | Residential & Commercial | USHP | Ducted CEE Tier 1
211397786 | Central HP <5.4 tons | JOHNSON CONTROLS | HRCU-A-CB (Split System: Heat Pump with Remote Outdoor Unit-Air-Source) | HMH72B341 |  |  | XAFC48FBCN1 | TM8V100C16MP12 | 34000 | 16.5 | 8.5 | 33200 | 24400 | 73.49% | 2.1 | 0 | 9 |  |  |  |  | R-410A | 2.8333 | Residential & Commercial | USHP
213386519 | Central HP <5.4 tons | COMFORTSTAR | HRCU-A-C (Split System: Heat Pump with Remote Outdoor Unit with No Indoor Fan --Air Source) | CPH30CD(O) |  |  | ACP-36C | 0 | 30000 | 15.5 | 9.7 | 33000 | 27000 | 81.82% | 1.85 | 10.7 | 10.5 |  |  |  |  | R-410A | 2.5 | Residential & Commercial | USHP | Ducted CEE Tier 1
211259973 | Central HP <5.4 tons | HEIL | HRCU-A-CB (Split System: Heat Pump with Remote Outdoor Unit-Air-Source) | DLCURAH18ABK |  |  | EA*4X19L17A* | *92ESN0401410A* | 18400 | 15.5 | 8.5 | 18500 | 17600 | 95.14% | 2.12 | 0 | 10.5 |  |  |  |  | R-410A | 1.5333 | Residential & Commercial | USHP | Ducted CEE Tier 1
214239596 | Central HP <5.4 tons | AIRQUEST | HRCU-A-CB (Split System: Heat Pump with Remote Outdoor Unit-Air-Source) | HVH837GKA** |  |  | EN(A,D)4X36L21**+WALLCON | *97CMN1002122B* | 31400 | 16.5 | 8.1 | 33000 | 24000 | 72.73% | 1.82 | 0 | 11 |  |  |  |  | R-410A | 2.6167 | Residential & Commercial | USHP | Ducted CEE Tier 1
215681793 | Central HP <5.4 tons | CARRIER | HRCU-A-CB (Split System: Heat Pump with Remote Outdoor Unit-Air-Source) | 27VNA048A*030* |  |  | CVAMA4821XMA*+UI | 59TN7A080C17**16 | 46500 | 18 | 9 | 50000 | 37000 | 74% | 2 | 0 | 9.5 |  |  |  |  | R-454B | 3.875 | Residential & Commercial | USHP
215681873 | Central HP <5.4 tons | CARRIER | HRCU-A-CB (Split System: Heat Pump with Remote Outdoor Unit-Air-Source) | 27VNA048A*030* |  |  | CVAMA4921XMA*+UI | 59TN7A080C21**20 | 48000 | 19 | 9 | 50000 | 36800 | 73.6% | 2 | 0 | 10 |  |  |  |  | R-454B | 4 | Residential & Commercial | USHP | Ducted CEE Tier 1
215681893 | Central HP <5.4 tons | CARRIER | HRCU-A-CB (Split System: Heat Pump with Remote Outdoor Unit-Air-Source) | 27VNA048A*030* |  |  | CVAMA6021XMA*+UI | 59TN6C080C21**20 | 48000 | 19 | 9 | 50000 | 36800 | 73.6% | 2 | 0 | 10 |  |  |  |  | R-454B | 4 | Residential & Commercial | USHP | Ducted CEE Tier 1
205750682 | Central HP <5.4 tons | COMFORTMAKER | HRCU-A-CB (Split System: Heat Pump with Remote Outdoor Unit-Air-Source) | CVH825GKA2* |  |  | EA*4X37L21A*+WALLCON | *97CMN0601714A* | 24200 | 16 | 8.1 | 21200 | 16800 | 79.25% | 2 | 11 | 11 |  |  |  |  | R-410A | 2.0167 | Residential & Commercial | USHP | Ducted CEE Tier 1
214569503 | Central HP <5.4 tons | BRYANT HEATING AND COOLING SYSTEMS | HRCU-A-CB (Split System: Heat Pump with Remote Outdoor Unit-Air-Source) | 284ANV048*0**B* |  |  | CNPV*4824AL*+UI | 986TD60080C21*** | 44000 | 21 | 9 | 46500 | 36400 | 78.28% | 2.18 | 0 | 12 |  |  |  |  | R-410A | 3.6667 | Residential & Commercial | USHP | Ducted CEE Tier 1
206772644 | Central HP <5.4 tons | COMFORTMAKER | HRCU-A-CB (Split System: Heat Pump with Remote Outdoor Unit-Air-Source) | CVH837GKA2* |  |  | EHD4X36AAL+WALLCON | *96CTN1002122A* | 32200 | 16.5 | 8.1 | 33200 | 24800 | 74.7% | 1.94 | 11.5 | 11 |  |  |  |  | R-410A | 2.6833 | Residential & Commercial | USHP | Ducted CEE Tier 1
206772851 | Central HP <5.4 tons | COMFORTMAKER | HRCU-A-CB (Split System: Heat Pump with Remote Outdoor Unit-Air-Source) | CVH837GKA2* |  |  | EHD4X42AAL+WALLCON | *97CMN0602120A* | 32400 | 16.5 | 8.1 | 33400 | 25200 | 75.45% | 1.94 | 11.5 | 10.5 |  |  |  |  | R-410A | 2.7 | Residential & Commercial | USHP | Ducted CEE Tier 1
211206852 | Central HP <5.4 tons | CHAMPION HEATING AND COOLING | HRCU-A-CB (Split System: Heat Pump with Remote Outdoor Unit-Air-Source) | HL20B2421 |  |  | XAMB24DE1N1+CC | TPLC080B12MP13 | 22400 | 18 | 8.5 | 23600 | 18400 | 77.97% | 1.92 | 0 | 12 |  |  |  |  | R-410A | 1.8667 | Residential & Commercial | USHP | Ducted CEE Tier 1
210596791 | Central HP <5.4 tons | COMFORTMAKER | HRCU-A-CB (Split System: Heat Pump with Remote Outdoor Unit-Air-Source) | CVH825GKA2* |  |  | EA*4X43L21A*+WALLCON | *96CTN1002122A* | 24400 | 16.5 | 8.5 | 21200 | 16600 | 78.3% | 2.04 | 0 | 11 |  |  |  |  | R-410A | 2.0333 | Residential & Commercial | USHP | Ducted CEE Tier 1
210596941 | Central HP <5.4 tons | COMFORTMAKER | HRCU-A-CB (Split System: Heat Pump with Remote Outdoor Unit-Air-Source) | CVH825GKA2* |  |  | EHD4X48AAL+WALLCON | *80CSU0401712A* | 24200 | 16.5 | 8.1 | 21200 | 16600 | 78.3% | 2.02 | 0 | 11 |  |  |  |  | R-410A | 2.0167 | Residential & Commercial | USHP | Ducted CEE Tier 1
210596980 | Central HP <5.4 tons | COMFORTMAKER | HRCU-A-CB (Split System: Heat Pump with Remote Outdoor Unit-Air-Source) | CVH825GKA2* |  |  | EHD4X48AAL+WALLCON | *96CTN1002122A* | 24200 | 16 | 8.1 | 21200 | 16700 | 78.77% | 2.04 | 0 | 11 |  |  |  |  | R-410A | 2.0167 | Residential & Commercial | USHP | Ducted CEE Tier 1
212984033 | Central HP <5.4 tons | KEEPRITE | HRCU-A-CB (Split System: Heat Pump with Remote Outdoor Unit-Air-Source) | DLCURAH24ABK |  |  | EA*4X24L17A* | *92MSN0601714A* | 23400 | 17 | 8.5 | 26800 | 26400 | 98.51% | 2.24 | 0 | 10 |  |  |  |  | R-410A | 1.95 | Residential & Commercial | USHP | Ducted CEE Tier 1
214239196 | Central HP <5.4 tons | AIRQUEST | HRCU-A-CB (Split System: Heat Pump with Remote Outdoor Unit-Air-Source) | HVH837GKA2* |  |  | EN(A,D,W)4X48L21**+WALLCON | *80CTL0902120B* | 32400 | 17 | 8.1 | 32600 | 24600 | 75.46% | 1.96 | 0 | 11.7 |  |  |  |  | R-410A | 2.7 | Residential & Commercial | USHP | Ducted CEE Tier 1
214238946 | Central HP <5.4 tons | AIRQUEST | HRCU-A-CB (Split System: Heat Pump with Remote Outdoor Unit-Air-Source) | HVH837GKA2* |  |  | EN(A,D)4X36L21**+WALLCON | *96CTN1002122B* | 31400 | 16.5 | 8.1 | 33000 | 24000 | 72.73% | 1.82 | 0 | 11 |  |  |  |  | R-410A | 2.6167 | Residential & Commercial | USHP | Ducted CEE Tier 1
208447914 | Central HP <5.4 tons | Weathermaker | HRCU-A-CB (Split System: Heat Pump with Remote Outdoor Unit-Air-Source) | 38MURAQ24AB3 |  |  | 40MUAAQ24XA3 | 0 | 24000 | 17.4 | 10 | 24000 | 22600 | 94.17% | 1.91 | 12.5 | 11.7 |  |  |  |  | R-410A | 2 | Residential & Commercial | USHP | Ducted CEE Tier 1
214595044 | Central HP <5.4 tons | COLEMAN | HRCU-A-CB (Split System: Heat Pump with Remote Outdoor Unit-Air-Source) | HH836E2S11 |  |  | CTF36C5CDS1 | Z8ES100C20SMPS1 | 34600 | 18 | 8.5 | 32200 | 26200 | 81.37% | 2 | 0 | 11 |  |  |  |  | R-454B | 2.8833 | Residential & Commercial | USHP | Ducted CEE Tier 1
210472861 | Central HP <5.4 tons | KENMORE | HRCU-A-CB (Split System: Heat Pump with Remote Outdoor Unit-Air-Source) | (C,H,T)VH825GKA3* |  |  | EA*4X42L21A*+WALLCON | *80CSU0601716A* | 23800 | 16.5 | 8.1 | 21400 | 16600 | 77.57% | 1.96 | 0 | 10.5 |  |  |  |  | R-410A | 1.9833 | Residential & Commercial | USHP | Ducted CEE Tier 1
215681423 | Central HP <5.4 tons | CARRIER | HRCU-A-CB (Split System: Heat Pump with Remote Outdoor Unit-Air-Source) | 27VNA048A*030* |  |  | CAA**6024AM*+UI | 59TN7A120C24**22 | 45000 | 18 | 9 | 47500 | 33600 | 70.74% | 2.06 | 0 | 10 |  |  |  |  | R-454B | 3.75 | Residential & Commercial | USHP | Ducted CEE Tier 1
215681773 | Central HP <5.4 tons | CARRIER | HRCU-A-CB (Split System: Heat Pump with Remote Outdoor Unit-Air-Source) | 27VNA048A*030* |  |  | CVAMA4821XMA*+UI | 58CU*B080C21**20 | 47000 | 18.5 | 9 | 50000 | 36200 | 72.4% | 2 | 0 | 10 |  |  |  |  | R-454B | 3.9167 | Residential & Commercial | USHP | Ducted CEE Tier 1
215682433 | Central HP <5.4 tons | CARRIER | HRCU-A-CB (Split System: Heat Pump with Remote Outdoor Unit-Air-Source) | 27VNA048A*030* |  |  | CVAVA6121XMA*+UI | 59TN6C080C21**20 | 48500 | 19 | 9 | 50000 | 36800 | 73.6% | 2 | 0 | 10.5 |  |  |  |  | R-454B | 4.0417 | Residential & Commercial | USHP | Ducted CEE Tier 1
215682503 | Central HP <5.4 tons | CARRIER | HRCU-A-CB (Split System: Heat Pump with Remote Outdoor Unit-Air-Source) | 27VNA048A*030* |  |  | CVAVA6121XMA*+UI | 59TN7A100C21**22 | 48500 | 19.5 | 9.5 | 50000 | 36800 | 73.6% | 2.12 | 0 | 10.5 |  |  |  |  | R-454B | 4.0417 | Residential & Commercial | USHP | Ducted CEE Tier 1
213779367 | Central HP <5.4 tons | HEIL | HRCU-A-CB (Split System: Heat Pump with Remote Outdoor Unit-Air-Source) | HVH837GKA** |  |  | EA*4X48L21A*+WALLCON | *80CTL0451712B* | 32000 | 16.5 | 8.1 | 32800 | 25200 | 76.83% | 1.92 | 0 | 10.5 |  |  |  |  | R-410A | 2.6667 | Residential & Commercial | USHP | Ducted CEE Tier 1
213779017 | Central HP <5.4 tons | HEIL | HRCU-A-CB (Split System: Heat Pump with Remote Outdoor Unit-Air-Source) | HVH837GKA** |  |  | EA*4X37L21A*+WALLCON | *97CMN1002122B* | 33000 | 17 | 8.5 | 32600 | 25000 | 76.69% | 1.98 | 0 | 11.5 |  |  |  |  | R-410A | 2.75 | Residential & Commercial | USHP | Ducted CEE Tier 1
210596688 | Central HP <5.4 tons | COMFORTMAKER | HRCU-A-CB (Split System: Heat Pump with Remote Outdoor Unit-Air-Source) | CVH825GKA2* |  |  | EA*4X42L21A*+WALLCON | *96CTN0801714A* | 23600 | 16.5 | 8.1 | 21400 | 16700 | 78.04% | 1.96 | 0 | 11 |  |  |  |  | R-410A | 1.9667 | Residential & Commercial | USHP | Ducted CEE Tier 1
210596713 | Central HP <5.4 tons | COMFORTMAKER | HRCU-A-CB (Split System: Heat Pump with Remote Outdoor Unit-Air-Source) | CVH825GKA2* |  |  | EA*4X42L24A*+WALLCON | *80CSU1002120A* | 23800 | 16.5 | 8.1 | 21400 | 16700 | 78.04% | 1.96 | 0 | 10.5 |  |  |  |  | R-410A | 1.9833 | Residential & Commercial | USHP | Ducted CEE Tier 1
210596754 | Central HP <5.4 tons | COMFORTMAKER | HRCU-A-CB (Split System: Heat Pump with Remote Outdoor Unit-Air-Source) | CVH825GKA2* |  |  | EA*4X43L21A*+WALLCON | *80CSU0601716A* | 24400 | 17 | 8.5 | 21200 | 16600 | 78.3% | 2.02 | 0 | 11 |  |  |  |  | R-410A | 2.0333 | Residential & Commercial | USHP | Ducted CEE Tier 1
215853398 | Central HP <5.4 tons | LUXAIRE | HRCU-A-CB (Split System: Heat Pump with Remote Outdoor Unit-Air-Source) | HH836E2S11 |  |  | CTM36C5CDS1 | Z9ES080C16SMPS1 | 33600 | 18 | 8.5 | 31200 | 25400 | 81.41% | 2 | 0 | 11 |  |  |  |  | R-454B | 2.8 | Residential & Commercial | USHP | Ducted CEE Tier 1
211397320 | Central HP <5.4 tons | JOHNSON CONTROLS | HRCU-A-CB (Split System: Heat Pump with Remote Outdoor Unit-Air-Source) | HMH72B341 |  |  | XAHD48FBCN1 | TMLV100C16MP12 | 33600 | 16 | 8.5 | 32400 | 23800 | 73.46% | 2.06 | 0 | 9 |  |  |  |  | R-410A | 2.8 | Residential & Commercial | USHP
211397489 | Central HP <5.4 tons | JOHNSON CONTROLS | HRCU-A-CB (Split System: Heat Pump with Remote Outdoor Unit-Air-Source) | HMH72B341 |  |  | XAHC48FBCN1 | TPLC080C16MP13 | 33600 | 16.5 | 8.5 | 32400 | 23800 | 73.46% | 2.06 | 0 | 9 |  |  |  |  | R-410A | 2.8 | Residential & Commercial | USHP
211397823 | Central HP <5.4 tons | JOHNSON CONTROLS | HRCU-A-CB (Split System: Heat Pump with Remote Outdoor Unit-Air-Source) | HMH72B341 |  |  | XAUC48FXXN1+TXV | TM8V080C16MP12 | 34000 | 16.5 | 8.5 | 33200 | 24400 | 73.49% | 2.1 | 0 | 9 |  |  |  |  | R-410A | 2.8333 | Residential & Commercial | USHP
206772887 | Central HP <5.4 tons | COMFORTMAKER | HRCU-A-CB (Split System: Heat Pump with Remote Outdoor Unit-Air-Source) | CVH837GKA2* |  |  | EHD4X48AAL+WALLCON | *80CTL0902120A* | 32600 | 17 | 8.1 | 33000 | 25000 | 75.76% | 1.98 | 12 | 11 |  |  |  |  | R-410A | 2.7167 | Residential & Commercial | USHP | Ducted CEE Tier 1
206773040 | Central HP <5.4 tons | COMFORTMAKER | HRCU-A-CB (Split System: Heat Pump with Remote Outdoor Unit-Air-Source) | CVH837GKA2* |  |  | EA*4X37L21A*+WALLCON | *80CSU0401712A* | 32800 | 17.5 | 8.5 | 33000 | 25200 | 76.36% | 1.98 | 12 | 11 |  |  |  |  | R-410A | 2.7333 | Residential & Commercial | USHP | Ducted CEE Tier 1
210596696 | Central HP <5.4 tons | COMFORTMAKER | HRCU-A-CB (Split System: Heat Pump with Remote Outdoor Unit-Air-Source) | CVH825GKA2* |  |  | EA*4X42L21A*+WALLCON | *97CMN0601714A* | 23600 | 16 | 8.1 | 21600 | 16800 | 77.78% | 1.94 | 0 | 10.5 |  |  |  |  | R-410A | 1.9667 | Residential & Commercial | USHP | Ducted CEE Tier 1
210596721 | Central HP <5.4 tons | COMFORTMAKER | HRCU-A-CB (Split System: Heat Pump with Remote Outdoor Unit-Air-Source) | CVH825GKA2* |  |  | EA*4X42L24A*+WALLCON | *95CSU0802120A* | 23800 | 17 | 8.1 | 21400 | 16600 | 77.57% | 1.96 | 0 | 11 |  |  |  |  | R-410A | 1.9833 | Residential & Commercial | USHP | Ducted CEE Tier 1
210596746 | Central HP <5.4 tons | COMFORTMAKER | HRCU-A-CB (Split System: Heat Pump with Remote Outdoor Unit-Air-Source) | CVH825GKA2* |  |  | EA*4X42L24A*+WALLCON | *97CMN1202422A* | 23800 | 16.5 | 8.1 | 21400 | 16700 | 78.04% | 1.96 | 0 | 11 |  |  |  |  | R-410A | 1.9833 | Residential & Commercial | USHP | Ducted CEE Tier 1
213427548 | Central HP <5.4 tons | COMFORTSTAR | HRCU-A-C (Split System: Heat Pump with Remote Outdoor Unit with No Indoor Fan --Air Source) | CPH36CD(O)-B |  |  | UACP-36B | 0 | 35000 | 15.2 | 8.5 | 36000 | 30000 | 83.33% | 1.8 | 0 | 10 |  |  |  |  | R-410A | 2.9167 | Residential & Commercial | USHP | Ducted CEE Tier 1
210596704 | Central HP <5.4 tons | COMFORTMAKER | HRCU-A-CB (Split System: Heat Pump with Remote Outdoor Unit-Air-Source) | CVH825GKA2* |  |  | EA*4X42L21A*+WALLCON | *97CMN0801714A* | 23600 | 16.5 | 8.1 | 21400 | 16700 | 78.04% | 1.96 | 0 | 11 |  |  |  |  | R-410A | 1.9667 | Residential & Commercial | USHP | Ducted CEE Tier 1
210596797 | Central HP <5.4 tons | COMFORTMAKER | HRCU-A-CB (Split System: Heat Pump with Remote Outdoor Unit-Air-Source) | CVH825GKA2* |  |  | EA*4X43L21A*+WALLCON | *97CMN0602120A* | 24400 | 16.5 | 8.1 | 21200 | 16700 | 78.77% | 2.02 | 0 | 11 |  |  |  |  | R-410A | 2.0333 | Residential & Commercial | USHP | Ducted CEE Tier 1
210596863 | Central HP <5.4 tons | COMFORTMAKER | HRCU-A-CB (Split System: Heat Pump with Remote Outdoor Unit-Air-Source) | CVH825GKA2* |  |  | EA*4X48L24A*+WALLCON | *95CSU1002122A* | 24200 | 17 | 8.1 | 21000 | 16500 | 78.57% | 2.02 | 0 | 11 |  |  |  |  | R-410A | 2.0167 | Residential & Commercial | USHP | Ducted CEE Tier 1
211260512 | Central HP <5.4 tons | HEIL | HRCU-A-CB (Split System: Heat Pump with Remote Outdoor Unit-Air-Source) | DLCURAH18ABK |  |  | EA*4X24L17A* | *95ESN0261410A* | 18000 | 15.5 | 8.5 | 19000 | 18900 | 99.47% | 2.26 | 0 | 10.5 |  |  |  |  | R-410A | 1.5 | Residential & Commercial | USHP | Ducted CEE Tier 1
211260997 | Central HP <5.4 tons | HEIL | HRCU-A-CB (Split System: Heat Pump with Remote Outdoor Unit-Air-Source) | DLCURAH18ABK |  |  | EA*4X25L17A* | *80ES(N,L)0451712A* | 19100 | 16 | 8.5 | 19000 | 17300 | 91.05% | 2.12 | 0 | 11 |  |  |  |  | R-410A | 1.5917 | Residential & Commercial | USHP | Ducted CEE Tier 1
211260595 | Central HP <5.4 tons | HEIL | HRCU-A-CB (Split System: Heat Pump with Remote Outdoor Unit-Air-Source) | DLCURAH18ABK |  |  | EA*4X24L17A* | *92ESN0601714A* | 17700 | 16.5 | 8.5 | 18500 | 19100 | 103.2% | 2.3 | 0 | 10.5 |  |  |  |  | R-410A | 1.475 | Residential & Commercial | USHP | Ducted CEE Tier 1
211260730 | Central HP <5.4 tons | HEIL | HRCU-A-CB (Split System: Heat Pump with Remote Outdoor Unit-Air-Source) | DLCURAH18ABK |  |  | EA*4X25L17A* | *96VSN0401712A* | 18200 | 15.5 | 8.5 | 18200 | 17500 | 96.15% | 2.12 | 0 | 10.5 |  |  |  |  | R-410A | 1.5167 | Residential & Commercial | USHP | Ducted CEE Tier 1
211245705 | Central HP <5.4 tons | DAY & NIGHT | HRCU-A-CB (Split System: Heat Pump with Remote Outdoor Unit-Air-Source) | DLCURAH24ABK |  |  | EN(A,D)4X36L21** | *95ESN0601714A* | 24600 | 16 | 8.1 | 26600 | 22400 | 84.21% | 1.84 | 0 | 10.5 |  |  |  |  | R-410A | 2.05 | Residential & Commercial | USHP | Ducted CEE Tier 1
204456620 | Central HP <5.4 tons | COMFORTMAKER | HRCU-A-CB (Split System: Heat Pump with Remote Outdoor Unit-Air-Source) | CVH825GKA2* |  |  | EA*4X36L17A*+WALLCON | *96CTN0801714A* | 23600 | 16.5 | 8.1 | 21600 | 16700 | 77.31% | 1.92 | 11.5 | 10.5 |  |  |  |  | R-410A | 1.9667 | Residential & Commercial | USHP | Ducted CEE Tier 1
204456647 | Central HP <5.4 tons | COMFORTMAKER | HRCU-A-CB (Split System: Heat Pump with Remote Outdoor Unit-Air-Source) | CVH825GKA2* |  |  | EA*4X36L17A*+WALLCON | *80CTL0701412A* | 23600 | 17 | 8.1 | 21400 | 16600 | 77.57% | 1.94 | 11 | 11 |  |  |  |  | R-410A | 1.9667 | Residential & Commercial | USHP | Ducted CEE Tier 1
213079100 | Central HP <5.4 tons | HEIL | HRCU-A-CB (Split System: Heat Pump with Remote Outdoor Unit-Air-Source) | DLCURAH36ABK |  |  | EA*4X37L21A* | *80MSU0601716A* | 36400 | 16.5 | 8.5 | 38000 | 34800 | 91.58% | 2.08 | 0 | 10 |  |  |  |  | R-410A | 3.0333 | Residential & Commercial | USHP | Ducted CEE Tier 1
205751221 | Central HP <5.4 tons | COMFORTMAKER | HRCU-A-CB (Split System: Heat Pump with Remote Outdoor Unit-Air-Source) | CVH837GKA** |  |  | EA*4X43L21A*+WALLCON | *80CTL0901716A* | 33000 | 18 | 8.5 | 32800 | 25000 | 76.22% | 2 | 12 | 11.7 |  |  |  |  | R-410A | 2.75 | Residential & Commercial | USHP | Ducted CEE Tier 1
206136129 | Central HP <5.4 tons | COMFORTMAKER | HRCU-A-CB (Split System: Heat Pump with Remote Outdoor Unit-Air-Source) | CVH837GKA** |  |  | EA*4X42L24A*+WALLCON | *95CSU1002122A* | 31800 | 17.5 | 8.1 | 33000 | 24400 | 73.94% | 1.9 | 11.5 | 11 |  |  |  |  | R-410A | 2.65 | Residential & Commercial | USHP | Ducted CEE Tier 1
210596653 | Central HP <5.4 tons | COMFORTMAKER | HRCU-A-CB (Split System: Heat Pump with Remote Outdoor Unit-Air-Source) | CVH825GKA2* |  |  | EA*4X42L21A*+WALLCON | *80CSU0601716A* | 23800 | 16.5 | 8.1 | 21400 | 16600 | 77.57% | 1.96 | 0 | 10.5 |  |  |  |  | R-410A | 1.9833 | Residential & Commercial | USHP | Ducted CEE Tier 1
214499796 | Central HP <5.4 tons | GOODMAN | HRCU-A-CB (Split System: Heat Pump with Remote Outdoor Unit-Air-Source) | GSZS601810A* |  |  | CA*EA1818*4B* | G*VS960805CUA* | 16600 | 17.5 | 8.5 | 17400 | 13000 | 74.71% | 2.1 | 0 | 10.9 |  |  |  |  | R-410A | 1.3833 | Residential & Commercial | USHP | Ducted CEE Tier 1
214499813 | Central HP <5.4 tons | GOODMAN | HRCU-A-CB (Split System: Heat Pump with Remote Outdoor Unit-Air-Source) | GSZS601810A* |  |  | CA*EA2422*4B* | G*VC960804CNB* | 16600 | 17.5 | 8.5 | 17400 | 13000 | 74.71% | 2.1 | 0 | 10.9 |  |  |  |  | R-410A | 1.3833 | Residential & Commercial | USHP | Ducted CEE Tier 1
213774397 | Central HP <5.4 tons | HEIL | HRCU-A-CB (Split System: Heat Pump with Remote Outdoor Unit-Air-Source) | HVH825GKA3* |  |  | EHD4X42AAL+WALLCON | *80CTL0701412B* | 24200 | 16 | 8.1 | 21200 | 16600 | 78.3% | 2 | 0 | 10.5 |  |  |  |  | R-410A | 2.0167 | Residential & Commercial | USHP | Ducted CEE Tier 1
214242238 | Central HP <5.4 tons | AIRQUEST | HRCU-A-CB (Split System: Heat Pump with Remote Outdoor Unit-Air-Source) | HVH825GKA3* |  |  | EN(A,D,W)4X48L21**+WALLCON | *80CTL0902120B* | 24200 | 17 | 8.1 | 21200 | 16600 | 78.3% | 2 | 0 | 11 |  |  |  |  | R-410A | 2.0167 | Residential & Commercial | USHP | Ducted CEE Tier 1
214242288 | Central HP <5.4 tons | AIRQUEST | HRCU-A-CB (Split System: Heat Pump with Remote Outdoor Unit-Air-Source) | HVH825GKA3* |  |  | EN(A,D,W)4X48L21**+WALLCON | *97CMN1002122B* | 24200 | 17 | 8.1 | 21200 | 16500 | 77.83% | 2 | 0 | 11.5 |  |  |  |  | R-410A | 2.0167 | Residential & Commercial | USHP | Ducted CEE Tier 1
213778827 | Central HP <5.4 tons | HEIL | HRCU-A-CB (Split System: Heat Pump with Remote Outdoor Unit-Air-Source) | HVH837GKA** |  |  | EA*4X36L21A*+WALLCON | *80CTL0701716B* | 31400 | 16.5 | 8.1 | 33000 | 24400 | 73.94% | 1.84 | 0 | 10.5 |  |  |  |  | R-410A | 2.6167 | Residential & Commercial | USHP | Ducted CEE Tier 1
213779127 | Central HP <5.4 tons | HEIL | HRCU-A-CB (Split System: Heat Pump with Remote Outdoor Unit-Air-Source) | HVH837GKA** |  |  | EA*4X42L21A*+WALLCON | *97CMN0801714B* | 31600 | 16.5 | 8.1 | 33400 | 24600 | 73.65% | 1.86 | 0 | 10.5 |  |  |  |  | R-410A | 2.6333 | Residential & Commercial | USHP | Ducted CEE Tier 1
213779627 | Central HP <5.4 tons | HEIL | HRCU-A-CB (Split System: Heat Pump with Remote Outdoor Unit-Air-Source) | HVH837GKA** |  |  | EA*4X61L21A*+WALLCON | *80CTL0451712B* | 33000 | 17 | 8.1 | 32400 | 25200 | 77.78% | 1.94 | 0 | 11 |  |  |  |  | R-410A | 2.75 | Residential & Commercial | USHP | Ducted CEE Tier 1
210596671 | Central HP <5.4 tons | COMFORTMAKER | HRCU-A-CB (Split System: Heat Pump with Remote Outdoor Unit-Air-Source) | CVH825GKA2* |  |  | EA*4X42L21A*+WALLCON | *95CSU0601716A* | 23600 | 16.5 | 8.1 | 21400 | 16700 | 78.04% | 1.94 | 0 | 10.5 |  |  |  |  | R-410A | 1.9667 | Residential & Commercial | USHP | Ducted CEE Tier 1
211397134 | Central HP <5.4 tons | JOHNSON CONTROLS | HRCU-A-CB (Split System: Heat Pump with Remote Outdoor Unit-Air-Source) | HMH72B341 |  |  | XAHC48FBCN1 | TM8V120C20MP12 | 33800 | 16.5 | 8.5 | 32400 | 23800 | 73.46% | 2.06 | 0 | 9 |  |  |  |  | R-410A | 2.8167 | Residential & Commercial | USHP
211397293 | Central HP <5.4 tons | JOHNSON CONTROLS | HRCU-A-CB (Split System: Heat Pump with Remote Outdoor Unit-Air-Source) | HMH72B341 |  |  | XAHD48FBCN1 | TM8V100C16MP12 | 33600 | 16 | 8.5 | 32400 | 23800 | 73.46% | 2.06 | 0 | 9 |  |  |  |  | R-410A | 2.8 | Residential & Commercial | USHP
211398077 | Central HP <5.4 tons | JOHNSON CONTROLS | HRCU-A-CB (Split System: Heat Pump with Remote Outdoor Unit-Air-Source) | HMH72B341 |  |  | XAFC48FBCN1 | TPLC080B12MP13 | 33000 | 16 | 8.1 | 32600 | 24000 | 73.62% | 2.02 | 0 | 9 |  |  |  |  | R-410A | 2.75 | Residential & Commercial | USHP
211398102 | Central HP <5.4 tons | JOHNSON CONTROLS | HRCU-A-CB (Split System: Heat Pump with Remote Outdoor Unit-Air-Source) | HMH72B341 |  |  | XAHD48FXXN1+TXV | TM8E120C16MP11 | 33000 | 16.5 | 8.5 | 31800 | 23200 | 72.96% | 2.04 | 0 | 9.5 |  |  |  |  | R-410A | 2.75 | Residential & Commercial | USHP
211398368 | Central HP <5.4 tons | JOHNSON CONTROLS | HRCU-A-CB (Split System: Heat Pump with Remote Outdoor Unit-Air-Source) | HMH72B341 |  |  | XAHD48FXXN1+TXV | TMLE100C16MP11 | 32800 | 16.5 | 8.5 | 31600 | 23200 | 73.42% | 2.02 | 0 | 9.5 |  |  |  |  | R-410A | 2.7333 | Residential & Commercial | USHP
211398722 | Central HP <5.4 tons | JOHNSON CONTROLS | HRCU-A-CB (Split System: Heat Pump with Remote Outdoor Unit-Air-Source) | HMH72B341 |  |  | XAFC48FBCN1 | TMLE100B12MP11 | 33400 | 17 | 8.5 | 32400 | 23800 | 73.46% | 2.06 | 0 | 9.5 |  |  |  |  | R-410A | 2.7833 | Residential & Commercial | USHP
211245975 | Central HP <5.4 tons | DAY & NIGHT | HRCU-A-CB (Split System: Heat Pump with Remote Outdoor Unit-Air-Source) | DLCURAH24ABK |  |  | FVM4X24***L | 0 | 23800 | 17 | 8.5 | 25800 | 23000 | 89.15% | 1.92 | 0 | 10 |  |  |  |  | R-410A | 1.9833 | Residential & Commercial | USHP | Ducted CEE Tier 1
210597449 | Central HP <5.4 tons | COMFORTMAKER | HRCU-A-CB (Split System: Heat Pump with Remote Outdoor Unit-Air-Source) | CVH837GKA** |  |  | EA*4X61L24A*+WALLCON | *80CTL0902120A* | 33200 | 18 | 8.5 | 32000 | 24800 | 77.5% | 2 | 0 | 12 |  |  |  |  | R-410A | 2.7667 | Residential & Commercial | USHP | Ducted CEE Tier 1
210597467 | Central HP <5.4 tons | COMFORTMAKER | HRCU-A-CB (Split System: Heat Pump with Remote Outdoor Unit-Air-Source) | CVH837GKA** |  |  | EA*4X61L24A*+WALLCON | *96CTN1002122A* | 33200 | 18 | 8.5 | 32000 | 24800 | 77.5% | 2 | 0 | 12 |  |  |  |  | R-410A | 2.7667 | Residential & Commercial | USHP | Ducted CEE Tier 1
210597515 | Central HP <5.4 tons | COMFORTMAKER | HRCU-A-CB (Split System: Heat Pump with Remote Outdoor Unit-Air-Source) | CVH837GKA** |  |  | EHD4X60AAL+WALLCON | *80CTL0902120A* | 33000 | 17 | 8.1 | 32200 | 25000 | 77.64% | 2 | 0 | 11.5 |  |  |  |  | R-410A | 2.75 | Residential & Commercial | USHP | Ducted CEE Tier 1
210597542 | Central HP <5.4 tons | COMFORTMAKER | HRCU-A-CB (Split System: Heat Pump with Remote Outdoor Unit-Air-Source) | CVH837GKA** |  |  | EHD4X60AAL+WALLCON | *97CMN0602120A* | 32800 | 16.5 | 8.1 | 32400 | 25200 | 77.78% | 1.98 | 0 | 11 |  |  |  |  | R-410A | 2.7333 | Residential & Commercial | USHP | Ducted CEE Tier 1
210597551 | Central HP <5.4 tons | COMFORTMAKER | HRCU-A-CB (Split System: Heat Pump with Remote Outdoor Unit-Air-Source) | CVH837GKA** |  |  | EHD4X60AAL+WALLCON | *97CMN1002122A* | 33000 | 17 | 8.1 | 32200 | 24800 | 77.02% | 2.02 | 0 | 11.5 |  |  |  |  | R-410A | 2.75 | Residential & Commercial | USHP | Ducted CEE Tier 1
206136345 | Central HP <5.4 tons | COMFORTMAKER | HRCU-A-CB (Split System: Heat Pump with Remote Outdoor Unit-Air-Source) | CVH837GKA** |  |  | EHD4X42AAL+WALLCON | *95CSU1002122A* | 32600 | 17 | 8.1 | 33000 | 24800 | 75.15% | 1.96 | 11.5 | 11 |  |  |  |  | R-410A | 2.7167 | Residential & Commercial | USHP | Ducted CEE Tier 1
210597371 | Central HP <5.4 tons | COMFORTMAKER | HRCU-A-CB (Split System: Heat Pump with Remote Outdoor Unit-Air-Source) | CVH837GKA** |  |  | EA*4X60L24A*+WALLCON | *80CTL0902120A* | 32800 | 17.5 | 8.5 | 31800 | 24800 | 77.99% | 1.98 | 0 | 11.7 |  |  |  |  | R-410A | 2.7333 | Residential & Commercial | USHP | Ducted CEE Tier 1
210597521 | Central HP <5.4 tons | COMFORTMAKER | HRCU-A-CB (Split System: Heat Pump with Remote Outdoor Unit-Air-Source) | CVH837GKA** |  |  | EHD4X60AAL+WALLCON | *80CTL1352422A* | 33000 | 17 | 8.1 | 32200 | 24800 | 77.02% | 2.02 | 0 | 11.5 |  |  |  |  | R-410A | 2.75 | Residential & Commercial | USHP | Ducted CEE Tier 1
210596812 | Central HP <5.4 tons | COMFORTMAKER | HRCU-A-CB (Split System: Heat Pump with Remote Outdoor Unit-Air-Source) | CVH825GKA2* |  |  | EA*4X48L21A*+WALLCON | *80CSU1002120A* | 24000 | 16.5 | 8.1 | 21000 | 16600 | 79.05% | 2.02 | 0 | 11 |  |  |  |  | R-410A | 2 | Residential & Commercial | USHP | Ducted CEE Tier 1
210596857 | Central HP <5.4 tons | COMFORTMAKER | HRCU-A-CB (Split System: Heat Pump with Remote Outdoor Unit-Air-Source) | CVH825GKA2* |  |  | EA*4X48L24A*+WALLCON | *80CTL1352422A* | 24200 | 17 | 8.1 | 21000 | 16500 | 78.57% | 2.02 | 0 | 11 |  |  |  |  | R-410A | 2.0167 | Residential & Commercial | USHP | Ducted CEE Tier 1
210596866 | Central HP <5.4 tons | COMFORTMAKER | HRCU-A-CB (Split System: Heat Pump with Remote Outdoor Unit-Air-Source) | CVH825GKA2* |  |  | EA*4X48L24A*+WALLCON | *96CTN1002122A* | 24200 | 16.5 | 8.1 | 21000 | 16500 | 78.57% | 2.02 | 0 | 11 |  |  |  |  | R-410A | 2.0167 | Residential & Commercial | USHP | Ducted CEE Tier 1
210596989 | Central HP <5.4 tons | COMFORTMAKER | HRCU-A-CB (Split System: Heat Pump with Remote Outdoor Unit-Air-Source) | CVH825GKA2* |  |  | EHD4X48AAL+WALLCON | *97CMN0602120A* | 24200 | 16 | 8.1 | 21400 | 16700 | 78.04% | 2 | 0 | 10.5 |  |  |  |  | R-410A | 2.0167 | Residential & Commercial | USHP | Ducted CEE Tier 1
210596998 | Central HP <5.4 tons | COMFORTMAKER | HRCU-A-CB (Split System: Heat Pump with Remote Outdoor Unit-Air-Source) | CVH825GKA2* |  |  | EHD4X48AAL+WALLCON | *97CMN1202422A* | 24200 | 16 | 8.1 | 21200 | 16600 | 78.3% | 2.02 | 0 | 10.5 |  |  |  |  | R-410A | 2.0167 | Residential & Commercial | USHP | Ducted CEE Tier 1
213076358 | Central HP <5.4 tons | KEEPRITE | HRCU-A-CB (Split System: Heat Pump with Remote Outdoor Unit-Air-Source) | DLCURAH24ABK |  |  | EA*4X37L21A* | *95MSU1002122A* | 25000 | 17.5 | 8.5 | 25400 | 21000 | 82.68% | 1.78 | 0 | 10.5 |  |  |  |  | R-410A | 2.0833 | Residential & Commercial | USHP | Ducted CEE Tier 1
210597509 | Central HP <5.4 tons | COMFORTMAKER | HRCU-A-CB (Split System: Heat Pump with Remote Outdoor Unit-Air-Source) | CVH837GKA** |  |  | EHD4X60AAL+WALLCON | *80CTL0701716A* | 32800 | 17 | 8.1 | 32400 | 25000 | 77.16% | 2 | 0 | 11 |  |  |  |  | R-410A | 2.7333 | Residential & Commercial | USHP | Ducted CEE Tier 1
211397164 | Central HP <5.4 tons | JOHNSON CONTROLS | HRCU-A-CB (Split System: Heat Pump with Remote Outdoor Unit-Air-Source) | HMH72B341 |  |  | XAHC48FBCN1 | TMLV120C20MP12 | 33800 | 16.5 | 8.5 | 32400 | 23800 | 73.46% | 2.06 | 0 | 9 |  |  |  |  | R-410A | 2.8167 | Residential & Commercial | USHP
211397466 | Central HP <5.4 tons | JOHNSON CONTROLS | HRCU-A-CB (Split System: Heat Pump with Remote Outdoor Unit-Air-Source) | HMH72B341 |  |  | XAHC48FBCN1 | TM8V080C16MP12 | 33600 | 16.5 | 8.5 | 32400 | 23800 | 73.46% | 2.06 | 0 | 9 |  |  |  |  | R-410A | 2.8 | Residential & Commercial | USHP
215681413 | Central HP <5.4 tons | CARRIER | HRCU-A-CB (Split System: Heat Pump with Remote Outdoor Unit-Air-Source) | 27VNA048A*030* |  |  | CAA**6024AM*+UI | 59TN7A100C21**22 | 45000 | 18 | 9 | 47500 | 33600 | 70.74% | 2.06 | 0 | 10 |  |  |  |  | R-454B | 3.75 | Residential & Commercial | USHP | Ducted CEE Tier 1
215681533 | Central HP <5.4 tons | CARRIER | HRCU-A-CB (Split System: Heat Pump with Remote Outdoor Unit-Air-Source) | 27VNA048A*030* |  |  | CAA**6124AM*+UI | 58CU*B100C21**20 | 46000 | 18 | 9 | 47500 | 33600 | 70.74% | 2.08 | 0 | 9.5 |  |  |  |  | R-454B | 3.8333 | Residential & Commercial | USHP
215681733 | Central HP <5.4 tons | CARRIER | HRCU-A-CB (Split System: Heat Pump with Remote Outdoor Unit-Air-Source) | 27VNA048A*030* |  |  | CSAH*6012AM*+UI | 59TN7A100C21**22 | 45500 | 16.5 | 8.5 | 48000 | 33800 | 70.42% | 2.08 | 0 | 9.5 |  |  |  |  | R-454B | 3.7917 | Residential & Commercial | USHP
210596737 | Central HP <5.4 tons | COMFORTMAKER | HRCU-A-CB (Split System: Heat Pump with Remote Outdoor Unit-Air-Source) | CVH825GKA2* |  |  | EA*4X42L24A*+WALLCON | *97CMN0602120A* | 23600 | 16.5 | 8.1 | 21400 | 16700 | 78.04% | 1.96 | 0 | 11 |  |  |  |  | R-410A | 1.9667 | Residential & Commercial | USHP | Ducted CEE Tier 1
213781017 | Central HP <5.4 tons | HEIL | HRCU-A-CB (Split System: Heat Pump with Remote Outdoor Unit-Air-Source) | HVH837GKA2* |  |  | EA*4X42L21A*+WALLCON | *95CSU0601716B* | 31600 | 16.5 | 8.1 | 33000 | 24600 | 74.55% | 1.86 | 0 | 10.5 |  |  |  |  | R-410A | 2.6333 | Residential & Commercial | USHP | Ducted CEE Tier 1
210597407 | Central HP <5.4 tons | COMFORTMAKER | HRCU-A-CB (Split System: Heat Pump with Remote Outdoor Unit-Air-Source) | CVH837GKA** |  |  | EA*4X61L21A*+WALLCON | *80CSU0401712A* | 33200 | 17.5 | 8.1 | 32000 | 24800 | 77.5% | 1.98 | 0 | 11.5 |  |  |  |  | R-410A | 2.7667 | Residential & Commercial | USHP | Ducted CEE Tier 1
213079184 | Central HP <5.4 tons | HEIL | HRCU-A-CB (Split System: Heat Pump with Remote Outdoor Unit-Air-Source) | DLCURAH36ABK |  |  | EN(A,D,W)4X48L21** | *80MSU0601716A* | 35800 | 16.5 | 8.1 | 38500 | 34800 | 90.39% | 2 | 0 | 10 |  |  |  |  | R-410A | 2.9833 | Residential & Commercial | USHP | Ducted CEE Tier 1
212969732 | Central HP <5.4 tons | HEIL | HRCU-A-CB (Split System: Heat Pump with Remote Outdoor Unit-Air-Source) | DLCURAH24ABK |  |  | EA*4X24L14A* | *80VSL0451412B* | 23200 | 17 | 9.5 | 26800 | 27200 | 101.5% | 2.32 | 0 | 10 |  |  |  |  | R-410A | 1.9333 | Residential & Commercial | USHP | Ducted CEE Tier 1
205751068 | Central HP <5.4 tons | COMFORTMAKER | HRCU-A-CB (Split System: Heat Pump with Remote Outdoor Unit-Air-Source) | CVH837GKA** |  |  | EA*4X37L21A*+WALLCON | *97CMN1002122A* | 33000 | 17.5 | 8.5 | 33000 | 25200 | 76.36% | 2 | 12 | 11.7 |  |  |  |  | R-410A | 2.75 | Residential & Commercial | USHP | Ducted CEE Tier 1
205750666 | Central HP <5.4 tons | COMFORTMAKER | HRCU-A-CB (Split System: Heat Pump with Remote Outdoor Unit-Air-Source) | CVH825GKA2* |  |  | EA*4X37L21A*+WALLCON | *96CTN0601714A* | 24400 | 16.5 | 8.1 | 21200 | 16700 | 78.77% | 2.02 | 11 | 11 |  |  |  |  | R-410A | 2.0333 | Residential & Commercial | USHP | Ducted CEE Tier 1
214649783 | Central HP <5.4 tons | JOHNSON CONTROLS | HRCU-A-CB (Split System: Heat Pump with Remote Outdoor Unit-Air-Source) | HH860E2S11 |  |  | CTU60D5XGS1+TXV | TP9C120D20MP13 | 44000 | 18 | 9 | 44500 | 33400 | 75.06% | 2 | 0 | 11.7 |  |  |  |  | R-454B | 3.6667 | Residential & Commercial | USHP | Ducted CEE Tier 1
214229430 | Central HP <5.4 tons | DAY & NIGHT | HRCU-A-CB (Split System: Heat Pump with Remote Outdoor Unit-Air-Source) | DLCURAH36ABK |  |  | EA*4X42L24A* | *80MSU1002120A* | 35200 | 16 | 8.5 | 38500 | 35000 | 90.91% | 1.88 | 0 | 9.5 |  |  |  |  | R-410A | 2.9333 | Residential & Commercial | USHP
214569523 | Central HP <5.4 tons | BRYANT HEATING AND COOLING SYSTEMS | HRCU-A-CB (Split System: Heat Pump with Remote Outdoor Unit-Air-Source) | 284ANV036*0**B* |  |  | CAP**3721AL*+UI | 987MC60060C21*** | 34200 | 19 | 9.5 | 36600 | 25800 | 70.49% | 2.04 | 0 | 11.5 |  |  |  |  | R-410A | 2.85 | Residential & Commercial | USHP | Ducted CEE Tier 1
214569587 | Central HP <5.4 tons | BRYANT HEATING AND COOLING SYSTEMS | HRCU-A-CB (Split System: Heat Pump with Remote Outdoor Unit-Air-Source) | 284ANV036*0**B* |  |  | CAP**6024AL*+UI | 935CB60080C21*** | 34200 | 19.5 | 9 | 35800 | 25200 | 70.39% | 2.02 | 0 | 12 |  |  |  |  | R-410A | 2.85 | Residential & Commercial | USHP | Ducted CEE Tier 1
213297100 | Central HP <5.4 tons | FRASER-JOHNSTON | HRCU-A-CB (Split System: Heat Pump with Remote Outdoor Unit-Air-Source) | HMH72B341 |  |  | XAFB30CXXN1+TXV | Z8ET080B12LMPS1 | 33000 | 18.5 | 8.1 | 33000 | 23400 | 70.91% | 2.04 | 0 | 9.5 |  |  |  |  | R-410A | 2.75 | Residential & Commercial | USHP
213297200 | Central HP <5.4 tons | FRASER-JOHNSTON | HRCU-A-CB (Split System: Heat Pump with Remote Outdoor Unit-Air-Source) | HMH72B341 |  |  | XAUB30CXXN1+TXV | Z8ES040A12SMPS1 | 33200 | 18 | 8.5 | 33000 | 23400 | 70.91% | 2.06 | 0 | 10 |  |  |  |  | R-410A | 2.7667 | Residential & Commercial | USHP | Ducted CEE Tier 1
214569639 | Central HP <5.4 tons | BRYANT HEATING AND COOLING SYSTEMS | HRCU-A-CB (Split System: Heat Pump with Remote Outdoor Unit-Air-Source) | 284ANV036*0**B* |  |  | CSPH*4212AL*+UI | 987MC60060C21*** | 33800 | 18 | 9 | 36800 | 26200 | 71.2% | 2.02 | 0 | 11.5 |  |  |  |  | R-410A | 2.8167 | Residential & Commercial | USHP | Ducted CEE Tier 1
213297235 | Central HP <5.4 tons | FRASER-JOHNSTON | HRCU-A-CB (Split System: Heat Pump with Remote Outdoor Unit-Air-Source) | HMH72B341 |  |  | XAFC36DXXN1+TXV | Z9ET080B12SMPS1 | 34000 | 18.5 | 8.1 | 33400 | 24200 | 72.46% | 2.08 | 0 | 10 |  |  |  |  | R-410A | 2.8333 | Residential & Commercial | USHP | Ducted CEE Tier 1
215679282 | Central HP <5.4 tons | TEMPSTAR | HRCU-A-CB (Split System: Heat Pump with Remote Outdoor Unit-Air-Source) | T5H0V36*K*AAA* |  |  | EA*5X37M21A*+WALLCON | *96CTN0802120B* | 34400 | 18 | 9 | 35400 | 25200 | 71.19% | 1.88 | 0 | 10 |  |  |  |  | R-454B | 2.8667 | Residential & Commercial | USHP | Ducted CEE Tier 1
211259803 | Central HP <5.4 tons | KEEPRITE | HRCU-A-CB (Split System: Heat Pump with Remote Outdoor Unit-Air-Source) | DLCURAH18ABK |  |  | EA*4X19L17A* | *95ESN0401410A* | 18300 | 16 | 8.5 | 18300 | 17600 | 96.17% | 2.12 | 0 | 10.5 |  |  |  |  | R-410A | 1.525 | Residential & Commercial | USHP | Ducted CEE Tier 1
214239636 | Central HP <5.4 tons | AIRQUEST | HRCU-A-CB (Split System: Heat Pump with Remote Outdoor Unit-Air-Source) | HVH837GKA** |  |  | END4X42L17**+WALLCON | *80CTL0451712B* | 31800 | 16.5 | 8.1 | 33400 | 25000 | 74.85% | 1.86 | 0 | 11 |  |  |  |  | R-410A | 2.65 | Residential & Commercial | USHP | Ducted CEE Tier 1
215681783 | Central HP <5.4 tons | CARRIER | HRCU-A-CB (Split System: Heat Pump with Remote Outdoor Unit-Air-Source) | 27VNA048A*030* |  |  | CVAMA4821XMA*+UI | 58CU*B100C21**20 | 47000 | 18 | 9 | 50000 | 36400 | 72.8% | 2 | 0 | 9.5 |  |  |  |  | R-454B | 3.9167 | Residential & Commercial | USHP
212983151 | Central HP <5.4 tons | CARRIER | HRCU-A-CB (Split System: Heat Pump with Remote Outdoor Unit-Air-Source) | 38MURAQ24AB3* |  |  | CAP**3017AL* | 59SC2E040M17**12 | 23400 | 16 | 8.5 | 26400 | 24800 | 93.94% | 2.04 | 0 | 9.5 |  |  |  |  | R-410A | 1.95 | Residential & Commercial | USHP
206773682 | Central HP <5.4 tons | COMFORTMAKER | HRCU-A-CB (Split System: Heat Pump with Remote Outdoor Unit-Air-Source) | CVH837GKA2* |  |  | EHD4X48AAL+WALLCON | *95CSU1002122A* | 32600 | 17 | 8.1 | 32800 | 24800 | 75.61% | 1.98 | 11.5 | 11 |  |  |  |  | R-410A | 2.7167 | Residential & Commercial | USHP | Ducted CEE Tier 1
211398779 | Central HP <5.4 tons | JOHNSON CONTROLS | HRCU-A-CB (Split System: Heat Pump with Remote Outdoor Unit-Air-Source) | HMH72B341 |  |  | XAHD48FBCN1 | TM8E080C16MP11 | 32800 | 16.5 | 8.5 | 31600 | 23000 | 72.78% | 2.02 | 0 | 9.5 |  |  |  |  | R-410A | 2.7333 | Residential & Commercial | USHP
211397209 | Central HP <5.4 tons | JOHNSON CONTROLS | HRCU-A-CB (Split System: Heat Pump with Remote Outdoor Unit-Air-Source) | HMH72B341 |  |  | XAHD48FXXN1+TXV | TM8V100C16MP12 | 33600 | 16 | 8.5 | 32400 | 23800 | 73.46% | 2.06 | 0 | 9 |  |  |  |  | R-410A | 2.8 | Residential & Commercial | USHP
211396641 | Central HP <5.4 tons | JOHNSON CONTROLS | HRCU-A-CB (Split System: Heat Pump with Remote Outdoor Unit-Air-Source) | HMH72B341 |  |  | XAFC48FXXN1+TXV | TM8Y120C20MP11 | 34000 | 16.5 | 8.5 | 33000 | 24200 | 73.33% | 2.1 | 0 | 9.5 |  |  |  |  | R-410A | 2.8333 | Residential & Commercial | USHP
211396671 | Central HP <5.4 tons | JOHNSON CONTROLS | HRCU-A-CB (Split System: Heat Pump with Remote Outdoor Unit-Air-Source) | HMH72B341 |  |  | XAFC48FBCN1 | TM8Y120C20MP11 | 34000 | 16.5 | 8.5 | 33000 | 24200 | 73.33% | 2.1 | 0 | 9.5 |  |  |  |  | R-410A | 2.8333 | Residential & Commercial | USHP
211396757 | Central HP <5.4 tons | JOHNSON CONTROLS | HRCU-A-CB (Split System: Heat Pump with Remote Outdoor Unit-Air-Source) | HMH72B341 |  |  | XAHD48FBCN1 | TM8Y100C16MP11 | 33600 | 17 | 8.1 | 32600 | 24000 | 73.62% | 2.04 | 0 | 9 |  |  |  |  | R-410A | 2.8 | Residential & Commercial | USHP
211396855 | Central HP <5.4 tons | JOHNSON CONTROLS | HRCU-A-CB (Split System: Heat Pump with Remote Outdoor Unit-Air-Source) | HMH72B341 |  |  | XAFD48FXXN1+TXV | TM8Y080C16MP11 | 34000 | 17.5 | 8.5 | 33200 | 24400 | 73.49% | 2.08 | 0 | 9 |  |  |  |  | R-410A | 2.8333 | Residential & Commercial | USHP
206133349 | Central HP <5.4 tons | COMFORTMAKER | HRCU-A-CB (Split System: Heat Pump with Remote Outdoor Unit-Air-Source) | CVH825GKA2* |  |  | EA*4X30L17A*+WALLCON | *80CSU0601716A* | 23400 | 16.5 | 8.1 | 21600 | 16700 | 77.31% | 1.92 | 11 | 10.5 |  |  |  |  | R-410A | 1.95 | Residential & Commercial | USHP | Ducted CEE Tier 1
210596656 | Central HP <5.4 tons | COMFORTMAKER | HRCU-A-CB (Split System: Heat Pump with Remote Outdoor Unit-Air-Source) | CVH825GKA2* |  |  | EA*4X42L21A*+WALLCON | *80CSU1002120A* | 23800 | 16.5 | 8.1 | 21400 | 16700 | 78.04% | 1.96 | 0 | 10.5 |  |  |  |  | R-410A | 1.9833 | Residential & Commercial | USHP | Ducted CEE Tier 1
210596729 | Central HP <5.4 tons | COMFORTMAKER | HRCU-A-CB (Split System: Heat Pump with Remote Outdoor Unit-Air-Source) | CVH825GKA2* |  |  | EA*4X42L24A*+WALLCON | *96CTN1002122A* | 23800 | 16.5 | 8.1 | 21400 | 16600 | 77.57% | 1.96 | 0 | 11 |  |  |  |  | R-410A | 1.9833 | Residential & Commercial | USHP | Ducted CEE Tier 1
210596763 | Central HP <5.4 tons | COMFORTMAKER | HRCU-A-CB (Split System: Heat Pump with Remote Outdoor Unit-Air-Source) | CVH825GKA2* |  |  | EA*4X43L21A*+WALLCON | *80CTL0451712A* | 24200 | 16.5 | 8.1 | 21600 | 16800 | 77.78% | 2 | 0 | 11 |  |  |  |  | R-410A | 2.0167 | Residential & Commercial | USHP | Ducted CEE Tier 1
210596779 | Central HP <5.4 tons | COMFORTMAKER | HRCU-A-CB (Split System: Heat Pump with Remote Outdoor Unit-Air-Source) | CVH825GKA2* |  |  | EA*4X43L21A*+WALLCON | *95CSU0802120A* | 24400 | 17 | 8.5 | 21200 | 16600 | 78.3% | 2.04 | 0 | 11 |  |  |  |  | R-410A | 2.0333 | Residential & Commercial | USHP | Ducted CEE Tier 1
215938385 | Central HP <5.4 tons | BRYANT HEATING AND COOLING SYSTEMS | HRCU-A-CB (Split System: Heat Pump with Remote Outdoor Unit-Air-Source) | 293VAN048**AA* |  |  | CVAVA6024XMA*+UI | 986TD66100C21*** | 45500 | 20.5 | 8.1 | 52500 | 38000 | 72.38% | 1.9 | 0 | 11.5 |  |  |  |  | R-454B | 3.7917 | Residential & Commercial | USHP | Ducted CEE Tier 1
205751092 | Central HP <5.4 tons | COMFORTMAKER | HRCU-A-CB (Split System: Heat Pump with Remote Outdoor Unit-Air-Source) | CVH837GKA** |  |  | EA*4X37L21A*+WALLCON | *80CTL0901716A* | 33000 | 18 | 8.5 | 32800 | 25000 | 76.22% | 2 | 12 | 11.7 |  |  |  |  | R-410A | 2.75 | Residential & Commercial | USHP | Ducted CEE Tier 1
215676513 | Central HP <5.4 tons | CARRIER | HRCU-A-CB (Split System: Heat Pump with Remote Outdoor Unit-Air-Source) | 27VNA048A*030* |  |  | CVAVA6021XMA*+UI | 59CU5B100C21**22 | 48000 | 19 | 9 | 50000 | 36600 | 73.2% | 2.12 | 0 | 10 |  |  |  |  | R-454B | 4 | Residential & Commercial | USHP | Ducted CEE Tier 1
215676563 | Central HP <5.4 tons | CARRIER | HRCU-A-CB (Split System: Heat Pump with Remote Outdoor Unit-Air-Source) | 27VNA048A*030* |  |  | CVAVA6021XMA*+UI | 59TN6C080C17**14 | 47500 | 18.5 | 9 | 50000 | 36200 | 72.4% | 2.02 | 0 | 10 |  |  |  |  | R-454B | 3.9583 | Residential & Commercial | USHP | Ducted CEE Tier 1
215676713 | Central HP <5.4 tons | CARRIER | HRCU-A-CB (Split System: Heat Pump with Remote Outdoor Unit-Air-Source) | 27VNA048A*030* |  |  | CVAVA6121XMA*+UI | 58TN*B070C17**16 | 48500 | 19 | 9 | 50000 | 37200 | 74.4% | 1.98 | 0 | 10 |  |  |  |  | R-454B | 4.0417 | Residential & Commercial | USHP | Ducted CEE Tier 1
215676733 | Central HP <5.4 tons | CARRIER | HRCU-A-CB (Split System: Heat Pump with Remote Outdoor Unit-Air-Source) | 27VNA048A*030* |  |  | CVAVA6121XMA*+UI | 58TN*B090C17**16 | 48500 | 19 | 9 | 50000 | 37000 | 74% | 2 | 0 | 10 |  |  |  |  | R-454B | 4.0417 | Residential & Commercial | USHP | Ducted CEE Tier 1
215676763 | Central HP <5.4 tons | CARRIER | HRCU-A-CB (Split System: Heat Pump with Remote Outdoor Unit-Air-Source) | 27VNA048A*030* |  |  | CVAVA6121XMA*+UI | 59CU5B060C17**16 | 48000 | 18.5 | 9 | 50000 | 37400 | 74.8% | 2 | 0 | 10 |  |  |  |  | R-454B | 4 | Residential & Commercial | USHP | Ducted CEE Tier 1
215676813 | Central HP <5.4 tons | CARRIER | HRCU-A-CB (Split System: Heat Pump with Remote Outdoor Unit-Air-Source) | 27VNA048A*030* |  |  | CVAVA6121XMA*+UI | 59MN7C100C21**22 | 48500 | 19.5 | 9.5 | 50000 | 36800 | 73.6% | 2.12 | 0 | 10.5 |  |  |  |  | R-454B | 4.0417 | Residential & Commercial | USHP | Ducted CEE Tier 1
215676833 | Central HP <5.4 tons | CARRIER | HRCU-A-CB (Split System: Heat Pump with Remote Outdoor Unit-Air-Source) | 27VNA048A*030* |  |  | CVAVA6121XMA*+UI | 59TN6C100C21**22 | 48500 | 19.5 | 9.5 | 50000 | 36800 | 73.6% | 2.12 | 0 | 10.5 |  |  |  |  | R-454B | 4.0417 | Residential & Commercial | USHP | Ducted CEE Tier 1
216820598 | Central HP <5.4 tons | RHEEM | HRCU-A-CB (Split System: Heat Pump with Remote Outdoor Unit-Air-Source) | RD18AY60AJVC |  |  | RCFY6021STAAM | R802V0755A21UH | 48500 | 17 | 8.1 | 48500 | 39000 | 80.41% | 2 | 0 | 10 |  |  |  |  | R-454B | 4.0417 | Residential & Commercial | USHP | Ducted CEE Tier 1
212981814 | Central HP <5.4 tons | DAY & NIGHT | HRCU-A-CB (Split System: Heat Pump with Remote Outdoor Unit-Air-Source) | DLCURAH24ABK |  |  | EN(A,D)4X36L21** | *80MSU1002120A* | 23400 | 16.5 | 8.1 | 26200 | 24800 | 94.66% | 2.08 | 0 | 10 |  |  |  |  | R-410A | 1.95 | Residential & Commercial | USHP | Ducted CEE Tier 1
212982330 | Central HP <5.4 tons | DAY & NIGHT | HRCU-A-CB (Split System: Heat Pump with Remote Outdoor Unit-Air-Source) | DLCURAH24ABK |  |  | EN(A,D)4X24L17** | *80MSU0401712A* | 23200 | 16 | 8.5 | 26200 | 24800 | 94.66% | 2.06 | 0 | 10 |  |  |  |  | R-410A | 1.9333 | Residential & Commercial | USHP | Ducted CEE Tier 1
215678402 | Central HP <5.4 tons | TEMPSTAR | HRCU-A-CB (Split System: Heat Pump with Remote Outdoor Unit-Air-Source) | T5H0V24*K*AAA* |  |  | EA*5X37M21A*+WALLCON | *80CSU0601716B* | 24200 | 17.5 | 9 | 23200 | 16300 | 70.26% | 2.02 | 0 | 10.5 |  |  |  |  | R-454B | 2.0167 | Residential & Commercial | USHP | Ducted CEE Tier 1
213780151 | Central HP <5.4 tons | DAY & NIGHT | HRCU-A-CB (Split System: Heat Pump with Remote Outdoor Unit-Air-Source) | CVH837GKA** |  |  | EHD4X48AAL+WALLCON | *80CTL0701412B* | 32600 | 16.5 | 8.1 | 33200 | 25000 | 75.3% | 1.94 | 0 | 11 |  |  |  |  | R-410A | 2.7167 | Residential & Commercial | USHP | Ducted CEE Tier 1
213779031 | Central HP <5.4 tons | DAY & NIGHT | HRCU-A-CB (Split System: Heat Pump with Remote Outdoor Unit-Air-Source) | CVH837GKA** |  |  | EA*4X37L21A*+WALLCON | *96CTN0601714B* | 32600 | 17 | 8.1 | 33000 | 25400 | 76.97% | 1.94 | 0 | 11 |  |  |  |  | R-410A | 2.7167 | Residential & Commercial | USHP | Ducted CEE Tier 1
213779081 | Central HP <5.4 tons | DAY & NIGHT | HRCU-A-CB (Split System: Heat Pump with Remote Outdoor Unit-Air-Source) | CVH837GKA** |  |  | EA*4X42L21A*+WALLCON | *80CTL0901716B* | 31800 | 17 | 8.1 | 33000 | 24400 | 73.94% | 1.88 | 0 | 11 |  |  |  |  | R-410A | 2.65 | Residential & Commercial | USHP | Ducted CEE Tier 1
213779181 | Central HP <5.4 tons | DAY & NIGHT | HRCU-A-CB (Split System: Heat Pump with Remote Outdoor Unit-Air-Source) | CVH837GKA** |  |  | EA*4X42L24A*+WALLCON | *80CTL0902120B* | 31800 | 17 | 8.1 | 32800 | 24200 | 73.78% | 1.88 | 0 | 11 |  |  |  |  | R-410A | 2.65 | Residential & Commercial | USHP | Ducted CEE Tier 1
213779281 | Central HP <5.4 tons | DAY & NIGHT | HRCU-A-CB (Split System: Heat Pump with Remote Outdoor Unit-Air-Source) | CVH837GKA** |  |  | EA*4X43L21A*+WALLCON | *80CTL0902120B* | 32800 | 17 | 8.5 | 32600 | 25000 | 76.69% | 1.98 | 0 | 11.5 |  |  |  |  | R-410A | 2.7333 | Residential & Commercial | USHP | Ducted CEE Tier 1
213779331 | Central HP <5.4 tons | DAY & NIGHT | HRCU-A-CB (Split System: Heat Pump with Remote Outdoor Unit-Air-Source) | CVH837GKA** |  |  | EA*4X43L21A*+WALLCON | *97CMN1002122B* | 33000 | 17 | 8.5 | 32600 | 25000 | 76.69% | 1.98 | 0 | 11.5 |  |  |  |  | R-410A | 2.75 | Residential & Commercial | USHP | Ducted CEE Tier 1
210597359 | Central HP <5.4 tons | COMFORTMAKER | HRCU-A-CB (Split System: Heat Pump with Remote Outdoor Unit-Air-Source) | CVH837GKA** |  |  | EA*4X42L21A*+WALLCON | *80CSU0401712A* | 31800 | 17 | 8.1 | 33200 | 24400 | 73.49% | 1.88 | 0 | 11 |  |  |  |  | R-410A | 2.65 | Residential & Commercial | USHP | Ducted CEE Tier 1
210597416 | Central HP <5.4 tons | COMFORTMAKER | HRCU-A-CB (Split System: Heat Pump with Remote Outdoor Unit-Air-Source) | CVH837GKA** |  |  | EA*4X61L21A*+WALLCON | *80CTL0701716A* | 33200 | 17.5 | 8.5 | 32200 | 25000 | 77.64% | 1.98 | 0 | 11.7 |  |  |  |  | R-410A | 2.7667 | Residential & Commercial | USHP | Ducted CEE Tier 1
210597482 | Central HP <5.4 tons | COMFORTMAKER | HRCU-A-CB (Split System: Heat Pump with Remote Outdoor Unit-Air-Source) | CVH837GKA** |  |  | EA*4X61L24A*+WALLCON | *97CMN1202422A* | 33200 | 17.5 | 8.5 | 32000 | 25000 | 78.12% | 2 | 0 | 11.7 |  |  |  |  | R-410A | 2.7667 | Residential & Commercial | USHP | Ducted CEE Tier 1
210597623 | Central HP <5.4 tons | COMFORTMAKER | HRCU-A-CB (Split System: Heat Pump with Remote Outdoor Unit-Air-Source) | CVH837GKA** |  |  | EN(A,D,W)4X60L24**+WALLCON | *96CTN1002122A* | 32800 | 18 | 8.1 | 32200 | 24600 | 76.4% | 1.98 | 0 | 12 |  |  |  |  | R-410A | 2.7333 | Residential & Commercial | USHP | Ducted CEE Tier 1
216737683 | Central HP <5.4 tons | HEIL | HRCU-A-CB (Split System: Heat Pump with Remote Outdoor Unit-Air-Source) | D5CUHAH24AAK |  |  | ESH5X30M12A* | *96VSN1202422B* | 22800 | 15.5 | 8.5 | 21200 | 19000 | 89.62% | 1.96 | 0 | 10.5 |  |  |  |  | R-454B | 1.9 | Residential & Commercial | USHP | Ducted CEE Tier 1
216737892 | Central HP <5.4 tons | HEIL | HRCU-A-CB (Split System: Heat Pump with Remote Outdoor Unit-Air-Source) | D5CUHAH24AAK |  |  | ESH5X30M12A* | *97VTN0601716A* | 22400 | 15.5 | 8.1 | 21000 | 18800 | 89.52% | 1.85 | 0 | 10.5 |  |  |  |  | R-454B | 1.8667 | Residential & Commercial | USHP | Ducted CEE Tier 1
215676413 | Central HP <5.4 tons | CARRIER | HRCU-A-CB (Split System: Heat Pump with Remote Outdoor Unit-Air-Source) | 27VNA048A*030* |  |  | CVAVA6021XMA*+UI | 58CU*A080C21**20 | 48000 | 19 | 9 | 50000 | 36600 | 73.2% | 2.12 | 0 | 10 |  |  |  |  | R-454B | 4 | Residential & Commercial | USHP | Ducted CEE Tier 1
215676683 | Central HP <5.4 tons | CARRIER | HRCU-A-CB (Split System: Heat Pump with Remote Outdoor Unit-Air-Source) | 27VNA048A*030* |  |  | CVAVA6121XMA*+UI | 58CU*A060C17**16 | 48500 | 19 | 9 | 50000 | 36800 | 73.6% | 2 | 0 | 10 |  |  |  |  | R-454B | 4.0417 | Residential & Commercial | USHP | Ducted CEE Tier 1
212982313 | Central HP <5.4 tons | BRYANT HEATING AND COOLING SYSTEMS | HRCU-A-CB (Split System: Heat Pump with Remote Outdoor Unit-Air-Source) | 38MURAQ24AB3* |  |  | CAP**3721AL* | 83*SB36040M17*** | 24400 | 17 | 8.5 | 25200 | 21400 | 84.92% | 1.8 | 0 | 10 |  |  |  |  | R-410A | 2.0333 | Residential & Commercial | USHP | Ducted CEE Tier 1
216678549 | Central HP <5.4 tons | COMFORTMAKER | HRCU-A-CB (Split System: Heat Pump with Remote Outdoor Unit-Air-Source) | D5CURAH24AAK |  |  | FEVB0024**+NAVA53601CK | 0 | 24600 | 15.2 | 9 | 24000 | 19400 | 80.83% | 2.06 | 0 | 10 |  |  |  |  | R-454B | 2.05 | Residential & Commercial | USHP | Ducted CEE Tier 1
215676943 | Central HP <5.4 tons | CARRIER | HRCU-A-CB (Split System: Heat Pump with Remote Outdoor Unit-Air-Source) | 27VNA048A*030* |  |  | CVAVA6124XMA*+UI | 59TN6C100C21**22 | 48500 | 19.5 | 9.5 | 50000 | 36800 | 73.6% | 2.12 | 0 | 10.5 |  |  |  |  | R-454B | 4.0417 | Residential & Commercial | USHP | Ducted CEE Tier 1
213771021 | Central HP <5.4 tons | DAY & NIGHT | HRCU-A-CB (Split System: Heat Pump with Remote Outdoor Unit-Air-Source) | CVH825GKA2* |  |  | EA*4X36L21A*+WALLCON | *96CTN1002122B* | 23600 | 16.5 | 8.1 | 21400 | 16600 | 77.57% | 1.94 | 0 | 11 |  |  |  |  | R-410A | 1.9667 | Residential & Commercial | USHP | Ducted CEE Tier 1
213771071 | Central HP <5.4 tons | DAY & NIGHT | HRCU-A-CB (Split System: Heat Pump with Remote Outdoor Unit-Air-Source) | CVH825GKA2* |  |  | EA*4X37L17A*+WALLCON | *95CSU0601716B* | 24200 | 16.5 | 8.1 | 21400 | 16700 | 78.04% | 2 | 0 | 10.5 |  |  |  |  | R-410A | 2.0167 | Residential & Commercial | USHP | Ducted CEE Tier 1
214397530 | Central HP <5.4 tons | FRASER-JOHNSTON | HRCU-A-CB (Split System: Heat Pump with Remote Outdoor Unit-Air-Source) | HH824E2S11 |  |  | CTF30A5ADS1 | TM9V040A10MP12 | 23000 | 17 | 9 | 23000 | 17800 | 77.39% | 2 | 0 | 12 |  |  |  |  | R-454B | 1.9167 | Residential & Commercial | USHP | Ducted CEE Tier 1
211259850 | Central HP <5.4 tons | HEIL | HRCU-A-CB (Split System: Heat Pump with Remote Outdoor Unit-Air-Source) | DLCURAH18ABK |  |  | EA*4X19L17A* | *96VTN0601412A* | 18400 | 16 | 8.5 | 18400 | 17600 | 95.65% | 2.12 | 0 | 11 |  |  |  |  | R-410A | 1.5333 | Residential & Commercial | USHP | Ducted CEE Tier 1
211259584 | Central HP <5.4 tons | HEIL | HRCU-A-CB (Split System: Heat Pump with Remote Outdoor Unit-Air-Source) | DLCURAH18ABK |  |  | EA*4X19L17A* | *80VSL0451412A* | 18200 | 16.5 | 8.5 | 18200 | 17600 | 96.7% | 2.14 | 0 | 11 |  |  |  |  | R-410A | 1.5167 | Residential & Commercial | USHP | Ducted CEE Tier 1
215677492 | Central HP <5.4 tons | TEMPSTAR | HRCU-A-CB (Split System: Heat Pump with Remote Outdoor Unit-Air-Source) | T5H0V60*K*AAA* |  |  | EVD5X60M24A*+WALLCON | *95CSU0802120B* | 56500 | 18 | 9 | 63500 | 44500 | 70.08% | 2.08 | 0 | 9 |  |  |  |  | R-454B | 4.7083 | Residential & Commercial | USHP
212983218 | Central HP <5.4 tons | BRYANT HEATING AND COOLING SYSTEMS | HRCU-A-CB (Split System: Heat Pump with Remote Outdoor Unit-Air-Source) | 38MURAQ24AB3* |  |  | CNPV*3017AL* | 912SE36040M17*** | 23400 | 15.5 | 8.1 | 26200 | 24200 | 92.37% | 1.98 | 0 | 10 |  |  |  |  | R-410A | 1.95 | Residential & Commercial | USHP | Ducted CEE Tier 1
215679723 | Central HP <5.4 tons | CARRIER | HRCU-A-CB (Split System: Heat Pump with Remote Outdoor Unit-Air-Source) | 27VNA036A*030* |  |  | CSAH*3612AM*+UI | 58CU*B060C17**16 | 33800 | 16.5 | 8.5 | 35600 | 25400 | 71.35% | 1.76 | 0 | 9.5 |  |  |  |  | R-454B | 2.8167 | Residential & Commercial | USHP
215668850 | Central HP <5.4 tons | KENMORE | HRCU-A-CB (Split System: Heat Pump with Remote Outdoor Unit-Air-Source) | (C,H,T)5H0V36*K*AAA* |  |  | EA*5X42M21A*+WALLCON | *80CTL0902120B* | 33200 | 18 | 9 | 35800 | 25600 | 71.51% | 1.86 | 0 | 10 |  |  |  |  | R-454B | 2.7667 | Residential & Commercial | USHP | Ducted CEE Tier 1
210692715 | Central HP <5.4 tons | GOODMAN | HRCU-A-CB (Split System: Heat Pump with Remote Outdoor Unit-Air-Source) | GSZV903610A* |  |  | CA*F3743*6D*+TXV | G*VC801005C*A* | 33600 | 19 | 8.2 | 34000 | 24400 | 71.76% | 1.8 | 0 | 12 |  |  |  |  | R-410A | 2.8 | Residential & Commercial | USHP | Ducted CEE Tier 1
210692731 | Central HP <5.4 tons | GOODMAN | HRCU-A-CB (Split System: Heat Pump with Remote Outdoor Unit-Air-Source) | GSZV903610A* |  |  | CHPF3642C6C*+TXV | G*VS800604BUA* | 33400 | 18 | 8.2 | 34000 | 24400 | 71.76% | 1.8 | 0 | 11 |  |  |  |  | R-410A | 2.7833 | Residential & Commercial | USHP | Ducted CEE Tier 1
215937540 | Central HP <5.4 tons | DAY & NIGHT | HRCU-A-CB (Split System: Heat Pump with Remote Outdoor Unit-Air-Source) | C5H3V48*K*AAA* |  |  | EVM5X60M24A*+WALLCON | *97CMN1002122B* | 45500 | 20.5 | 8.1 | 52500 | 38000 | 72.38% | 1.9 | 0 | 11.5 |  |  |  |  | R-454B | 3.7917 | Residential & Commercial | USHP | Ducted CEE Tier 1
215934625 | Central HP <5.4 tons | BRYANT HEATING AND COOLING SYSTEMS | HRCU-A-CB (Split System: Heat Pump with Remote Outdoor Unit-Air-Source) | 293VAN036**AA* |  |  | CVAMA2517XMA*+UI | 987MC42060C17*** | 34000 | 20 | 8.1 | 38000 | 27200 | 71.58% | 2 | 0 | 11 |  |  |  |  | R-454B | 2.8333 | Residential & Commercial | USHP | Ducted CEE Tier 1
210692750 | Central HP <5.4 tons | GOODMAN | HRCU-A-CB (Split System: Heat Pump with Remote Outdoor Unit-Air-Source) | GSZV903610A* |  |  | CHPF3743C6B*+TXV | G*VS800604BUA* | 33400 | 18 | 8.2 | 34000 | 24400 | 71.76% | 1.8 | 0 | 11 |  |  |  |  | R-410A | 2.7833 | Residential & Commercial | USHP | Ducted CEE Tier 1
216737944 | Central HP <5.4 tons | HEIL | HRCU-A-CB (Split System: Heat Pump with Remote Outdoor Unit-Air-Source) | D5CUHAH24AAK |  |  | ESH5X30M12A* | *97VTN1202422A* | 22800 | 15.5 | 8.1 | 21200 | 19000 | 89.62% | 1.85 | 0 | 10.5 |  |  |  |  | R-454B | 1.9 | Residential & Commercial | USHP | Ducted CEE Tier 1
215679533 | Central HP <5.4 tons | CARRIER | HRCU-A-CB (Split System: Heat Pump with Remote Outdoor Unit-Air-Source) | 27VNA036A*030* |  |  | CAA**4821AM*+UI | 59TN7A080C21**20 | 33800 | 18 | 9 | 35000 | 25000 | 71.43% | 1.88 | 0 | 10 |  |  |  |  | R-454B | 2.8167 | Residential & Commercial | USHP | Ducted CEE Tier 1
215679583 | Central HP <5.4 tons | CARRIER | HRCU-A-CB (Split System: Heat Pump with Remote Outdoor Unit-Air-Source) | 27VNA036A*030* |  |  | CAA**6024AM*+UI | 59TN7A120C24**22 | 34400 | 18.5 | 9 | 34200 | 24800 | 72.51% | 1.9 | 0 | 10.5 |  |  |  |  | R-454B | 2.8667 | Residential & Commercial | USHP | Ducted CEE Tier 1
215680003 | Central HP <5.4 tons | CARRIER | HRCU-A-CB (Split System: Heat Pump with Remote Outdoor Unit-Air-Source) | 27VNA036A*030* |  |  | CSAH*6012AM*+UI | 59TN7A120C24**22 | 34600 | 16.5 | 8.5 | 34600 | 24800 | 71.68% | 1.92 | 0 | 10 |  |  |  |  | R-454B | 2.8833 | Residential & Commercial | USHP | Ducted CEE Tier 1
210692735 | Central HP <5.4 tons | GOODMAN | HRCU-A-CB (Split System: Heat Pump with Remote Outdoor Unit-Air-Source) | GSZV903610A* |  |  | CHPF3642C6C*+TXV | G*VC800805C*A* | 33400 | 18 | 8.2 | 34000 | 24400 | 71.76% | 1.8 | 0 | 11 |  |  |  |  | R-410A | 2.7833 | Residential & Commercial | USHP | Ducted CEE Tier 1
210692772 | Central HP <5.4 tons | GOODMAN | HRCU-A-CB (Split System: Heat Pump with Remote Outdoor Unit-Air-Source) | GSZV903610A* |  |  | CSCF3642N6D*+TXV | G*VS800805CUA* | 33800 | 18.5 | 8.2 | 34000 | 24400 | 71.76% | 1.8 | 0 | 11.5 |  |  |  |  | R-410A | 2.8167 | Residential & Commercial | USHP | Ducted CEE Tier 1
210692774 | Central HP <5.4 tons | GOODMAN | HRCU-A-CB (Split System: Heat Pump with Remote Outdoor Unit-Air-Source) | GSZV903610A* |  |  | CSCF3642N6D*+TXV | G*VC801005C*A* | 33800 | 18.5 | 8.2 | 34000 | 24400 | 71.76% | 1.8 | 0 | 11.5 |  |  |  |  | R-410A | 2.8167 | Residential & Commercial | USHP | Ducted CEE Tier 1
210692740 | Central HP <5.4 tons | GOODMAN | HRCU-A-CB (Split System: Heat Pump with Remote Outdoor Unit-Air-Source) | GSZV903610A* |  |  | CHPF3642C6C*+TXV | G*VC960803BNB* | 33400 | 18 | 8.2 | 34000 | 24400 | 71.76% | 1.8 | 0 | 11 |  |  |  |  | R-410A | 2.7833 | Residential & Commercial | USHP | Ducted CEE Tier 1
210692757 | Central HP <5.4 tons | GOODMAN | HRCU-A-CB (Split System: Heat Pump with Remote Outdoor Unit-Air-Source) | GSZV903610A* |  |  | CHPF3743C6B*+TXV | G*VS960603BUA* | 33400 | 18 | 8.2 | 34000 | 24400 | 71.76% | 1.8 | 0 | 11 |  |  |  |  | R-410A | 2.7833 | Residential & Commercial | USHP | Ducted CEE Tier 1
210692753 | Central HP <5.4 tons | GOODMAN | HRCU-A-CB (Split System: Heat Pump with Remote Outdoor Unit-Air-Source) | GSZV903610A* |  |  | CHPF3743C6B*+TXV | G*VS800805CUA* | 33400 | 18 | 8.2 | 34000 | 24400 | 71.76% | 1.8 | 0 | 11 |  |  |  |  | R-410A | 2.7833 | Residential & Commercial | USHP | Ducted CEE Tier 1
210692728 | Central HP <5.4 tons | GOODMAN | HRCU-A-CB (Split System: Heat Pump with Remote Outdoor Unit-Air-Source) | GSZV903610A* |  |  | CA*F3743*6D*+TXV | G*VM971205DNB* | 33200 | 19 | 8.2 | 33600 | 24400 | 72.62% | 1.8 | 0 | 12 |  |  |  |  | R-410A | 2.7667 | Residential & Commercial | USHP | Ducted CEE Tier 1
210692742 | Central HP <5.4 tons | GOODMAN | HRCU-A-CB (Split System: Heat Pump with Remote Outdoor Unit-Air-Source) | GSZV903610A* |  |  | CHPF3642C6C*+TXV | G*VS960805CUA* | 33400 | 18 | 8.2 | 34000 | 24400 | 71.76% | 1.8 | 0 | 11 |  |  |  |  | R-410A | 2.7833 | Residential & Commercial | USHP | Ducted CEE Tier 1
210692744 | Central HP <5.4 tons | GOODMAN | HRCU-A-CB (Split System: Heat Pump with Remote Outdoor Unit-Air-Source) | GSZV903610A* |  |  | CHPF3642C6C*+TXV | G*VM970603BNB* | 33400 | 18 | 8.2 | 34000 | 24400 | 71.76% | 1.8 | 0 | 11 |  |  |  |  | R-410A | 2.7833 | Residential & Commercial | USHP | Ducted CEE Tier 1
210596788 | Central HP <5.4 tons | COMFORTMAKER | HRCU-A-CB (Split System: Heat Pump with Remote Outdoor Unit-Air-Source) | CVH825GKA2* |  |  | EA*4X43L21A*+WALLCON | *96CTN0801714A* | 24400 | 16.5 | 8.1 | 21200 | 16700 | 78.77% | 2.02 | 0 | 11 |  |  |  |  | R-410A | 2.0333 | Residential & Commercial | USHP | Ducted CEE Tier 1
210596815 | Central HP <5.4 tons | COMFORTMAKER | HRCU-A-CB (Split System: Heat Pump with Remote Outdoor Unit-Air-Source) | CVH825GKA2* |  |  | EA*4X48L21A*+WALLCON | *80CTL0451712A* | 24000 | 16.5 | 8.1 | 21000 | 16700 | 79.52% | 2 | 0 | 11 |  |  |  |  | R-410A | 2 | Residential & Commercial | USHP | Ducted CEE Tier 1
210596938 | Central HP <5.4 tons | COMFORTMAKER | HRCU-A-CB (Split System: Heat Pump with Remote Outdoor Unit-Air-Source) | CVH825GKA2* |  |  | EHD4X42AAL+WALLCON | *97CMN1202422A* | 24200 | 16 | 8.1 | 21400 | 16700 | 78.04% | 2 | 0 | 10.5 |  |  |  |  | R-410A | 2.0167 | Residential & Commercial | USHP | Ducted CEE Tier 1
210596965 | Central HP <5.4 tons | COMFORTMAKER | HRCU-A-CB (Split System: Heat Pump with Remote Outdoor Unit-Air-Source) | CVH825GKA2* |  |  | EHD4X48AAL+WALLCON | *95CSU0601716A* | 24200 | 16 | 8.1 | 21400 | 16700 | 78.04% | 2 | 0 | 10.5 |  |  |  |  | R-410A | 2.0167 | Residential & Commercial | USHP | Ducted CEE Tier 1
210597088 | Central HP <5.4 tons | COMFORTMAKER | HRCU-A-CB (Split System: Heat Pump with Remote Outdoor Unit-Air-Source) | CVH825GKA2* |  |  | EN(A,D,W)4X48L21**+WALLCON | *80CTL0701716A* | 24200 | 17 | 8.1 | 21400 | 16600 | 77.57% | 2.02 | 0 | 11 |  |  |  |  | R-410A | 2.0167 | Residential & Commercial | USHP | Ducted CEE Tier 1
214242283 | Central HP <5.4 tons | KENMORE | HRCU-A-CB (Split System: Heat Pump with Remote Outdoor Unit-Air-Source) | (C,H,T)VH825GKA3* |  |  | EN(A,D,W)4X48L21**+WALLCON | *97CMN0801714B* | 24000 | 16.5 | 8.1 | 21400 | 16600 | 77.57% | 2 | 0 | 11 |  |  |  |  | R-410A | 2 | Residential & Commercial | USHP | Ducted CEE Tier 1
214573356 | Central HP <5.4 tons | KENMORE | HRCU-A-CB (Split System: Heat Pump with Remote Outdoor Unit-Air-Source) | (C,H,T)VH837GKA** |  |  | EN(A,D)4X36L21**+WALLCON | *97CMN0802120B* | 31400 | 17 | 8.1 | 33200 | 24200 | 72.89% | 1.82 | 0 | 11 |  |  |  |  | R-410A | 2.6167 | Residential & Commercial | USHP | Ducted CEE Tier 1
214573156 | Central HP <5.4 tons | KENMORE | HRCU-A-CB (Split System: Heat Pump with Remote Outdoor Unit-Air-Source) | (C,H,T)VH837GKA** |  |  | EHD4X42AAL+WALLCON | *95CSU1002122B* | 32600 | 17 | 8.5 | 32800 | 24800 | 75.61% | 1.96 | 0 | 11 |  |  |  |  | R-410A | 2.7167 | Residential & Commercial | USHP | Ducted CEE Tier 1
214571236 | Central HP <5.4 tons | KENMORE | HRCU-A-CB (Split System: Heat Pump with Remote Outdoor Unit-Air-Source) | (C,H,T)VH825GKA3* |  |  | EN(A,D,W)4X48L21**+WALLCON | *95CSU1002122B* | 24200 | 17 | 8.1 | 21200 | 16600 | 78.3% | 2.02 | 0 | 11.5 |  |  |  |  | R-410A | 2.0167 | Residential & Commercial | USHP | Ducted CEE Tier 1
215678302 | Central HP <5.4 tons | TEMPSTAR | HRCU-A-CB (Split System: Heat Pump with Remote Outdoor Unit-Air-Source) | T5H0V24*K*AAA* |  |  | EA*5X30M17A*+WALLCON | *97CTN0801716A* | 23000 | 16.5 | 9 | 23800 | 16700 | 70.17% | 1.86 | 0 | 10 |  |  |  |  | R-454B | 1.9167 | Residential & Commercial | USHP | Ducted CEE Tier 1
215942611 | Central HP <5.4 tons | BRYANT HEATING AND COOLING SYSTEMS | HRCU-A-CB (Split System: Heat Pump with Remote Outdoor Unit-Air-Source) | 293VAN036**AA* |  |  | CVAMA6124XMA*+UI | 987TA60080C21*** | 36000 | 22 | 8.5 | 37400 | 28200 | 75.4% | 2.04 | 0 | 12.5 |  |  |  |  | R-454B | 3 | Residential & Commercial | USHP | Ducted CEE Tier 1
215677532 | Central HP <5.4 tons | TEMPSTAR | HRCU-A-CB (Split System: Heat Pump with Remote Outdoor Unit-Air-Source) | T5H0V60*K*AAA* |  |  | EVD5X60M24A*+WALLCON | *97CMN1002122B* | 56500 | 18.5 | 9 | 63000 | 44500 | 70.63% | 2.08 | 0 | 9 |  |  |  |  | R-454B | 4.7083 | Residential & Commercial | USHP
215679873 | Central HP <5.4 tons | CARRIER | HRCU-A-CB (Split System: Heat Pump with Remote Outdoor Unit-Air-Source) | 27VNA036A*030* |  |  | CSAH*4812AM*+UI | 58CU*B040C17**12 | 34200 | 17 | 8.5 | 35400 | 25200 | 71.19% | 1.9 | 0 | 9.5 |  |  |  |  | R-454B | 2.85 | Residential & Commercial | USHP
212974137 | Central HP <5.4 tons | DAY & NIGHT | HRCU-A-CB (Split System: Heat Pump with Remote Outdoor Unit-Air-Source) | DLCURAH30ABK |  |  | EA*4X37L21A* | *96VSN0802120B* | 30400 | 15.2 | 8.1 | 33400 | 26400 | 79.04% | 1.86 | 0 | 9 |  |  |  |  | R-410A | 2.5333 | Residential & Commercial | USHP
210692717 | Central HP <5.4 tons | GOODMAN | HRCU-A-CB (Split System: Heat Pump with Remote Outdoor Unit-Air-Source) | GSZV903610A* |  |  | CA*F3743*6D*+TXV | G*VS960603BUA* | 33600 | 18.5 | 8.2 | 34000 | 24400 | 71.76% | 1.8 | 0 | 11.5 |  |  |  |  | R-410A | 2.8 | Residential & Commercial | USHP | Ducted CEE Tier 1
210692726 | Central HP <5.4 tons | GOODMAN | HRCU-A-CB (Split System: Heat Pump with Remote Outdoor Unit-Air-Source) | GSZV903610A* |  |  | CA*F3743*6D*+TXV | G*VM970804CNB* | 33200 | 19 | 8.2 | 33600 | 24400 | 72.62% | 1.8 | 0 | 12 |  |  |  |  | R-410A | 2.7667 | Residential & Commercial | USHP | Ducted CEE Tier 1
210692760 | Central HP <5.4 tons | GOODMAN | HRCU-A-CB (Split System: Heat Pump with Remote Outdoor Unit-Air-Source) | GSZV903610A* |  |  | CHPF3743C6B*+TXV | G*VC960804CNB* | 33400 | 18 | 8.2 | 34000 | 24400 | 71.76% | 1.8 | 0 | 11 |  |  |  |  | R-410A | 2.7833 | Residential & Commercial | USHP | Ducted CEE Tier 1
210692776 | Central HP <5.4 tons | GOODMAN | HRCU-A-CB (Split System: Heat Pump with Remote Outdoor Unit-Air-Source) | GSZV903610A* |  |  | CSCF3642N6D*+TXV | G*VS960603BUA* | 33800 | 18.5 | 8.2 | 34000 | 24400 | 71.76% | 1.8 | 0 | 11.5 |  |  |  |  | R-410A | 2.8167 | Residential & Commercial | USHP | Ducted CEE Tier 1
216734111 | Central HP <5.4 tons | HEIL | HRCU-A-CB (Split System: Heat Pump with Remote Outdoor Unit-Air-Source) | D5CUHAH24AAK |  |  | EA*5X30M17A* | *96MSN0601412A* | 22200 | 15.5 | 8.1 | 21000 | 18800 | 89.52% | 1.85 | 0 | 10.5 |  |  |  |  | R-454B | 1.85 | Residential & Commercial | USHP | Ducted CEE Tier 1
216734179 | Central HP <5.4 tons | HEIL | HRCU-A-CB (Split System: Heat Pump with Remote Outdoor Unit-Air-Source) | D5CUHAH24AAK |  |  | EA*5X30M17A* | *96VSN0801716B* | 22000 | 16 | 8.1 | 20800 | 18800 | 90.38% | 1.85 | 0 | 10.5 |  |  |  |  | R-454B | 1.8333 | Residential & Commercial | USHP | Ducted CEE Tier 1
216733877 | Central HP <5.4 tons | HEIL | HRCU-A-CB (Split System: Heat Pump with Remote Outdoor Unit-Air-Source) | D5CUHAH24AAK |  |  | EA*5X30M17A* | *80MS(N,L)0901714A* | 22200 | 16 | 8.1 | 20800 | 18800 | 90.38% | 1.85 | 0 | 10.5 |  |  |  |  | R-454B | 1.85 | Residential & Commercial | USHP | Ducted CEE Tier 1
216734077 | Central HP <5.4 tons | HEIL | HRCU-A-CB (Split System: Heat Pump with Remote Outdoor Unit-Air-Source) | D5CUHAH24AAK |  |  | EA*5X30M17A* | *92MSN0801716A* | 22200 | 16.5 | 8.1 | 20800 | 18700 | 89.9% | 1.85 | 0 | 10.5 |  |  |  |  | R-454B | 1.85 | Residential & Commercial | USHP | Ducted CEE Tier 1
212983567 | Central HP <5.4 tons | BRYANT HEATING AND COOLING SYSTEMS | HRCU-A-CB (Split System: Heat Pump with Remote Outdoor Unit-Air-Source) | 38MURAQ24AB3* |  |  | CAP**3717AL* | 912SE36060M14*** | 24200 | 17 | 8.5 | 25800 | 22200 | 86.05% | 1.84 | 0 | 10 |  |  |  |  | R-410A | 2.0167 | Residential & Commercial | USHP | Ducted CEE Tier 1
213772647 | Central HP <5.4 tons | HEIL | HRCU-A-CB (Split System: Heat Pump with Remote Outdoor Unit-Air-Source) | HVH825GKA3* |  |  | EA*4X24L17A*+WALLCON | *80CTL0901716B* | 23400 | 16.5 | 8.1 | 21800 | 16800 | 77.06% | 1.88 | 0 | 10.5 |  |  |  |  | R-410A | 1.95 | Residential & Commercial | USHP | Ducted CEE Tier 1
210692758 | Central HP <5.4 tons | GOODMAN | HRCU-A-CB (Split System: Heat Pump with Remote Outdoor Unit-Air-Source) | GSZV903610A* |  |  | CHPF3743C6B*+TXV | G*VC960603BNB* | 33400 | 18 | 8.2 | 34000 | 24400 | 71.76% | 1.8 | 0 | 11 |  |  |  |  | R-410A | 2.7833 | Residential & Commercial | USHP | Ducted CEE Tier 1
210692773 | Central HP <5.4 tons | GOODMAN | HRCU-A-CB (Split System: Heat Pump with Remote Outdoor Unit-Air-Source) | GSZV903610A* |  |  | CSCF3642N6D*+TXV | G*VC800805C*A* | 33800 | 18.5 | 8.2 | 34000 | 24400 | 71.76% | 1.8 | 0 | 11.5 |  |  |  |  | R-410A | 2.8167 | Residential & Commercial | USHP | Ducted CEE Tier 1
210692738 | Central HP <5.4 tons | GOODMAN | HRCU-A-CB (Split System: Heat Pump with Remote Outdoor Unit-Air-Source) | GSZV903610A* |  |  | CHPF3642C6C*+TXV | G*VS960603BUA* | 33400 | 18 | 8.2 | 34000 | 24400 | 71.76% | 1.8 | 0 | 11 |  |  |  |  | R-410A | 2.7833 | Residential & Commercial | USHP | Ducted CEE Tier 1
215677802 | Central HP <5.4 tons | TEMPSTAR | HRCU-A-CB (Split System: Heat Pump with Remote Outdoor Unit-Air-Source) | T5H0V60*K*AAA* |  |  | EA*5X60M24A*+WALLCON | *80CTL1352422B* | 55500 | 18.5 | 9 | 59000 | 41500 | 70.34% | 2.02 | 0 | 9 |  |  |  |  | R-454B | 4.625 | Residential & Commercial | USHP
213772997 | Central HP <5.4 tons | HEIL | HRCU-A-CB (Split System: Heat Pump with Remote Outdoor Unit-Air-Source) | HVH825GKA3* |  |  | EA*4X36L17A*+WALLCON | *97CMN0801714B* | 23400 | 16.5 | 8.1 | 21600 | 16700 | 77.31% | 1.92 | 0 | 10.5 |  |  |  |  | R-410A | 1.95 | Residential & Commercial | USHP | Ducted CEE Tier 1
214242268 | Central HP <5.4 tons | AIRQUEST | HRCU-A-CB (Split System: Heat Pump with Remote Outdoor Unit-Air-Source) | HVH825GKA3* |  |  | EN(A,D,W)4X48L21**+WALLCON | *97CMN0601714B* | 24000 | 16.5 | 8.1 | 21400 | 16700 | 78.04% | 1.98 | 0 | 11 |  |  |  |  | R-410A | 2 | Residential & Commercial | USHP | Ducted CEE Tier 1
210597602 | Central HP <5.4 tons | COMFORTMAKER | HRCU-A-CB (Split System: Heat Pump with Remote Outdoor Unit-Air-Source) | CVH837GKA** |  |  | EN(A,D,W)4X60L24**+WALLCON | *80CSU1002120A* | 32800 | 17.5 | 8.1 | 32200 | 24600 | 76.4% | 1.96 | 0 | 11.7 |  |  |  |  | R-410A | 2.7333 | Residential & Commercial | USHP | Ducted CEE Tier 1
216051150 | Central HP <5.4 tons | RHEEM | HRCU-A-CB (Split System: Heat Pump with Remote Outdoor Unit-Air-Source) | RP19AY60AJVC |  |  | RCFY6021SEAAM | R962V0705A21M4 | 53500 | 16 | 10 | 53500 | 49000 | 91.59% | 2 | 0 | 10 |  |  |  |  | R-454B | 4.4583 | Residential & Commercial | USHP | Ducted CEE Tier 1
211010191 | Central HP <5.4 tons | LUXAIRE | HRCU-A-CB (Split System: Heat Pump with Remote Outdoor Unit-Air-Source) | HL20B6021 |  |  | JHVVD60HE4C2N1+CC | 0 | 52500 | 19 | 8.5 | 54500 | 42000 | 77.06% | 2.24 | 0 | 12 |  |  |  |  | R-410A | 4.375 | Residential & Commercial | USHP | Ducted CEE Tier 1
212982949 | Central HP <5.4 tons | BRYANT HEATING AND COOLING SYSTEMS | HRCU-A-CB (Split System: Heat Pump with Remote Outdoor Unit-Air-Source) | 38MURAQ30AB3* |  |  | CAP**4221AL* | 83*SB60080M21*** | 29600 | 15.5 | 8.5 | 33600 | 27600 | 82.14% | 1.78 | 0 | 9 |  |  |  |  | R-410A | 2.4667 | Residential & Commercial | USHP
212985307 | Central HP <5.4 tons | KEEPRITE | HRCU-A-CB (Split System: Heat Pump with Remote Outdoor Unit-Air-Source) | DLCURAH30ABK |  |  | EA*4X43L21A* | *92MSN1002120A* | 30600 | 16 | 8.5 | 35000 | 26800 | 76.57% | 1.86 | 0 | 9 |  |  |  |  | R-410A | 2.55 | Residential & Commercial | USHP
211206882 | Central HP <5.4 tons | CHAMPION HEATING AND COOLING | HRCU-A-CB (Split System: Heat Pump with Remote Outdoor Unit-Air-Source) | HL20B3621 |  |  | XAMB36DE2N1+CC | TM9V080B12MP12 | 32200 | 18 | 8.5 | 34000 | 29400 | 86.47% | 1.92 | 0 | 11.7 |  |  |  |  | R-410A | 2.6833 | Residential & Commercial | USHP | Ducted CEE Tier 1
210692767 | Central HP <5.4 tons | GOODMAN | HRCU-A-CB (Split System: Heat Pump with Remote Outdoor Unit-Air-Source) | GSZV903610A* |  |  | CSCF3642N6D*+MBVC1201**-1A*+TXV | 0 | 33800 | 18.5 | 8.2 | 34000 | 24400 | 71.76% | 1.8 | 0 | 11.5 |  |  |  |  | R-410A | 2.8167 | Residential & Commercial | USHP | Ducted CEE Tier 1
215677272 | Central HP <5.4 tons | TEMPSTAR | HRCU-A-CB (Split System: Heat Pump with Remote Outdoor Unit-Air-Source) | T5H0V60*K*AAA* |  |  | EVM5X61M24A*+WALLCON | *97CMN0602120B* | 56500 | 18 | 9 | 65000 | 45500 | 70% | 2.06 | 0 | 8.5 |  |  |  |  | R-454B | 4.7083 | Residential & Commercial | USHP
215677102 | Central HP <5.4 tons | TEMPSTAR | HRCU-A-CB (Split System: Heat Pump with Remote Outdoor Unit-Air-Source) | T5H0V60*K*AAA* |  |  | EVM5X60M24A*+WALLCON | *80CSU1002120A* | 56500 | 18 | 9 | 63000 | 44500 | 70.63% | 2.08 | 0 | 9 |  |  |  |  | R-454B | 4.7083 | Residential & Commercial | USHP
213076605 | Central HP <5.4 tons | BRYANT HEATING AND COOLING SYSTEMS | HRCU-A-CB (Split System: Heat Pump with Remote Outdoor Unit-Air-Source) | 38MURAQ36AB3* |  |  | CAP**4321AL* | 82*TB48090V17*** | 36200 | 16 | 8.5 | 38000 | 34800 | 91.58% | 2.04 | 0 | 10 |  |  |  |  | R-410A | 3.0167 | Residential & Commercial | USHP | Ducted CEE Tier 1
213077156 | Central HP <5.4 tons | BRYANT HEATING AND COOLING SYSTEMS | HRCU-A-CB (Split System: Heat Pump with Remote Outdoor Unit-Air-Source) | 38MURAQ36AB3* |  |  | CAP**4221AL* | 926SB60100V21*** | 35400 | 16 | 8.1 | 38500 | 35200 | 91.43% | 1.88 | 0 | 10 |  |  |  |  | R-410A | 2.95 | Residential & Commercial | USHP | Ducted CEE Tier 1
213077508 | Central HP <5.4 tons | BRYANT HEATING AND COOLING SYSTEMS | HRCU-A-CB (Split System: Heat Pump with Remote Outdoor Unit-Air-Source) | 38MURAQ36AB3* |  |  | CAP**4224AL* | 926TC60080V21*** | 35000 | 16 | 8.1 | 38500 | 35000 | 90.91% | 1.88 | 0 | 10 |  |  |  |  | R-410A | 2.9167 | Residential & Commercial | USHP | Ducted CEE Tier 1
213077574 | Central HP <5.4 tons | BRYANT HEATING AND COOLING SYSTEMS | HRCU-A-CB (Split System: Heat Pump with Remote Outdoor Unit-Air-Source) | 38MURAQ36AB3* |  |  | CNPV*4824AL* | 926TC60080V21*** | 35600 | 16.5 | 8.1 | 38500 | 34800 | 90.39% | 1.98 | 0 | 10 |  |  |  |  | R-410A | 2.9667 | Residential & Commercial | USHP | Ducted CEE Tier 1
213078777 | Central HP <5.4 tons | BRYANT HEATING AND COOLING SYSTEMS | HRCU-A-CB (Split System: Heat Pump with Remote Outdoor Unit-Air-Source) | 38MURAQ36AB3* |  |  | CNPV*4824AL* | 8(0,1)*SB60135M24*** | 36000 | 16.5 | 8.1 | 38500 | 35000 | 90.91% | 2 | 0 | 10.5 |  |  |  |  | R-410A | 3 | Residential & Commercial | USHP | Ducted CEE Tier 1
213386630 | Central HP <5.4 tons | GOODMAN | HRCU-A-CB (Split System: Heat Pump with Remote Outdoor Unit-Air-Source) | GSZS601810A* |  |  | AHVE24BP0400A* | 0 | 16600 | 17.5 | 8.5 | 17400 | 13000 | 74.71% | 2.1 | 0 | 10.9 |  |  |  |  | R-410A | 1.3833 | Residential & Commercial | USHP | Ducted CEE Tier 1
214731834 | Central HP <5.4 tons | ECOER | HRCU-A-CB (Split System: Heat Pump with Remote Outdoor Unit-Air-Source) | EODA18H-2436BAA |  |  | GNC2430BPT | FG7SA-090C-T24B* | 22800 | 17 | 8.4 | 24000 | 19200 | 80% | 2.1 | 0 | 12.5 |  |  |  |  | R-410A | 1.9 | Residential & Commercial | USHP | Ducted CEE Tier 1
213352684 | Central HP <5.4 tons | ECOER | HRCU-A-CB (Split System: Heat Pump with Remote Outdoor Unit-Air-Source) | EODA18H-2436B |  |  | EAHATN-24 | 0 | 24000 | 19 | 8.8 | 24000 | 19600 | 81.67% | 2.1 | 0 | 13 |  |  |  |  | R-410A | 2 | Residential & Commercial | USHP | Ducted CEE Tier 1
210692734 | Central HP <5.4 tons | GOODMAN | HRCU-A-CB (Split System: Heat Pump with Remote Outdoor Unit-Air-Source) | GSZV903610A* |  |  | CHPF3642C6C*+TXV | G*VS800805CUA* | 33400 | 18 | 8.2 | 34000 | 24400 | 71.76% | 1.8 | 0 | 11 |  |  |  |  | R-410A | 2.7833 | Residential & Commercial | USHP | Ducted CEE Tier 1
215679502 | Central HP <5.4 tons | TEMPSTAR | HRCU-A-CB (Split System: Heat Pump with Remote Outdoor Unit-Air-Source) | T5H0V36*K*AAA* |  |  | EA*5X48M21A*+WALLCON | *80CSU0401712B* | 34000 | 18 | 9 | 35000 | 25000 | 71.43% | 1.9 | 0 | 10 |  |  |  |  | R-454B | 2.8333 | Residential & Commercial | USHP | Ducted CEE Tier 1
215679552 | Central HP <5.4 tons | TEMPSTAR | HRCU-A-CB (Split System: Heat Pump with Remote Outdoor Unit-Air-Source) | T5H0V36*K*AAA* |  |  | EA*5X48M21A*+WALLCON | *97CTN1002122A* | 33800 | 18 | 9 | 35000 | 25000 | 71.43% | 1.9 | 0 | 10 |  |  |  |  | R-454B | 2.8167 | Residential & Commercial | USHP | Ducted CEE Tier 1
215936856 | Central HP <5.4 tons | HEIL | HRCU-A-CB (Split System: Heat Pump with Remote Outdoor Unit-Air-Source) | H5H3V36*K*AAA* |  |  | EVD5X60M24A*+WALLCON | *96CTN1202422B* | 35600 | 22 | 8.5 | 38000 | 28400 | 74.74% | 2.04 | 0 | 12.5 |  |  |  |  | R-454B | 2.9667 | Residential & Commercial | USHP | Ducted CEE Tier 1
210597581 | Central HP <5.4 tons | COMFORTMAKER | HRCU-A-CB (Split System: Heat Pump with Remote Outdoor Unit-Air-Source) | CVH837GKA** |  |  | EN(A,D)4X48L24**+WALLCON | *95CSU1002122A* | 32400 | 17.5 | 8.1 | 32800 | 24600 | 75% | 1.98 | 0 | 11.7 |  |  |  |  | R-410A | 2.7 | Residential & Commercial | USHP | Ducted CEE Tier 1
210692786 | Central HP <5.4 tons | GOODMAN | HRCU-A-CB (Split System: Heat Pump with Remote Outdoor Unit-Air-Source) | GSZV903610A* |  |  | CSCF3642N6D*+TXV | G*VM971005CNB* | 33800 | 18.5 | 8.2 | 34000 | 24400 | 71.76% | 1.8 | 0 | 11.5 |  |  |  |  | R-410A | 2.8167 | Residential & Commercial | USHP | Ducted CEE Tier 1
211206894 | Central HP <5.4 tons | CHAMPION HEATING AND COOLING | HRCU-A-CB (Split System: Heat Pump with Remote Outdoor Unit-Air-Source) | HL20B3621 |  |  | XAMB36DE2N1+CC | TM8V080B12MP12 | 32600 | 18 | 8.5 | 34400 | 29600 | 86.05% | 1.94 | 0 | 11.7 |  |  |  |  | R-410A | 2.7167 | Residential & Commercial | USHP | Ducted CEE Tier 1
211206863 | Central HP <5.4 tons | CHAMPION HEATING AND COOLING | HRCU-A-CB (Split System: Heat Pump with Remote Outdoor Unit-Air-Source) | HL20B3621 |  |  | XAMC36DE2N1+CC | TP9C100C16MP13 | 33000 | 18 | 8.5 | 34000 | 29200 | 85.88% | 1.96 | 0 | 12 |  |  |  |  | R-410A | 2.75 | Residential & Commercial | USHP | Ducted CEE Tier 1
215931966 | Central HP <5.4 tons | HEIL | HRCU-A-CB (Split System: Heat Pump with Remote Outdoor Unit-Air-Source) | H5H3V36*K*AAA* |  |  | EA*5X25M17A*+WALLCON | *97CMN0601714B* | 33400 | 19 | 9.5 | 34400 | 26200 | 76.16% | 2.04 | 0 | 10.5 |  |  |  |  | R-454B | 2.7833 | Residential & Commercial | USHP | Ducted CEE Tier 1
215932216 | Central HP <5.4 tons | HEIL | HRCU-A-CB (Split System: Heat Pump with Remote Outdoor Unit-Air-Source) | H5H3V36*K*AAA* |  |  | EA*5X42M21A*+WALLCON | *80CTL0451712B* | 32200 | 19 | 9 | 35800 | 27600 | 77.09% | 1.88 | 0 | 10.5 |  |  |  |  | R-454B | 2.6833 | Residential & Commercial | USHP | Ducted CEE Tier 1
215932366 | Central HP <5.4 tons | HEIL | HRCU-A-CB (Split System: Heat Pump with Remote Outdoor Unit-Air-Source) | H5H3V36*K*AAA* |  |  | EA*5X43M21A*+WALLCON | *97CMN0601714B* | 33800 | 19.5 | 9.5 | 34200 | 26200 | 76.61% | 2.06 | 0 | 11 |  |  |  |  | R-454B | 2.8167 | Residential & Commercial | USHP | Ducted CEE Tier 1
215932116 | Central HP <5.4 tons | HEIL | HRCU-A-CB (Split System: Heat Pump with Remote Outdoor Unit-Air-Source) | H5H3V36*K*AAA* |  |  | EA*5X36M17A*+WALLCON | *96CTN0601714B* | 32000 | 19 | 9.5 | 34600 | 26600 | 76.88% | 2.02 | 0 | 10.5 |  |  |  |  | R-454B | 2.6667 | Residential & Commercial | USHP | Ducted CEE Tier 1
215932716 | Central HP <5.4 tons | HEIL | HRCU-A-CB (Split System: Heat Pump with Remote Outdoor Unit-Air-Source) | H5H3V36*K*AAA* |  |  | EA*5X61M21A*+WALLCON | *80CTL0901716B* | 34400 | 20.5 | 9 | 34400 | 26200 | 76.16% | 1.96 | 0 | 11.7 |  |  |  |  | R-454B | 2.8667 | Residential & Commercial | USHP | Ducted CEE Tier 1
214241638 | Central HP <5.4 tons | AIRQUEST | HRCU-A-CB (Split System: Heat Pump with Remote Outdoor Unit-Air-Source) | HVH825GKA3* |  |  | EN(A,D)4X24L17**+WALLCON | *96CTN0801714B* | 23200 | 16 | 8.1 | 22000 | 16900 | 76.82% | 1.92 | 0 | 10.5 |  |  |  |  | R-410A | 1.9333 | Residential & Commercial | USHP | Ducted CEE Tier 1
215679312 | Central HP <5.4 tons | TEMPSTAR | HRCU-A-CB (Split System: Heat Pump with Remote Outdoor Unit-Air-Source) | T5H0V36*K*AAA* |  |  | EA*5X37M21A*+WALLCON | *97CTN0601716A* | 34200 | 17.5 | 9 | 35600 | 25400 | 71.35% | 1.88 | 0 | 9.5 |  |  |  |  | R-454B | 2.85 | Residential & Commercial | USHP
215679432 | Central HP <5.4 tons | TEMPSTAR | HRCU-A-CB (Split System: Heat Pump with Remote Outdoor Unit-Air-Source) | T5H0V36*K*AAA* |  |  | EA*5X43M21A*+WALLCON | *80CSU0401712B* | 34600 | 18 | 9 | 35200 | 25000 | 71.02% | 1.9 | 0 | 10 |  |  |  |  | R-454B | 2.8833 | Residential & Commercial | USHP | Ducted CEE Tier 1
213079214 | Central HP <5.4 tons | BRYANT HEATING AND COOLING SYSTEMS | HRCU-A-CB (Split System: Heat Pump with Remote Outdoor Unit-Air-Source) | 38MURAQ36AB3* |  |  | CAP**3721AL* | 83*SB60080M21*** | 36600 | 16.5 | 8.5 | 38000 | 34600 | 91.05% | 2.08 | 0 | 10 |  |  |  |  | R-410A | 3.05 | Residential & Commercial | USHP | Ducted CEE Tier 1
213079730 | Central HP <5.4 tons | BRYANT HEATING AND COOLING SYSTEMS | HRCU-A-CB (Split System: Heat Pump with Remote Outdoor Unit-Air-Source) | 38MURAQ36AB3* |  |  | CAP**3621AL* | 912SE60100M21*** | 35000 | 16.5 | 8.1 | 38500 | 35200 | 91.43% | 1.82 | 0 | 9.5 |  |  |  |  | R-410A | 2.9167 | Residential & Commercial | USHP
213080064 | Central HP <5.4 tons | BRYANT HEATING AND COOLING SYSTEMS | HRCU-A-CB (Split System: Heat Pump with Remote Outdoor Unit-Air-Source) | 38MURAQ36AB3* |  |  | CAP**4821AL* | 916SA48080M17*** | 35800 | 15.5 | 8.5 | 38000 | 34800 | 91.58% | 2.02 | 0 | 10 |  |  |  |  | R-410A | 2.9833 | Residential & Commercial | USHP | Ducted CEE Tier 1
213078034 | Central HP <5.4 tons | BRYANT HEATING AND COOLING SYSTEMS | HRCU-A-CB (Split System: Heat Pump with Remote Outdoor Unit-Air-Source) | 38MURAQ36AB3* |  |  | CAP**3617AL* | 8(0,1)*SB48070M17*** | 35200 | 15.5 | 8.1 | 39000 | 35200 | 90.26% | 1.84 | 0 | 9.5 |  |  |  |  | R-410A | 2.9333 | Residential & Commercial | USHP
213078652 | Central HP <5.4 tons | BRYANT HEATING AND COOLING SYSTEMS | HRCU-A-CB (Split System: Heat Pump with Remote Outdoor Unit-Air-Source) | 38MURAQ36AB3* |  |  | CAP**4321AL* | 8(0,1)*SB60110M21*** | 36600 | 16.5 | 8.5 | 38000 | 34800 | 91.58% | 2.06 | 0 | 10 |  |  |  |  | R-410A | 3.05 | Residential & Commercial | USHP | Ducted CEE Tier 1
213078902 | Central HP <5.4 tons | BRYANT HEATING AND COOLING SYSTEMS | HRCU-A-CB (Split System: Heat Pump with Remote Outdoor Unit-Air-Source) | 38MURAQ36AB3* |  |  | CNPV*3621AL* | 83*SB60100M21*** | 35000 | 15.5 | 8.1 | 38500 | 35400 | 91.95% | 1.76 | 0 | 10 |  |  |  |  | R-410A | 2.9167 | Residential & Commercial | USHP | Ducted CEE Tier 1
213079322 | Central HP <5.4 tons | BRYANT HEATING AND COOLING SYSTEMS | HRCU-A-CB (Split System: Heat Pump with Remote Outdoor Unit-Air-Source) | 38MURAQ36AB3* |  |  | CNPV*4824AL* | 83*SB60080M21*** | 35800 | 17 | 8.1 | 38000 | 34800 | 91.58% | 2.04 | 0 | 10.5 |  |  |  |  | R-410A | 2.9833 | Residential & Commercial | USHP | Ducted CEE Tier 1
213079640 | Central HP <5.4 tons | BRYANT HEATING AND COOLING SYSTEMS | HRCU-A-CB (Split System: Heat Pump with Remote Outdoor Unit-Air-Source) | 38MURAQ36AB3* |  |  | CAP**3621AL* | 912SE60080M21*** | 35000 | 16.5 | 8.1 | 38500 | 35200 | 91.43% | 1.82 | 0 | 9.5 |  |  |  |  | R-410A | 2.9167 | Residential & Commercial | USHP
211398341 | Central HP <5.4 tons | JOHNSON CONTROLS | HRCU-A-CB (Split System: Heat Pump with Remote Outdoor Unit-Air-Source) | HMH72B341 |  |  | XAUC48FXXN1+TXV | TMLE120C16MP11 | 33600 | 17 | 8.5 | 32400 | 23600 | 72.84% | 2.08 | 0 | 9.5 |  |  |  |  | R-410A | 2.8 | Residential & Commercial | USHP
215932916 | Central HP <5.4 tons | HEIL | HRCU-A-CB (Split System: Heat Pump with Remote Outdoor Unit-Air-Source) | H5H3V36*K*AAA* |  |  | EA*5X61M24A*+WALLCON | *97CMN0802120B* | 34400 | 20.5 | 9.5 | 34400 | 26000 | 75.58% | 2.06 | 0 | 12 |  |  |  |  | R-454B | 2.8667 | Residential & Commercial | USHP | Ducted CEE Tier 1
215933186 | Central HP <5.4 tons | HEIL | HRCU-A-CB (Split System: Heat Pump with Remote Outdoor Unit-Air-Source) | H5H3V36*K*AAA* |  |  | ESH5X36M12A*+WALLCON | *97CMN0801714B* | 33000 | 18.5 | 9 | 35600 | 27200 | 76.4% | 1.92 | 0 | 10.5 |  |  |  |  | R-454B | 2.75 | Residential & Commercial | USHP | Ducted CEE Tier 1
215933216 | Central HP <5.4 tons | HEIL | HRCU-A-CB (Split System: Heat Pump with Remote Outdoor Unit-Air-Source) | H5H3V36*K*AAA* |  |  | ESH5X36M12A*+WALLCON | *97CMN1202422B* | 33200 | 19 | 9 | 35000 | 26800 | 76.57% | 1.92 | 0 | 11 |  |  |  |  | R-454B | 2.7667 | Residential & Commercial | USHP | Ducted CEE Tier 1
215318833 | Central HP <5.4 tons | Weathermaker | HRCU-A-CB (Split System: Heat Pump with Remote Outdoor Unit-Air-Source) | 37MUHAQ24AA3 |  |  | 45MUHAQ24XX3 | 0 | 24000 | 18.7 | 10 | 24000 | 20600 | 85.83% | 2.14 | 0 | 12 |  |  |  |  | R-454B | 2 | Residential & Commercial | USHP | Ducted CEE Tier 1
216769910 | Central HP <5.4 tons | TRANE | HRCU-A-CB (Split System: Heat Pump with Remote Outdoor Unit-Air-Source) | 5TWR7036A1 |  |  | 5PX*C007AS3 | *UHMC100CCV4 | 33800 | 17.1 | 9 | 32600 | 24000 | 73.62% | 2.2 | 0 | 12 |  |  |  |  | R-454B | 2.8167 | Residential & Commercial | USHP | Ducted CEE Tier 1
210692755 | Central HP <5.4 tons | GOODMAN | HRCU-A-CB (Split System: Heat Pump with Remote Outdoor Unit-Air-Source) | GSZV903610A* |  |  | CHPF3743C6B*+TXV | G*VC801005C*A* | 33400 | 18 | 8.2 | 34000 | 24400 | 71.76% | 1.8 | 0 | 11 |  |  |  |  | R-410A | 2.7833 | Residential & Commercial | USHP | Ducted CEE Tier 1
215939652 | Central HP <5.4 tons | KENMORE | HRCU-A-CB (Split System: Heat Pump with Remote Outdoor Unit-Air-Source) | (C,H,T)5H3V36*K*AAA* |  |  | EA*5X42M21A*+WALLCON | *96CTN0802120B* | 32600 | 19.5 | 9.5 | 34800 | 26800 | 77.01% | 2.02 | 0 | 11.7 |  |  |  |  | R-454B | 2.7167 | Residential & Commercial | USHP | Ducted CEE Tier 1
206133831 | Central HP <5.4 tons | COMFORTMAKER | HRCU-A-CB (Split System: Heat Pump with Remote Outdoor Unit-Air-Source) | CVH825GKA2* |  |  | EA*4X37L21A*+WALLCON | *95CSU1002122A* | 24400 | 17 | 8.5 | 21200 | 16600 | 78.3% | 2.04 | 11.5 | 11 |  |  |  |  | R-410A | 2.0333 | Residential & Commercial | USHP | Ducted CEE Tier 1
213770491 | Central HP <5.4 tons | DAY & NIGHT | HRCU-A-CB (Split System: Heat Pump with Remote Outdoor Unit-Air-Source) | CVH825GKA2* |  |  | EA*4X24L17A*+WALLCON | *80CTL0451712B* | 23200 | 16 | 8.1 | 22000 | 16900 | 76.82% | 1.88 | 0 | 10.5 |  |  |  |  | R-410A | 1.9333 | Residential & Commercial | USHP | Ducted CEE Tier 1
214572506 | Central HP <5.4 tons | KENMORE | HRCU-A-CB (Split System: Heat Pump with Remote Outdoor Unit-Air-Source) | (C,H,T)VH837GKA** |  |  | EA*4X36L21A*+WALLCON | *97CMN0602120B* | 31400 | 17 | 8.1 | 33200 | 24400 | 73.49% | 1.84 | 0 | 10.5 |  |  |  |  | R-410A | 2.6167 | Residential & Commercial | USHP | Ducted CEE Tier 1
215933336 | Central HP <5.4 tons | HEIL | HRCU-A-CB (Split System: Heat Pump with Remote Outdoor Unit-Air-Source) | H5H3V36*K*AAA* |  |  | ESH5X42M12A*+WALLCON | *80CTL0901716B* | 33600 | 19 | 9 | 34800 | 26600 | 76.44% | 1.92 | 0 | 11 |  |  |  |  | R-454B | 2.8 | Residential & Commercial | USHP | Ducted CEE Tier 1
215933416 | Central HP <5.4 tons | HEIL | HRCU-A-CB (Split System: Heat Pump with Remote Outdoor Unit-Air-Source) | H5H3V36*K*AAA* |  |  | ESH5X42M12A*+WALLCON | *97CMN0801714B* | 33400 | 18.5 | 9 | 35400 | 27000 | 76.27% | 1.92 | 0 | 11 |  |  |  |  | R-454B | 2.7833 | Residential & Commercial | USHP | Ducted CEE Tier 1
215678252 | Central HP <5.4 tons | TEMPSTAR | HRCU-A-CB (Split System: Heat Pump with Remote Outdoor Unit-Air-Source) | T5H0V24*K*AAA* |  |  | EA*5X25M17A*+WALLCON | *97CTN0601716A* | 23800 | 17 | 9 | 23400 | 16500 | 70.51% | 2 | 0 | 10 |  |  |  |  | R-454B | 1.9833 | Residential & Commercial | USHP | Ducted CEE Tier 1
215318850 | Central HP <5.4 tons | Weathermaker | HRCU-A-CB (Split System: Heat Pump with Remote Outdoor Unit-Air-Source) | 37MAHAQ33AA3 |  |  | 45MBAAQ36XB3 | 0 | 33000 | 16.7 | 10 | 35000 | 34000 | 97.14% | 2 | 0 | 11.7 |  |  |  |  | R-454B | 2.75 | Residential & Commercial | USHP | Ducted CEE Tier 1
215677182 | Central HP <5.4 tons | TEMPSTAR | HRCU-A-CB (Split System: Heat Pump with Remote Outdoor Unit-Air-Source) | T5H0V60*K*AAA* |  |  | EVM5X60M24A*+WALLCON | *97CMN1002122B* | 56500 | 18.5 | 9 | 63000 | 44500 | 70.63% | 2.08 | 0 | 9 |  |  |  |  | R-454B | 4.7083 | Residential & Commercial | USHP
213772497 | Central HP <5.4 tons | HEIL | HRCU-A-CB (Split System: Heat Pump with Remote Outdoor Unit-Air-Source) | HVH825GKA2* |  |  | EHD4X48AAL+WALLCON | *95CSU0601716B* | 24200 | 16 | 8.1 | 21400 | 16600 | 77.57% | 2.02 | 0 | 10.5 |  |  |  |  | R-410A | 2.0167 | Residential & Commercial | USHP | Ducted CEE Tier 1
216769926 | Central HP <5.4 tons | TRANE | HRCU-A-CB (Split System: Heat Pump with Remote Outdoor Unit-Air-Source) | 5TWR7036A1 |  |  | 5PX*CD09AS3 | *DHMC100CCV4 | 33400 | 16.5 | 8.5 | 32000 | 23600 | 73.75% | 2.14 | 0 | 12 |  |  |  |  | R-454B | 2.7833 | Residential & Commercial | USHP | Ducted CEE Tier 1
216769942 | Central HP <5.4 tons | TRANE | HRCU-A-CB (Split System: Heat Pump with Remote Outdoor Unit-Air-Source) | 5TWR7036A1 |  |  | 5TXCC005AS3 | S8X1C080M5PSC | 32600 | 16.5 | 8.7 | 32400 | 24000 | 74.07% | 2.14 | 0 | 11.7 |  |  |  |  | R-454B | 2.7167 | Residential & Commercial | USHP | Ducted CEE Tier 1
210692771 | Central HP <5.4 tons | GOODMAN | HRCU-A-CB (Split System: Heat Pump with Remote Outdoor Unit-Air-Source) | GSZV903610A* |  |  | CSCF3642N6D*+TXV | G*VC800804C*A* | 33800 | 18.5 | 8.2 | 34000 | 24400 | 71.76% | 1.8 | 0 | 11.5 |  |  |  |  | R-410A | 2.8167 | Residential & Commercial | USHP | Ducted CEE Tier 1
210692704 | Central HP <5.4 tons | GOODMAN | HRCU-A-CB (Split System: Heat Pump with Remote Outdoor Unit-Air-Source) | GSZV903610A* |  |  | CA*F3137*6A*+TXV | G*VS960603BUA* | 33600 | 18.5 | 8.2 | 34000 | 24400 | 71.76% | 1.8 | 0 | 11.5 |  |  |  |  | R-410A | 2.8 | Residential & Commercial | USHP | Ducted CEE Tier 1
216767170 | Central HP <5.4 tons | TRANE | HRCU-A-CB (Split System: Heat Pump with Remote Outdoor Unit-Air-Source) | 5TWX7048A1 |  |  | 5TXCC009AS3 | S9X2C100U5PSB | 43500 | 15.2 | 8.7 | 44000 | 32200 | 73.18% | 2.19 | 0 | 12 |  |  |  |  | R-454B | 3.625 | Residential & Commercial | USHP | Ducted CEE Tier 1
216767185 | Central HP <5.4 tons | TRANE | HRCU-A-CB (Split System: Heat Pump with Remote Outdoor Unit-Air-Source) | 5TWX7048A1 |  |  | 5TXCD010AS3 | S8V2C100M5PDB | 43500 | 16 | 8.7 | 44000 | 32000 | 72.73% | 2.2 | 0 | 12 |  |  |  |  | R-454B | 3.625 | Residential & Commercial | USHP | Ducted CEE Tier 1
213772427 | Central HP <5.4 tons | HEIL | HRCU-A-CB (Split System: Heat Pump with Remote Outdoor Unit-Air-Source) | HVH825GKA2* |  |  | EHD4X48AAL+WALLCON | *80CTL0451712B* | 24200 | 16 | 8.1 | 21400 | 16700 | 78.04% | 2 | 0 | 10.5 |  |  |  |  | R-410A | 2.0167 | Residential & Commercial | USHP | Ducted CEE Tier 1
214398668 | Central HP <5.4 tons | FRASER-JOHNSTON | HRCU-A-CB (Split System: Heat Pump with Remote Outdoor Unit-Air-Source) | HH860E2S11 |  |  | CTM60C5CGS1+JMC16C2SN1 | 0 | 45000 | 19 | 9 | 44500 | 33600 | 75.51% | 2 | 0 | 12 |  |  |  |  | R-454B | 3.75 | Residential & Commercial | USHP | Ducted CEE Tier 1
215678222 | Central HP <5.4 tons | TEMPSTAR | HRCU-A-CB (Split System: Heat Pump with Remote Outdoor Unit-Air-Source) | T5H0V24*K*AAA* |  |  | EA*5X24M17A*+WALLCON | *97CTN0801716A* | 22800 | 16.5 | 9 | 24000 | 16900 | 70.42% | 1.94 | 0 | 10 |  |  |  |  | R-454B | 1.9 | Residential & Commercial | USHP | Ducted CEE Tier 1
216767204 | Central HP <5.4 tons | TRANE | HRCU-A-CB (Split System: Heat Pump with Remote Outdoor Unit-Air-Source) | 5TWX7060A1 |  |  | 5PX*D008AS3 | S8V2D120M5PCB | 51000 | 15.5 | 8.7 | 51500 | 39000 | 75.73% | 2.17 | 0 | 11 |  |  |  |  | R-454B | 4.25 | Residential & Commercial | USHP | Ducted CEE Tier 1
216767236 | Central HP <5.4 tons | TRANE | HRCU-A-CB (Split System: Heat Pump with Remote Outdoor Unit-Air-Source) | 5TWX7060A1 |  |  | 5PX*DD10AS3 | S9V2D120D5VSB | 51000 | 15.2 | 8.7 | 51000 | 38500 | 75.49% | 2.17 | 0 | 10 |  |  |  |  | R-454B | 4.25 | Residential & Commercial | USHP | Ducted CEE Tier 1
213772277 | Central HP <5.4 tons | HEIL | HRCU-A-CB (Split System: Heat Pump with Remote Outdoor Unit-Air-Source) | HVH825GKA2* |  |  | EHD4X42AAL+WALLCON | *80CTL0701716B* | 24200 | 16 | 8.1 | 21400 | 16600 | 77.57% | 2 | 0 | 10.5 |  |  |  |  | R-410A | 2.0167 | Residential & Commercial | USHP | Ducted CEE Tier 1
215677232 | Central HP <5.4 tons | TEMPSTAR | HRCU-A-CB (Split System: Heat Pump with Remote Outdoor Unit-Air-Source) | T5H0V60*K*AAA* |  |  | EVM5X61M24A*+WALLCON | *80CTL0702120B* | 57000 | 18.5 | 9 | 64000 | 45000 | 70.31% | 2.08 | 0 | 9 |  |  |  |  | R-454B | 4.75 | Residential & Commercial | USHP
211396299 | Central HP <5.4 tons | JOHNSON CONTROLS | HRCU-A-CB (Split System: Heat Pump with Remote Outdoor Unit-Air-Source) | HMH72B341 |  |  | XAUC48FXXN1+TXV | TM9E080B12MP12 | 33200 | 16.5 | 8.5 | 32400 | 23800 | 73.46% | 2.04 | 0 | 9 |  |  |  |  | R-410A | 2.7667 | Residential & Commercial | USHP
211396435 | Central HP <5.4 tons | JOHNSON CONTROLS | HRCU-A-CB (Split System: Heat Pump with Remote Outdoor Unit-Air-Source) | HMH72B341 |  |  | XAHD48FXXN1+TXV | TM8Y120C20MP11 | 33800 | 16.5 | 8.5 | 32400 | 23800 | 73.46% | 2.06 | 0 | 9 |  |  |  |  | R-410A | 2.8167 | Residential & Commercial | USHP
211396483 | Central HP <5.4 tons | JOHNSON CONTROLS | HRCU-A-CB (Split System: Heat Pump with Remote Outdoor Unit-Air-Source) | HMH72B341 |  |  | XAHD48FBCN1 | TM8Y120C20MP11 | 33800 | 16.5 | 8.5 | 32400 | 23800 | 73.46% | 2.06 | 0 | 9 |  |  |  |  | R-410A | 2.8167 | Residential & Commercial | USHP
211396885 | Central HP <5.4 tons | JOHNSON CONTROLS | HRCU-A-CB (Split System: Heat Pump with Remote Outdoor Unit-Air-Source) | HMH72B341 |  |  | XAFD48FBCN1 | TM8Y080C16MP11 | 34000 | 17.5 | 8.5 | 33200 | 24400 | 73.49% | 2.08 | 0 | 9 |  |  |  |  | R-410A | 2.8333 | Residential & Commercial | USHP
211397170 | Central HP <5.4 tons | JOHNSON CONTROLS | HRCU-A-CB (Split System: Heat Pump with Remote Outdoor Unit-Air-Source) | HMH72B341 |  |  | XAHC48FBCN1 | TPLC100C20MP13 | 33800 | 16.5 | 8.5 | 32400 | 23800 | 73.46% | 2.06 | 0 | 9 |  |  |  |  | R-410A | 2.8167 | Residential & Commercial | USHP
212384287 | Central HP <5.4 tons | CARRIER | HRCU-A-CB (Split System: Heat Pump with Remote Outdoor Unit-Air-Source) | 38MURAQ36AB3* |  |  | CNPV*4217AL* | 58S(B,C)*A090E17**14 | 36200 | 15.5 | 8.1 | 39500 | 35000 | 88.61% | 1.98 | 0 | 10 |  |  |  |  | R-410A | 3.0167 | Residential & Commercial | USHP | Ducted CEE Tier 1
213079754 | Central HP <5.4 tons | BRYANT HEATING AND COOLING SYSTEMS | HRCU-A-CB (Split System: Heat Pump with Remote Outdoor Unit-Air-Source) | 38MURAQ36AB3* |  |  | CAP**4221AL* | 912SE60100M21*** | 35200 | 16.5 | 8.1 | 38500 | 35000 | 90.91% | 1.88 | 0 | 10 |  |  |  |  | R-410A | 2.9333 | Residential & Commercial | USHP | Ducted CEE Tier 1
213077702 | Central HP <5.4 tons | BRYANT HEATING AND COOLING SYSTEMS | HRCU-A-CB (Split System: Heat Pump with Remote Outdoor Unit-Air-Source) | 38MURAQ36AB3* |  |  | CAP**3621AL* | 926TC66100V21*** | 35000 | 16.5 | 8.1 | 38500 | 35200 | 91.43% | 1.82 | 0 | 10 |  |  |  |  | R-410A | 2.9167 | Residential & Commercial | USHP | Ducted CEE Tier 1
213079992 | Central HP <5.4 tons | BRYANT HEATING AND COOLING SYSTEMS | HRCU-A-CB (Split System: Heat Pump with Remote Outdoor Unit-Air-Source) | 38MURAQ36AB3* |  |  | CAP**3617AL* | 916SA48080M17*** | 35000 | 15.2 | 8.1 | 39000 | 35400 | 90.77% | 1.82 | 0 | 9.5 |  |  |  |  | R-410A | 2.9167 | Residential & Commercial | USHP
213080040 | Central HP <5.4 tons | BRYANT HEATING AND COOLING SYSTEMS | HRCU-A-CB (Split System: Heat Pump with Remote Outdoor Unit-Air-Source) | 38MURAQ36AB3* |  |  | CAP**4221AL* | 916SA48080M17*** | 35400 | 15.5 | 8.1 | 38500 | 35200 | 91.43% | 1.88 | 0 | 9.5 |  |  |  |  | R-410A | 2.95 | Residential & Commercial | USHP
213080292 | Central HP <5.4 tons | BRYANT HEATING AND COOLING SYSTEMS | HRCU-A-CB (Split System: Heat Pump with Remote Outdoor Unit-Air-Source) | 38MURAQ36AB3* |  |  | CAP**4221AL* | 916SA60100M21*** | 35400 | 16 | 8.1 | 38500 | 35000 | 90.91% | 1.88 | 0 | 10 |  |  |  |  | R-410A | 2.95 | Residential & Commercial | USHP | Ducted CEE Tier 1
215936135 | Central HP <5.4 tons | BRYANT HEATING AND COOLING SYSTEMS | HRCU-A-CB (Split System: Heat Pump with Remote Outdoor Unit-Air-Source) | 293VAN036**AA* |  |  | CVAVA4221XMA*+UI | 986TD66100C21*** | 34400 | 21 | 8.5 | 38500 | 28000 | 72.73% | 2.06 | 0 | 12 |  |  |  |  | R-454B | 2.8667 | Residential & Commercial | USHP | Ducted CEE Tier 1
215936235 | Central HP <5.4 tons | BRYANT HEATING AND COOLING SYSTEMS | HRCU-A-CB (Split System: Heat Pump with Remote Outdoor Unit-Air-Source) | 293VAN036**AA* |  |  | CVAVA4224XMA*+UI | 987MC66100C21*** | 35600 | 22 | 8.5 | 38000 | 28400 | 74.74% | 2.04 | 0 | 12.5 |  |  |  |  | R-454B | 2.9667 | Residential & Commercial | USHP | Ducted CEE Tier 1
210692718 | Central HP <5.4 tons | GOODMAN | HRCU-A-CB (Split System: Heat Pump with Remote Outdoor Unit-Air-Source) | GSZV903610A* |  |  | CA*F3743*6D*+TXV | G*VC960603BNB* | 33600 | 18.5 | 8.2 | 34000 | 24400 | 71.76% | 1.8 | 0 | 11.5 |  |  |  |  | R-410A | 2.8 | Residential & Commercial | USHP | Ducted CEE Tier 1
210692768 | Central HP <5.4 tons | GOODMAN | HRCU-A-CB (Split System: Heat Pump with Remote Outdoor Unit-Air-Source) | GSZV903610A* |  |  | CSCF3642N6D*+MBVC1601**-1A*+TXV | 0 | 33800 | 18.5 | 8.2 | 34000 | 24400 | 71.76% | 1.8 | 0 | 11.5 |  |  |  |  | R-410A | 2.8167 | Residential & Commercial | USHP | Ducted CEE Tier 1
210692777 | Central HP <5.4 tons | GOODMAN | HRCU-A-CB (Split System: Heat Pump with Remote Outdoor Unit-Air-Source) | GSZV903610A* |  |  | CSCF3642N6D*+TXV | G*VC960603BNB* | 33800 | 18.5 | 8.2 | 34000 | 24400 | 71.76% | 1.8 | 0 | 11.5 |  |  |  |  | R-410A | 2.8167 | Residential & Commercial | USHP | Ducted CEE Tier 1
210692739 | Central HP <5.4 tons | GOODMAN | HRCU-A-CB (Split System: Heat Pump with Remote Outdoor Unit-Air-Source) | GSZV903610A* |  |  | CHPF3642C6C*+TXV | G*VC960603BNB* | 33400 | 18 | 8.2 | 34000 | 24400 | 71.76% | 1.8 | 0 | 11 |  |  |  |  | R-410A | 2.7833 | Residential & Commercial | USHP | Ducted CEE Tier 1
213080481 | Central HP <5.4 tons | BRYANT HEATING AND COOLING SYSTEMS | HRCU-A-CB (Split System: Heat Pump with Remote Outdoor Unit-Air-Source) | 38MURAQ36AB3* |  |  | CAP**4224AL* | 916SA66140M24*** | 35200 | 16 | 8.1 | 38500 | 35000 | 90.91% | 1.88 | 0 | 9.5 |  |  |  |  | R-410A | 2.9333 | Residential & Commercial | USHP
215677822 | Central HP <5.4 tons | TEMPSTAR | HRCU-A-CB (Split System: Heat Pump with Remote Outdoor Unit-Air-Source) | T5H0V60*K*AAA* |  |  | EA*5X60M24A*+WALLCON | *95CSU1002122B* | 55000 | 18.5 | 8.5 | 59000 | 41500 | 70.34% | 2.04 | 0 | 9 |  |  |  |  | R-454B | 4.5833 | Residential & Commercial | USHP
214242438 | Central HP <5.4 tons | AIRQUEST | HRCU-A-CB (Split System: Heat Pump with Remote Outdoor Unit-Air-Source) | HVH825GKA2* |  |  | EN(A,D)4X24L17**+WALLCON | *80CTL0701716B* | 23200 | 16 | 8.1 | 22000 | 16900 | 76.82% | 1.92 | 0 | 10.5 |  |  |  |  | R-410A | 1.9333 | Residential & Commercial | USHP | Ducted CEE Tier 1
215938365 | Central HP <5.4 tons | BRYANT HEATING AND COOLING SYSTEMS | HRCU-A-CB (Split System: Heat Pump with Remote Outdoor Unit-Air-Source) | 293VAN048**AA* |  |  | CVAVA6024XMA*+UI | 987MC66100C21*** | 45500 | 20.5 | 8.1 | 52500 | 38000 | 72.38% | 1.9 | 0 | 11.5 |  |  |  |  | R-454B | 3.7917 | Residential & Commercial | USHP | Ducted CEE Tier 1
213607819 | Central HP <5.4 tons | HEIL | HRCU-A-CB (Split System: Heat Pump with Remote Outdoor Unit-Air-Source) | DLCURAH60ABK |  |  | FTMA4B60L0D* | 0 | 55000 | 15.2 | 8.1 | 52500 | 48000 | 91.43% | 1.84 | 0 | 8.5 |  |  |  |  | R-410A | 4.5833 | Residential & Commercial | USHP
215682093 | Central HP <5.4 tons | CARRIER | HRCU-A-CB (Split System: Heat Pump with Remote Outdoor Unit-Air-Source) | 27VNA048A*030* |  |  | CVAVA4821XMA*+UI | 59TN6C080C21**20 | 47000 | 18.5 | 9 | 50000 | 36600 | 73.2% | 1.98 | 0 | 10 |  |  |  |  | R-454B | 3.9167 | Residential & Commercial | USHP | Ducted CEE Tier 1
212989598 | Central HP <5.4 tons | BRYANT HEATING AND COOLING SYSTEMS | HRCU-A-CB (Split System: Heat Pump with Remote Outdoor Unit-Air-Source) | 38MURAQ24AB3* |  |  | CAP**3621AL* | 935SB60080M21*** | 23600 | 17 | 8.5 | 26200 | 23800 | 90.84% | 1.98 | 0 | 10 |  |  |  |  | R-410A | 1.9667 | Residential & Commercial | USHP | Ducted CEE Tier 1
214398349 | Central HP <5.4 tons | FRASER-JOHNSTON | HRCU-A-CB (Split System: Heat Pump with Remote Outdoor Unit-Air-Source) | HH824E2S11 |  |  | CTF36B5ADS1+JMC12B2SN1 | 0 | 23000 | 19 | 9.5 | 23000 | 18500 | 80.43% | 2 | 0 | 12 |  |  |  |  | R-454B | 1.9167 | Residential & Commercial | USHP | Ducted CEE Tier 1
210597635 | Central HP <5.4 tons | COMFORTMAKER | HRCU-A-CB (Split System: Heat Pump with Remote Outdoor Unit-Air-Source) | CVH837GKA** |  |  | EN(A,D,W)4X60L24**+WALLCON | *97CMN1202422A* | 32800 | 17.5 | 8.1 | 32200 | 24800 | 77.02% | 1.96 | 0 | 11.7 |  |  |  |  | R-410A | 2.7333 | Residential & Commercial | USHP | Ducted CEE Tier 1
214569687 | Central HP <5.4 tons | BRYANT HEATING AND COOLING SYSTEMS | HRCU-A-CB (Split System: Heat Pump with Remote Outdoor Unit-Air-Source) | 284ANV036*0**B* |  |  | CNPV*4824AL*+UI | 935CB60080C21*** | 33800 | 19 | 9 | 36800 | 26000 | 70.65% | 2.04 | 0 | 12.5 |  |  |  |  | R-410A | 2.8167 | Residential & Commercial | USHP | Ducted CEE Tier 1
214569369 | Central HP <5.4 tons | BRYANT HEATING AND COOLING SYSTEMS | HRCU-A-CB (Split System: Heat Pump with Remote Outdoor Unit-Air-Source) | 284ANV024*0**B* |  |  | CSPH*3612AL*+UI | 935CB66100C21*** | 23800 | 19.5 | 10.5 | 26600 | 19700 | 74.06% | 2.5 | 0 | 13 |  |  |  |  | R-410A | 1.9833 | Residential & Commercial | USHP | Ducted CEE Tier 1
214569385 | Central HP <5.4 tons | BRYANT HEATING AND COOLING SYSTEMS | HRCU-A-CB (Split System: Heat Pump with Remote Outdoor Unit-Air-Source) | 284ANV024*0**B* |  |  | CNPV*3621AL*+UI | 935CB66100C21*** | 23200 | 20 | 10 | 26600 | 19900 | 74.81% | 2.4 | 0 | 13 |  |  |  |  | R-410A | 1.9333 | Residential & Commercial | USHP | Ducted CEE Tier 1
214244069 | Central HP <5.4 tons | CARRIER | HRCU-A-CB (Split System: Heat Pump with Remote Outdoor Unit-Air-Source) | 25VNA424A*031* |  |  | CNPV*4221AL*+UI | 58TN*B090C21**20 | 23400 | 20 | 10 | 26600 | 19800 | 74.44% | 2.44 | 0 | 13 |  |  |  |  | R-410A | 1.95 | Residential & Commercial | USHP | Ducted CEE Tier 1
215681703 | Central HP <5.4 tons | CARRIER | HRCU-A-CB (Split System: Heat Pump with Remote Outdoor Unit-Air-Source) | 27VNA048A*030* |  |  | CSAH*6012AM*+UI | 58CU*B100C21**20 | 45500 | 16.5 | 8.5 | 48000 | 33800 | 70.42% | 2.08 | 0 | 9.5 |  |  |  |  | R-454B | 3.7917 | Residential & Commercial | USHP
215681753 | Central HP <5.4 tons | CARRIER | HRCU-A-CB (Split System: Heat Pump with Remote Outdoor Unit-Air-Source) | 27VNA048A*030* |  |  | CVAMA4821XMA*+UI | 58CU*B040C17**12 | 47000 | 18 | 9 | 50000 | 36400 | 72.8% | 2 | 0 | 9.5 |  |  |  |  | R-454B | 3.9167 | Residential & Commercial | USHP
211397714 | Central HP <5.4 tons | JOHNSON CONTROLS | HRCU-A-CB (Split System: Heat Pump with Remote Outdoor Unit-Air-Source) | HMH72B341 |  |  | XAFC48FXXN1+TXV | TM8V080C16MP12 | 34000 | 16.5 | 8.5 | 33200 | 24400 | 73.49% | 2.1 | 0 | 9 |  |  |  |  | R-410A | 2.8333 | Residential & Commercial | USHP
215679362 | Central HP <5.4 tons | TEMPSTAR | HRCU-A-CB (Split System: Heat Pump with Remote Outdoor Unit-Air-Source) | T5H0V36*K*AAA* |  |  | EA*5X42M21A*+WALLCON | *80CSU0401712B* | 33200 | 17.5 | 8.5 | 35800 | 25600 | 71.51% | 1.86 | 0 | 9.5 |  |  |  |  | R-454B | 2.7667 | Residential & Commercial | USHP
211398565 | Central HP <5.4 tons | JOHNSON CONTROLS | HRCU-A-CB (Split System: Heat Pump with Remote Outdoor Unit-Air-Source) | HMH72B341 |  |  | XAUC48FXXN1+TXV | TM8E100C16MP11 | 33600 | 17 | 8.5 | 32400 | 23600 | 72.84% | 2.06 | 0 | 9.5 |  |  |  |  | R-410A | 2.8 | Residential & Commercial | USHP
215682343 | Central HP <5.4 tons | CARRIER | HRCU-A-CB (Split System: Heat Pump with Remote Outdoor Unit-Air-Source) | 27VNA048A*030* |  |  | CVAVA6021XMA*+UI | 59TN7A080C17**16 | 47500 | 18.5 | 9 | 50000 | 37200 | 74.4% | 1.98 | 0 | 10 |  |  |  |  | R-454B | 3.9583 | Residential & Commercial | USHP | Ducted CEE Tier 1
215682443 | Central HP <5.4 tons | CARRIER | HRCU-A-CB (Split System: Heat Pump with Remote Outdoor Unit-Air-Source) | 27VNA048A*030* |  |  | CVAVA6121XMA*+UI | 58CU*B040C17**12 | 48500 | 19 | 9 | 50000 | 36800 | 73.6% | 2.12 | 0 | 10 |  |  |  |  | R-454B | 4.0417 | Residential & Commercial | USHP | Ducted CEE Tier 1
211397801 | Central HP <5.4 tons | JOHNSON CONTROLS | HRCU-A-CB (Split System: Heat Pump with Remote Outdoor Unit-Air-Source) | HMH72B341 |  |  | XAUC48FXXN1+TXV | TM8V100C16MP12 | 34000 | 16.5 | 8.5 | 33200 | 24400 | 73.49% | 2.1 | 0 | 9 |  |  |  |  | R-410A | 2.8333 | Residential & Commercial | USHP
211397894 | Central HP <5.4 tons | JOHNSON CONTROLS | HRCU-A-CB (Split System: Heat Pump with Remote Outdoor Unit-Air-Source) | HMH72B341 |  |  | XAFC48FBCN1 | TPLC100C16MP13 | 34000 | 16.5 | 8.5 | 33200 | 24400 | 73.49% | 2.1 | 0 | 9 |  |  |  |  | R-410A | 2.8333 | Residential & Commercial | USHP
211398158 | Central HP <5.4 tons | JOHNSON CONTROLS | HRCU-A-CB (Split System: Heat Pump with Remote Outdoor Unit-Air-Source) | HMH72B341 |  |  | XAHC48FXXN1+TXV | TM8E120C16MP11 | 33000 | 17 | 8.5 | 31600 | 23200 | 73.42% | 2.04 | 0 | 9.5 |  |  |  |  | R-410A | 2.75 | Residential & Commercial | USHP
211398185 | Central HP <5.4 tons | JOHNSON CONTROLS | HRCU-A-CB (Split System: Heat Pump with Remote Outdoor Unit-Air-Source) | HMH72B341 |  |  | XAHC48FBCN1 | TM8E120C16MP11 | 33000 | 17 | 8.5 | 31600 | 23200 | 73.42% | 2.04 | 0 | 9.5 |  |  |  |  | R-410A | 2.75 | Residential & Commercial | USHP
216374683 | Central HP <5.4 tons | FRASER-JOHNSTON | HRCU-A-CB (Split System: Heat Pump with Remote Outdoor Unit-Air-Source) | HH824E2S11 |  |  | CTU36B5XDS1+TXV | Z9ET080B12SMPS1 | 23000 | 18 | 9.5 | 23000 | 17500 | 76.09% | 2 | 0 | 12 |  |  |  |  | R-454B | 1.9167 | Residential & Commercial | USHP | Ducted CEE Tier 1
213297990 | Central HP <5.4 tons | FRASER-JOHNSTON | HRCU-A-CB (Split System: Heat Pump with Remote Outdoor Unit-Air-Source) | HMH72B341 |  |  | XAHB36DBCN1 | Z8ES100B12SMPS1 | 33400 | 17.5 | 8.1 | 32800 | 23200 | 70.73% | 2.02 | 0 | 9.5 |  |  |  |  | R-410A | 2.7833 | Residential & Commercial | USHP
215853371 | Central HP <5.4 tons | LUXAIRE | HRCU-A-CB (Split System: Heat Pump with Remote Outdoor Unit-Air-Source) | HH836E2S11 |  |  | CTM36C5CDS1+JMVT16CC2N1 | 0 | 34400 | 19 | 9 | 31600 | 25800 | 81.65% | 2 | 0 | 11.7 |  |  |  |  | R-454B | 2.8667 | Residential & Commercial | USHP | Ducted CEE Tier 1
214397940 | Central HP <5.4 tons | FRASER-JOHNSTON | HRCU-A-CB (Split System: Heat Pump with Remote Outdoor Unit-Air-Source) | HH824E2S11 |  |  | CTF30A5ADS1 | TM8E040A12MP11 | 23000 | 18 | 9.5 | 23000 | 18500 | 80.43% | 2 | 0 | 12 |  |  |  |  | R-454B | 1.9167 | Residential & Commercial | USHP | Ducted CEE Tier 1
214397972 | Central HP <5.4 tons | FRASER-JOHNSTON | HRCU-A-CB (Split System: Heat Pump with Remote Outdoor Unit-Air-Source) | HH824E2S11 |  |  | CTF30B5ACS1+JME12B2SN1 | 0 | 23000 | 19 | 9.5 | 23000 | 19000 | 82.61% | 2 | 0 | 12 |  |  |  |  | R-454B | 1.9167 | Residential & Commercial | USHP | Ducted CEE Tier 1
211206910 | Central HP <5.4 tons | CHAMPION HEATING AND COOLING | HRCU-A-CB (Split System: Heat Pump with Remote Outdoor Unit-Air-Source) | HL20B6021 |  |  | XAMC60HE4N1+CC | TP9C100C20MP13 | 52000 | 18 | 8.5 | 55000 | 42000 | 76.36% | 2.16 | 0 | 11 |  |  |  |  | R-410A | 4.3333 | Residential & Commercial | USHP | Ducted CEE Tier 1
211398814 | Central HP <5.4 tons | JOHNSON CONTROLS | HRCU-A-CB (Split System: Heat Pump with Remote Outdoor Unit-Air-Source) | HMH72B341 |  |  | XAHC48FXXN1+TXV | TMLE080C16MP11 | 32800 | 16.5 | 8.5 | 31600 | 23000 | 72.78% | 2.04 | 0 | 9.5 |  |  |  |  | R-410A | 2.7333 | Residential & Commercial | USHP
211397113 | Central HP <5.4 tons | JOHNSON CONTROLS | HRCU-A-CB (Split System: Heat Pump with Remote Outdoor Unit-Air-Source) | HMH72B341 |  |  | XAHC48FXXN1+TXV | TPLC120C20MP13 | 33800 | 16.5 | 8.5 | 32400 | 23800 | 73.46% | 2.06 | 0 | 9 |  |  |  |  | R-410A | 2.8167 | Residential & Commercial | USHP
211397546 | Central HP <5.4 tons | JOHNSON CONTROLS | HRCU-A-CB (Split System: Heat Pump with Remote Outdoor Unit-Air-Source) | HMH72B341 |  |  | XAFD48FXXN1+TXV | TM8V080C16MP12 | 34000 | 16.5 | 8.5 | 33000 | 24400 | 73.94% | 2.1 | 0 | 9 |  |  |  |  | R-410A | 2.8333 | Residential & Commercial | USHP
211397663 | Central HP <5.4 tons | JOHNSON CONTROLS | HRCU-A-CB (Split System: Heat Pump with Remote Outdoor Unit-Air-Source) | HMH72B341 |  |  | XAFD48FBCN1 | TPLC080C16MP13 | 34000 | 16.5 | 8.5 | 33000 | 24400 | 73.94% | 2.1 | 0 | 9 |  |  |  |  | R-410A | 2.8333 | Residential & Commercial | USHP
211398246 | Central HP <5.4 tons | JOHNSON CONTROLS | HRCU-A-CB (Split System: Heat Pump with Remote Outdoor Unit-Air-Source) | HMH72B341 |  |  | XAFD48FBCN1 | TM8E120C16MP11 | 33600 | 17 | 8.5 | 32400 | 23600 | 72.84% | 2.08 | 0 | 9.5 |  |  |  |  | R-410A | 2.8 | Residential & Commercial | USHP
211398766 | Central HP <5.4 tons | JOHNSON CONTROLS | HRCU-A-CB (Split System: Heat Pump with Remote Outdoor Unit-Air-Source) | HMH72B341 |  |  | XAHD48FXXN1+TXV | TMLE080C16MP11 | 32800 | 16.5 | 8.5 | 31600 | 23000 | 72.78% | 2.02 | 0 | 9.5 |  |  |  |  | R-410A | 2.7333 | Residential & Commercial | USHP
211396109 | Central HP <5.4 tons | JOHNSON CONTROLS | HRCU-A-CB (Split System: Heat Pump with Remote Outdoor Unit-Air-Source) | HMH72B341 |  |  | XAHC48FBCN1 | TM9E080C16MP12 | 33600 | 17 | 8.1 | 32800 | 24200 | 73.78% | 2.04 | 0 | 9 |  |  |  |  | R-410A | 2.8 | Residential & Commercial | USHP
211397430 | Central HP <5.4 tons | JOHNSON CONTROLS | HRCU-A-CB (Split System: Heat Pump with Remote Outdoor Unit-Air-Source) | HMH72B341 |  |  | XAHC48FXXN1+TXV | TPLC100C16MP13 | 33600 | 16.5 | 8.5 | 32400 | 23800 | 73.46% | 2.06 | 0 | 9 |  |  |  |  | R-410A | 2.8 | Residential & Commercial | USHP
212987760 | Central HP <5.4 tons | BRYANT HEATING AND COOLING SYSTEMS | HRCU-A-CB (Split System: Heat Pump with Remote Outdoor Unit-Air-Source) | 38MURAQ30AB3* |  |  | CAP**4321AL* | 916SA60080M21*** | 30200 | 15.2 | 8.1 | 33400 | 26400 | 79.04% | 1.84 | 0 | 9 |  |  |  |  | R-410A | 2.5167 | Residential & Commercial | USHP
212988060 | Central HP <5.4 tons | BRYANT HEATING AND COOLING SYSTEMS | HRCU-A-CB (Split System: Heat Pump with Remote Outdoor Unit-Air-Source) | 38MURAQ30AB3* |  |  | CAP**4224AL* | 916SA60100M21*** | 30000 | 15.2 | 8.5 | 34000 | 27200 | 80% | 1.8 | 0 | 9 |  |  |  |  | R-410A | 2.5 | Residential & Commercial | USHP
215677012 | Central HP <5.4 tons | TEMPSTAR | HRCU-A-CB (Split System: Heat Pump with Remote Outdoor Unit-Air-Source) | T5H0V60*K*AAA* |  |  | EVM5X60M21A*+WALLCON | *80CTL0902120B* | 57000 | 18.5 | 9 | 63500 | 44500 | 70.08% | 2.08 | 0 | 9.5 |  |  |  |  | R-454B | 4.75 | Residential & Commercial | USHP
215677362 | Central HP <5.4 tons | TEMPSTAR | HRCU-A-CB (Split System: Heat Pump with Remote Outdoor Unit-Air-Source) | T5H0V60*K*AAA* |  |  | EVD5X60M21A*+WALLCON | *80CTL0902120B* | 57000 | 18.5 | 9 | 63500 | 44500 | 70.08% | 2.08 | 0 | 9.5 |  |  |  |  | R-454B | 4.75 | Residential & Commercial | USHP
215853378 | Central HP <5.4 tons | LUXAIRE | HRCU-A-CB (Split System: Heat Pump with Remote Outdoor Unit-Air-Source) | HH836E2S11 |  |  | CTM36C5CDS1+JMVT17CC2N1 | 0 | 34400 | 19 | 9 | 31600 | 25800 | 81.65% | 2 | 0 | 11.7 |  |  |  |  | R-454B | 2.8667 | Residential & Commercial | USHP | Ducted CEE Tier 1
215853387 | Central HP <5.4 tons | LUXAIRE | HRCU-A-CB (Split System: Heat Pump with Remote Outdoor Unit-Air-Source) | HH836E2S11 |  |  | CTM36C5CDS1 | Z9ES100C16SMPS1 | 34400 | 17 | 8.5 | 32600 | 26800 | 82.21% | 2 | 0 | 11 |  |  |  |  | R-454B | 2.8667 | Residential & Commercial | USHP | Ducted CEE Tier 1
210692733 | Central HP <5.4 tons | GOODMAN | HRCU-A-CB (Split System: Heat Pump with Remote Outdoor Unit-Air-Source) | GSZV903610A* |  |  | CHPF3642C6C*+TXV | G*VC800804C*A* | 33400 | 18 | 8.2 | 34000 | 24400 | 71.76% | 1.8 | 0 | 11 |  |  |  |  | R-410A | 2.7833 | Residential & Commercial | USHP | Ducted CEE Tier 1
215853389 | Central HP <5.4 tons | LUXAIRE | HRCU-A-CB (Split System: Heat Pump with Remote Outdoor Unit-Air-Source) | HH836E2S11 |  |  | CTM36C5CDS1 | Z9ES080C20SMPS1 | 34200 | 18 | 8.5 | 32200 | 26400 | 81.99% | 2 | 0 | 11 |  |  |  |  | R-454B | 2.85 | Residential & Commercial | USHP | Ducted CEE Tier 1
211397963 | Central HP <5.4 tons | JOHNSON CONTROLS | HRCU-A-CB (Split System: Heat Pump with Remote Outdoor Unit-Air-Source) | HMH72B341 |  |  | XAHC48FXXN1+TXV | TPLC080B12MP13 | 32400 | 16 | 8.1 | 32000 | 23600 | 73.75% | 1.98 | 0 | 8.5 |  |  |  |  | R-410A | 2.7 | Residential & Commercial | USHP
211398062 | Central HP <5.4 tons | JOHNSON CONTROLS | HRCU-A-CB (Split System: Heat Pump with Remote Outdoor Unit-Air-Source) | HMH72B341 |  |  | XAUC48FXXN1+TXV | TM8V080B12MP12 | 33000 | 16 | 8.1 | 32600 | 24000 | 73.62% | 2.02 | 0 | 9 |  |  |  |  | R-410A | 2.75 | Residential & Commercial | USHP
211397729 | Central HP <5.4 tons | JOHNSON CONTROLS | HRCU-A-CB (Split System: Heat Pump with Remote Outdoor Unit-Air-Source) | HMH72B341 |  |  | XAFC48FXXN1+TXV | TMLV100C16MP12 | 34000 | 16.5 | 8.5 | 33200 | 24400 | 73.49% | 2.1 | 0 | 9 |  |  |  |  | R-410A | 2.8333 | Residential & Commercial | USHP
211396459 | Central HP <5.4 tons | JOHNSON CONTROLS | HRCU-A-CB (Split System: Heat Pump with Remote Outdoor Unit-Air-Source) | HMH72B341 |  |  | XAHD48FXXN1+TXV | TM8Y100C20MP11 | 33800 | 16.5 | 8.5 | 32400 | 23800 | 73.46% | 2.06 | 0 | 9 |  |  |  |  | R-410A | 2.8167 | Residential & Commercial | USHP
211396559 | Central HP <5.4 tons | JOHNSON CONTROLS | HRCU-A-CB (Split System: Heat Pump with Remote Outdoor Unit-Air-Source) | HMH72B341 |  |  | XAHC48FBCN1 | TM8Y120C20MP11 | 33800 | 16.5 | 8.5 | 32400 | 23800 | 73.46% | 2.06 | 0 | 9 |  |  |  |  | R-410A | 2.8167 | Residential & Commercial | USHP
211396810 | Central HP <5.4 tons | JOHNSON CONTROLS | HRCU-A-CB (Split System: Heat Pump with Remote Outdoor Unit-Air-Source) | HMH72B341 |  |  | XAHC48FBCN1 | TM8Y100C16MP11 | 33600 | 17 | 8.1 | 32600 | 24000 | 73.62% | 2.04 | 0 | 9 |  |  |  |  | R-410A | 2.8 | Residential & Commercial | USHP
211396092 | Central HP <5.4 tons | JOHNSON CONTROLS | HRCU-A-CB (Split System: Heat Pump with Remote Outdoor Unit-Air-Source) | HMH72B341 |  |  | XAHC48FXXN1+TXV | TM9E080C16MP12 | 33600 | 17 | 8.1 | 32800 | 24200 | 73.78% | 2.04 | 0 | 9 |  |  |  |  | R-410A | 2.8 | Residential & Commercial | USHP
211394803 | Central HP <5.4 tons | JOHNSON CONTROLS | HRCU-A-CB (Split System: Heat Pump with Remote Outdoor Unit-Air-Source) | HMH72B341 |  |  | XAHC48FBCN1 | TM9V100C16MP12 | 33000 | 16.5 | 8.5 | 31800 | 23200 | 72.96% | 2.04 | 0 | 9 |  |  |  |  | R-410A | 2.75 | Residential & Commercial | USHP
215682283 | Central HP <5.4 tons | CARRIER | HRCU-A-CB (Split System: Heat Pump with Remote Outdoor Unit-Air-Source) | 27VNA048A*030* |  |  | CVAVA4924XMA*+UI | 59TN7A120C24**22 | 48000 | 19 | 9 | 50000 | 36600 | 73.2% | 2 | 0 | 10.5 |  |  |  |  | R-454B | 4 | Residential & Commercial | USHP | Ducted CEE Tier 1
215682333 | Central HP <5.4 tons | CARRIER | HRCU-A-CB (Split System: Heat Pump with Remote Outdoor Unit-Air-Source) | 27VNA048A*030* |  |  | CVAVA6021XMA*+UI | 58CU*B100C21**20 | 48000 | 18.5 | 9 | 50000 | 36600 | 73.2% | 2 | 0 | 10 |  |  |  |  | R-454B | 4 | Residential & Commercial | USHP | Ducted CEE Tier 1
215677212 | Central HP <5.4 tons | TEMPSTAR | HRCU-A-CB (Split System: Heat Pump with Remote Outdoor Unit-Air-Source) | T5H0V60*K*AAA* |  |  | EVM5X60M24A*+WALLCON | *96CTN1202422B* | 56500 | 18.5 | 9 | 63000 | 44500 | 70.63% | 2.1 | 0 | 9 |  |  |  |  | R-454B | 4.7083 | Residential & Commercial | USHP
215677812 | Central HP <5.4 tons | TEMPSTAR | HRCU-A-CB (Split System: Heat Pump with Remote Outdoor Unit-Air-Source) | T5H0V60*K*AAA* |  |  | EA*5X60M24A*+WALLCON | *95CSU0802120B* | 54500 | 18 | 8.5 | 59500 | 42000 | 70.59% | 1.9 | 0 | 8.5 |  |  |  |  | R-454B | 4.5417 | Residential & Commercial | USHP
210720678 | Central HP <5.4 tons | BRYANT HEATING AND COOLING SYSTEMS | HRCU-A-CB (Split System: Heat Pump with Remote Outdoor Unit-Air-Source) | 284ANV036*0**B* |  |  | CNPV*4824AL*+UI | 83*CA60100C21*** | 33800 | 19 | 9 | 35200 | 26000 | 73.86% | 2.02 | 0 | 12 |  |  |  |  | R-410A | 2.8167 | Residential & Commercial | USHP | Ducted CEE Tier 1
210720680 | Central HP <5.4 tons | BRYANT HEATING AND COOLING SYSTEMS | HRCU-A-CB (Split System: Heat Pump with Remote Outdoor Unit-Air-Source) | 284ANV036*0**B* |  |  | CNPV*4824AL*+UI | 935CA60080C21*** | 33800 | 19.5 | 9 | 35000 | 26000 | 74.29% | 2.04 | 0 | 12.5 |  |  |  |  | R-410A | 2.8167 | Residential & Commercial | USHP | Ducted CEE Tier 1
212984409 | Central HP <5.4 tons | CARRIER | HRCU-A-CB (Split System: Heat Pump with Remote Outdoor Unit-Air-Source) | 38MURAQ36AB3* |  |  | CAP**4821AL* | 59SC2E080M17**16 | 35800 | 16.5 | 8.5 | 37800 | 34600 | 91.53% | 2.02 | 0 | 10 |  |  |  |  | R-410A | 2.9833 | Residential & Commercial | USHP | Ducted CEE Tier 1
215679482 | Central HP <5.4 tons | TEMPSTAR | HRCU-A-CB (Split System: Heat Pump with Remote Outdoor Unit-Air-Source) | T5H0V36*K*AAA* |  |  | EA*5X43M21A*+WALLCON | *97CTN1002122A* | 34600 | 18 | 9 | 35200 | 25000 | 71.02% | 1.9 | 0 | 10 |  |  |  |  | R-454B | 2.8833 | Residential & Commercial | USHP | Ducted CEE Tier 1
215679562 | Central HP <5.4 tons | TEMPSTAR | HRCU-A-CB (Split System: Heat Pump with Remote Outdoor Unit-Air-Source) | T5H0V36*K*AAA* |  |  | EA*5X60M24A*+WALLCON | *96CTN0802120B* | 34400 | 18 | 9 | 34200 | 24800 | 72.51% | 1.9 | 0 | 10 |  |  |  |  | R-454B | 2.8667 | Residential & Commercial | USHP | Ducted CEE Tier 1
215429745 | Central HP <5.4 tons | GOODMAN | HRCU-A-CB (Split System: Heat Pump with Remote Outdoor Unit-Air-Source) | GZV7SA3610A* |  |  | AHVE48CP1300A* | 0 | 34800 | 18.5 | 8.5 | 35000 | 28400 | 81.14% | 2 | 0 | 10.5 |  |  |  |  | R-32 | 2.9 | Residential & Commercial | USHP | Ducted CEE Tier 1
215429748 | Central HP <5.4 tons | GOODMAN | HRCU-A-CB (Split System: Heat Pump with Remote Outdoor Unit-Air-Source) | GZV7SA3610A* |  |  | AHVE60DP0300A* | 0 | 35000 | 19 | 8.5 | 35000 | 28400 | 81.14% | 2 | 0 | 10.5 |  |  |  |  | R-32 | 2.9167 | Residential & Commercial | USHP | Ducted CEE Tier 1
215679732 | Central HP <5.4 tons | TEMPSTAR | HRCU-A-CB (Split System: Heat Pump with Remote Outdoor Unit-Air-Source) | T5H0V36*K*AAA* |  |  | ESH5X36M12A*+WALLCON | *80CSU0601716B* | 33800 | 16.5 | 8.5 | 35600 | 25400 | 71.35% | 1.76 | 0 | 9.5 |  |  |  |  | R-454B | 2.8167 | Residential & Commercial | USHP
211398550 | Central HP <5.4 tons | JOHNSON CONTROLS | HRCU-A-CB (Split System: Heat Pump with Remote Outdoor Unit-Air-Source) | HMH72B341 |  |  | XAFC48FBCN1 | TM8E100C16MP11 | 33600 | 17 | 8.5 | 32400 | 23600 | 72.84% | 2.06 | 0 | 9.5 |  |  |  |  | R-410A | 2.8 | Residential & Commercial | USHP
211398580 | Central HP <5.4 tons | JOHNSON CONTROLS | HRCU-A-CB (Split System: Heat Pump with Remote Outdoor Unit-Air-Source) | HMH72B341 |  |  | XAFC48FBCN1 | TMLE100C16MP11 | 33600 | 17 | 8.5 | 32400 | 23600 | 72.84% | 2.06 | 0 | 9.5 |  |  |  |  | R-410A | 2.8 | Residential & Commercial | USHP
211398647 | Central HP <5.4 tons | JOHNSON CONTROLS | HRCU-A-CB (Split System: Heat Pump with Remote Outdoor Unit-Air-Source) | HMH72B341 |  |  | XAHC48FBCN1 | TMLE100B12MP11 | 32600 | 17 | 8.1 | 31800 | 23200 | 72.96% | 2.02 | 0 | 9 |  |  |  |  | R-410A | 2.7167 | Residential & Commercial | USHP
215677752 | Central HP <5.4 tons | TEMPSTAR | HRCU-A-CB (Split System: Heat Pump with Remote Outdoor Unit-Air-Source) | T5H0V60*K*AAA* |  |  | EA*5X60M24A*+WALLCON | *80CSU0802120A* | 55000 | 18.5 | 8.5 | 59000 | 41500 | 70.34% | 2.02 | 0 | 9 |  |  |  |  | R-454B | 4.5833 | Residential & Commercial | USHP
215678152 | Central HP <5.4 tons | TEMPSTAR | HRCU-A-CB (Split System: Heat Pump with Remote Outdoor Unit-Air-Source) | T5H0V60*K*AAA* |  |  | ESH5X60M12A*+WALLCON | *97CMN1002122B* | 55500 | 17 | 8.5 | 60000 | 42000 | 70% | 1.9 | 0 | 8.5 |  |  |  |  | R-454B | 4.625 | Residential & Commercial | USHP
216737404 | Central HP <5.4 tons | HEIL | HRCU-A-CB (Split System: Heat Pump with Remote Outdoor Unit-Air-Source) | D5CUHAH24AAK |  |  | ESH5X30M12A* | *97CMN0601714B* | 22200 | 15.2 | 8.1 | 21000 | 18800 | 89.52% | 1.9 | 0 | 10.5 |  |  |  |  | R-454B | 1.85 | Residential & Commercial | USHP | Ducted CEE Tier 1
216737440 | Central HP <5.4 tons | HEIL | HRCU-A-CB (Split System: Heat Pump with Remote Outdoor Unit-Air-Source) | D5CUHAH24AAK |  |  | ESH5X30M12A* | *97CMN1002122B* | 22800 | 15.2 | 8.1 | 21200 | 19000 | 89.62% | 1.9 | 0 | 10.5 |  |  |  |  | R-454B | 1.9 | Residential & Commercial | USHP | Ducted CEE Tier 1
216737989 | Central HP <5.4 tons | HEIL | HRCU-A-CB (Split System: Heat Pump with Remote Outdoor Unit-Air-Source) | D5CUHAH24AAK |  |  | ESH5X36M12A* | *80CSU1002120A* | 23400 | 16 | 8.5 | 21400 | 19000 | 88.79% | 1.94 | 0 | 10.5 |  |  |  |  | R-454B | 1.95 | Residential & Commercial | USHP | Ducted CEE Tier 1
216738892 | Central HP <5.4 tons | HEIL | HRCU-A-CB (Split System: Heat Pump with Remote Outdoor Unit-Air-Source) | D5CUHAH24AAK |  |  | ESH5X36M12A* | *97VTN0601716A* | 22600 | 16 | 8.1 | 20800 | 18500 | 88.94% | 1.85 | 0 | 11 |  |  |  |  | R-454B | 1.8833 | Residential & Commercial | USHP | Ducted CEE Tier 1
215853394 | Central HP <5.4 tons | LUXAIRE | HRCU-A-CB (Split System: Heat Pump with Remote Outdoor Unit-Air-Source) | HH836E2S11 |  |  | CTM36B5CDS1 | Z9ES060B12SMPS1 | 33200 | 17 | 8.5 | 31000 | 25400 | 81.94% | 2 | 0 | 11 |  |  |  |  | R-454B | 2.7667 | Residential & Commercial | USHP | Ducted CEE Tier 1
213298010 | Central HP <5.4 tons | FRASER-JOHNSTON | HRCU-A-CB (Split System: Heat Pump with Remote Outdoor Unit-Air-Source) | HMH72B341 |  |  | XAHC36DBCN1 | Z8ES080C20SMPS1 | 34000 | 17.5 | 8.1 | 33400 | 23600 | 70.66% | 2.08 | 0 | 9.5 |  |  |  |  | R-410A | 2.8333 | Residential & Commercial | USHP
215678382 | Central HP <5.4 tons | TEMPSTAR | HRCU-A-CB (Split System: Heat Pump with Remote Outdoor Unit-Air-Source) | T5H0V24*K*AAA* |  |  | EA*5X37M17A*+WALLCON | *97CTN0801716A* | 23800 | 17 | 9 | 23400 | 16500 | 70.51% | 2 | 0 | 10 |  |  |  |  | R-454B | 1.9833 | Residential & Commercial | USHP | Ducted CEE Tier 1
215677562 | Central HP <5.4 tons | TEMPSTAR | HRCU-A-CB (Split System: Heat Pump with Remote Outdoor Unit-Air-Source) | T5H0V60*K*AAA* |  |  | EVD5X60M24A*+WALLCON | *96CTN1202422B* | 56500 | 18.5 | 9 | 63000 | 44500 | 70.63% | 2.08 | 0 | 9 |  |  |  |  | R-454B | 4.7083 | Residential & Commercial | USHP
213772457 | Central HP <5.4 tons | HEIL | HRCU-A-CB (Split System: Heat Pump with Remote Outdoor Unit-Air-Source) | HVH825GKA2* |  |  | EHD4X48AAL+WALLCON | *80CTL0901716B* | 24400 | 17 | 8.1 | 21200 | 16600 | 78.3% | 2.02 | 0 | 10.5 |  |  |  |  | R-410A | 2.0333 | Residential & Commercial | USHP | Ducted CEE Tier 1
215677172 | Central HP <5.4 tons | TEMPSTAR | HRCU-A-CB (Split System: Heat Pump with Remote Outdoor Unit-Air-Source) | T5H0V60*K*AAA* |  |  | EVM5X60M24A*+WALLCON | *97CMN0602120B* | 55500 | 17.5 | 8.5 | 64000 | 45500 | 71.09% | 1.94 | 0 | 8.5 |  |  |  |  | R-454B | 4.625 | Residential & Commercial | USHP
215677402 | Central HP <5.4 tons | TEMPSTAR | HRCU-A-CB (Split System: Heat Pump with Remote Outdoor Unit-Air-Source) | T5H0V60*K*AAA* |  |  | EVD5X60M21A*+WALLCON | *97CMN0602120B* | 55500 | 17.5 | 8.5 | 64000 | 46000 | 71.88% | 1.94 | 0 | 8.5 |  |  |  |  | R-454B | 4.625 | Residential & Commercial | USHP
213771441 | Central HP <5.4 tons | DAY & NIGHT | HRCU-A-CB (Split System: Heat Pump with Remote Outdoor Unit-Air-Source) | CVH825GKA2* |  |  | EA*4X43L21A*+WALLCON | *80CTL0451712B* | 24200 | 16.5 | 8.1 | 21200 | 16700 | 78.77% | 2.02 | 0 | 10.5 |  |  |  |  | R-410A | 2.0167 | Residential & Commercial | USHP | Ducted CEE Tier 1
211398751 | Central HP <5.4 tons | JOHNSON CONTROLS | HRCU-A-CB (Split System: Heat Pump with Remote Outdoor Unit-Air-Source) | HMH72B341 |  |  | XAHD48FXXN1+TXV | TM8E080C16MP11 | 32800 | 16.5 | 8.5 | 31600 | 23000 | 72.78% | 2.02 | 0 | 9.5 |  |  |  |  | R-410A | 2.7333 | Residential & Commercial | USHP
211398014 | Central HP <5.4 tons | JOHNSON CONTROLS | HRCU-A-CB (Split System: Heat Pump with Remote Outdoor Unit-Air-Source) | HMH72B341 |  |  | XAFC48FXXN1+TXV | TM8V080B12MP12 | 33000 | 16 | 8.1 | 32600 | 24000 | 73.62% | 2.02 | 0 | 9 |  |  |  |  | R-410A | 2.75 | Residential & Commercial | USHP
211397678 | Central HP <5.4 tons | JOHNSON CONTROLS | HRCU-A-CB (Split System: Heat Pump with Remote Outdoor Unit-Air-Source) | HMH72B341 |  |  | XAFD48FBCN1 | TPLC100C16MP13 | 34000 | 16.5 | 8.5 | 33000 | 24400 | 73.94% | 2.1 | 0 | 9 |  |  |  |  | R-410A | 2.8333 | Residential & Commercial | USHP
211397879 | Central HP <5.4 tons | JOHNSON CONTROLS | HRCU-A-CB (Split System: Heat Pump with Remote Outdoor Unit-Air-Source) | HMH72B341 |  |  | XAUC48FXXN1+TXV | TPLC080C16MP13 | 34000 | 16.5 | 8.5 | 33200 | 24400 | 73.49% | 2.1 | 0 | 9 |  |  |  |  | R-410A | 2.8333 | Residential & Commercial | USHP
211397996 | Central HP <5.4 tons | JOHNSON CONTROLS | HRCU-A-CB (Split System: Heat Pump with Remote Outdoor Unit-Air-Source) | HMH72B341 |  |  | XAHC48FBCN1 | TPLC080B12MP13 | 32400 | 16 | 8.1 | 32000 | 23600 | 73.75% | 1.98 | 0 | 8.5 |  |  |  |  | R-410A | 2.7 | Residential & Commercial | USHP
211398132 | Central HP <5.4 tons | JOHNSON CONTROLS | HRCU-A-CB (Split System: Heat Pump with Remote Outdoor Unit-Air-Source) | HMH72B341 |  |  | XAHD48FBCN1 | TM8E120C16MP11 | 33000 | 16.5 | 8.5 | 31800 | 23200 | 72.96% | 2.04 | 0 | 9.5 |  |  |  |  | R-410A | 2.75 | Residential & Commercial | USHP
213079009 | Central HP <5.4 tons | CARRIER | HRCU-A-CB (Split System: Heat Pump with Remote Outdoor Unit-Air-Source) | 38MURAQ36AB3* |  |  | CAP**4321AL* | 58SU*B060M17**16 | 36600 | 16.5 | 8.5 | 38000 | 34800 | 91.58% | 2.08 | 0 | 10 |  |  |  |  | R-410A | 3.05 | Residential & Commercial | USHP | Ducted CEE Tier 1
213079141 | Central HP <5.4 tons | CARRIER | HRCU-A-CB (Split System: Heat Pump with Remote Outdoor Unit-Air-Source) | 38MURAQ36AB3* |  |  | CAP**4821AL* | 58SU*B080M21**20 | 36200 | 16.5 | 8.5 | 38000 | 34600 | 91.05% | 2.06 | 0 | 10 |  |  |  |  | R-410A | 3.0167 | Residential & Commercial | USHP | Ducted CEE Tier 1
213079177 | Central HP <5.4 tons | CARRIER | HRCU-A-CB (Split System: Heat Pump with Remote Outdoor Unit-Air-Source) | 38MURAQ36AB3* |  |  | CNPV*4821AL* | 58SU*B080M21**20 | 35800 | 17 | 8.1 | 38000 | 34800 | 91.58% | 2.04 | 0 | 10.5 |  |  |  |  | R-410A | 2.9833 | Residential & Commercial | USHP | Ducted CEE Tier 1
216769898 | Central HP <5.4 tons | TRANE | HRCU-A-CB (Split System: Heat Pump with Remote Outdoor Unit-Air-Source) | 5TWR7036A1 |  |  | 5PX*B004AS3 | *UHMB080CCV3 | 32000 | 16 | 8.5 | 32200 | 23800 | 73.91% | 2.11 | 0 | 11.7 |  |  |  |  | R-454B | 2.6667 | Residential & Commercial | USHP | Ducted CEE Tier 1
216737291 | Central HP <5.4 tons | HEIL | HRCU-A-CB (Split System: Heat Pump with Remote Outdoor Unit-Air-Source) | D5CUHAH24AAK |  |  | ESH5X30M12A* | *80CTL0901716B* | 22200 | 15.2 | 8.1 | 21000 | 18800 | 89.52% | 1.9 | 0 | 10.5 |  |  |  |  | R-454B | 1.85 | Residential & Commercial | USHP | Ducted CEE Tier 1
216737377 | Central HP <5.4 tons | HEIL | HRCU-A-CB (Split System: Heat Pump with Remote Outdoor Unit-Air-Source) | D5CUHAH24AAK |  |  | ESH5X30M12A* | *95CSU0601716B* | 22400 | 15.5 | 8.1 | 21000 | 18800 | 89.52% | 1.85 | 0 | 10.5 |  |  |  |  | R-454B | 1.8667 | Residential & Commercial | USHP | Ducted CEE Tier 1
216738420 | Central HP <5.4 tons | HEIL | HRCU-A-CB (Split System: Heat Pump with Remote Outdoor Unit-Air-Source) | D5CUHAH24AAK |  |  | ESH5X36M12A* | *97CMN0802120B* | 23200 | 15.2 | 8.1 | 21000 | 18700 | 89.05% | 1.85 | 0 | 10.5 |  |  |  |  | R-454B | 1.9333 | Residential & Commercial | USHP | Ducted CEE Tier 1
215429743 | Central HP <5.4 tons | GOODMAN | HRCU-A-CB (Split System: Heat Pump with Remote Outdoor Unit-Air-Source) | GZV7SA3610A* |  |  | AHVE42CP1300A* | 0 | 34800 | 18.5 | 8.5 | 35000 | 28400 | 81.14% | 2 | 0 | 10.5 |  |  |  |  | R-32 | 2.9 | Residential & Commercial | USHP | Ducted CEE Tier 1
213386518 | Central HP <5.4 tons | COMFORTSTAR | HRCU-A-C (Split System: Heat Pump with Remote Outdoor Unit with No Indoor Fan --Air Source) | CPH24CD(O) |  |  | ACP-24B | 0 | 24000 | 16.5 | 9.5 | 25000 | 20000 | 80% | 1.95 | 11 | 10.7 |  |  |  |  | R-410A | 2 | Residential & Commercial | USHP | Ducted CEE Tier 1
216737100 | Central HP <5.4 tons | BRYANT HEATING AND COOLING SYSTEMS | HRCU-A-CB (Split System: Heat Pump with Remote Outdoor Unit-Air-Source) | 37MUHAQ24AA3 |  |  | CSAH*3012AM* | 8(0,1)*SB60090M24*** | 22200 | 15.5 | 8.1 | 21000 | 18800 | 89.52% | 1.9 | 0 | 10.5 |  |  |  |  | R-454B | 1.85 | Residential & Commercial | USHP | Ducted CEE Tier 1
210720694 | Central HP <5.4 tons | BRYANT HEATING AND COOLING SYSTEMS | HRCU-A-CB (Split System: Heat Pump with Remote Outdoor Unit-Air-Source) | 284ANV036*0**B* |  |  | CSPH*6012AL*+UI | 83*CA60100C21*** | 34400 | 18.5 | 9 | 34800 | 25400 | 72.99% | 2.02 | 0 | 12 |  |  |  |  | R-410A | 2.8667 | Residential & Commercial | USHP | Ducted CEE Tier 1
211387590 | Central HP <5.4 tons | JOHNSON CONTROLS | HRCU-A-CB (Split System: Heat Pump with Remote Outdoor Unit-Air-Source) | HMH72B341 |  |  | XAHC36DBCN1 | TM9V080C16MP12 | 33400 | 17 | 8.1 | 33200 | 23400 | 70.48% | 2.04 | 0 | 9.5 |  |  |  |  | R-410A | 2.7833 | Residential & Commercial | USHP
211386845 | Central HP <5.4 tons | JOHNSON CONTROLS | HRCU-A-CB (Split System: Heat Pump with Remote Outdoor Unit-Air-Source) | HMH72B341 |  |  | XAFC36DXXN1+TXV | TM9Y080C16MP11 | 34000 | 18.5 | 8.1 | 34000 | 24400 | 71.76% | 2.08 | 0 | 9.5 |  |  |  |  | R-410A | 2.8333 | Residential & Commercial | USHP
211386913 | Central HP <5.4 tons | JOHNSON CONTROLS | HRCU-A-CB (Split System: Heat Pump with Remote Outdoor Unit-Air-Source) | HMH72B341 |  |  | XAHC30CXXN1+TXV | TM9Y080B12MP11 | 32000 | 17 | 8.1 | 33400 | 23400 | 70.06% | 1.98 | 0 | 9 |  |  |  |  | R-410A | 2.6667 | Residential & Commercial | USHP
211387488 | Central HP <5.4 tons | JOHNSON CONTROLS | HRCU-A-CB (Split System: Heat Pump with Remote Outdoor Unit-Air-Source) | HMH72B341 |  |  | XAHC30CXXN1+TXV | TP9C100C16MP13 | 32400 | 17 | 8.1 | 32800 | 23000 | 70.12% | 2 | 0 | 9.5 |  |  |  |  | R-410A | 2.7 | Residential & Commercial | USHP
214244062 | Central HP <5.4 tons | BRYANT HEATING AND COOLING SYSTEMS | HRCU-A-CB (Split System: Heat Pump with Remote Outdoor Unit-Air-Source) | 284ANV024*0**B* |  |  | CNPV*4217AL*+UI | 986TD42080C17*** | 23600 | 20 | 10 | 26600 | 19800 | 74.44% | 2.46 | 0 | 13 |  |  |  |  | R-410A | 1.9667 | Residential & Commercial | USHP | Ducted CEE Tier 1
214244082 | Central HP <5.4 tons | BRYANT HEATING AND COOLING SYSTEMS | HRCU-A-CB (Split System: Heat Pump with Remote Outdoor Unit-Air-Source) | 284ANV024*0**B* |  |  | CNPV*4221AL*+UI | 986TD42080C17*** | 23400 | 20 | 10 | 26600 | 19900 | 74.81% | 2.42 | 0 | 13 |  |  |  |  | R-410A | 1.95 | Residential & Commercial | USHP | Ducted CEE Tier 1
210596750 | Central HP <5.4 tons | COMFORTMAKER | HRCU-A-CB (Split System: Heat Pump with Remote Outdoor Unit-Air-Source) | CVH825GKA2* |  |  | EA*4X43L21A*+WALLCON | *80CSU0401712A* | 24400 | 17 | 8.5 | 21200 | 16600 | 78.3% | 2.04 | 0 | 11 |  |  |  |  | R-410A | 2.0333 | Residential & Commercial | USHP | Ducted CEE Tier 1
210596818 | Central HP <5.4 tons | COMFORTMAKER | HRCU-A-CB (Split System: Heat Pump with Remote Outdoor Unit-Air-Source) | CVH825GKA2* |  |  | EA*4X48L21A*+WALLCON | *80CTL0701716A* | 24000 | 17 | 8.1 | 21000 | 16600 | 79.05% | 2.02 | 0 | 11 |  |  |  |  | R-410A | 2 | Residential & Commercial | USHP | Ducted CEE Tier 1
210596851 | Central HP <5.4 tons | COMFORTMAKER | HRCU-A-CB (Split System: Heat Pump with Remote Outdoor Unit-Air-Source) | CVH825GKA2* |  |  | EA*4X48L21A*+WALLCON | *97CMN1002122A* | 24000 | 16.5 | 8.1 | 21000 | 16500 | 78.57% | 2.02 | 0 | 11 |  |  |  |  | R-410A | 2 | Residential & Commercial | USHP | Ducted CEE Tier 1
210596917 | Central HP <5.4 tons | COMFORTMAKER | HRCU-A-CB (Split System: Heat Pump with Remote Outdoor Unit-Air-Source) | CVH825GKA2* |  |  | EHD4X42AAL+WALLCON | *96CTN0801714A* | 24000 | 16 | 8.1 | 21400 | 16700 | 78.04% | 2 | 0 | 10.5 |  |  |  |  | R-410A | 2 | Residential & Commercial | USHP | Ducted CEE Tier 1
210597019 | Central HP <5.4 tons | COMFORTMAKER | HRCU-A-CB (Split System: Heat Pump with Remote Outdoor Unit-Air-Source) | CVH825GKA2* |  |  | EN(A,D)4X48L24**+WALLCON | *97CMN0602120A* | 24000 | 16.5 | 8.1 | 21400 | 16700 | 78.04% | 2 | 0 | 11 |  |  |  |  | R-410A | 2 | Residential & Commercial | USHP | Ducted CEE Tier 1
215434432 | Central HP <5.4 tons | GOODMAN | HRCU-A-CB (Split System: Heat Pump with Remote Outdoor Unit-Air-Source) | GZV7SA4810A* |  |  | CA*EA6030*3A* | G*VT961005CNA* | 45500 | 16.2 | 8.8 | 47000 | 33600 | 71.49% | 2 | 0 | 10 |  |  |  |  | R-32 | 3.7917 | Residential & Commercial | USHP | Ducted CEE Tier 1
215434215 | Central HP <5.4 tons | GOODMAN | HRCU-A-CB (Split System: Heat Pump with Remote Outdoor Unit-Air-Source) | GZV7SA3610A* |  |  | CA*EA6030*3A* | G*VT800804C*A* | 35000 | 18.5 | 8.5 | 35000 | 28400 | 81.14% | 2 | 0 | 10.5 |  |  |  |  | R-32 | 2.9167 | Residential & Commercial | USHP | Ducted CEE Tier 1
215434218 | Central HP <5.4 tons | GOODMAN | HRCU-A-CB (Split System: Heat Pump with Remote Outdoor Unit-Air-Source) | GZV7SA3610A* |  |  | CHPEA4830*3A* | G*VT961205DNA* | 35000 | 18.5 | 8.1 | 35000 | 28400 | 81.14% | 2 | 0 | 10.5 |  |  |  |  | R-32 | 2.9167 | Residential & Commercial | USHP | Ducted CEE Tier 1
211398029 | Central HP <5.4 tons | JOHNSON CONTROLS | HRCU-A-CB (Split System: Heat Pump with Remote Outdoor Unit-Air-Source) | HMH72B341 |  |  | XAFC48FXXN1+TXV | TPLC080B12MP13 | 33000 | 16 | 8.1 | 32600 | 24000 | 73.62% | 2.02 | 0 | 9 |  |  |  |  | R-410A | 2.75 | Residential & Commercial | USHP
211398216 | Central HP <5.4 tons | JOHNSON CONTROLS | HRCU-A-CB (Split System: Heat Pump with Remote Outdoor Unit-Air-Source) | HMH72B341 |  |  | XAFD48FXXN1+TXV | TM8E120C16MP11 | 33600 | 17 | 8.5 | 32400 | 23600 | 72.84% | 2.08 | 0 | 9.5 |  |  |  |  | R-410A | 2.8 | Residential & Commercial | USHP
211398383 | Central HP <5.4 tons | JOHNSON CONTROLS | HRCU-A-CB (Split System: Heat Pump with Remote Outdoor Unit-Air-Source) | HMH72B341 |  |  | XAHD48FBCN1 | TM8E100C16MP11 | 32800 | 16.5 | 8.5 | 31600 | 23200 | 73.42% | 2.02 | 0 | 9.5 |  |  |  |  | R-410A | 2.7333 | Residential & Commercial | USHP
216737999 | Central HP <5.4 tons | HEIL | HRCU-A-CB (Split System: Heat Pump with Remote Outdoor Unit-Air-Source) | D5CUHAH24AAK |  |  | ESH5X36M12A* | *80MS(N,L)0451412A* | 22800 | 15.5 | 8.1 | 20800 | 18500 | 88.94% | 1.9 | 0 | 10.5 |  |  |  |  | R-454B | 1.9 | Residential & Commercial | USHP | Ducted CEE Tier 1
216738081 | Central HP <5.4 tons | HEIL | HRCU-A-CB (Split System: Heat Pump with Remote Outdoor Unit-Air-Source) | D5CUHAH24AAK |  |  | ESH5X36M12A* | *80MS(N,L)0902120A* | 22600 | 15.5 | 8.1 | 20800 | 18400 | 88.46% | 1.9 | 0 | 10.5 |  |  |  |  | R-454B | 1.8833 | Residential & Commercial | USHP | Ducted CEE Tier 1
211387549 | Central HP <5.4 tons | JOHNSON CONTROLS | HRCU-A-CB (Split System: Heat Pump with Remote Outdoor Unit-Air-Source) | HMH72B341 |  |  | XAFC30CXXN1+TXV | TM9V100C16MP12 | 33200 | 17.5 | 8.5 | 33000 | 23200 | 70.3% | 2.06 | 0 | 10 |  |  |  |  | R-410A | 2.7667 | Residential & Commercial | USHP | Ducted CEE Tier 1
211387638 | Central HP <5.4 tons | JOHNSON CONTROLS | HRCU-A-CB (Split System: Heat Pump with Remote Outdoor Unit-Air-Source) | HMH72B341 |  |  | XAFC36DXXN1+TXV | TP9C080C16MP13 | 34000 | 17.5 | 8.1 | 33800 | 23800 | 70.41% | 2.08 | 0 | 10 |  |  |  |  | R-410A | 2.8333 | Residential & Commercial | USHP | Ducted CEE Tier 1
215681383 | Central HP <5.4 tons | CARRIER | HRCU-A-CB (Split System: Heat Pump with Remote Outdoor Unit-Air-Source) | 27VNA048A*030* |  |  | CAA**6024AM*+UI | 58CU*B080C21**20 | 45500 | 18 | 9 | 47000 | 33400 | 71.06% | 2.06 | 0 | 9.5 |  |  |  |  | R-454B | 3.7917 | Residential & Commercial | USHP
215681433 | Central HP <5.4 tons | CARRIER | HRCU-A-CB (Split System: Heat Pump with Remote Outdoor Unit-Air-Source) | 27VNA048A*030* |  |  | CAA**6121AM*+UI | 59TN6C080C21**20 | 46000 | 18 | 9 | 48000 | 33800 | 70.42% | 2.08 | 0 | 10 |  |  |  |  | R-454B | 3.8333 | Residential & Commercial | USHP | Ducted CEE Tier 1
215681933 | Central HP <5.4 tons | CARRIER | HRCU-A-CB (Split System: Heat Pump with Remote Outdoor Unit-Air-Source) | 27VNA048A*030* |  |  | CVAMA6021XMA*+UI | 58CU*B100C21**20 | 48000 | 18.5 | 9 | 50000 | 36600 | 73.2% | 2 | 0 | 10 |  |  |  |  | R-454B | 4 | Residential & Commercial | USHP | Ducted CEE Tier 1
216720945 | Central HP <5.4 tons | COMFORTSTAR | HRCU-A-CB (Split System: Heat Pump with Remote Outdoor Unit-Air-Source) | CPH3-18CD(O) |  |  | AHU3-18-SG3 | 0 | 18000 | 19 | 9.7 | 19000 | 18000 | 94.74% | 2 | 0 | 12.5 |  |  |  |  | R-454B | 1.5 | Residential & Commercial | USHP | Ducted CEE Tier 1
210597422 | Central HP <5.4 tons | COMFORTMAKER | HRCU-A-CB (Split System: Heat Pump with Remote Outdoor Unit-Air-Source) | CVH837GKA** |  |  | EA*4X61L21A*+WALLCON | *80CTL0902120A* | 33200 | 18 | 8.5 | 32000 | 25000 | 78.12% | 2 | 0 | 11.7 |  |  |  |  | R-410A | 2.7667 | Residential & Commercial | USHP | Ducted CEE Tier 1
210597431 | Central HP <5.4 tons | COMFORTMAKER | HRCU-A-CB (Split System: Heat Pump with Remote Outdoor Unit-Air-Source) | CVH837GKA** |  |  | EA*4X61L21A*+WALLCON | *95CSU1002122A* | 33200 | 18 | 8.5 | 32000 | 24800 | 77.5% | 2 | 0 | 11.5 |  |  |  |  | R-410A | 2.7667 | Residential & Commercial | USHP | Ducted CEE Tier 1
211397400 | Central HP <5.4 tons | JOHNSON CONTROLS | HRCU-A-CB (Split System: Heat Pump with Remote Outdoor Unit-Air-Source) | HMH72B341 |  |  | XAHC48FXXN1+TXV | TMLV100C16MP12 | 33600 | 16.5 | 8.5 | 32400 | 23800 | 73.46% | 2.06 | 0 | 9 |  |  |  |  | R-410A | 2.8 | Residential & Commercial | USHP
212384312 | Central HP <5.4 tons | CARRIER | HRCU-A-CB (Split System: Heat Pump with Remote Outdoor Unit-Air-Source) | 38MURAQ36AB3* |  |  | CNPV*4217AL* | 59SC2D060E17**14 | 35800 | 16 | 8.1 | 39000 | 35000 | 89.74% | 1.96 | 0 | 10 |  |  |  |  | R-410A | 2.9833 | Residential & Commercial | USHP | Ducted CEE Tier 1
216374566 | Central HP <5.4 tons | FRASER-JOHNSTON | HRCU-A-CB (Split System: Heat Pump with Remote Outdoor Unit-Air-Source) | HH860E2S11 |  |  | CTU60C5XGS1+TXV | Z9ET100C20SMPS1 | 44500 | 18 | 9 | 45500 | 33000 | 72.53% | 2 | 0 | 11 |  |  |  |  | R-454B | 3.7083 | Residential & Commercial | USHP | Ducted CEE Tier 1
214242788 | Central HP <5.4 tons | AIRQUEST | HRCU-A-CB (Split System: Heat Pump with Remote Outdoor Unit-Air-Source) | HVH825GKA2* |  |  | EN(A,D)4X36L21**+WALLCON | *95CSU0601716B* | 23400 | 16.5 | 8.1 | 21600 | 16700 | 77.31% | 1.92 | 0 | 10.5 |  |  |  |  | R-410A | 1.95 | Residential & Commercial | USHP | Ducted CEE Tier 1
214242938 | Central HP <5.4 tons | AIRQUEST | HRCU-A-CB (Split System: Heat Pump with Remote Outdoor Unit-Air-Source) | HVH825GKA2* |  |  | END4X42L17**+WALLCON | *96CTN0601714B* | 23800 | 16.5 | 8.1 | 21400 | 16700 | 78.04% | 1.98 | 0 | 11 |  |  |  |  | R-410A | 1.9833 | Residential & Commercial | USHP | Ducted CEE Tier 1
215936935 | Central HP <5.4 tons | BRYANT HEATING AND COOLING SYSTEMS | HRCU-A-CB (Split System: Heat Pump with Remote Outdoor Unit-Air-Source) | 293VAN036**AA* |  |  | CVAVA6124XMA*+UI | 88*TB60110C21*** | 36000 | 22.5 | 8.5 | 37600 | 28200 | 75% | 2.06 | 0 | 12.5 |  |  |  |  | R-454B | 3 | Residential & Commercial | USHP | Ducted CEE Tier 1
215935965 | Central HP <5.4 tons | BRYANT HEATING AND COOLING SYSTEMS | HRCU-A-CB (Split System: Heat Pump with Remote Outdoor Unit-Air-Source) | 293VAN036**AA* |  |  | CVAVA4221XMA*+UI | 83*CA60100C21*** | 34400 | 20.5 | 8.5 | 38500 | 28200 | 73.25% | 2.04 | 0 | 11.7 |  |  |  |  | R-454B | 2.8667 | Residential & Commercial | USHP | Ducted CEE Tier 1
215936535 | Central HP <5.4 tons | BRYANT HEATING AND COOLING SYSTEMS | HRCU-A-CB (Split System: Heat Pump with Remote Outdoor Unit-Air-Source) | 293VAN036**AA* |  |  | CVAVA4924XMA*+UI | 986TD66100C21*** | 35400 | 22 | 8.5 | 38000 | 28400 | 74.74% | 2.04 | 0 | 12.5 |  |  |  |  | R-454B | 2.95 | Residential & Commercial | USHP | Ducted CEE Tier 1
215434208 | Central HP <5.4 tons | GOODMAN | HRCU-A-CB (Split System: Heat Pump with Remote Outdoor Unit-Air-Source) | GZV7SA3610A* |  |  | CA*EA4830*3A* | G*VS800805CUA* | 34800 | 18.5 | 8.5 | 35000 | 28400 | 81.14% | 2 | 0 | 10.5 |  |  |  |  | R-32 | 2.9 | Residential & Commercial | USHP | Ducted CEE Tier 1
215434210 | Central HP <5.4 tons | GOODMAN | HRCU-A-CB (Split System: Heat Pump with Remote Outdoor Unit-Air-Source) | GZV7SA3610A* |  |  | CA*EA4830*3A* | G*VM971005CNA* | 34800 | 18.5 | 8.5 | 35000 | 28400 | 81.14% | 2 | 0 | 10.5 |  |  |  |  | R-32 | 2.9 | Residential & Commercial | USHP | Ducted CEE Tier 1
216737329 | Central HP <5.4 tons | AIRQUEST | HRCU-A-CB (Split System: Heat Pump with Remote Outdoor Unit-Air-Source) | D5CUHAH24AAK |  |  | ESH5X30M12A* | *80VTL0451412B* | 22200 | 15.5 | 8.1 | 20800 | 18700 | 89.9% | 1.85 | 0 | 10.5 |  |  |  |  | R-454B | 1.85 | Residential & Commercial | USHP | Ducted CEE Tier 1
216737648 | Central HP <5.4 tons | AIRQUEST | HRCU-A-CB (Split System: Heat Pump with Remote Outdoor Unit-Air-Source) | D5CUHAH24AAK |  |  | ESH5X30M12A* | *96VSN0601716B* | 22400 | 15.5 | 8.1 | 21000 | 18800 | 89.52% | 1.85 | 0 | 10.5 |  |  |  |  | R-454B | 1.8667 | Residential & Commercial | USHP | Ducted CEE Tier 1
211398147 | Central HP <5.4 tons | JOHNSON CONTROLS | HRCU-A-CB (Split System: Heat Pump with Remote Outdoor Unit-Air-Source) | HMH72B341 |  |  | XAHD48FBCN1 | TMLE120C16MP11 | 33000 | 16.5 | 8.5 | 31800 | 23200 | 72.96% | 2.04 | 0 | 9.5 |  |  |  |  | R-410A | 2.75 | Residential & Commercial | USHP
211386031 | Central HP <5.4 tons | JOHNSON CONTROLS | HRCU-A-CB (Split System: Heat Pump with Remote Outdoor Unit-Air-Source) | HMH72B341 |  |  | XAFC48FBCN1 | TMLE080B12MP11 | 33400 | 17 | 8.5 | 32400 | 23800 | 73.46% | 2.04 | 0 | 9 |  |  |  |  | R-410A | 2.7833 | Residential & Commercial | USHP
216769916 | Central HP <5.4 tons | TRANE | HRCU-A-CB (Split System: Heat Pump with Remote Outdoor Unit-Air-Source) | 5TWR7036A1 |  |  | 5PX*C009AS3 | *UHMC100CCV4 | 34000 | 17.1 | 9 | 32200 | 23800 | 73.91% | 2.22 | 0 | 12.5 |  |  |  |  | R-454B | 2.8333 | Residential & Commercial | USHP | Ducted CEE Tier 1
216769950 | Central HP <5.4 tons | TRANE | HRCU-A-CB (Split System: Heat Pump with Remote Outdoor Unit-Air-Source) | 5TWR7036A1 |  |  | 5TXCC005AS3 | S8X1C080M5PTC | 32600 | 16.5 | 8.7 | 32400 | 24000 | 74.07% | 2.14 | 0 | 11.7 |  |  |  |  | R-454B | 2.7167 | Residential & Commercial | USHP | Ducted CEE Tier 1
214242838 | Central HP <5.4 tons | AIRQUEST | HRCU-A-CB (Split System: Heat Pump with Remote Outdoor Unit-Air-Source) | HVH825GKA2* |  |  | EN(A,D)4X36L21**+WALLCON | *96CTN0801714B* | 23400 | 16.5 | 8.1 | 21600 | 16700 | 77.31% | 1.92 | 0 | 11 |  |  |  |  | R-410A | 1.95 | Residential & Commercial | USHP | Ducted CEE Tier 1
214242858 | Central HP <5.4 tons | AIRQUEST | HRCU-A-CB (Split System: Heat Pump with Remote Outdoor Unit-Air-Source) | HVH825GKA2* |  |  | END4X42L17**+WALLCON | *80CTL0451712B* | 23800 | 16 | 8.1 | 21400 | 16700 | 78.04% | 1.96 | 0 | 11 |  |  |  |  | R-410A | 1.9833 | Residential & Commercial | USHP | Ducted CEE Tier 1
214242958 | Central HP <5.4 tons | AIRQUEST | HRCU-A-CB (Split System: Heat Pump with Remote Outdoor Unit-Air-Source) | HVH825GKA2* |  |  | EN(A,D,W)4X42L21**+WALLCON | *80CTL0451712B* | 23600 | 16 | 8.1 | 21600 | 16800 | 77.78% | 1.94 | 0 | 10.5 |  |  |  |  | R-410A | 1.9667 | Residential & Commercial | USHP | Ducted CEE Tier 1
213771491 | Central HP <5.4 tons | DAY & NIGHT | HRCU-A-CB (Split System: Heat Pump with Remote Outdoor Unit-Air-Source) | CVH825GKA2* |  |  | EA*4X43L21A*+WALLCON | *95CSU0601716B* | 24400 | 16.5 | 8.1 | 21200 | 16600 | 78.3% | 2.02 | 0 | 10.5 |  |  |  |  | R-410A | 2.0333 | Residential & Commercial | USHP | Ducted CEE Tier 1
215679442 | Central HP <5.4 tons | TEMPSTAR | HRCU-A-CB (Split System: Heat Pump with Remote Outdoor Unit-Air-Source) | T5H0V36*K*AAA* |  |  | EA*5X43M21A*+WALLCON | *80CSU0601716B* | 34600 | 18 | 9 | 35200 | 25000 | 71.02% | 1.9 | 0 | 10 |  |  |  |  | R-454B | 2.8833 | Residential & Commercial | USHP | Ducted CEE Tier 1
215679592 | Central HP <5.4 tons | TEMPSTAR | HRCU-A-CB (Split System: Heat Pump with Remote Outdoor Unit-Air-Source) | T5H0V36*K*AAA* |  |  | EA*5X60M24A*+WALLCON | *97CTN1202422A* | 34400 | 18.5 | 9 | 34200 | 24800 | 72.51% | 1.9 | 0 | 10.5 |  |  |  |  | R-454B | 2.8667 | Residential & Commercial | USHP | Ducted CEE Tier 1
215679722 | Central HP <5.4 tons | TEMPSTAR | HRCU-A-CB (Split System: Heat Pump with Remote Outdoor Unit-Air-Source) | T5H0V36*K*AAA* |  |  | ESH5X36M12A*+WALLCON | *80CSU0401712B* | 33800 | 16 | 8.5 | 35600 | 25400 | 71.35% | 1.78 | 0 | 9.5 |  |  |  |  | R-454B | 2.8167 | Residential & Commercial | USHP
215679772 | Central HP <5.4 tons | TEMPSTAR | HRCU-A-CB (Split System: Heat Pump with Remote Outdoor Unit-Air-Source) | T5H0V36*K*AAA* |  |  | ESH5X36M12A*+WALLCON | *97CTN1002122A* | 33800 | 16 | 8.5 | 35800 | 25400 | 70.95% | 1.76 | 0 | 9.5 |  |  |  |  | R-454B | 2.8167 | Residential & Commercial | USHP
214650808 | Central HP <5.4 tons | FRASER-JOHNSTON | HRCU-A-CB (Split System: Heat Pump with Remote Outdoor Unit-Air-Source) | HH824E2S11 |  |  | CTU30B5XCS1+TXV | TP9C060B12MP13 | 23000 | 17 | 9.5 | 23000 | 18300 | 79.57% | 2 | 0 | 12 |  |  |  |  | R-454B | 1.9167 | Residential & Commercial | USHP | Ducted CEE Tier 1
215676863 | Central HP <5.4 tons | CARRIER | HRCU-A-CB (Split System: Heat Pump with Remote Outdoor Unit-Air-Source) | 27VNA048A*030* |  |  | CVAVA6124XMA*+UI | 58TN*B070C21**20 | 48500 | 19 | 9 | 50000 | 36800 | 73.6% | 2 | 0 | 10.5 |  |  |  |  | R-454B | 4.0417 | Residential & Commercial | USHP | Ducted CEE Tier 1
215681443 | Central HP <5.4 tons | CARRIER | HRCU-A-CB (Split System: Heat Pump with Remote Outdoor Unit-Air-Source) | 27VNA048A*030* |  |  | CAA**6121AM*+UI | 58CU*B040C17**12 | 46000 | 18 | 9 | 47500 | 33600 | 70.74% | 2.06 | 0 | 9.5 |  |  |  |  | R-454B | 3.8333 | Residential & Commercial | USHP
215681493 | Central HP <5.4 tons | CARRIER | HRCU-A-CB (Split System: Heat Pump with Remote Outdoor Unit-Air-Source) | 27VNA048A*030* |  |  | CAA**6121AM*+UI | 59TN7A080C21**20 | 46000 | 18 | 9 | 48000 | 33800 | 70.42% | 2.08 | 0 | 10 |  |  |  |  | R-454B | 3.8333 | Residential & Commercial | USHP | Ducted CEE Tier 1
215681513 | Central HP <5.4 tons | CARRIER | HRCU-A-CB (Split System: Heat Pump with Remote Outdoor Unit-Air-Source) | 27VNA048A*030* |  |  | CAA**6124AM*+UI | 59TN6C080C21**20 | 46000 | 18 | 9 | 48000 | 33800 | 70.42% | 2.08 | 0 | 10 |  |  |  |  | R-454B | 3.8333 | Residential & Commercial | USHP | Ducted CEE Tier 1
214651706 | Central HP <5.4 tons | JOHNSON CONTROLS | HRCU-A-CB (Split System: Heat Pump with Remote Outdoor Unit-Air-Source) | HH824E2S11 |  |  | CTU30B5XCS1+TXV | TM9Y080B12MP11 | 23000 | 17 | 9.5 | 23000 | 18500 | 80.43% | 2 | 0 | 11.7 |  |  |  |  | R-454B | 1.9167 | Residential & Commercial | USHP | Ducted CEE Tier 1
214595066 | Central HP <5.4 tons | FRASER-JOHNSTON | HRCU-A-CB (Split System: Heat Pump with Remote Outdoor Unit-Air-Source) | HH836E2S11 |  |  | CTM36C5CDS1 | Z8ES100C20SMPS1 | 34400 | 18 | 8.5 | 32000 | 26200 | 81.88% | 2 | 0 | 11 |  |  |  |  | R-454B | 2.8667 | Residential & Commercial | USHP | Ducted CEE Tier 1
216733801 | Central HP <5.4 tons | DAY & NIGHT | HRCU-A-CB (Split System: Heat Pump with Remote Outdoor Unit-Air-Source) | D5CUHAH24AAK |  |  | EA*5X30M14A* | *96VTN0601412B* | 22000 | 16 | 8.1 | 20800 | 18800 | 90.38% | 1.85 | 0 | 10.5 |  |  |  |  | R-454B | 1.8333 | Residential & Commercial | USHP | Ducted CEE Tier 1
216734165 | Central HP <5.4 tons | DAY & NIGHT | HRCU-A-CB (Split System: Heat Pump with Remote Outdoor Unit-Air-Source) | D5CUHAH24AAK |  |  | EA*5X30M17A* | *96VSN0601412B* | 22200 | 16 | 8.1 | 20800 | 18800 | 90.38% | 1.85 | 0 | 10.5 |  |  |  |  | R-454B | 1.85 | Residential & Commercial | USHP | Ducted CEE Tier 1
211397618 | Central HP <5.4 tons | JOHNSON CONTROLS | HRCU-A-CB (Split System: Heat Pump with Remote Outdoor Unit-Air-Source) | HMH72B341 |  |  | XAFD48FBCN1 | TM8V100C16MP12 | 34000 | 16.5 | 8.5 | 33000 | 24400 | 73.94% | 2.1 | 0 | 9 |  |  |  |  | R-410A | 2.8333 | Residential & Commercial | USHP
215679252 | Central HP <5.4 tons | TEMPSTAR | HRCU-A-CB (Split System: Heat Pump with Remote Outdoor Unit-Air-Source) | T5H0V36*K*AAA* |  |  | EA*5X37M17A*+WALLCON | *80CSU0601716B* | 34000 | 17 | 9 | 35600 | 25400 | 71.35% | 1.86 | 0 | 9.5 |  |  |  |  | R-454B | 2.8333 | Residential & Commercial | USHP
216733976 | Central HP <5.4 tons | DAY & NIGHT | HRCU-A-CB (Split System: Heat Pump with Remote Outdoor Unit-Air-Source) | D5CUHAH24AAK |  |  | EA*5X30M17A* | *80CTL0901716B* | 22000 | 16 | 8.1 | 20800 | 18700 | 89.9% | 1.9 | 0 | 10.5 |  |  |  |  | R-454B | 1.8333 | Residential & Commercial | USHP | Ducted CEE Tier 1
216732502 | Central HP <5.4 tons | DAY & NIGHT | HRCU-A-CB (Split System: Heat Pump with Remote Outdoor Unit-Air-Source) | D5CUHAH24AAK |  |  | EA*5X24M14A* | *80MS(N,L)0451412A* | 22000 | 15.5 | 8.5 | 21000 | 19100 | 90.95% | 1.96 | 0 | 10.5 |  |  |  |  | R-454B | 1.8333 | Residential & Commercial | USHP | Ducted CEE Tier 1
216732931 | Central HP <5.4 tons | DAY & NIGHT | HRCU-A-CB (Split System: Heat Pump with Remote Outdoor Unit-Air-Source) | D5CUHAH24AAK |  |  | EA*5X24M17A* | *96MSN0601716A* | 22200 | 15.2 | 8.5 | 21200 | 19300 | 91.04% | 1.98 | 0 | 10.5 |  |  |  |  | R-454B | 1.85 | Residential & Commercial | USHP | Ducted CEE Tier 1
216733190 | Central HP <5.4 tons | DAY & NIGHT | HRCU-A-CB (Split System: Heat Pump with Remote Outdoor Unit-Air-Source) | D5CUHAH24AAK |  |  | EA*5X25M17A* | *80MS(N,L)0701712A* | 23200 | 16.5 | 8.5 | 20800 | 18400 | 88.46% | 1.96 | 0 | 11 |  |  |  |  | R-454B | 1.9333 | Residential & Commercial | USHP | Ducted CEE Tier 1
215677912 | Central HP <5.4 tons | TEMPSTAR | HRCU-A-CB (Split System: Heat Pump with Remote Outdoor Unit-Air-Source) | T5H0V60*K*AAA* |  |  | EA*5X61M24A*+WALLCON | *80CSU1002120A* | 56000 | 18 | 9 | 60000 | 42000 | 70% | 2 | 0 | 9 |  |  |  |  | R-454B | 4.6667 | Residential & Commercial | USHP
210597085 | Central HP <5.4 tons | COMFORTMAKER | HRCU-A-CB (Split System: Heat Pump with Remote Outdoor Unit-Air-Source) | CVH825GKA2* |  |  | EN(A,D,W)4X48L21**+WALLCON | *80CTL0451712A* | 24000 | 16.5 | 8.1 | 21400 | 16700 | 78.04% | 2 | 0 | 11 |  |  |  |  | R-410A | 2 | Residential & Commercial | USHP | Ducted CEE Tier 1
211395040 | Central HP <5.4 tons | JOHNSON CONTROLS | HRCU-A-CB (Split System: Heat Pump with Remote Outdoor Unit-Air-Source) | HMH72B341 |  |  | XAHD48FBCN1 | TM9V080C16MP12 | 32600 | 16 | 8.1 | 31800 | 23200 | 72.96% | 2.02 | 0 | 9 |  |  |  |  | R-410A | 2.7167 | Residential & Commercial | USHP
215679332 | Central HP <5.4 tons | TEMPSTAR | HRCU-A-CB (Split System: Heat Pump with Remote Outdoor Unit-Air-Source) | T5H0V36*K*AAA* |  |  | EA*5X37M21A*+WALLCON | *97CTN0802120A* | 34400 | 18 | 9 | 35400 | 25200 | 71.19% | 1.88 | 0 | 10 |  |  |  |  | R-454B | 2.8667 | Residential & Commercial | USHP | Ducted CEE Tier 1
215679412 | Central HP <5.4 tons | TEMPSTAR | HRCU-A-CB (Split System: Heat Pump with Remote Outdoor Unit-Air-Source) | T5H0V36*K*AAA* |  |  | EA*5X42M21A*+WALLCON | *97CTN1002122A* | 33200 | 17.5 | 9 | 35800 | 25600 | 71.51% | 1.84 | 0 | 10 |  |  |  |  | R-454B | 2.7667 | Residential & Commercial | USHP | Ducted CEE Tier 1
215678112 | Central HP <5.4 tons | TEMPSTAR | HRCU-A-CB (Split System: Heat Pump with Remote Outdoor Unit-Air-Source) | T5H0V60*K*AAA* |  |  | ESH5X60M12A*+WALLCON | *95CSU0802120B* | 55500 | 16.5 | 8.5 | 60000 | 42000 | 70% | 1.9 | 0 | 8.5 |  |  |  |  | R-454B | 4.625 | Residential & Commercial | USHP
214499814 | Central HP <5.4 tons | GOODMAN | HRCU-A-CB (Split System: Heat Pump with Remote Outdoor Unit-Air-Source) | GSZS601810A* |  |  | CA*EA2422*4B* | G*VM970804CNB* | 16600 | 17.5 | 8.5 | 17400 | 13000 | 74.71% | 2.1 | 0 | 10.9 |  |  |  |  | R-410A | 1.3833 | Residential & Commercial | USHP | Ducted CEE Tier 1
216769908 | Central HP <5.4 tons | TRANE | HRCU-A-CB (Split System: Heat Pump with Remote Outdoor Unit-Air-Source) | 5TWR7036A1 |  |  | 5PX*C005AS3 | *UHMC100CCV4 | 32200 | 16 | 8.7 | 32000 | 23800 | 74.38% | 2.12 | 0 | 12 |  |  |  |  | R-454B | 2.6833 | Residential & Commercial | USHP | Ducted CEE Tier 1
216769922 | Central HP <5.4 tons | TRANE | HRCU-A-CB (Split System: Heat Pump with Remote Outdoor Unit-Air-Source) | 5TWR7036A1 |  |  | 5PX*C009AS3 | S8X2C100M5PSC | 34400 | 17 | 9 | 32600 | 24200 | 74.23% | 2.22 | 0 | 12 |  |  |  |  | R-454B | 2.8667 | Residential & Commercial | USHP | Ducted CEE Tier 1
216769940 | Central HP <5.4 tons | TRANE | HRCU-A-CB (Split System: Heat Pump with Remote Outdoor Unit-Air-Source) | 5TWR7036A1 |  |  | 5PX*DD10AS3 | *DHMD120CCV5 | 33000 | 16.5 | 8.7 | 32000 | 23600 | 73.75% | 2.17 | 0 | 12 |  |  |  |  | R-454B | 2.75 | Residential & Commercial | USHP | Ducted CEE Tier 1
214807760 | Central HP <5.4 tons | JOHNSON CONTROLS | HRCU-A-CB (Split System: Heat Pump with Remote Outdoor Unit-Air-Source) | HH836E2S11 |  |  | CTU36B5XDS1+JMC12B2SN1+TXV | 0 | 34000 | 19 | 9 | 31400 | 25600 | 81.53% | 2 | 0 | 11.7 |  |  |  |  | R-454B | 2.8333 | Residential & Commercial | USHP | Ducted CEE Tier 1
215853307 | Central HP <5.4 tons | LUXAIRE | HRCU-A-CB (Split System: Heat Pump with Remote Outdoor Unit-Air-Source) | HH824E2S11 |  |  | CTM30B5ACS1+JMET12BS2N1 | 0 | 23000 | 18 | 9.5 | 23000 | 18400 | 80% | 2 | 0 | 12 |  |  |  |  | R-454B | 1.9167 | Residential & Commercial | USHP | Ducted CEE Tier 1
214807825 | Central HP <5.4 tons | JOHNSON CONTROLS | HRCU-A-CB (Split System: Heat Pump with Remote Outdoor Unit-Air-Source) | HH824E2S11 |  |  | CTU30B5XCS1+JME12B2SN1+TXV | 0 | 23000 | 19 | 9.5 | 23000 | 19000 | 82.61% | 2 | 0 | 12 |  |  |  |  | R-454B | 1.9167 | Residential & Commercial | USHP | Ducted CEE Tier 1
215677032 | Central HP <5.4 tons | TEMPSTAR | HRCU-A-CB (Split System: Heat Pump with Remote Outdoor Unit-Air-Source) | T5H0V60*K*AAA* |  |  | EVM5X60M21A*+WALLCON | *95CSU0802120B* | 56500 | 18 | 9 | 64000 | 45000 | 70.31% | 2.06 | 0 | 9 |  |  |  |  | R-454B | 4.7083 | Residential & Commercial | USHP
215677602 | Central HP <5.4 tons | TEMPSTAR | HRCU-A-CB (Split System: Heat Pump with Remote Outdoor Unit-Air-Source) | T5H0V60*K*AAA* |  |  | EVD5X61M21A*+WALLCON | *95CSU0802120B* | 57000 | 18 | 9 | 64000 | 45000 | 70.31% | 2.08 | 0 | 9 |  |  |  |  | R-454B | 4.75 | Residential & Commercial | USHP
211398871 | Central HP <5.4 tons | JOHNSON CONTROLS | HRCU-A-CB (Split System: Heat Pump with Remote Outdoor Unit-Air-Source) | HMH72B341 |  |  | XAFD48FXXN1+TXV | TMLE080C16MP11 | 33400 | 17 | 8.5 | 32200 | 23400 | 72.67% | 2.06 | 0 | 9.5 |  |  |  |  | R-410A | 2.7833 | Residential & Commercial | USHP
215679542 | Central HP <5.4 tons | TEMPSTAR | HRCU-A-CB (Split System: Heat Pump with Remote Outdoor Unit-Air-Source) | T5H0V36*K*AAA* |  |  | EA*5X48M21A*+WALLCON | *97CTN0802120A* | 33800 | 18 | 9 | 35000 | 25000 | 71.43% | 1.88 | 0 | 10 |  |  |  |  | R-454B | 2.8167 | Residential & Commercial | USHP | Ducted CEE Tier 1
215679692 | Central HP <5.4 tons | TEMPSTAR | HRCU-A-CB (Split System: Heat Pump with Remote Outdoor Unit-Air-Source) | T5H0V36*K*AAA* |  |  | EA*5X61M24A*+WALLCON | *97CTN1002122A* | 35000 | 18.5 | 9 | 34400 | 24800 | 72.09% | 1.92 | 0 | 10.5 |  |  |  |  | R-454B | 2.9167 | Residential & Commercial | USHP | Ducted CEE Tier 1
215679812 | Central HP <5.4 tons | TEMPSTAR | HRCU-A-CB (Split System: Heat Pump with Remote Outdoor Unit-Air-Source) | T5H0V36*K*AAA* |  |  | ESH5X42M12A*+WALLCON | *80CSU0601716B* | 34000 | 16.5 | 8.5 | 35600 | 25200 | 70.79% | 1.78 | 0 | 9.5 |  |  |  |  | R-454B | 2.8333 | Residential & Commercial | USHP
216769914 | Central HP <5.4 tons | TRANE | HRCU-A-CB (Split System: Heat Pump with Remote Outdoor Unit-Air-Source) | 5TWR7036A1 |  |  | 5PX*C009AS3 | L9X1C100U5VSA | 33200 | 16 | 8.7 | 32200 | 23800 | 73.91% | 2.17 | 0 | 12 |  |  |  |  | R-454B | 2.7667 | Residential & Commercial | USHP | Ducted CEE Tier 1
216737510 | Central HP <5.4 tons | AIRQUEST | HRCU-A-CB (Split System: Heat Pump with Remote Outdoor Unit-Air-Source) | D5CUHAH24AAK |  |  | ESH5X30M12A* | *92MSN1002122A* | 22800 | 15.2 | 8.1 | 21200 | 19000 | 89.62% | 1.85 | 0 | 10.5 |  |  |  |  | R-454B | 1.9 | Residential & Commercial | USHP | Ducted CEE Tier 1
216737583 | Central HP <5.4 tons | AIRQUEST | HRCU-A-CB (Split System: Heat Pump with Remote Outdoor Unit-Air-Source) | D5CUHAH24AAK |  |  | ESH5X30M12A* | *96MSN1002120A* | 22600 | 15.2 | 8.1 | 21000 | 18900 | 90% | 1.85 | 0 | 10.5 |  |  |  |  | R-454B | 1.8833 | Residential & Commercial | USHP | Ducted CEE Tier 1
216769948 | Central HP <5.4 tons | TRANE | HRCU-A-CB (Split System: Heat Pump with Remote Outdoor Unit-Air-Source) | 5TWR7036A1 |  |  | 5TXCC005AS3 | *UHMC100CCV4 | 32200 | 16 | 8.7 | 32000 | 23800 | 74.38% | 2.12 | 0 | 12 |  |  |  |  | R-454B | 2.6833 | Residential & Commercial | USHP | Ducted CEE Tier 1
216769982 | Central HP <5.4 tons | TRANE | HRCU-A-CB (Split System: Heat Pump with Remote Outdoor Unit-Air-Source) | 5TWR7036A1 |  |  | 5TXCC009AS3 | S8X1C080M5PSC | 34200 | 17.1 | 8.7 | 32400 | 24000 | 74.07% | 2.22 | 0 | 12 |  |  |  |  | R-454B | 2.85 | Residential & Commercial | USHP | Ducted CEE Tier 1
215679862 | Central HP <5.4 tons | TEMPSTAR | HRCU-A-CB (Split System: Heat Pump with Remote Outdoor Unit-Air-Source) | T5H0V36*K*AAA* |  |  | ESH5X42M12A*+WALLCON | *97CTN1202422A* | 34000 | 16 | 8.5 | 35600 | 25200 | 70.79% | 1.78 | 0 | 9.5 |  |  |  |  | R-454B | 2.8333 | Residential & Commercial | USHP
215677082 | Central HP <5.4 tons | TEMPSTAR | HRCU-A-CB (Split System: Heat Pump with Remote Outdoor Unit-Air-Source) | T5H0V60*K*AAA* |  |  | EVM5X60M21A*+WALLCON | *96CTN1002122B* | 56500 | 18.5 | 9 | 64000 | 45000 | 70.31% | 2.08 | 0 | 9 |  |  |  |  | R-454B | 4.7083 | Residential & Commercial | USHP
215676982 | Central HP <5.4 tons | TEMPSTAR | HRCU-A-CB (Split System: Heat Pump with Remote Outdoor Unit-Air-Source) | T5H0V60*K*AAA* |  |  | EVM5X60M21A*+WALLCON | *80CSU1002120A* | 56500 | 18 | 9 | 64000 | 45000 | 70.31% | 2.08 | 0 | 9 |  |  |  |  | R-454B | 4.7083 | Residential & Commercial | USHP
216767364 | Central HP <5.4 tons | TRANE | HRCU-A-CB (Split System: Heat Pump with Remote Outdoor Unit-Air-Source) | 5TWX7024A1 |  |  | 5TXCB004AS3+P0V0B000M40SD | 0 | 22800 | 16.5 | 11 | 21400 | 17000 | 79.44% | 1.97 | 0 | 12.5 |  |  |  |  | R-454B | 1.9 | Residential & Commercial | USHP | Ducted CEE Tier 1
216769972 | Central HP <5.4 tons | TRANE | HRCU-A-CB (Split System: Heat Pump with Remote Outdoor Unit-Air-Source) | 5TWR7036A1 |  |  | 5TXCC009AS3 | L9X1C100U5VSA | 33200 | 16 | 8.7 | 32200 | 23800 | 73.91% | 2.17 | 0 | 12 |  |  |  |  | R-454B | 2.7667 | Residential & Commercial | USHP | Ducted CEE Tier 1
216769974 | Central HP <5.4 tons | TRANE | HRCU-A-CB (Split System: Heat Pump with Remote Outdoor Unit-Air-Source) | 5TWR7036A1 |  |  | 5TXCC009AS3 | S8X2C100M5PSC | 34400 | 17 | 9 | 32600 | 24200 | 74.23% | 2.22 | 0 | 12 |  |  |  |  | R-454B | 2.8667 | Residential & Commercial | USHP | Ducted CEE Tier 1
215679872 | Central HP <5.4 tons | TEMPSTAR | HRCU-A-CB (Split System: Heat Pump with Remote Outdoor Unit-Air-Source) | T5H0V36*K*AAA* |  |  | ESH5X48M12A*+WALLCON | *96CTN0802120B* | 34200 | 16 | 8.5 | 35400 | 25200 | 71.19% | 1.88 | 0 | 9.5 |  |  |  |  | R-454B | 2.85 | Residential & Commercial | USHP
215679642 | Central HP <5.4 tons | TEMPSTAR | HRCU-A-CB (Split System: Heat Pump with Remote Outdoor Unit-Air-Source) | T5H0V36*K*AAA* |  |  | EA*5X61M21A*+WALLCON | *97CTN0801716A* | 34600 | 18 | 9 | 34600 | 25000 | 72.25% | 1.92 | 0 | 10 |  |  |  |  | R-454B | 2.8833 | Residential & Commercial | USHP | Ducted CEE Tier 1
215679662 | Central HP <5.4 tons | TEMPSTAR | HRCU-A-CB (Split System: Heat Pump with Remote Outdoor Unit-Air-Source) | T5H0V36*K*AAA* |  |  | EA*5X61M21A*+WALLCON | *97CTN1002122A* | 34800 | 18.5 | 9 | 34400 | 24800 | 72.09% | 1.92 | 0 | 10.5 |  |  |  |  | R-454B | 2.9 | Residential & Commercial | USHP | Ducted CEE Tier 1
215679712 | Central HP <5.4 tons | TEMPSTAR | HRCU-A-CB (Split System: Heat Pump with Remote Outdoor Unit-Air-Source) | T5H0V36*K*AAA* |  |  | ESH5X36M12A*+WALLCON | *96CTN0802120B* | 33600 | 16 | 8.5 | 35800 | 25400 | 70.95% | 1.76 | 0 | 9.5 |  |  |  |  | R-454B | 2.8 | Residential & Commercial | USHP
215679742 | Central HP <5.4 tons | TEMPSTAR | HRCU-A-CB (Split System: Heat Pump with Remote Outdoor Unit-Air-Source) | T5H0V36*K*AAA* |  |  | ESH5X36M12A*+WALLCON | *97CTN0601716A* | 33400 | 16 | 8.5 | 36000 | 25800 | 71.67% | 1.76 | 0 | 9 |  |  |  |  | R-454B | 2.7833 | Residential & Commercial | USHP
215679792 | Central HP <5.4 tons | TEMPSTAR | HRCU-A-CB (Split System: Heat Pump with Remote Outdoor Unit-Air-Source) | T5H0V36*K*AAA* |  |  | ESH5X42M12A*+WALLCON | *96CTN0802120B* | 34000 | 16 | 8.5 | 35600 | 25200 | 70.79% | 1.76 | 0 | 9.5 |  |  |  |  | R-454B | 2.8333 | Residential & Commercial | USHP
215679912 | Central HP <5.4 tons | TEMPSTAR | HRCU-A-CB (Split System: Heat Pump with Remote Outdoor Unit-Air-Source) | T5H0V36*K*AAA* |  |  | ESH5X48M12A*+WALLCON | *97CTN0802120A* | 34200 | 16 | 8.5 | 35400 | 25200 | 71.19% | 1.88 | 0 | 9.5 |  |  |  |  | R-454B | 2.85 | Residential & Commercial | USHP
213815177 | Central HP <5.4 tons | GOODMAN | HRCU-A-CB (Split System: Heat Pump with Remote Outdoor Unit-Air-Source) | GSZV903610A* |  |  | CSCF3642N6D*+MBVB12BP1X00A*+TXV | 0 | 33800 | 18.5 | 8.2 | 34000 | 24400 | 71.76% | 1.8 | 0 | 11.5 |  |  |  |  | R-410A | 2.8167 | Residential & Commercial | USHP | Ducted CEE Tier 1
214242578 | Central HP <5.4 tons | AIRQUEST | HRCU-A-CB (Split System: Heat Pump with Remote Outdoor Unit-Air-Source) | HVH825GKA2* |  |  | EN(A,D)4X30L17**+WALLCON | *95CSU0601716B* | 23400 | 16.5 | 8.1 | 21600 | 16700 | 77.31% | 1.92 | 0 | 10.5 |  |  |  |  | R-410A | 1.95 | Residential & Commercial | USHP | Ducted CEE Tier 1
214242678 | Central HP <5.4 tons | AIRQUEST | HRCU-A-CB (Split System: Heat Pump with Remote Outdoor Unit-Air-Source) | HVH825GKA2* |  |  | EN(A,D,W)4X36L17**+WALLCON | *95CSU0601716B* | 23400 | 16.5 | 8.1 | 21600 | 16700 | 77.31% | 1.92 | 0 | 10.5 |  |  |  |  | R-410A | 1.95 | Residential & Commercial | USHP | Ducted CEE Tier 1
214242828 | Central HP <5.4 tons | AIRQUEST | HRCU-A-CB (Split System: Heat Pump with Remote Outdoor Unit-Air-Source) | HVH825GKA2* |  |  | EN(A,D)4X36L21**+WALLCON | *96CTN0601714B* | 23400 | 16 | 8.1 | 21600 | 16800 | 77.78% | 1.9 | 0 | 10.5 |  |  |  |  | R-410A | 1.95 | Residential & Commercial | USHP | Ducted CEE Tier 1
214242878 | Central HP <5.4 tons | AIRQUEST | HRCU-A-CB (Split System: Heat Pump with Remote Outdoor Unit-Air-Source) | HVH825GKA2* |  |  | END4X42L17**+WALLCON | *80CTL0701716B* | 24000 | 16.5 | 8.1 | 21400 | 16700 | 78.04% | 1.98 | 0 | 11 |  |  |  |  | R-410A | 2 | Residential & Commercial | USHP | Ducted CEE Tier 1
214243228 | Central HP <5.4 tons | AIRQUEST | HRCU-A-CB (Split System: Heat Pump with Remote Outdoor Unit-Air-Source) | HVH825GKA2* |  |  | EN(A,D)4X48L24**+WALLCON | *97CMN1002122B* | 24200 | 17 | 8.1 | 21200 | 16600 | 78.3% | 2.02 | 0 | 11.5 |  |  |  |  | R-410A | 2.0167 | Residential & Commercial | USHP | Ducted CEE Tier 1
215433924 | Central HP <5.4 tons | GOODMAN | HRCU-A-CB (Split System: Heat Pump with Remote Outdoor Unit-Air-Source) | GZV7SA3610A* |  |  | CA*EA4830*3A*+MBVK16CP1X00A* | 0 | 35000 | 19 | 8.5 | 35000 | 28400 | 81.14% | 2 | 0 | 10.5 |  |  |  |  | R-32 | 2.9167 | Residential & Commercial | USHP | Ducted CEE Tier 1
210596872 | Central HP <5.4 tons | COMFORTMAKER | HRCU-A-CB (Split System: Heat Pump with Remote Outdoor Unit-Air-Source) | CVH825GKA2* |  |  | EA*4X48L24A*+WALLCON | *97CMN0602120A* | 24000 | 16.5 | 8.1 | 21000 | 16600 | 79.05% | 2 | 0 | 11 |  |  |  |  | R-410A | 2 | Residential & Commercial | USHP | Ducted CEE Tier 1
210596908 | Central HP <5.4 tons | COMFORTMAKER | HRCU-A-CB (Split System: Heat Pump with Remote Outdoor Unit-Air-Source) | CVH825GKA2* |  |  | EHD4X42AAL+WALLCON | *95CSU0802120A* | 24200 | 16 | 8.1 | 21400 | 16600 | 77.57% | 2 | 0 | 11 |  |  |  |  | R-410A | 2.0167 | Residential & Commercial | USHP | Ducted CEE Tier 1
210597013 | Central HP <5.4 tons | COMFORTMAKER | HRCU-A-CB (Split System: Heat Pump with Remote Outdoor Unit-Air-Source) | CVH825GKA2* |  |  | EN(A,D)4X48L24**+WALLCON | *96CTN1002122A* | 24200 | 17 | 8.1 | 21400 | 16600 | 77.57% | 2.02 | 0 | 11.5 |  |  |  |  | R-410A | 2.0167 | Residential & Commercial | USHP | Ducted CEE Tier 1
210597022 | Central HP <5.4 tons | COMFORTMAKER | HRCU-A-CB (Split System: Heat Pump with Remote Outdoor Unit-Air-Source) | CVH825GKA2* |  |  | EN(A,D)4X48L24**+WALLCON | *97CMN1002122A* | 24200 | 17 | 8.1 | 21400 | 16600 | 77.57% | 2.02 | 0 | 11.5 |  |  |  |  | R-410A | 2.0167 | Residential & Commercial | USHP | Ducted CEE Tier 1
215678202 | Central HP <5.4 tons | TEMPSTAR | HRCU-A-CB (Split System: Heat Pump with Remote Outdoor Unit-Air-Source) | T5H0V24*K*AAA* |  |  | EA*5X24M17A*+WALLCON | *80CSU0601716B* | 22800 | 16.5 | 8.5 | 24000 | 16800 | 70% | 1.96 | 0 | 10 |  |  |  |  | R-454B | 1.9 | Residential & Commercial | USHP | Ducted CEE Tier 1
215679372 | Central HP <5.4 tons | TEMPSTAR | HRCU-A-CB (Split System: Heat Pump with Remote Outdoor Unit-Air-Source) | T5H0V36*K*AAA* |  |  | EA*5X42M21A*+WALLCON | *80CSU0601716B* | 33200 | 17.5 | 8.5 | 35800 | 25600 | 71.51% | 1.84 | 0 | 9.5 |  |  |  |  | R-454B | 2.7667 | Residential & Commercial | USHP
215679472 | Central HP <5.4 tons | TEMPSTAR | HRCU-A-CB (Split System: Heat Pump with Remote Outdoor Unit-Air-Source) | T5H0V36*K*AAA* |  |  | EA*5X43M21A*+WALLCON | *97CTN0802120A* | 34400 | 18 | 9 | 35400 | 25200 | 71.19% | 1.88 | 0 | 10 |  |  |  |  | R-454B | 2.8667 | Residential & Commercial | USHP | Ducted CEE Tier 1
215679572 | Central HP <5.4 tons | TEMPSTAR | HRCU-A-CB (Split System: Heat Pump with Remote Outdoor Unit-Air-Source) | T5H0V36*K*AAA* |  |  | EA*5X60M24A*+WALLCON | *97CTN0802120A* | 34400 | 18 | 9 | 34200 | 24800 | 72.51% | 1.9 | 0 | 10 |  |  |  |  | R-454B | 2.8667 | Residential & Commercial | USHP | Ducted CEE Tier 1
214650487 | Central HP <5.4 tons | JOHNSON CONTROLS | HRCU-A-CB (Split System: Heat Pump with Remote Outdoor Unit-Air-Source) | HH824E2S11 |  |  | CTU36B5XDS1+TXV | TM8Y080B12MP11 | 23000 | 18 | 9.5 | 23000 | 18300 | 79.57% | 2 | 0 | 12 |  |  |  |  | R-454B | 1.9167 | Residential & Commercial | USHP | Ducted CEE Tier 1
215678052 | Central HP <5.4 tons | TEMPSTAR | HRCU-A-CB (Split System: Heat Pump with Remote Outdoor Unit-Air-Source) | T5H0V60*K*AAA* |  |  | ESH5X60M12A*+WALLCON | *80CSU1002120A* | 55500 | 17 | 8.5 | 60000 | 42000 | 70% | 1.9 | 0 | 8.5 |  |  |  |  | R-454B | 4.625 | Residential & Commercial | USHP
215679462 | Central HP <5.4 tons | TEMPSTAR | HRCU-A-CB (Split System: Heat Pump with Remote Outdoor Unit-Air-Source) | T5H0V36*K*AAA* |  |  | EA*5X43M21A*+WALLCON | *97CTN0801716A* | 34200 | 17.5 | 9 | 35400 | 25400 | 71.75% | 1.88 | 0 | 9.5 |  |  |  |  | R-454B | 2.85 | Residential & Commercial | USHP
215679582 | Central HP <5.4 tons | TEMPSTAR | HRCU-A-CB (Split System: Heat Pump with Remote Outdoor Unit-Air-Source) | T5H0V36*K*AAA* |  |  | EA*5X60M24A*+WALLCON | *97CTN1002122A* | 34400 | 18.5 | 9 | 34200 | 24800 | 72.51% | 1.9 | 0 | 10.5 |  |  |  |  | R-454B | 2.8667 | Residential & Commercial | USHP | Ducted CEE Tier 1
215679882 | Central HP <5.4 tons | TEMPSTAR | HRCU-A-CB (Split System: Heat Pump with Remote Outdoor Unit-Air-Source) | T5H0V36*K*AAA* |  |  | ESH5X48M12A*+WALLCON | *80CSU0401712B* | 34200 | 17 | 8.5 | 35400 | 25200 | 71.19% | 1.9 | 0 | 9.5 |  |  |  |  | R-454B | 2.85 | Residential & Commercial | USHP
215679982 | Central HP <5.4 tons | TEMPSTAR | HRCU-A-CB (Split System: Heat Pump with Remote Outdoor Unit-Air-Source) | T5H0V36*K*AAA* |  |  | ESH5X60M12A*+WALLCON | *97CTN0801716A* | 34400 | 16 | 8.5 | 34800 | 25000 | 71.84% | 1.78 | 0 | 9.5 |  |  |  |  | R-454B | 2.8667 | Residential & Commercial | USHP
216767075 | Central HP <5.4 tons | TRANE | HRCU-A-CB (Split System: Heat Pump with Remote Outdoor Unit-Air-Source) | 5TWX7036A1 |  |  | 5TXCC007AS3 | S8V2C080M5PDB | 33800 | 16.5 | 8.7 | 32800 | 24200 | 73.78% | 2.18 | 0 | 12 |  |  |  |  | R-454B | 2.8167 | Residential & Commercial | USHP | Ducted CEE Tier 1
215677062 | Central HP <5.4 tons | TEMPSTAR | HRCU-A-CB (Split System: Heat Pump with Remote Outdoor Unit-Air-Source) | T5H0V60*K*AAA* |  |  | EVM5X60M21A*+WALLCON | *97CMN0802120B* | 56500 | 18 | 9 | 64000 | 45000 | 70.31% | 2.06 | 0 | 9 |  |  |  |  | R-454B | 4.7083 | Residential & Commercial | USHP
215931836 | Central HP <5.4 tons | HEIL | HRCU-A-CB (Split System: Heat Pump with Remote Outdoor Unit-Air-Source) | H5H3V60*K*AAA* |  |  | ESH5X60M12A*+WALLCON | *80CTL1102120B* | 56500 | 18 | 8.1 | 61000 | 46000 | 75.41% | 2 | 0 | 11.5 |  |  |  |  | R-454B | 4.7083 | Residential & Commercial | USHP | Ducted CEE Tier 1
216767090 | Central HP <5.4 tons | TRANE | HRCU-A-CB (Split System: Heat Pump with Remote Outdoor Unit-Air-Source) | 5TWX7036A1 |  |  | 5TXCC009AS3 | S9X1C080U5PSB | 34400 | 17.1 | 8.7 | 32600 | 24200 | 74.23% | 2.21 | 0 | 12 |  |  |  |  | R-454B | 2.8667 | Residential & Commercial | USHP | Ducted CEE Tier 1
216767099 | Central HP <5.4 tons | TRANE | HRCU-A-CB (Split System: Heat Pump with Remote Outdoor Unit-Air-Source) | 5TWX7036A1 |  |  | 5TXCD010AS3 | S9X2D120U5PSB | 34400 | 16 | 9 | 32200 | 23800 | 73.91% | 2.22 | 0 | 12.5 |  |  |  |  | R-454B | 2.8667 | Residential & Commercial | USHP | Ducted CEE Tier 1
216767115 | Central HP <5.4 tons | TRANE | HRCU-A-CB (Split System: Heat Pump with Remote Outdoor Unit-Air-Source) | 5TWX7048A1 |  |  | 5PX*CD09AS3 | S8V2C080M5PDB | 43500 | 15.5 | 8.5 | 43500 | 32000 | 73.56% | 2.13 | 0 | 12 |  |  |  |  | R-454B | 3.625 | Residential & Commercial | USHP | Ducted CEE Tier 1
216767133 | Central HP <5.4 tons | TRANE | HRCU-A-CB (Split System: Heat Pump with Remote Outdoor Unit-Air-Source) | 5TWX7048A1 |  |  | 5PX*D010AS3 | S8V2D120M5PCB | 44000 | 16 | 8.7 | 44000 | 32000 | 72.73% | 2.21 | 0 | 12 |  |  |  |  | R-454B | 3.6667 | Residential & Commercial | USHP | Ducted CEE Tier 1
216767142 | Central HP <5.4 tons | TRANE | HRCU-A-CB (Split System: Heat Pump with Remote Outdoor Unit-Air-Source) | 5TWX7048A1 |  |  | 5PX*D010AS3 | S8V2D120M5PDB | 44000 | 16 | 8.7 | 44000 | 32000 | 72.73% | 2.21 | 0 | 12 |  |  |  |  | R-454B | 3.6667 | Residential & Commercial | USHP | Ducted CEE Tier 1
214499800 | Central HP <5.4 tons | GOODMAN | HRCU-A-CB (Split System: Heat Pump with Remote Outdoor Unit-Air-Source) | GSZS601810A* |  |  | CA*EA2422*4B* | G*VC800603B*A* | 16600 | 17.5 | 8.5 | 17400 | 13000 | 74.71% | 2.1 | 0 | 10.9 |  |  |  |  | R-410A | 1.3833 | Residential & Commercial | USHP | Ducted CEE Tier 1
216767156 | Central HP <5.4 tons | TRANE | HRCU-A-CB (Split System: Heat Pump with Remote Outdoor Unit-Air-Source) | 5TWX7048A1 |  |  | 5PX*DD10AS3 | S8V2C100M5PDB | 43000 | 15.2 | 8.7 | 44500 | 32600 | 73.26% | 2.17 | 0 | 11.5 |  |  |  |  | R-454B | 3.5833 | Residential & Commercial | USHP | Ducted CEE Tier 1
216767158 | Central HP <5.4 tons | TRANE | HRCU-A-CB (Split System: Heat Pump with Remote Outdoor Unit-Air-Source) | 5TWX7048A1 |  |  | 5TXCC007AS3+P0V0C000M50SD | 0 | 43000 | 16 | 8.7 | 44500 | 32400 | 72.81% | 2.2 | 0 | 12 |  |  |  |  | R-454B | 3.5833 | Residential & Commercial | USHP | Ducted CEE Tier 1
216767172 | Central HP <5.4 tons | TRANE | HRCU-A-CB (Split System: Heat Pump with Remote Outdoor Unit-Air-Source) | 5TWX7048A1 |  |  | 5TXCD008AS3 | S8V2C100M5PCB | 43000 | 15.5 | 8.7 | 44500 | 32600 | 73.26% | 2.19 | 0 | 11.7 |  |  |  |  | R-454B | 3.5833 | Residential & Commercial | USHP | Ducted CEE Tier 1
216767199 | Central HP <5.4 tons | TRANE | HRCU-A-CB (Split System: Heat Pump with Remote Outdoor Unit-Air-Source) | 5TWX7048A1 |  |  | 5TXCD010AS3 | S9X2C100U5PSB | 43500 | 15.2 | 8.7 | 44000 | 32200 | 73.18% | 2.19 | 0 | 12 |  |  |  |  | R-454B | 3.625 | Residential & Commercial | USHP | Ducted CEE Tier 1
216767206 | Central HP <5.4 tons | TRANE | HRCU-A-CB (Split System: Heat Pump with Remote Outdoor Unit-Air-Source) | 5TWX7060A1 |  |  | 5PX*D008AS3 | S9X1C080U5PSB | 51000 | 15.5 | 8.7 | 52000 | 39000 | 75% | 2.16 | 0 | 10 |  |  |  |  | R-454B | 4.25 | Residential & Commercial | USHP | Ducted CEE Tier 1
216769998 | Central HP <5.4 tons | TRANE | HRCU-A-CB (Split System: Heat Pump with Remote Outdoor Unit-Air-Source) | 5TWR7036A1 |  |  | 5TXCD008AS3 | S8X2D120M5PTC | 33000 | 17 | 8.7 | 32200 | 23800 | 73.91% | 2.17 | 0 | 12 |  |  |  |  | R-454B | 2.75 | Residential & Commercial | USHP | Ducted CEE Tier 1
215434211 | Central HP <5.4 tons | GOODMAN | HRCU-A-CB (Split System: Heat Pump with Remote Outdoor Unit-Air-Source) | GZV7SA3610A* |  |  | CA*EA4830*3A* | G*VM970804CNA* | 34800 | 18.5 | 8.5 | 35000 | 28400 | 81.14% | 2 | 0 | 10.5 |  |  |  |  | R-32 | 2.9 | Residential & Commercial | USHP | Ducted CEE Tier 1
215434222 | Central HP <5.4 tons | GOODMAN | HRCU-A-CB (Split System: Heat Pump with Remote Outdoor Unit-Air-Source) | GZV7SA3610A* |  |  | CHPEA4830*3A* | G*VT801005C*A* | 35000 | 18.5 | 8.1 | 35000 | 28400 | 81.14% | 2 | 0 | 10.5 |  |  |  |  | R-32 | 2.9167 | Residential & Commercial | USHP | Ducted CEE Tier 1
215434429 | Central HP <5.4 tons | GOODMAN | HRCU-A-CB (Split System: Heat Pump with Remote Outdoor Unit-Air-Source) | GZV7SA4810A* |  |  | CA*EA6030*3A* | G*VT801005C*A* | 45500 | 16.5 | 8.8 | 47000 | 33600 | 71.49% | 2 | 0 | 10 |  |  |  |  | R-32 | 3.7917 | Residential & Commercial | USHP | Ducted CEE Tier 1
215434431 | Central HP <5.4 tons | GOODMAN | HRCU-A-CB (Split System: Heat Pump with Remote Outdoor Unit-Air-Source) | GZV7SA4810A* |  |  | CA*EA6030*3A* | G*VT960804CNA* | 45500 | 16.2 | 8.8 | 47000 | 33600 | 71.49% | 2 | 0 | 10 |  |  |  |  | R-32 | 3.7917 | Residential & Commercial | USHP | Ducted CEE Tier 1
216013311 | Central HP <5.4 tons | JOHNSON CONTROLS | HRCU-A-CB (Split System: Heat Pump with Remote Outdoor Unit-Air-Source) | HH824E2S11 |  |  | CTM36B5ADS1+JMVT12BC2N1 | 0 | 23000 | 18 | 9.5 | 23000 | 18600 | 80.87% | 2 | 0 | 12 |  |  |  |  | R-454B | 1.9167 | Residential & Commercial | USHP | Ducted CEE Tier 1
210692766 | Central HP <5.4 tons | GOODMAN | HRCU-A-CB (Split System: Heat Pump with Remote Outdoor Unit-Air-Source) | GSZV903610A* |  |  | CHPF3743C6B*+TXV | G*VM971005CNB* | 33400 | 18 | 8.2 | 34000 | 24400 | 71.76% | 1.8 | 0 | 11 |  |  |  |  | R-410A | 2.7833 | Residential & Commercial | USHP | Ducted CEE Tier 1
213815171 | Central HP <5.4 tons | GOODMAN | HRCU-A-CB (Split System: Heat Pump with Remote Outdoor Unit-Air-Source) | GSZV903610A* |  |  | CA*F3137*6A*+MBVB12BP1X00A*+TXV | 0 | 34000 | 18.5 | 8.2 | 34000 | 24400 | 71.76% | 1.8 | 0 | 12 |  |  |  |  | R-410A | 2.8333 | Residential & Commercial | USHP | Ducted CEE Tier 1
213349052 | Central HP <5.4 tons | GOODMAN | HRCU-A-CB (Split System: Heat Pump with Remote Outdoor Unit-Air-Source) | GSZS601810A* |  |  | CA*EA2422*4A* | G*VC800803B*A* | 16600 | 17.5 | 8.5 | 17400 | 13000 | 74.71% | 2.1 | 0 | 10.9 |  |  |  |  | R-410A | 1.3833 | Residential & Commercial | USHP | Ducted CEE Tier 1
213349054 | Central HP <5.4 tons | GOODMAN | HRCU-A-CB (Split System: Heat Pump with Remote Outdoor Unit-Air-Source) | GSZS601810A* |  |  | CA*EA2422*4A* | G*VC960403BNB* | 16600 | 17.5 | 8.5 | 17400 | 13000 | 74.71% | 2.1 | 0 | 10.9 |  |  |  |  | R-410A | 1.3833 | Residential & Commercial | USHP | Ducted CEE Tier 1
213349034 | Central HP <5.4 tons | GOODMAN | HRCU-A-CB (Split System: Heat Pump with Remote Outdoor Unit-Air-Source) | GSZS601810A* |  |  | CA*EA1818*4A* | G*VC800603B*A* | 16600 | 17.5 | 8.5 | 17400 | 13000 | 74.71% | 2.1 | 0 | 10.9 |  |  |  |  | R-410A | 1.3833 | Residential & Commercial | USHP | Ducted CEE Tier 1
213349036 | Central HP <5.4 tons | GOODMAN | HRCU-A-CB (Split System: Heat Pump with Remote Outdoor Unit-Air-Source) | GSZS601810A* |  |  | CA*EA1818*4A* | G*VC800803B*A* | 16600 | 17.5 | 8.5 | 17400 | 13000 | 74.71% | 2.1 | 0 | 10.9 |  |  |  |  | R-410A | 1.3833 | Residential & Commercial | USHP | Ducted CEE Tier 1
213349051 | Central HP <5.4 tons | GOODMAN | HRCU-A-CB (Split System: Heat Pump with Remote Outdoor Unit-Air-Source) | GSZS601810A* |  |  | CA*EA2422*4A* | G*VC800604B*A* | 16600 | 17.5 | 8.5 | 17400 | 13000 | 74.71% | 2.1 | 0 | 10.9 |  |  |  |  | R-410A | 1.3833 | Residential & Commercial | USHP | Ducted CEE Tier 1
214499788 | Central HP <5.4 tons | GOODMAN | HRCU-A-CB (Split System: Heat Pump with Remote Outdoor Unit-Air-Source) | GSZS601810A* |  |  | CA*EA1818*4B* | G*VC960403BNB* | 16600 | 17.5 | 8.5 | 17400 | 13000 | 74.71% | 2.1 | 0 | 10.9 |  |  |  |  | R-410A | 1.3833 | Residential & Commercial | USHP | Ducted CEE Tier 1
214499804 | Central HP <5.4 tons | GOODMAN | HRCU-A-CB (Split System: Heat Pump with Remote Outdoor Unit-Air-Source) | GSZS601810A* |  |  | CA*EA2422*4B* | G*VC960403BNB* | 16600 | 17.5 | 8.5 | 17400 | 13000 | 74.71% | 2.1 | 0 | 10.9 |  |  |  |  | R-410A | 1.3833 | Residential & Commercial | USHP | Ducted CEE Tier 1
214499806 | Central HP <5.4 tons | GOODMAN | HRCU-A-CB (Split System: Heat Pump with Remote Outdoor Unit-Air-Source) | GSZS601810A* |  |  | CA*EA2422*4B* | G*VC960803BNB* | 16600 | 17.5 | 8.5 | 17400 | 13000 | 74.71% | 2.1 | 0 | 10.9 |  |  |  |  | R-410A | 1.3833 | Residential & Commercial | USHP | Ducted CEE Tier 1
215679302 | Central HP <5.4 tons | TEMPSTAR | HRCU-A-CB (Split System: Heat Pump with Remote Outdoor Unit-Air-Source) | T5H0V36*K*AAA* |  |  | EA*5X37M21A*+WALLCON | *80CSU0601716B* | 34600 | 17.5 | 9 | 35200 | 25000 | 71.02% | 1.9 | 0 | 10 |  |  |  |  | R-454B | 2.8833 | Residential & Commercial | USHP | Ducted CEE Tier 1
215679402 | Central HP <5.4 tons | TEMPSTAR | HRCU-A-CB (Split System: Heat Pump with Remote Outdoor Unit-Air-Source) | T5H0V36*K*AAA* |  |  | EA*5X42M21A*+WALLCON | *97CTN0802120A* | 33200 | 17.5 | 9 | 35800 | 25600 | 71.51% | 1.86 | 0 | 10 |  |  |  |  | R-454B | 2.7667 | Residential & Commercial | USHP | Ducted CEE Tier 1
210596679 | Central HP <5.4 tons | COMFORTMAKER | HRCU-A-CB (Split System: Heat Pump with Remote Outdoor Unit-Air-Source) | CVH825GKA2* |  |  | EA*4X42L21A*+WALLCON | *95CSU1002122A* | 23800 | 16.5 | 8.1 | 21400 | 16600 | 77.57% | 1.96 | 0 | 11 |  |  |  |  | R-410A | 1.9833 | Residential & Commercial | USHP | Ducted CEE Tier 1
210596824 | Central HP <5.4 tons | COMFORTMAKER | HRCU-A-CB (Split System: Heat Pump with Remote Outdoor Unit-Air-Source) | CVH825GKA2* |  |  | EA*4X48L21A*+WALLCON | *95CSU0601716A* | 24000 | 16.5 | 8.1 | 21000 | 16600 | 79.05% | 2 | 0 | 10.5 |  |  |  |  | R-410A | 2 | Residential & Commercial | USHP | Ducted CEE Tier 1
210596956 | Central HP <5.4 tons | COMFORTMAKER | HRCU-A-CB (Split System: Heat Pump with Remote Outdoor Unit-Air-Source) | CVH825GKA2* |  |  | EHD4X48AAL+WALLCON | *80CTL0701716A* | 24200 | 16.5 | 8.1 | 21200 | 16600 | 78.3% | 2.02 | 0 | 10.5 |  |  |  |  | R-410A | 2.0167 | Residential & Commercial | USHP | Ducted CEE Tier 1
210596983 | Central HP <5.4 tons | COMFORTMAKER | HRCU-A-CB (Split System: Heat Pump with Remote Outdoor Unit-Air-Source) | CVH825GKA2* |  |  | EHD4X48AAL+WALLCON | *96CTN1202422A* | 24200 | 16.5 | 8.1 | 21200 | 16600 | 78.3% | 2.02 | 0 | 11 |  |  |  |  | R-410A | 2.0167 | Residential & Commercial | USHP | Ducted CEE Tier 1
215679452 | Central HP <5.4 tons | TEMPSTAR | HRCU-A-CB (Split System: Heat Pump with Remote Outdoor Unit-Air-Source) | T5H0V36*K*AAA* |  |  | EA*5X43M21A*+WALLCON | *97CTN0601716A* | 34200 | 17.5 | 9 | 35600 | 25400 | 71.35% | 1.88 | 0 | 9.5 |  |  |  |  | R-454B | 2.85 | Residential & Commercial | USHP
215679622 | Central HP <5.4 tons | TEMPSTAR | HRCU-A-CB (Split System: Heat Pump with Remote Outdoor Unit-Air-Source) | T5H0V36*K*AAA* |  |  | EA*5X61M21A*+WALLCON | *80CSU0601716B* | 35000 | 18 | 9 | 34400 | 24800 | 72.09% | 1.92 | 0 | 10 |  |  |  |  | R-454B | 2.9167 | Residential & Commercial | USHP | Ducted CEE Tier 1
214243058 | Central HP <5.4 tons | AIRQUEST | HRCU-A-CB (Split System: Heat Pump with Remote Outdoor Unit-Air-Source) | HVH825GKA2* |  |  | EN(A,D,W)4X42L21**+WALLCON | *96CTN0801714B* | 23800 | 16.5 | 8.1 | 21400 | 16700 | 78.04% | 1.96 | 0 | 11 |  |  |  |  | R-410A | 1.9833 | Residential & Commercial | USHP | Ducted CEE Tier 1
214243138 | Central HP <5.4 tons | AIRQUEST | HRCU-A-CB (Split System: Heat Pump with Remote Outdoor Unit-Air-Source) | HVH825GKA2* |  |  | EN(A,D,W)4X48L21**+WALLCON | *97CMN0601714B* | 24000 | 16.5 | 8.1 | 21400 | 16700 | 78.04% | 2 | 0 | 11 |  |  |  |  | R-410A | 2 | Residential & Commercial | USHP | Ducted CEE Tier 1
210596896 | Central HP <5.4 tons | COMFORTMAKER | HRCU-A-CB (Split System: Heat Pump with Remote Outdoor Unit-Air-Source) | CVH825GKA2* |  |  | EHD4X42AAL+WALLCON | *80CTL0701716A* | 24200 | 16 | 8.1 | 21400 | 16600 | 77.57% | 2 | 0 | 10.5 |  |  |  |  | R-410A | 2.0167 | Residential & Commercial | USHP | Ducted CEE Tier 1
214243158 | Central HP <5.4 tons | AIRQUEST | HRCU-A-CB (Split System: Heat Pump with Remote Outdoor Unit-Air-Source) | HVH825GKA2* |  |  | EN(A,D,W)4X48L21**+WALLCON | *97CMN1002122B* | 24200 | 17 | 8.1 | 21200 | 16600 | 78.3% | 2.02 | 0 | 11.5 |  |  |  |  | R-410A | 2.0167 | Residential & Commercial | USHP | Ducted CEE Tier 1
214243208 | Central HP <5.4 tons | AIRQUEST | HRCU-A-CB (Split System: Heat Pump with Remote Outdoor Unit-Air-Source) | HVH825GKA2* |  |  | EN(A,D)4X48L24**+WALLCON | *80CTL1102120B* | 24200 | 17 | 8.1 | 21200 | 16600 | 78.3% | 2.02 | 0 | 11.5 |  |  |  |  | R-410A | 2.0167 | Residential & Commercial | USHP | Ducted CEE Tier 1
210596971 | Central HP <5.4 tons | COMFORTMAKER | HRCU-A-CB (Split System: Heat Pump with Remote Outdoor Unit-Air-Source) | CVH825GKA2* |  |  | EHD4X48AAL+WALLCON | *95CSU1002122A* | 24200 | 16.5 | 8.1 | 21200 | 16600 | 78.3% | 2.02 | 0 | 11 |  |  |  |  | R-410A | 2.0167 | Residential & Commercial | USHP | Ducted CEE Tier 1
213349039 | Central HP <5.4 tons | GOODMAN | HRCU-A-CB (Split System: Heat Pump with Remote Outdoor Unit-Air-Source) | GSZS601810A* |  |  | CA*EA1818*4A* | G*VC960603BNB* | 16600 | 17.5 | 8.5 | 17400 | 13000 | 74.71% | 2.1 | 0 | 10.9 |  |  |  |  | R-410A | 1.3833 | Residential & Commercial | USHP | Ducted CEE Tier 1
213349050 | Central HP <5.4 tons | GOODMAN | HRCU-A-CB (Split System: Heat Pump with Remote Outdoor Unit-Air-Source) | GSZS601810A* |  |  | CA*EA2422*4A* | G*VC800603B*A* | 16600 | 17.5 | 8.5 | 17400 | 13000 | 74.71% | 2.1 | 0 | 10.9 |  |  |  |  | R-410A | 1.3833 | Residential & Commercial | USHP | Ducted CEE Tier 1
213349055 | Central HP <5.4 tons | GOODMAN | HRCU-A-CB (Split System: Heat Pump with Remote Outdoor Unit-Air-Source) | GSZS601810A* |  |  | CA*EA2422*4A* | G*VC960603BNB* | 16600 | 17.5 | 8.5 | 17400 | 13000 | 74.71% | 2.1 | 0 | 10.9 |  |  |  |  | R-410A | 1.3833 | Residential & Commercial | USHP | Ducted CEE Tier 1
216767265 | Central HP <5.4 tons | TRANE | HRCU-A-CB (Split System: Heat Pump with Remote Outdoor Unit-Air-Source) | 5TWX7060A1 |  |  | 5TXCD010AS3 | S8V2C080M5PCB | 52000 | 15.5 | 8.7 | 51000 | 38500 | 75.49% | 2.19 | 0 | 11 |  |  |  |  | R-454B | 4.3333 | Residential & Commercial | USHP | Ducted CEE Tier 1
210597025 | Central HP <5.4 tons | COMFORTMAKER | HRCU-A-CB (Split System: Heat Pump with Remote Outdoor Unit-Air-Source) | CVH825GKA2* |  |  | EN(A,D)4X48L24**+WALLCON | *97CMN1202422A* | 24200 | 16.5 | 8.1 | 21400 | 16600 | 77.57% | 2 | 0 | 11 |  |  |  |  | R-410A | 2.0167 | Residential & Commercial | USHP | Ducted CEE Tier 1
216767095 | Central HP <5.4 tons | TRANE | HRCU-A-CB (Split System: Heat Pump with Remote Outdoor Unit-Air-Source) | 5TWX7036A1 |  |  | 5TXCD008AS3 | S8V2D120M5PCB | 34200 | 17.1 | 9 | 32600 | 24200 | 74.23% | 2.21 | 0 | 12 |  |  |  |  | R-454B | 2.85 | Residential & Commercial | USHP | Ducted CEE Tier 1
216767111 | Central HP <5.4 tons | TRANE | HRCU-A-CB (Split System: Heat Pump with Remote Outdoor Unit-Air-Source) | 5TWX7048A1 |  |  | 5PX*C009AS3 | S9X1C100U5PSB | 43500 | 15.2 | 8.7 | 44000 | 32200 | 73.18% | 2.19 | 0 | 12 |  |  |  |  | R-454B | 3.625 | Residential & Commercial | USHP | Ducted CEE Tier 1
216767126 | Central HP <5.4 tons | TRANE | HRCU-A-CB (Split System: Heat Pump with Remote Outdoor Unit-Air-Source) | 5TWX7048A1 |  |  | 5PX*D008AS3+P0V0D000M50SD | 0 | 43500 | 16 | 8.7 | 44000 | 32200 | 73.18% | 2.22 | 0 | 12 |  |  |  |  | R-454B | 3.625 | Residential & Commercial | USHP | Ducted CEE Tier 1
216767127 | Central HP <5.4 tons | TRANE | HRCU-A-CB (Split System: Heat Pump with Remote Outdoor Unit-Air-Source) | 5TWX7048A1 |  |  | 5PX*D008AS3 | S9X1C080U5PSB | 43500 | 16 | 8.7 | 45000 | 33200 | 73.78% | 2.19 | 0 | 11.5 |  |  |  |  | R-454B | 3.625 | Residential & Commercial | USHP | Ducted CEE Tier 1
214242968 | Central HP <5.4 tons | AIRQUEST | HRCU-A-CB (Split System: Heat Pump with Remote Outdoor Unit-Air-Source) | HVH825GKA2* |  |  | EN(A,D,W)4X42L21**+WALLCON | *80CTL0701716B* | 23600 | 16.5 | 8.1 | 21400 | 16700 | 78.04% | 1.96 | 0 | 11 |  |  |  |  | R-410A | 1.9667 | Residential & Commercial | USHP | Ducted CEE Tier 1
214243188 | Central HP <5.4 tons | AIRQUEST | HRCU-A-CB (Split System: Heat Pump with Remote Outdoor Unit-Air-Source) | HVH825GKA2* |  |  | EN(A,D,W)4X48L21**+WALLCON | *96CTN1002122B* | 24200 | 17 | 8.1 | 21200 | 16600 | 78.3% | 2.02 | 0 | 11.5 |  |  |  |  | R-410A | 2.0167 | Residential & Commercial | USHP | Ducted CEE Tier 1
213501755 | Central HP <5.4 tons | GOODMAN | HRCU-A-CB (Split System: Heat Pump with Remote Outdoor Unit-Air-Source) | GSZV903610A* |  |  | AMVE48DP1400B* | 0 | 33600 | 19 | 8.2 | 33600 | 24400 | 72.62% | 1.8 | 0 | 12 |  |  |  |  | R-410A | 2.8 | Residential & Commercial | USHP | Ducted CEE Tier 1
215434438 | Central HP <5.4 tons | GOODMAN | HRCU-A-CB (Split System: Heat Pump with Remote Outdoor Unit-Air-Source) | GZV7SA4810A* |  |  | CA*EA6030*3A* | G*VM971205DNA* | 45500 | 16.5 | 8.8 | 47000 | 33600 | 71.49% | 2 | 0 | 10 |  |  |  |  | R-32 | 3.7917 | Residential & Commercial | USHP | Ducted CEE Tier 1
215434440 | Central HP <5.4 tons | GOODMAN | HRCU-A-CB (Split System: Heat Pump with Remote Outdoor Unit-Air-Source) | GZV7SA4810A* |  |  | CHPEA4830*3A* | G*VT800804C*A* | 45500 | 16.5 | 8.5 | 46000 | 33600 | 73.04% | 2 | 0 | 10 |  |  |  |  | R-32 | 3.7917 | Residential & Commercial | USHP | Ducted CEE Tier 1
215434229 | Central HP <5.4 tons | GOODMAN | HRCU-A-CB (Split System: Heat Pump with Remote Outdoor Unit-Air-Source) | GZV7SA3610A* |  |  | CHPEA4830*3A* | G*VM971005CNA* | 35000 | 18.5 | 8.1 | 35000 | 28400 | 81.14% | 2 | 0 | 10.5 |  |  |  |  | R-32 | 2.9167 | Residential & Commercial | USHP | Ducted CEE Tier 1
216820607 | Central HP <5.4 tons | RHEEM | HRCU-A-CB (Split System: Heat Pump with Remote Outdoor Unit-Air-Source) | RD18AY60AJVC |  |  | RCFY6021STAAM | R801V1005A21UHN | 49000 | 17 | 8.1 | 49000 | 39000 | 79.59% | 2 | 0 | 10 |  |  |  |  | R-454B | 4.0833 | Residential & Commercial | USHP | Ducted CEE Tier 1
216737518 | Central HP <5.4 tons | HEIL | HRCU-A-CB (Split System: Heat Pump with Remote Outdoor Unit-Air-Source) | D5CUHAH24AAK |  |  | ESH5X30M12A* | *92MSN1202420A* | 22600 | 15.2 | 8.1 | 21200 | 18900 | 89.15% | 1.85 | 0 | 10.5 |  |  |  |  | R-454B | 1.8833 | Residential & Commercial | USHP | Ducted CEE Tier 1
216737559 | Central HP <5.4 tons | HEIL | HRCU-A-CB (Split System: Heat Pump with Remote Outdoor Unit-Air-Source) | D5CUHAH24AAK |  |  | ESH5X30M12A* | *96MSN0801716A* | 22400 | 15.2 | 8.1 | 21000 | 18900 | 90% | 1.9 | 0 | 10.5 |  |  |  |  | R-454B | 1.8667 | Residential & Commercial | USHP | Ducted CEE Tier 1
216737852 | Central HP <5.4 tons | HEIL | HRCU-A-CB (Split System: Heat Pump with Remote Outdoor Unit-Air-Source) | D5CUHAH24AAK |  |  | ESH5X30M12A* | *96VTN0802120B* | 22600 | 15.5 | 8.1 | 21000 | 18900 | 90% | 1.85 | 0 | 10.5 |  |  |  |  | R-454B | 1.8833 | Residential & Commercial | USHP | Ducted CEE Tier 1
216738354 | Central HP <5.4 tons | HEIL | HRCU-A-CB (Split System: Heat Pump with Remote Outdoor Unit-Air-Source) | D5CUHAH24AAK |  |  | ESH5X36M12A* | *80VTL1102122B* | 22800 | 15.2 | 8.1 | 21000 | 18600 | 88.57% | 1.85 | 0 | 10.5 |  |  |  |  | R-454B | 1.9 | Residential & Commercial | USHP | Ducted CEE Tier 1
216738820 | Central HP <5.4 tons | HEIL | HRCU-A-CB (Split System: Heat Pump with Remote Outdoor Unit-Air-Source) | D5CUHAH24AAK |  |  | ESH5X36M12A* | *96VTN0601412B* | 22600 | 16 | 8.1 | 20800 | 18500 | 88.94% | 1.85 | 0 | 11 |  |  |  |  | R-454B | 1.8833 | Residential & Commercial | USHP | Ducted CEE Tier 1
212970002 | Central HP <5.4 tons | HEIL | HRCU-A-CB (Split System: Heat Pump with Remote Outdoor Unit-Air-Source) | DLCURAH18ABK |  |  | EA*4X30L17A* | *80VSL0701716B* | 17500 | 16.5 | 8.5 | 18000 | 18700 | 103.9% | 2.26 | 0 | 10.5 |  |  |  |  | R-410A | 1.4583 | Residential & Commercial | USHP | Ducted CEE Tier 1
212970877 | Central HP <5.4 tons | HEIL | HRCU-A-CB (Split System: Heat Pump with Remote Outdoor Unit-Air-Source) | DLCURAH18ABK |  |  | EA*4X24L17A* | *80VTL0451412B* | 17700 | 16.5 | 8.5 | 18600 | 19300 | 103.8% | 2.32 | 0 | 10.5 |  |  |  |  | R-410A | 1.475 | Residential & Commercial | USHP | Ducted CEE Tier 1
215679902 | Central HP <5.4 tons | TEMPSTAR | HRCU-A-CB (Split System: Heat Pump with Remote Outdoor Unit-Air-Source) | T5H0V36*K*AAA* |  |  | ESH5X48M12A*+WALLCON | *97CTN0601716A* | 33800 | 16 | 8.5 | 35600 | 25600 | 71.91% | 1.78 | 0 | 9 |  |  |  |  | R-454B | 2.8167 | Residential & Commercial | USHP
215937860 | Central HP <5.4 tons | DAY & NIGHT | HRCU-A-CB (Split System: Heat Pump with Remote Outdoor Unit-Air-Source) | C5H3V48*K*AAA* |  |  | EVD5X48M21A*+WALLCON | *96CTN1002122B* | 44500 | 20 | 8.1 | 52000 | 38500 | 74.04% | 2 | 0 | 11 |  |  |  |  | R-454B | 3.7083 | Residential & Commercial | USHP | Ducted CEE Tier 1
214573756 | Central HP <5.4 tons | KENMORE | HRCU-A-CB (Split System: Heat Pump with Remote Outdoor Unit-Air-Source) | (C,H,T)VH837GKA2* |  |  | EA*4X42L21A*+WALLCON | *95CSU1002122B* | 31800 | 17.5 | 8.5 | 32800 | 24400 | 74.39% | 1.9 | 0 | 11 |  |  |  |  | R-410A | 2.65 | Residential & Commercial | USHP | Ducted CEE Tier 1
215318846 | Central HP <5.4 tons | Weathermaker | HRCU-A-CB (Split System: Heat Pump with Remote Outdoor Unit-Air-Source) | 37MUHAQ30AA3 |  |  | 45MUHAQ36XX3 | 0 | 30000 | 17.2 | 10.8 | 33000 | 33200 | 100.6% | 1.97 | 0 | 12.1 |  |  |  |  | R-454B | 2.5 | Residential & Commercial | USHP | Ducted CEE Tier 1
216733431 | Central HP <5.4 tons | DAY & NIGHT | HRCU-A-CB (Split System: Heat Pump with Remote Outdoor Unit-Air-Source) | D5CUHAH24AAK |  |  | EA*5X25M17A* | *96MSN0401410A* | 22800 | 15.2 | 8.1 | 20800 | 18500 | 88.94% | 1.9 | 0 | 11 |  |  |  |  | R-454B | 1.9 | Residential & Commercial | USHP | Ducted CEE Tier 1
216767080 | Central HP <5.4 tons | TRANE | HRCU-A-CB (Split System: Heat Pump with Remote Outdoor Unit-Air-Source) | 5TWX7036A1 |  |  | 5TXCC009AS3 | S9V2C100U5VSB | 33600 | 17.1 | 8.7 | 32000 | 23800 | 74.38% | 2.19 | 0 | 12 |  |  |  |  | R-454B | 2.8 | Residential & Commercial | USHP | Ducted CEE Tier 1
216767082 | Central HP <5.4 tons | TRANE | HRCU-A-CB (Split System: Heat Pump with Remote Outdoor Unit-Air-Source) | 5TWX7036A1 |  |  | 5TXCC009AS3 | S9X2C100U5PSB | 34000 | 15.5 | 8.7 | 32400 | 24000 | 74.07% | 2.2 | 0 | 12 |  |  |  |  | R-454B | 2.8333 | Residential & Commercial | USHP | Ducted CEE Tier 1
216767114 | Central HP <5.4 tons | TRANE | HRCU-A-CB (Split System: Heat Pump with Remote Outdoor Unit-Air-Source) | 5TWX7048A1 |  |  | 5PX*CD09AS3 | S9X2C100D5PSB | 43500 | 15.2 | 8.5 | 44000 | 32400 | 73.64% | 2.13 | 0 | 11.7 |  |  |  |  | R-454B | 3.625 | Residential & Commercial | USHP | Ducted CEE Tier 1
216767141 | Central HP <5.4 tons | TRANE | HRCU-A-CB (Split System: Heat Pump with Remote Outdoor Unit-Air-Source) | 5TWX7048A1 |  |  | 5PX*D010AS3 | S9X2C080U5PSB | 43500 | 16 | 8.7 | 44000 | 32000 | 72.73% | 2.19 | 0 | 12 |  |  |  |  | R-454B | 3.625 | Residential & Commercial | USHP | Ducted CEE Tier 1
216767182 | Central HP <5.4 tons | TRANE | HRCU-A-CB (Split System: Heat Pump with Remote Outdoor Unit-Air-Source) | 5TWX7048A1 |  |  | 5TXCD008AS3 | S9X1C080U5PSB | 43500 | 16 | 8.7 | 45000 | 33200 | 73.78% | 2.19 | 0 | 11.5 |  |  |  |  | R-454B | 3.625 | Residential & Commercial | USHP | Ducted CEE Tier 1
216767225 | Central HP <5.4 tons | TRANE | HRCU-A-CB (Split System: Heat Pump with Remote Outdoor Unit-Air-Source) | 5TWX7060A1 |  |  | 5PX*D010AS3 | S8V2C100M5PCB | 52500 | 15.5 | 8.7 | 51000 | 38500 | 75.49% | 2.2 | 0 | 11 |  |  |  |  | R-454B | 4.375 | Residential & Commercial | USHP | Ducted CEE Tier 1
216769988 | Central HP <5.4 tons | TRANE | HRCU-A-CB (Split System: Heat Pump with Remote Outdoor Unit-Air-Source) | 5TWR7036A1 |  |  | 5TXCC009AS3 | S8X1C100M5PTC | 34400 | 17 | 9 | 32600 | 24200 | 74.23% | 2.22 | 0 | 12 |  |  |  |  | R-454B | 2.8667 | Residential & Commercial | USHP | Ducted CEE Tier 1
206773450 | Central HP <5.4 tons | COMFORTMAKER | HRCU-A-CB (Split System: Heat Pump with Remote Outdoor Unit-Air-Source) | CVH837GKA2* |  |  | EA*4X42L21A*+WALLCON | *95CSU1002122A* | 31800 | 17.5 | 8.1 | 33000 | 24400 | 73.94% | 1.9 | 11.5 | 11 |  |  |  |  | R-410A | 2.65 | Residential & Commercial | USHP | Ducted CEE Tier 1
213501754 | Central HP <5.4 tons | GOODMAN | HRCU-A-CB (Split System: Heat Pump with Remote Outdoor Unit-Air-Source) | GSZV903610A* |  |  | AMVE36CP1400B* | 0 | 33600 | 18.5 | 8.2 | 34000 | 24400 | 71.76% | 1.8 | 0 | 11.5 |  |  |  |  | R-410A | 2.8 | Residential & Commercial | USHP | Ducted CEE Tier 1
216767194 | Central HP <5.4 tons | TRANE | HRCU-A-CB (Split System: Heat Pump with Remote Outdoor Unit-Air-Source) | 5TWX7048A1 |  |  | 5TXCD010AS3 | S8V2D120M5PCB | 44000 | 16 | 8.7 | 44000 | 32200 | 73.18% | 2.21 | 0 | 12 |  |  |  |  | R-454B | 3.6667 | Residential & Commercial | USHP | Ducted CEE Tier 1
216767228 | Central HP <5.4 tons | TRANE | HRCU-A-CB (Split System: Heat Pump with Remote Outdoor Unit-Air-Source) | 5TWX7060A1 |  |  | 5PX*D010AS3 | S9X2D120U5PSB | 52000 | 15.2 | 8.7 | 50500 | 38500 | 76.24% | 2.2 | 0 | 11.2 |  |  |  |  | R-454B | 4.3333 | Residential & Commercial | USHP | Ducted CEE Tier 1
216767244 | Central HP <5.4 tons | TRANE | HRCU-A-CB (Split System: Heat Pump with Remote Outdoor Unit-Air-Source) | 5TWX7060A1 |  |  | 5TXCD008AS3 | S8V2C100M5PDB | 51500 | 15.2 | 8.7 | 51500 | 39000 | 75.73% | 2.16 | 0 | 10 |  |  |  |  | R-454B | 4.2917 | Residential & Commercial | USHP | Ducted CEE Tier 1
216769918 | Central HP <5.4 tons | TRANE | HRCU-A-CB (Split System: Heat Pump with Remote Outdoor Unit-Air-Source) | 5TWR7036A1 |  |  | 5PX*C009AS3 | S8X1C100M5PSC | 34400 | 17 | 9 | 32600 | 24200 | 74.23% | 2.22 | 0 | 12 |  |  |  |  | R-454B | 2.8667 | Residential & Commercial | USHP | Ducted CEE Tier 1
210597007 | Central HP <5.4 tons | COMFORTMAKER | HRCU-A-CB (Split System: Heat Pump with Remote Outdoor Unit-Air-Source) | CVH825GKA2* |  |  | EN(A,D)4X48L24**+WALLCON | *95CSU0802120A* | 24200 | 17 | 8.1 | 21200 | 16600 | 78.3% | 2.02 | 0 | 11.5 |  |  |  |  | R-410A | 2.0167 | Residential & Commercial | USHP | Ducted CEE Tier 1
210597082 | Central HP <5.4 tons | COMFORTMAKER | HRCU-A-CB (Split System: Heat Pump with Remote Outdoor Unit-Air-Source) | CVH825GKA2* |  |  | EN(A,D,W)4X48L21**+WALLCON | *80CSU1002120A* | 24000 | 16.5 | 8.1 | 21400 | 16600 | 77.57% | 2 | 0 | 11 |  |  |  |  | R-410A | 2 | Residential & Commercial | USHP | Ducted CEE Tier 1
216737423 | Central HP <5.4 tons | AIRQUEST | HRCU-A-CB (Split System: Heat Pump with Remote Outdoor Unit-Air-Source) | D5CUHAH24AAK |  |  | ESH5X30M12A* | *97CMN0801714B* | 22200 | 15.2 | 8.1 | 20800 | 18700 | 89.9% | 1.9 | 0 | 10.5 |  |  |  |  | R-454B | 1.85 | Residential & Commercial | USHP | Ducted CEE Tier 1
216738559 | Central HP <5.4 tons | HEIL | HRCU-A-CB (Split System: Heat Pump with Remote Outdoor Unit-Air-Source) | D5CUHAH24AAK |  |  | ESH5X36M12A* | *96MSN0801716A* | 22800 | 15.2 | 8.1 | 20800 | 18600 | 89.42% | 1.9 | 0 | 10.5 |  |  |  |  | R-454B | 1.9 | Residential & Commercial | USHP | Ducted CEE Tier 1
213349035 | Central HP <5.4 tons | GOODMAN | HRCU-A-CB (Split System: Heat Pump with Remote Outdoor Unit-Air-Source) | GSZS601810A* |  |  | CA*EA1818*4A* | G*VC800604B*A* | 16600 | 17.5 | 8.5 | 17400 | 13000 | 74.71% | 2.1 | 0 | 10.9 |  |  |  |  | R-410A | 1.3833 | Residential & Commercial | USHP | Ducted CEE Tier 1
215677552 | Central HP <5.4 tons | TEMPSTAR | HRCU-A-CB (Split System: Heat Pump with Remote Outdoor Unit-Air-Source) | T5H0V60*K*AAA* |  |  | EVD5X60M24A*+WALLCON | *96CTN1002122B* | 56500 | 18.5 | 9 | 63000 | 44500 | 70.63% | 2.08 | 0 | 9 |  |  |  |  | R-454B | 4.7083 | Residential & Commercial | USHP
215677582 | Central HP <5.4 tons | TEMPSTAR | HRCU-A-CB (Split System: Heat Pump with Remote Outdoor Unit-Air-Source) | T5H0V60*K*AAA* |  |  | EVD5X61M21A*+WALLCON | *80CTL0701716B* | 55500 | 18 | 9 | 60500 | 43500 | 71.9% | 2.1 | 0 | 9.5 |  |  |  |  | R-454B | 4.625 | Residential & Commercial | USHP
215677682 | Central HP <5.4 tons | TEMPSTAR | HRCU-A-CB (Split System: Heat Pump with Remote Outdoor Unit-Air-Source) | T5H0V60*K*AAA* |  |  | EVD5X61M24A*+WALLCON | *95CSU0802120B* | 57500 | 18 | 9 | 64000 | 45000 | 70.31% | 2.08 | 0 | 9 |  |  |  |  | R-454B | 4.7917 | Residential & Commercial | USHP
212970913 | Central HP <5.4 tons | HEIL | HRCU-A-CB (Split System: Heat Pump with Remote Outdoor Unit-Air-Source) | DLCURAH18ABK |  |  | EN(A,D)4X18L14** | *80VTL0451412B* | 17400 | 16 | 8.5 | 18600 | 19700 | 105.9% | 2.38 | 0 | 10.5 |  |  |  |  | R-410A | 1.45 | Residential & Commercial | USHP | Ducted CEE Tier 1
212972758 | Central HP <5.4 tons | HEIL | HRCU-A-CB (Split System: Heat Pump with Remote Outdoor Unit-Air-Source) | DLCURAH18ABK |  |  | EN(A,D)4X30L14** | *96VSN0401410B* | 17400 | 16 | 8.1 | 18000 | 18700 | 103.9% | 2.24 | 0 | 10.5 |  |  |  |  | R-410A | 1.45 | Residential & Commercial | USHP | Ducted CEE Tier 1
212974646 | Central HP <5.4 tons | HEIL | HRCU-A-CB (Split System: Heat Pump with Remote Outdoor Unit-Air-Source) | DLCURAH18ABK |  |  | EA*4X24L17A* | *96VTN0401410B* | 17200 | 16.5 | 8.5 | 18200 | 19400 | 106.6% | 2.34 | 0 | 10 |  |  |  |  | R-410A | 1.4333 | Residential & Commercial | USHP | Ducted CEE Tier 1
212974737 | Central HP <5.4 tons | HEIL | HRCU-A-CB (Split System: Heat Pump with Remote Outdoor Unit-Air-Source) | DLCURAH18ABK |  |  | EN(A,D)4X30L14** | *96VTN0401410B* | 17400 | 16 | 8.1 | 18000 | 18600 | 103.3% | 2.22 | 0 | 10.5 |  |  |  |  | R-410A | 1.45 | Residential & Commercial | USHP | Ducted CEE Tier 1
212975448 | Central HP <5.4 tons | HEIL | HRCU-A-CB (Split System: Heat Pump with Remote Outdoor Unit-Air-Source) | DLCURAH18ABK |  |  | EN(A,D)4X18L14** | *96VTN0601412B* | 17300 | 16 | 8.5 | 18500 | 19800 | 107% | 2.38 | 0 | 10.5 |  |  |  |  | R-410A | 1.4417 | Residential & Commercial | USHP | Ducted CEE Tier 1
212975459 | Central HP <5.4 tons | HEIL | HRCU-A-CB (Split System: Heat Pump with Remote Outdoor Unit-Air-Source) | DLCURAH18ABK |  |  | EN(A,D)4X24L14** | *96VTN0601412B* | 17500 | 16 | 8.5 | 18500 | 19200 | 103.8% | 2.3 | 0 | 10.5 |  |  |  |  | R-410A | 1.4583 | Residential & Commercial | USHP | Ducted CEE Tier 1
213816051 | Central HP <5.4 tons | GOODMAN | HRCU-A-CB (Split System: Heat Pump with Remote Outdoor Unit-Air-Source) | GSZS601810A* |  |  | CA*EA2422*4A*+MBVK12BP1X00A* | 0 | 16600 | 17.5 | 8.5 | 17400 | 13000 | 74.71% | 2.1 | 0 | 10.9 |  |  |  |  | R-410A | 1.3833 | Residential & Commercial | USHP | Ducted CEE Tier 1
213087997 | Central HP <5.4 tons | Invertercool | HRCU-A-CB (Split System: Heat Pump with Remote Outdoor Unit-Air-Source) | COH16S-60AA |  |  | GNC4248CPT | MGH96M100C5A | 44000 | 16 | 8.5 | 45000 | 33000 | 73.33% | 1.9 | 0 | 10.5 |  |  |  |  | R-410A | 3.6667 | Residential & Commercial | USHP | Ducted CEE Tier 1
206773324 | Central HP <5.4 tons | COMFORTMAKER | HRCU-A-CB (Split System: Heat Pump with Remote Outdoor Unit-Air-Source) | CVH837GKA2* |  |  | EHD4X42AAL+WALLCON | *80CSU0401712A* | 32400 | 16.5 | 8.1 | 33200 | 24800 | 74.7% | 1.94 | 11.5 | 11 |  |  |  |  | R-410A | 2.7 | Residential & Commercial | USHP | Ducted CEE Tier 1
215940032 | Central HP <5.4 tons | KENMORE | HRCU-A-CB (Split System: Heat Pump with Remote Outdoor Unit-Air-Source) | (C,H,T)5H3V36*K*AAA* |  |  | ESH5X42M12A*+WALLCON | *80CSU0401712B* | 33600 | 19.5 | 9 | 34600 | 26600 | 76.88% | 1.92 | 0 | 11.7 |  |  |  |  | R-454B | 2.8 | Residential & Commercial | USHP | Ducted CEE Tier 1
215682912 | Central HP <5.4 tons | TEMPSTAR | HRCU-A-CB (Split System: Heat Pump with Remote Outdoor Unit-Air-Source) | T5H0V60*K*AAA* |  |  | EVM5X60M24A*+WALLCON | *97CTN1002122A* | 56500 | 18.5 | 9 | 63000 | 44500 | 70.63% | 2.08 | 0 | 9 |  |  |  |  | R-454B | 4.7083 | Residential & Commercial | USHP
216738924 | Central HP <5.4 tons | HEIL | HRCU-A-CB (Split System: Heat Pump with Remote Outdoor Unit-Air-Source) | D5CUHAH24AAK |  |  | ESH5X36M12A* | *97VTN1002120A* | 22600 | 16 | 8.1 | 20800 | 18400 | 88.46% | 1.85 | 0 | 11 |  |  |  |  | R-454B | 1.8833 | Residential & Commercial | USHP | Ducted CEE Tier 1
216738457 | Central HP <5.4 tons | HEIL | HRCU-A-CB (Split System: Heat Pump with Remote Outdoor Unit-Air-Source) | D5CUHAH24AAK |  |  | ESH5X36M12A* | *92MSN0601714A* | 22800 | 16 | 8.1 | 20800 | 18500 | 88.94% | 1.85 | 0 | 11 |  |  |  |  | R-454B | 1.9 | Residential & Commercial | USHP | Ducted CEE Tier 1
216738592 | Central HP <5.4 tons | HEIL | HRCU-A-CB (Split System: Heat Pump with Remote Outdoor Unit-Air-Source) | D5CUHAH24AAK |  |  | ESH5X36M12A* | *96MSN1002122A* | 22400 | 15.5 | 8.1 | 20800 | 18400 | 88.46% | 1.85 | 0 | 10.5 |  |  |  |  | R-454B | 1.8667 | Residential & Commercial | USHP | Ducted CEE Tier 1
216737638 | Central HP <5.4 tons | HEIL | HRCU-A-CB (Split System: Heat Pump with Remote Outdoor Unit-Air-Source) | D5CUHAH24AAK |  |  | ESH5X30M12A* | *96VSN0601412B* | 22200 | 15.2 | 8.1 | 21000 | 18800 | 89.52% | 1.9 | 0 | 10.5 |  |  |  |  | R-454B | 1.85 | Residential & Commercial | USHP | Ducted CEE Tier 1
216737674 | Central HP <5.4 tons | HEIL | HRCU-A-CB (Split System: Heat Pump with Remote Outdoor Unit-Air-Source) | D5CUHAH24AAK |  |  | ESH5X30M12A* | *96VSN1002120B* | 22800 | 15.5 | 8.1 | 21200 | 19000 | 89.62% | 1.85 | 0 | 10.5 |  |  |  |  | R-454B | 1.9 | Residential & Commercial | USHP | Ducted CEE Tier 1
216737704 | Central HP <5.4 tons | HEIL | HRCU-A-CB (Split System: Heat Pump with Remote Outdoor Unit-Air-Source) | D5CUHAH24AAK |  |  | ESH5X30M12A* | *95MSU0601716A* | 22400 | 16 | 8.1 | 21000 | 18800 | 89.52% | 1.85 | 0 | 10.5 |  |  |  |  | R-454B | 1.8667 | Residential & Commercial | USHP | Ducted CEE Tier 1
216738693 | Central HP <5.4 tons | HEIL | HRCU-A-CB (Split System: Heat Pump with Remote Outdoor Unit-Air-Source) | D5CUHAH24AAK |  |  | ESH5X36M12A* | *95MSU0401712A* | 22800 | 16 | 8.1 | 20800 | 18600 | 89.42% | 1.85 | 0 | 11 |  |  |  |  | R-454B | 1.9 | Residential & Commercial | USHP | Ducted CEE Tier 1
216737572 | Central HP <5.4 tons | AIRQUEST | HRCU-A-CB (Split System: Heat Pump with Remote Outdoor Unit-Air-Source) | D5CUHAH24AAK |  |  | ESH5X30M12A* | *96MSM0802120A* | 22400 | 15.2 | 8.1 | 21000 | 18800 | 89.52% | 1.9 | 0 | 10.5 |  |  |  |  | R-454B | 1.8667 | Residential & Commercial | USHP | Ducted CEE Tier 1
216737705 | Central HP <5.4 tons | AIRQUEST | HRCU-A-CB (Split System: Heat Pump with Remote Outdoor Unit-Air-Source) | D5CUHAH24AAK |  |  | ESH5X30M12A* | *95MSU0601716A* | 22400 | 16 | 8.1 | 21000 | 18800 | 89.52% | 1.85 | 0 | 10.5 |  |  |  |  | R-454B | 1.8667 | Residential & Commercial | USHP | Ducted CEE Tier 1
216737873 | Central HP <5.4 tons | AIRQUEST | HRCU-A-CB (Split System: Heat Pump with Remote Outdoor Unit-Air-Source) | D5CUHAH24AAK |  |  | ESH5X30M12A* | *96VTN1002122B* | 22600 | 15.2 | 8.1 | 21000 | 18900 | 90% | 1.85 | 0 | 10.5 |  |  |  |  | R-454B | 1.8833 | Residential & Commercial | USHP | Ducted CEE Tier 1
215931646 | Central HP <5.4 tons | HEIL | HRCU-A-CB (Split System: Heat Pump with Remote Outdoor Unit-Air-Source) | H5H3V60*K*AAA* |  |  | EA*5X60M24A*+WALLCON | *96CTN1202422B* | 56000 | 18.5 | 8.5 | 60500 | 46000 | 76.03% | 2.06 | 0 | 11 |  |  |  |  | R-454B | 4.6667 | Residential & Commercial | USHP | Ducted CEE Tier 1
213770691 | Central HP <5.4 tons | DAY & NIGHT | HRCU-A-CB (Split System: Heat Pump with Remote Outdoor Unit-Air-Source) | CVH825GKA2* |  |  | EA*4X30L14A*+WALLCON | *80CTL0701412B* | 23400 | 16.5 | 8.1 | 21600 | 16700 | 77.31% | 1.92 | 0 | 11 |  |  |  |  | R-410A | 1.95 | Residential & Commercial | USHP | Ducted CEE Tier 1
213771141 | Central HP <5.4 tons | DAY & NIGHT | HRCU-A-CB (Split System: Heat Pump with Remote Outdoor Unit-Air-Source) | CVH825GKA2* |  |  | EA*4X37L21A*+WALLCON | *80CTL0701716B* | 24400 | 17 | 8.5 | 21200 | 16600 | 78.3% | 2.02 | 0 | 11 |  |  |  |  | R-410A | 2.0333 | Residential & Commercial | USHP | Ducted CEE Tier 1
213771311 | Central HP <5.4 tons | DAY & NIGHT | HRCU-A-CB (Split System: Heat Pump with Remote Outdoor Unit-Air-Source) | CVH825GKA2* |  |  | EA*4X42L21A*+WALLCON | *97CMN0601714B* | 23600 | 16 | 8.1 | 21600 | 16700 | 77.31% | 1.94 | 0 | 10.5 |  |  |  |  | R-410A | 1.9667 | Residential & Commercial | USHP | Ducted CEE Tier 1
213771411 | Central HP <5.4 tons | DAY & NIGHT | HRCU-A-CB (Split System: Heat Pump with Remote Outdoor Unit-Air-Source) | CVH825GKA2* |  |  | EA*4X42L24A*+WALLCON | *97CMN1202422B* | 23800 | 16.5 | 8.1 | 21400 | 16600 | 77.57% | 1.96 | 0 | 11 |  |  |  |  | R-410A | 1.9833 | Residential & Commercial | USHP | Ducted CEE Tier 1
216767253 | Central HP <5.4 tons | TRANE | HRCU-A-CB (Split System: Heat Pump with Remote Outdoor Unit-Air-Source) | 5TWX7060A1 |  |  | 5TXCD008AS3 | S8V2C080M5PCB | 51000 | 15.2 | 8.7 | 51500 | 39000 | 75.73% | 2.15 | 0 | 10 |  |  |  |  | R-454B | 4.25 | Residential & Commercial | USHP | Ducted CEE Tier 1
215679422 | Central HP <5.4 tons | TEMPSTAR | HRCU-A-CB (Split System: Heat Pump with Remote Outdoor Unit-Air-Source) | T5H0V36*K*AAA* |  |  | EA*5X43M21A*+WALLCON | *96CTN0802120B* | 34400 | 18 | 9 | 35400 | 25200 | 71.19% | 1.88 | 0 | 10 |  |  |  |  | R-454B | 2.8667 | Residential & Commercial | USHP | Ducted CEE Tier 1
215682642 | Central HP <5.4 tons | TEMPSTAR | HRCU-A-CB (Split System: Heat Pump with Remote Outdoor Unit-Air-Source) | T5H0V60*K*AAA* |  |  | EA*5X61M21A*+WALLCON | *80CSU0401712B* | 55500 | 18 | 8.5 | 58500 | 41000 | 70.09% | 2.04 | 0 | 9 |  |  |  |  | R-454B | 4.625 | Residential & Commercial | USHP
213349048 | Central HP <5.4 tons | GOODMAN | HRCU-A-CB (Split System: Heat Pump with Remote Outdoor Unit-Air-Source) | GSZS601810A* |  |  | CA*EA1818*4A* | G*VM970804CNB* | 16600 | 17.5 | 8.5 | 17400 | 13000 | 74.71% | 2.1 | 0 | 10.9 |  |  |  |  | R-410A | 1.3833 | Residential & Commercial | USHP | Ducted CEE Tier 1
214573829 | Central HP <5.4 tons | BRYANT HEATING AND COOLING SYSTEMS | HRCU-A-CB (Split System: Heat Pump with Remote Outdoor Unit-Air-Source) | 288BNV037*0**B* |  |  | CAP**4224AL*+UI | 987MC60080C21*** | 31800 | 17 | 8.5 | 32800 | 24400 | 74.39% | 1.9 | 0 | 11 |  |  |  |  | R-410A | 2.65 | Residential & Commercial | USHP | Ducted CEE Tier 1
214574549 | Central HP <5.4 tons | BRYANT HEATING AND COOLING SYSTEMS | HRCU-A-CB (Split System: Heat Pump with Remote Outdoor Unit-Air-Source) | 288BNV037*0**B* |  |  | CNPV*4221AL*+UI | 987MC60080C21*** | 31800 | 17 | 8.1 | 33000 | 24400 | 73.94% | 1.88 | 0 | 11 |  |  |  |  | R-410A | 2.65 | Residential & Commercial | USHP | Ducted CEE Tier 1
213349057 | Central HP <5.4 tons | GOODMAN | HRCU-A-CB (Split System: Heat Pump with Remote Outdoor Unit-Air-Source) | GSZS601810A* |  |  | CA*EA2422*4A* | G*VM970603BNB* | 16600 | 17.5 | 8.5 | 17400 | 13000 | 74.71% | 2.1 | 0 | 10.9 |  |  |  |  | R-410A | 1.3833 | Residential & Commercial | USHP | Ducted CEE Tier 1
215679952 | Central HP <5.4 tons | TEMPSTAR | HRCU-A-CB (Split System: Heat Pump with Remote Outdoor Unit-Air-Source) | T5H0V36*K*AAA* |  |  | ESH5X60M12A*+WALLCON | *80CSU0401712B* | 34600 | 17 | 8.5 | 34600 | 24800 | 71.68% | 1.92 | 0 | 10 |  |  |  |  | R-454B | 2.8833 | Residential & Commercial | USHP | Ducted CEE Tier 1
215677882 | Central HP <5.4 tons | TEMPSTAR | HRCU-A-CB (Split System: Heat Pump with Remote Outdoor Unit-Air-Source) | T5H0V60*K*AAA* |  |  | EA*5X60M24A*+WALLCON | *96CTN1202422B* | 55000 | 18.5 | 9 | 59000 | 41500 | 70.34% | 2.02 | 0 | 9 |  |  |  |  | R-454B | 4.5833 | Residential & Commercial | USHP
215678012 | Central HP <5.4 tons | TEMPSTAR | HRCU-A-CB (Split System: Heat Pump with Remote Outdoor Unit-Air-Source) | T5H0V60*K*AAA* |  |  | EA*5X61M24A*+WALLCON | *97CMN1202422B* | 56000 | 18.5 | 9 | 60000 | 42000 | 70% | 2 | 0 | 9 |  |  |  |  | R-454B | 4.6667 | Residential & Commercial | USHP
213770811 | Central HP <5.4 tons | DAY & NIGHT | HRCU-A-CB (Split System: Heat Pump with Remote Outdoor Unit-Air-Source) | CVH825GKA2* |  |  | EA*4X36L17A*+WALLCON | *80CTL0451712B* | 23400 | 16 | 8.1 | 21600 | 16800 | 77.78% | 1.92 | 0 | 10.5 |  |  |  |  | R-410A | 1.95 | Residential & Commercial | USHP | Ducted CEE Tier 1
213770911 | Central HP <5.4 tons | DAY & NIGHT | HRCU-A-CB (Split System: Heat Pump with Remote Outdoor Unit-Air-Source) | CVH825GKA2* |  |  | EA*4X36L21A*+WALLCON | *80CTL0451712B* | 23400 | 16 | 8.1 | 21600 | 16800 | 77.78% | 1.92 | 0 | 10.5 |  |  |  |  | R-410A | 1.95 | Residential & Commercial | USHP | Ducted CEE Tier 1
214572609 | Central HP <5.4 tons | BRYANT HEATING AND COOLING SYSTEMS | HRCU-A-CB (Split System: Heat Pump with Remote Outdoor Unit-Air-Source) | 288BNV037*0**A* |  |  | CAP**4221AL*+UI | 935CB66100C21*** | 31800 | 17.5 | 8.5 | 32800 | 24400 | 74.39% | 1.9 | 0 | 11 |  |  |  |  | R-410A | 2.65 | Residential & Commercial | USHP | Ducted CEE Tier 1
213779431 | Central HP <5.4 tons | DAY & NIGHT | HRCU-A-CB (Split System: Heat Pump with Remote Outdoor Unit-Air-Source) | CVH837GKA** |  |  | EA*4X48L21A*+WALLCON | *97CMN0601714B* | 32000 | 16.5 | 8.1 | 32800 | 25200 | 76.83% | 1.94 | 0 | 10.5 |  |  |  |  | R-410A | 2.6667 | Residential & Commercial | USHP | Ducted CEE Tier 1
206766866 | Central HP <5.4 tons | COMFORTMAKER | HRCU-A-CB (Split System: Heat Pump with Remote Outdoor Unit-Air-Source) | CVH825GKA3* |  |  | EHD4X30AAL+WALLCON | *80CTL0701412A* | 23800 | 16 | 8.1 | 21800 | 16700 | 76.61% | 1.98 | 11 | 10.5 |  |  |  |  | R-410A | 1.9833 | Residential & Commercial | USHP | Ducted CEE Tier 1
212969802 | Central HP <5.4 tons | HEIL | HRCU-A-CB (Split System: Heat Pump with Remote Outdoor Unit-Air-Source) | DLCURAH24ABK |  |  | EN(A,D)4X24L14** | *80VSL0451412B* | 23400 | 17 | 8.5 | 27000 | 25000 | 92.59% | 2.08 | 0 | 10 |  |  |  |  | R-410A | 1.95 | Residential & Commercial | USHP | Ducted CEE Tier 1
212971213 | Central HP <5.4 tons | HEIL | HRCU-A-CB (Split System: Heat Pump with Remote Outdoor Unit-Air-Source) | DLCURAH24ABK |  |  | EN(A,D)4X24L17** | *80VTL0451412B* | 23400 | 17 | 8.5 | 27000 | 25000 | 92.59% | 2.08 | 0 | 10 |  |  |  |  | R-410A | 1.95 | Residential & Commercial | USHP | Ducted CEE Tier 1
212972908 | Central HP <5.4 tons | HEIL | HRCU-A-CB (Split System: Heat Pump with Remote Outdoor Unit-Air-Source) | DLCURAH24ABK |  |  | EA*4X24L17A* | *96VSN0401410B* | 23200 | 16 | 8.5 | 27000 | 26600 | 98.52% | 2.24 | 0 | 9.5 |  |  |  |  | R-410A | 1.9333 | Residential & Commercial | USHP
212972958 | Central HP <5.4 tons | HEIL | HRCU-A-CB (Split System: Heat Pump with Remote Outdoor Unit-Air-Source) | DLCURAH24ABK |  |  | EA*4X37L17A* | *96VSN0401410B* | 23800 | 16.5 | 8.5 | 25600 | 22600 | 88.28% | 1.86 | 0 | 10 |  |  |  |  | R-410A | 1.9833 | Residential & Commercial | USHP | Ducted CEE Tier 1
212973578 | Central HP <5.4 tons | HEIL | HRCU-A-CB (Split System: Heat Pump with Remote Outdoor Unit-Air-Source) | DLCURAH24ABK |  |  | EA*4X36L17A* | *96VSN0601412B* | 23600 | 17 | 8.5 | 26200 | 24000 | 91.6% | 2 | 0 | 10 |  |  |  |  | R-410A | 1.9667 | Residential & Commercial | USHP | Ducted CEE Tier 1
212973828 | Central HP <5.4 tons | HEIL | HRCU-A-CB (Split System: Heat Pump with Remote Outdoor Unit-Air-Source) | DLCURAH24ABK |  |  | EA*4X24L17A* | *96VSN0801716B* | 23600 | 16.5 | 8.5 | 27000 | 25600 | 94.81% | 2.14 | 0 | 10 |  |  |  |  | R-410A | 1.9667 | Residential & Commercial | USHP | Ducted CEE Tier 1
212973878 | Central HP <5.4 tons | HEIL | HRCU-A-CB (Split System: Heat Pump with Remote Outdoor Unit-Air-Source) | DLCURAH24ABK |  |  | EA*4X37L17A* | *96VSN0801716B* | 24200 | 17 | 8.5 | 25800 | 22200 | 86.05% | 1.84 | 0 | 10 |  |  |  |  | R-410A | 2.0167 | Residential & Commercial | USHP | Ducted CEE Tier 1
212973928 | Central HP <5.4 tons | HEIL | HRCU-A-CB (Split System: Heat Pump with Remote Outdoor Unit-Air-Source) | DLCURAH24ABK |  |  | EN(A,D)4X36L21** | *96VSN0801716B* | 23400 | 16.5 | 8.1 | 25800 | 24200 | 93.8% | 2 | 0 | 10 |  |  |  |  | R-410A | 1.95 | Residential & Commercial | USHP | Ducted CEE Tier 1
215679242 | Central HP <5.4 tons | TEMPSTAR | HRCU-A-CB (Split System: Heat Pump with Remote Outdoor Unit-Air-Source) | T5H0V36*K*AAA* |  |  | EA*5X37M17A*+WALLCON | *80CSU0401712B* | 34200 | 17 | 9 | 35600 | 25400 | 71.35% | 1.88 | 0 | 9.5 |  |  |  |  | R-454B | 2.85 | Residential & Commercial | USHP
211398276 | Central HP <5.4 tons | JOHNSON CONTROLS | HRCU-A-CB (Split System: Heat Pump with Remote Outdoor Unit-Air-Source) | HMH72B341 |  |  | XAFC48FXXN1+TXV | TM8E120C16MP11 | 33600 | 17 | 8.5 | 32400 | 23600 | 72.84% | 2.08 | 0 | 9.5 |  |  |  |  | R-410A | 2.8 | Residential & Commercial | USHP
211398303 | Central HP <5.4 tons | JOHNSON CONTROLS | HRCU-A-CB (Split System: Heat Pump with Remote Outdoor Unit-Air-Source) | HMH72B341 |  |  | XAFC48FBCN1 | TM8E120C16MP11 | 33600 | 17 | 8.5 | 32400 | 23600 | 72.84% | 2.08 | 0 | 9.5 |  |  |  |  | R-410A | 2.8 | Residential & Commercial | USHP
211398662 | Central HP <5.4 tons | JOHNSON CONTROLS | HRCU-A-CB (Split System: Heat Pump with Remote Outdoor Unit-Air-Source) | HMH72B341 |  |  | XAFC48FXXN1+TXV | TM8E100B12MP11 | 33400 | 17 | 8.5 | 32400 | 23800 | 73.46% | 2.06 | 0 | 9.5 |  |  |  |  | R-410A | 2.7833 | Residential & Commercial | USHP
211396322 | Central HP <5.4 tons | JOHNSON CONTROLS | HRCU-A-CB (Split System: Heat Pump with Remote Outdoor Unit-Air-Source) | HMH72B341 |  |  | XAHC48FXXN1+TXV | TM9E060B12MP12 | 32400 | 16 | 8.1 | 32000 | 23600 | 73.75% | 2 | 0 | 9 |  |  |  |  | R-410A | 2.7 | Residential & Commercial | USHP
215681473 | Central HP <5.4 tons | CARRIER | HRCU-A-CB (Split System: Heat Pump with Remote Outdoor Unit-Air-Source) | 27VNA048A*030* |  |  | CAA**6121AM*+UI | 58CU*B100C21**20 | 46000 | 17.5 | 9 | 47500 | 33600 | 70.74% | 2.06 | 0 | 9.5 |  |  |  |  | R-454B | 3.8333 | Residential & Commercial | USHP
214572879 | Central HP <5.4 tons | BRYANT HEATING AND COOLING SYSTEMS | HRCU-A-CB (Split System: Heat Pump with Remote Outdoor Unit-Air-Source) | 288BNV037*0**A* |  |  | CAP**4824AL*+UI | 986TD60080C21*** | 32400 | 17.5 | 8.5 | 32200 | 24800 | 77.02% | 2 | 0 | 11.5 |  |  |  |  | R-410A | 2.7 | Residential & Commercial | USHP | Ducted CEE Tier 1
211386663 | Central HP <5.4 tons | JOHNSON CONTROLS | HRCU-A-CB (Split System: Heat Pump with Remote Outdoor Unit-Air-Source) | HMH72B341 |  |  | JHVTC42FBCC2N1 | 0 | 34000 | 17.5 | 8.5 | 32400 | 23400 | 72.22% | 2.12 | 0 | 10 |  |  |  |  | R-410A | 2.8333 | Residential & Commercial | USHP | Ducted CEE Tier 1
211386211 | Central HP <5.4 tons | JOHNSON CONTROLS | HRCU-A-CB (Split System: Heat Pump with Remote Outdoor Unit-Air-Source) | HMH72B341 |  |  | XAHC48FXXN1+TXV | TL9E080C16UH11 | 33200 | 16 | 8.5 | 32400 | 23600 | 72.84% | 2.04 | 0 | 9 |  |  |  |  | R-410A | 2.7667 | Residential & Commercial | USHP
215679202 | Central HP <5.4 tons | TEMPSTAR | HRCU-A-CB (Split System: Heat Pump with Remote Outdoor Unit-Air-Source) | T5H0V36*K*AAA* |  |  | EA*5X36M17A*+WALLCON | *80CSU0401712B* | 32800 | 17 | 8.5 | 36000 | 25800 | 71.67% | 1.76 | 0 | 9.5 |  |  |  |  | R-454B | 2.7333 | Residential & Commercial | USHP
211385877 | Central HP <5.4 tons | JOHNSON CONTROLS | HRCU-A-CB (Split System: Heat Pump with Remote Outdoor Unit-Air-Source) | HMH72B341 |  |  | XAUC48FXXN1+TXV | TM8E080C16MP11 | 33400 | 17 | 8.5 | 32200 | 23400 | 72.67% | 2.06 | 0 | 9.5 |  |  |  |  | R-410A | 2.7833 | Residential & Commercial | USHP
211395888 | Central HP <5.4 tons | JOHNSON CONTROLS | HRCU-A-CB (Split System: Heat Pump with Remote Outdoor Unit-Air-Source) | HMH72B341 |  |  | XAUC48FXXN1+TXV | TM9V060B12MP12 | 33000 | 16.5 | 8.1 | 32400 | 24000 | 74.07% | 2.04 | 0 | 9 |  |  |  |  | R-410A | 2.75 | Residential & Commercial | USHP
211396061 | Central HP <5.4 tons | JOHNSON CONTROLS | HRCU-A-CB (Split System: Heat Pump with Remote Outdoor Unit-Air-Source) | HMH72B341 |  |  | XAHD48FXXN1+TXV | TM9E080C16MP12 | 33600 | 16.5 | 8.1 | 32800 | 24200 | 73.78% | 2.04 | 0 | 9 |  |  |  |  | R-410A | 2.8 | Residential & Commercial | USHP
211395872 | Central HP <5.4 tons | JOHNSON CONTROLS | HRCU-A-CB (Split System: Heat Pump with Remote Outdoor Unit-Air-Source) | HMH72B341 |  |  | XAFC48FBCN1 | TM9V060B12MP12 | 33000 | 16.5 | 8.1 | 32400 | 24000 | 74.07% | 2.04 | 0 | 9 |  |  |  |  | R-410A | 2.75 | Residential & Commercial | USHP
211396006 | Central HP <5.4 tons | JOHNSON CONTROLS | HRCU-A-CB (Split System: Heat Pump with Remote Outdoor Unit-Air-Source) | HMH72B341 |  |  | XAFD48FBCN1 | TM9E100C16MP12 | 33400 | 17 | 8.5 | 32400 | 23600 | 72.84% | 2.06 | 0 | 9.5 |  |  |  |  | R-410A | 2.7833 | Residential & Commercial | USHP
214244009 | Central HP <5.4 tons | CARRIER | HRCU-A-CB (Split System: Heat Pump with Remote Outdoor Unit-Air-Source) | 25VNA424A*031* |  |  | CNPV*3617AL*+UI | 58TN*B070C17**16 | 23200 | 19.5 | 9.5 | 26800 | 20000 | 74.63% | 2.36 | 0 | 13 |  |  |  |  | R-410A | 1.9333 | Residential & Commercial | USHP | Ducted CEE Tier 1
214244011 | Central HP <5.4 tons | CARRIER | HRCU-A-CB (Split System: Heat Pump with Remote Outdoor Unit-Air-Source) | 25VNA424A*031* |  |  | CNPV*3617AL*+UI | 58TN*B090C17**16 | 23200 | 19.5 | 9.5 | 26600 | 20000 | 75.19% | 2.38 | 0 | 13 |  |  |  |  | R-410A | 1.9333 | Residential & Commercial | USHP | Ducted CEE Tier 1
216734419 | Central HP <5.4 tons | BRYANT HEATING AND COOLING SYSTEMS | HRCU-A-CB (Split System: Heat Pump with Remote Outdoor Unit-Air-Source) | 37MUHAQ24AA3 |  |  | CAA**3617AM* | 82*SB36045V14*** | 22200 | 16.5 | 8.5 | 20800 | 18700 | 89.9% | 1.94 | 0 | 10.5 |  |  |  |  | R-454B | 1.85 | Residential & Commercial | USHP | Ducted CEE Tier 1
215680002 | Central HP <5.4 tons | TEMPSTAR | HRCU-A-CB (Split System: Heat Pump with Remote Outdoor Unit-Air-Source) | T5H0V36*K*AAA* |  |  | ESH5X60M12A*+WALLCON | *97CTN1002122A* | 34600 | 17 | 8.5 | 34600 | 24800 | 71.68% | 1.82 | 0 | 10 |  |  |  |  | R-454B | 2.8833 | Residential & Commercial | USHP | Ducted CEE Tier 1
214572929 | Central HP <5.4 tons | BRYANT HEATING AND COOLING SYSTEMS | HRCU-A-CB (Split System: Heat Pump with Remote Outdoor Unit-Air-Source) | 288BNV037*0**A* |  |  | CAP**6024AL*+UI | 987MC60080C21*** | 32800 | 17.5 | 8.5 | 31600 | 24800 | 78.48% | 2 | 0 | 11.5 |  |  |  |  | R-410A | 2.7333 | Residential & Commercial | USHP | Ducted CEE Tier 1
214573479 | Central HP <5.4 tons | BRYANT HEATING AND COOLING SYSTEMS | HRCU-A-CB (Split System: Heat Pump with Remote Outdoor Unit-Air-Source) | 288BNV037*0**A* |  |  | CNPV*4821AL*+UI | 986TD60080C21*** | 32400 | 17.5 | 8.5 | 32600 | 24800 | 76.07% | 1.98 | 0 | 11.5 |  |  |  |  | R-410A | 2.7 | Residential & Commercial | USHP | Ducted CEE Tier 1
214570419 | Central HP <5.4 tons | BRYANT HEATING AND COOLING SYSTEMS | HRCU-A-CB (Split System: Heat Pump with Remote Outdoor Unit-Air-Source) | 288BNV025*0**C* |  |  | CAP**3621AL*+UI | 986TD60080C21*** | 23600 | 16.5 | 8.1 | 21400 | 16600 | 77.57% | 1.94 | 0 | 11 |  |  |  |  | R-410A | 1.9667 | Residential & Commercial | USHP | Ducted CEE Tier 1
214570539 | Central HP <5.4 tons | BRYANT HEATING AND COOLING SYSTEMS | HRCU-A-CB (Split System: Heat Pump with Remote Outdoor Unit-Air-Source) | 288BNV025*0**C* |  |  | CAP**4221AL*+UI | 986TD60080C21*** | 23800 | 16.5 | 8.1 | 21400 | 16600 | 77.57% | 1.96 | 0 | 11 |  |  |  |  | R-410A | 1.9833 | Residential & Commercial | USHP | Ducted CEE Tier 1
211386002 | Central HP <5.4 tons | JOHNSON CONTROLS | HRCU-A-CB (Split System: Heat Pump with Remote Outdoor Unit-Air-Source) | HMH72B341 |  |  | XAFC48FBCN1 | TM8E080B12MP11 | 33400 | 17 | 8.5 | 32400 | 23800 | 73.46% | 2.04 | 0 | 9 |  |  |  |  | R-410A | 2.7833 | Residential & Commercial | USHP
215677702 | Central HP <5.4 tons | TEMPSTAR | HRCU-A-CB (Split System: Heat Pump with Remote Outdoor Unit-Air-Source) | T5H0V60*K*AAA* |  |  | EVD5X61M24A*+WALLCON | *97CMN0802120B* | 57500 | 18.5 | 9 | 64000 | 45000 | 70.31% | 2.06 | 0 | 9 |  |  |  |  | R-454B | 4.7917 | Residential & Commercial | USHP
215678002 | Central HP <5.4 tons | TEMPSTAR | HRCU-A-CB (Split System: Heat Pump with Remote Outdoor Unit-Air-Source) | T5H0V60*K*AAA* |  |  | EA*5X61M24A*+WALLCON | *97CMN1002122B* | 56000 | 18.5 | 9 | 60000 | 42000 | 70% | 2.02 | 0 | 9 |  |  |  |  | R-454B | 4.6667 | Residential & Commercial | USHP
210473691 | Central HP <5.4 tons | DAY & NIGHT | HRCU-A-CB (Split System: Heat Pump with Remote Outdoor Unit-Air-Source) | CVH825GKA3* |  |  | END4X42L17**+WALLCON | *80CTL0701412A* | 24000 | 17 | 8.1 | 21400 | 16600 | 77.57% | 2 | 0 | 11 |  |  |  |  | R-410A | 2 | Residential & Commercial | USHP | Ducted CEE Tier 1
211386089 | Central HP <5.4 tons | JOHNSON CONTROLS | HRCU-A-CB (Split System: Heat Pump with Remote Outdoor Unit-Air-Source) | HMH72B341 |  |  | XAHC48FXXN1+TXV | TL9E100C20UH11 | 33400 | 15.5 | 8.5 | 32000 | 23400 | 73.12% | 2.04 | 0 | 9 |  |  |  |  | R-410A | 2.7833 | Residential & Commercial | USHP
215434223 | Central HP <5.4 tons | GOODMAN | HRCU-A-CB (Split System: Heat Pump with Remote Outdoor Unit-Air-Source) | GZV7SA3610A* |  |  | CHPEA4830*3A* | G*VT800805D*A* | 35000 | 18.5 | 8.1 | 35000 | 28400 | 81.14% | 2 | 0 | 10.5 |  |  |  |  | R-32 | 2.9167 | Residential & Commercial | USHP | Ducted CEE Tier 1
215434442 | Central HP <5.4 tons | GOODMAN | HRCU-A-CB (Split System: Heat Pump with Remote Outdoor Unit-Air-Source) | GZV7SA4810A* |  |  | CHPEA4830*3A* | G*VT801005C*A* | 45500 | 16.5 | 8.5 | 46000 | 33600 | 73.04% | 2 | 0 | 10 |  |  |  |  | R-32 | 3.7917 | Residential & Commercial | USHP | Ducted CEE Tier 1
215434457 | Central HP <5.4 tons | GOODMAN | HRCU-A-CB (Split System: Heat Pump with Remote Outdoor Unit-Air-Source) | GZV7SA4810A* |  |  | CHPEA6030*3A* | G*VT960804CNA* | 45500 | 16.2 | 8.5 | 46500 | 33600 | 72.26% | 2 | 0 | 10 |  |  |  |  | R-32 | 3.7917 | Residential & Commercial | USHP | Ducted CEE Tier 1
215434226 | Central HP <5.4 tons | GOODMAN | HRCU-A-CB (Split System: Heat Pump with Remote Outdoor Unit-Air-Source) | GZV7SA3610A* |  |  | CHPEA4830*3A* | G*VS960805CUA* | 35000 | 18.5 | 8.1 | 35000 | 28400 | 81.14% | 2 | 0 | 10.5 |  |  |  |  | R-32 | 2.9167 | Residential & Commercial | USHP | Ducted CEE Tier 1
211386130 | Central HP <5.4 tons | JOHNSON CONTROLS | HRCU-A-CB (Split System: Heat Pump with Remote Outdoor Unit-Air-Source) | HMH72B341 |  |  | XAFD48FBCN1 | TL9E100C20UH11 | 34000 | 16 | 8.5 | 32400 | 23800 | 73.46% | 2.08 | 0 | 9.5 |  |  |  |  | R-410A | 2.8333 | Residential & Commercial | USHP
213770931 | Central HP <5.4 tons | DAY & NIGHT | HRCU-A-CB (Split System: Heat Pump with Remote Outdoor Unit-Air-Source) | CVH825GKA2* |  |  | EA*4X36L21A*+WALLCON | *80CTL0901716B* | 23600 | 16.5 | 8.1 | 21400 | 16600 | 77.57% | 1.94 | 0 | 10.5 |  |  |  |  | R-410A | 1.9667 | Residential & Commercial | USHP | Ducted CEE Tier 1
213770981 | Central HP <5.4 tons | DAY & NIGHT | HRCU-A-CB (Split System: Heat Pump with Remote Outdoor Unit-Air-Source) | CVH825GKA2* |  |  | EA*4X36L21A*+WALLCON | *97CMN0801714B* | 23600 | 16.5 | 8.1 | 21600 | 16700 | 77.31% | 1.94 | 0 | 10.5 |  |  |  |  | R-410A | 1.9667 | Residential & Commercial | USHP | Ducted CEE Tier 1
214571139 | Central HP <5.4 tons | BRYANT HEATING AND COOLING SYSTEMS | HRCU-A-CB (Split System: Heat Pump with Remote Outdoor Unit-Air-Source) | 288BNV025*0**C* |  |  | CNPV*3621AL*+UI | 986TD60080C21*** | 23600 | 16.5 | 8.1 | 21400 | 16700 | 78.04% | 1.92 | 0 | 11 |  |  |  |  | R-410A | 1.9667 | Residential & Commercial | USHP | Ducted CEE Tier 1
216769924 | Central HP <5.4 tons | TRANE | HRCU-A-CB (Split System: Heat Pump with Remote Outdoor Unit-Air-Source) | 5TWR7036A1 |  |  | 5PX*C009AS3 | S8X1C100M5PTC | 34400 | 17 | 9 | 32600 | 24200 | 74.23% | 2.22 | 0 | 12 |  |  |  |  | R-454B | 2.8667 | Residential & Commercial | USHP | Ducted CEE Tier 1
215434464 | Central HP <5.4 tons | GOODMAN | HRCU-A-CB (Split System: Heat Pump with Remote Outdoor Unit-Air-Source) | GZV7SA4810A* |  |  | CHPEA6030*3A* | G*VM971205DNA* | 45500 | 16.5 | 8.5 | 46500 | 33600 | 72.26% | 2 | 0 | 10 |  |  |  |  | R-32 | 3.7917 | Residential & Commercial | USHP | Ducted CEE Tier 1
215434439 | Central HP <5.4 tons | GOODMAN | HRCU-A-CB (Split System: Heat Pump with Remote Outdoor Unit-Air-Source) | GZV7SA4810A* |  |  | CHPEA4830*3A* | G*VS800805CUA* | 45500 | 16.5 | 8.5 | 46000 | 33600 | 73.04% | 2 | 0 | 10 |  |  |  |  | R-32 | 3.7917 | Residential & Commercial | USHP | Ducted CEE Tier 1
215429744 | Central HP <5.4 tons | GOODMAN | HRCU-A-CB (Split System: Heat Pump with Remote Outdoor Unit-Air-Source) | GZV7SA3610A* |  |  | AHVE42CP0300A* | 0 | 34800 | 18.5 | 8.5 | 35000 | 28400 | 81.14% | 2 | 0 | 10.5 |  |  |  |  | R-32 | 2.9 | Residential & Commercial | USHP | Ducted CEE Tier 1
211398231 | Central HP <5.4 tons | JOHNSON CONTROLS | HRCU-A-CB (Split System: Heat Pump with Remote Outdoor Unit-Air-Source) | HMH72B341 |  |  | XAFD48FXXN1+TXV | TMLE120C16MP11 | 33600 | 17 | 8.5 | 32400 | 23600 | 72.84% | 2.08 | 0 | 9.5 |  |  |  |  | R-410A | 2.8 | Residential & Commercial | USHP
211398397 | Central HP <5.4 tons | JOHNSON CONTROLS | HRCU-A-CB (Split System: Heat Pump with Remote Outdoor Unit-Air-Source) | HMH72B341 |  |  | XAHD48FBCN1 | TMLE100C16MP11 | 32800 | 16.5 | 8.5 | 31600 | 23200 | 73.42% | 2.02 | 0 | 9.5 |  |  |  |  | R-410A | 2.7333 | Residential & Commercial | USHP
215679602 | Central HP <5.4 tons | TEMPSTAR | HRCU-A-CB (Split System: Heat Pump with Remote Outdoor Unit-Air-Source) | T5H0V36*K*AAA* |  |  | EA*5X61M21A*+WALLCON | *96CTN0802120B* | 34800 | 18 | 9 | 34400 | 24800 | 72.09% | 1.92 | 0 | 10.5 |  |  |  |  | R-454B | 2.9 | Residential & Commercial | USHP | Ducted CEE Tier 1
215679752 | Central HP <5.4 tons | TEMPSTAR | HRCU-A-CB (Split System: Heat Pump with Remote Outdoor Unit-Air-Source) | T5H0V36*K*AAA* |  |  | ESH5X36M12A*+WALLCON | *97CTN0801716A* | 33400 | 16 | 8.5 | 36000 | 25600 | 71.11% | 1.76 | 0 | 9 |  |  |  |  | R-454B | 2.7833 | Residential & Commercial | USHP
215679802 | Central HP <5.4 tons | TEMPSTAR | HRCU-A-CB (Split System: Heat Pump with Remote Outdoor Unit-Air-Source) | T5H0V36*K*AAA* |  |  | ESH5X42M12A*+WALLCON | *80CSU0401712B* | 34000 | 16.5 | 8.5 | 35600 | 25200 | 70.79% | 1.78 | 0 | 9.5 |  |  |  |  | R-454B | 2.8333 | Residential & Commercial | USHP
216767098 | Central HP <5.4 tons | TRANE | HRCU-A-CB (Split System: Heat Pump with Remote Outdoor Unit-Air-Source) | 5TWX7036A1 |  |  | 5TXCD010AS3 | S8V2D120M5PDB | 34600 | 17.1 | 9 | 32400 | 24000 | 74.07% | 2.23 | 0 | 12.5 |  |  |  |  | R-454B | 2.8833 | Residential & Commercial | USHP | Ducted CEE Tier 1
216767109 | Central HP <5.4 tons | TRANE | HRCU-A-CB (Split System: Heat Pump with Remote Outdoor Unit-Air-Source) | 5TWX7048A1 |  |  | 5PX*C009AS3 | S9V2C100U5VSB | 43000 | 15.5 | 8.7 | 44000 | 32400 | 73.64% | 2.18 | 0 | 11.7 |  |  |  |  | R-454B | 3.5833 | Residential & Commercial | USHP | Ducted CEE Tier 1
206767555 | Central HP <5.4 tons | COMFORTMAKER | HRCU-A-CB (Split System: Heat Pump with Remote Outdoor Unit-Air-Source) | CVH825GKA3* |  |  | EA*4X37L21A*+WALLCON | *95CSU1002122A* | 24400 | 17 | 8.5 | 21200 | 16600 | 78.3% | 2.04 | 11.5 | 11 |  |  |  |  | R-410A | 2.0333 | Residential & Commercial | USHP | Ducted CEE Tier 1
216767148 | Central HP <5.4 tons | TRANE | HRCU-A-CB (Split System: Heat Pump with Remote Outdoor Unit-Air-Source) | 5TWX7048A1 |  |  | 5PX*D010AS3 | S8V2C080M5PDB | 43500 | 16 | 8.7 | 44000 | 32200 | 73.18% | 2.19 | 0 | 12 |  |  |  |  | R-454B | 3.625 | Residential & Commercial | USHP | Ducted CEE Tier 1
216767157 | Central HP <5.4 tons | TRANE | HRCU-A-CB (Split System: Heat Pump with Remote Outdoor Unit-Air-Source) | 5TWX7048A1 |  |  | 5PX*DD10AS3 | S8V2D120M5PDB | 43000 | 15.5 | 8.7 | 44000 | 32400 | 73.64% | 2.18 | 0 | 11.7 |  |  |  |  | R-454B | 3.5833 | Residential & Commercial | USHP | Ducted CEE Tier 1
216767166 | Central HP <5.4 tons | TRANE | HRCU-A-CB (Split System: Heat Pump with Remote Outdoor Unit-Air-Source) | 5TWX7048A1 |  |  | 5TXCC009AS3 | S9V2C080U5VSB | 43500 | 16 | 8.7 | 43500 | 32000 | 73.56% | 2.19 | 0 | 12 |  |  |  |  | R-454B | 3.625 | Residential & Commercial | USHP | Ducted CEE Tier 1
216767173 | Central HP <5.4 tons | TRANE | HRCU-A-CB (Split System: Heat Pump with Remote Outdoor Unit-Air-Source) | 5TWX7048A1 |  |  | 5TXCD008AS3 | S8V2C080M5PCB | 43500 | 15.5 | 8.7 | 45000 | 32800 | 72.89% | 2.19 | 0 | 11.7 |  |  |  |  | R-454B | 3.625 | Residential & Commercial | USHP | Ducted CEE Tier 1
216767184 | Central HP <5.4 tons | TRANE | HRCU-A-CB (Split System: Heat Pump with Remote Outdoor Unit-Air-Source) | 5TWX7048A1 |  |  | 5TXCD008AS3 | S9X2D120U5PSB | 43500 | 15.5 | 8.7 | 44500 | 32600 | 73.26% | 2.2 | 0 | 12 |  |  |  |  | R-454B | 3.625 | Residential & Commercial | USHP | Ducted CEE Tier 1
216767216 | Central HP <5.4 tons | TRANE | HRCU-A-CB (Split System: Heat Pump with Remote Outdoor Unit-Air-Source) | 5TWX7060A1 |  |  | 5PX*D010AS3 | S8V2D120M5PDB | 52500 | 15.5 | 8.7 | 50500 | 38500 | 76.24% | 2.21 | 0 | 11.2 |  |  |  |  | R-454B | 4.375 | Residential & Commercial | USHP | Ducted CEE Tier 1
216767257 | Central HP <5.4 tons | TRANE | HRCU-A-CB (Split System: Heat Pump with Remote Outdoor Unit-Air-Source) | 5TWX7060A1 |  |  | 5TXCD008AS3 | S9X2C080U5PSB | 51000 | 15.5 | 8.7 | 52000 | 39000 | 75% | 2.16 | 0 | 10 |  |  |  |  | R-454B | 4.25 | Residential & Commercial | USHP | Ducted CEE Tier 1
215679612 | Central HP <5.4 tons | TEMPSTAR | HRCU-A-CB (Split System: Heat Pump with Remote Outdoor Unit-Air-Source) | T5H0V36*K*AAA* |  |  | EA*5X61M21A*+WALLCON | *80CSU0401712B* | 35000 | 18 | 9 | 34400 | 24800 | 72.09% | 1.92 | 0 | 10 |  |  |  |  | R-454B | 2.9167 | Residential & Commercial | USHP | Ducted CEE Tier 1
215434320 | Central HP <5.4 tons | GOODMAN | HRCU-A-CB (Split System: Heat Pump with Remote Outdoor Unit-Air-Source) | GZV7SA4210A* |  |  | CA*EA6030*3A* | G*VT961005DNA* | 40500 | 17 | 8.8 | 41000 | 31000 | 75.61% | 2 | 0 | 10 |  |  |  |  | R-32 | 3.375 | Residential & Commercial | USHP | Ducted CEE Tier 1
211397705 | Central HP <5.4 tons | JOHNSON CONTROLS | HRCU-A-CB (Split System: Heat Pump with Remote Outdoor Unit-Air-Source) | HMH72B341 |  |  | XAFC48FXXN1+TXV | TM8V100C16MP12 | 34000 | 16.5 | 8.5 | 33200 | 24400 | 73.49% | 2.1 | 0 | 9 |  |  |  |  | R-410A | 2.8333 | Residential & Commercial | USHP
211397853 | Central HP <5.4 tons | JOHNSON CONTROLS | HRCU-A-CB (Split System: Heat Pump with Remote Outdoor Unit-Air-Source) | HMH72B341 |  |  | XAUC48FXXN1+TXV | TMLV100C16MP12 | 34000 | 16.5 | 8.5 | 33200 | 24400 | 73.49% | 2.1 | 0 | 9 |  |  |  |  | R-410A | 2.8333 | Residential & Commercial | USHP
211396367 | Central HP <5.4 tons | JOHNSON CONTROLS | HRCU-A-CB (Split System: Heat Pump with Remote Outdoor Unit-Air-Source) | HMH72B341 |  |  | XAFC48FXXN1+TXV | TM9E060B12MP12 | 33200 | 16.5 | 8.1 | 32600 | 24000 | 73.62% | 2.02 | 0 | 9 |  |  |  |  | R-410A | 2.7667 | Residential & Commercial | USHP
211396684 | Central HP <5.4 tons | JOHNSON CONTROLS | HRCU-A-CB (Split System: Heat Pump with Remote Outdoor Unit-Air-Source) | HMH72B341 |  |  | XAUC48FXXN1+TXV | TM8Y120C20MP11 | 34000 | 16.5 | 8.5 | 33000 | 24200 | 73.33% | 2.1 | 0 | 9.5 |  |  |  |  | R-410A | 2.8333 | Residential & Commercial | USHP
211397038 | Central HP <5.4 tons | JOHNSON CONTROLS | HRCU-A-CB (Split System: Heat Pump with Remote Outdoor Unit-Air-Source) | HMH72B341 |  |  | XAUC48FXXN1+TXV | TM8Y080B12MP11 | 33200 | 17 | 8.5 | 32200 | 23600 | 73.29% | 2.04 | 0 | 9.5 |  |  |  |  | R-410A | 2.7667 | Residential & Commercial | USHP
211397185 | Central HP <5.4 tons | JOHNSON CONTROLS | HRCU-A-CB (Split System: Heat Pump with Remote Outdoor Unit-Air-Source) | HMH72B341 |  |  | XAHC48FBCN1 | TPLC120C20MP13 | 33800 | 16.5 | 8.5 | 32400 | 23800 | 73.46% | 2.06 | 0 | 9 |  |  |  |  | R-410A | 2.8167 | Residential & Commercial | USHP
211397270 | Central HP <5.4 tons | JOHNSON CONTROLS | HRCU-A-CB (Split System: Heat Pump with Remote Outdoor Unit-Air-Source) | HMH72B341 |  |  | XAHD48FXXN1+TXV | TPLC100C16MP13 | 33600 | 16 | 8.5 | 32400 | 23800 | 73.46% | 2.06 | 0 | 9 |  |  |  |  | R-410A | 2.8 | Residential & Commercial | USHP
211394545 | Central HP <5.4 tons | JOHNSON CONTROLS | HRCU-A-CB (Split System: Heat Pump with Remote Outdoor Unit-Air-Source) | HMH72B341 |  |  | XAFD48FXXN1+TXV | TP9C100C20MP13 | 34000 | 16.5 | 8.5 | 33000 | 24200 | 73.33% | 2.1 | 0 | 9 |  |  |  |  | R-410A | 2.8333 | Residential & Commercial | USHP
215679522 | Central HP <5.4 tons | TEMPSTAR | HRCU-A-CB (Split System: Heat Pump with Remote Outdoor Unit-Air-Source) | T5H0V36*K*AAA* |  |  | EA*5X48M21A*+WALLCON | *97CTN0601716A* | 33400 | 17.5 | 9 | 35200 | 25400 | 72.16% | 1.88 | 0 | 9.5 |  |  |  |  | R-454B | 2.7833 | Residential & Commercial | USHP
215679892 | Central HP <5.4 tons | TEMPSTAR | HRCU-A-CB (Split System: Heat Pump with Remote Outdoor Unit-Air-Source) | T5H0V36*K*AAA* |  |  | ESH5X48M12A*+WALLCON | *80CSU0601716B* | 34200 | 17 | 8.5 | 35400 | 25200 | 71.19% | 1.9 | 0 | 9.5 |  |  |  |  | R-454B | 2.85 | Residential & Commercial | USHP
212973892 | Central HP <5.4 tons | CARRIER | HRCU-A-CB (Split System: Heat Pump with Remote Outdoor Unit-Air-Source) | 38MURAQ24AB3* |  |  | CNPV*2417AL* | 59SP6B080V17**16 | 23400 | 16.5 | 8.5 | 27000 | 24800 | 91.85% | 2.04 | 0 | 10 |  |  |  |  | R-410A | 1.95 | Residential & Commercial | USHP | Ducted CEE Tier 1
212985909 | Central HP <5.4 tons | DAY & NIGHT | HRCU-A-CB (Split System: Heat Pump with Remote Outdoor Unit-Air-Source) | DLCURAH18ABK |  |  | EA*4X25L17A* | *96MSN0261410A* | 17800 | 16.5 | 8.1 | 17700 | 17700 | 100% | 2.14 | 0 | 10.5 |  |  |  |  | R-410A | 1.4833 | Residential & Commercial | USHP | Ducted CEE Tier 1
212984955 | Central HP <5.4 tons | DAY & NIGHT | HRCU-A-CB (Split System: Heat Pump with Remote Outdoor Unit-Air-Source) | DLCURAH36ABK |  |  | EA*4X48L24A* | *92MSN0802120A* | 35800 | 16.5 | 8.5 | 37800 | 34600 | 91.53% | 2.02 | 0 | 10 |  |  |  |  | R-410A | 2.9833 | Residential & Commercial | USHP | Ducted CEE Tier 1
212984655 | Central HP <5.4 tons | DAY & NIGHT | HRCU-A-CB (Split System: Heat Pump with Remote Outdoor Unit-Air-Source) | DLCURAH24ABK |  |  | EN(A,D)4X24L17** | *92MSN0801716A* | 23600 | 17 | 8.5 | 27000 | 24400 | 90.37% | 2.02 | 0 | 10 |  |  |  |  | R-410A | 1.9667 | Residential & Commercial | USHP | Ducted CEE Tier 1
211398505 | Central HP <5.4 tons | JOHNSON CONTROLS | HRCU-A-CB (Split System: Heat Pump with Remote Outdoor Unit-Air-Source) | HMH72B341 |  |  | XAFD48FBCN1 | TMLE100C16MP11 | 33600 | 17 | 8.5 | 32400 | 23600 | 72.84% | 2.08 | 0 | 9.5 |  |  |  |  | R-410A | 2.8 | Residential & Commercial | USHP
211398692 | Central HP <5.4 tons | JOHNSON CONTROLS | HRCU-A-CB (Split System: Heat Pump with Remote Outdoor Unit-Air-Source) | HMH72B341 |  |  | XAFC48FBCN1 | TM8E100B12MP11 | 33400 | 17 | 8.5 | 32400 | 23800 | 73.46% | 2.06 | 0 | 9.5 |  |  |  |  | R-410A | 2.7833 | Residential & Commercial | USHP
211398442 | Central HP <5.4 tons | JOHNSON CONTROLS | HRCU-A-CB (Split System: Heat Pump with Remote Outdoor Unit-Air-Source) | HMH72B341 |  |  | XAHC48FBCN1 | TM8E100C16MP11 | 33000 | 17 | 8.5 | 31800 | 23200 | 72.96% | 2.04 | 0 | 9.5 |  |  |  |  | R-410A | 2.75 | Residential & Commercial | USHP
211398491 | Central HP <5.4 tons | JOHNSON CONTROLS | HRCU-A-CB (Split System: Heat Pump with Remote Outdoor Unit-Air-Source) | HMH72B341 |  |  | XAFD48FBCN1 | TM8E100C16MP11 | 33600 | 17 | 8.5 | 32400 | 23600 | 72.84% | 2.08 | 0 | 9.5 |  |  |  |  | R-410A | 2.8 | Residential & Commercial | USHP
215681293 | Central HP <5.4 tons | CARRIER | HRCU-A-CB (Split System: Heat Pump with Remote Outdoor Unit-Air-Source) | 27VNA048A*030* |  |  | CAA**4821AM*+UI | 59TN6C080C21**20 | 44000 | 17.5 | 9 | 48500 | 34200 | 70.52% | 2.06 | 0 | 9.5 |  |  |  |  | R-454B | 3.6667 | Residential & Commercial | USHP
211398625 | Central HP <5.4 tons | JOHNSON CONTROLS | HRCU-A-CB (Split System: Heat Pump with Remote Outdoor Unit-Air-Source) | HMH72B341 |  |  | XAHC48FXXN1+TXV | TMLE100B12MP11 | 32600 | 17 | 8.1 | 31800 | 23200 | 72.96% | 2.02 | 0 | 9 |  |  |  |  | R-410A | 2.7167 | Residential & Commercial | USHP
211398087 | Central HP <5.4 tons | JOHNSON CONTROLS | HRCU-A-CB (Split System: Heat Pump with Remote Outdoor Unit-Air-Source) | HMH72B341 |  |  | XAUC48FXXN1+TXV | TPLC080B12MP13 | 33000 | 16 | 8.1 | 32600 | 24000 | 73.62% | 2.02 | 0 | 9 |  |  |  |  | R-410A | 2.75 | Residential & Commercial | USHP
211397838 | Central HP <5.4 tons | JOHNSON CONTROLS | HRCU-A-CB (Split System: Heat Pump with Remote Outdoor Unit-Air-Source) | HMH72B341 |  |  | XAFC48FBCN1 | TMLV100C16MP12 | 34000 | 16.5 | 8.5 | 33200 | 24400 | 73.49% | 2.1 | 0 | 9 |  |  |  |  | R-410A | 2.8333 | Residential & Commercial | USHP
216767259 | Central HP <5.4 tons | TRANE | HRCU-A-CB (Split System: Heat Pump with Remote Outdoor Unit-Air-Source) | 5TWX7060A1 |  |  | 5TXCD010AS3 | S9X1C080U5PSB | 52500 | 15.5 | 8.7 | 51000 | 38500 | 75.49% | 2.19 | 0 | 10 |  |  |  |  | R-454B | 4.375 | Residential & Commercial | USHP | Ducted CEE Tier 1
213771731 | Central HP <5.4 tons | DAY & NIGHT | HRCU-A-CB (Split System: Heat Pump with Remote Outdoor Unit-Air-Source) | CVH825GKA2* |  |  | EA*4X48L24A*+WALLCON | *96CTN1002122B* | 24200 | 16.5 | 8.1 | 21000 | 16500 | 78.57% | 2.02 | 0 | 11 |  |  |  |  | R-410A | 2.0167 | Residential & Commercial | USHP | Ducted CEE Tier 1
216769958 | Central HP <5.4 tons | TRANE | HRCU-A-CB (Split System: Heat Pump with Remote Outdoor Unit-Air-Source) | 5TWR7036A1 |  |  | 5TXCC005AS3 | S8X2C100M5PTC | 32200 | 16 | 8.7 | 32200 | 23800 | 73.91% | 2.12 | 0 | 11.7 |  |  |  |  | R-454B | 2.6833 | Residential & Commercial | USHP | Ducted CEE Tier 1
215682083 | Central HP <5.4 tons | CARRIER | HRCU-A-CB (Split System: Heat Pump with Remote Outdoor Unit-Air-Source) | 27VNA048A*030* |  |  | CVAMA6124XMA*+UI | 59TN7A120C24**22 | 48500 | 19.5 | 9.5 | 50000 | 36600 | 73.2% | 2.12 | 0 | 10.5 |  |  |  |  | R-454B | 4.0417 | Residential & Commercial | USHP | Ducted CEE Tier 1
215682183 | Central HP <5.4 tons | CARRIER | HRCU-A-CB (Split System: Heat Pump with Remote Outdoor Unit-Air-Source) | 27VNA048A*030* |  |  | CVAVA4824XMA*+UI | 58CU*B080C21**20 | 47500 | 18.5 | 9 | 50000 | 36000 | 72% | 2.02 | 0 | 10 |  |  |  |  | R-454B | 3.9583 | Residential & Commercial | USHP | Ducted CEE Tier 1
215429198 | Central HP <5.4 tons | GOODMAN | HRCU-A-CB (Split System: Heat Pump with Remote Outdoor Unit-Air-Source) | GZV7SA4210A* |  |  | AHVE60DP1300A* | 0 | 41000 | 17.5 | 8.8 | 41000 | 31000 | 75.61% | 2 | 0 | 10 |  |  |  |  | R-32 | 3.4167 | Residential & Commercial | USHP | Ducted CEE Tier 1
211398318 | Central HP <5.4 tons | JOHNSON CONTROLS | HRCU-A-CB (Split System: Heat Pump with Remote Outdoor Unit-Air-Source) | HMH72B341 |  |  | XAUC48FXXN1+TXV | TM8E120C16MP11 | 33600 | 17 | 8.5 | 32400 | 23600 | 72.84% | 2.08 | 0 | 9.5 |  |  |  |  | R-410A | 2.8 | Residential & Commercial | USHP
215679932 | Central HP <5.4 tons | TEMPSTAR | HRCU-A-CB (Split System: Heat Pump with Remote Outdoor Unit-Air-Source) | T5H0V36*K*AAA* |  |  | ESH5X48M12A*+WALLCON | *97CTN1202422A* | 34200 | 17 | 8.5 | 35400 | 25200 | 71.19% | 1.9 | 0 | 9.5 |  |  |  |  | R-454B | 2.85 | Residential & Commercial | USHP
215681303 | Central HP <5.4 tons | CARRIER | HRCU-A-CB (Split System: Heat Pump with Remote Outdoor Unit-Air-Source) | 27VNA048A*030* |  |  | CAA**4821AM*+UI | 58CU*B040C17**12 | 44000 | 17.5 | 9 | 48500 | 34000 | 70.1% | 2.04 | 0 | 9.5 |  |  |  |  | R-454B | 3.6667 | Residential & Commercial | USHP
207826675 | Central HP <5.4 tons | Weathermaker | HRCU-A-CB (Split System: Heat Pump with Remote Outdoor Unit-Air-Source) | 38MARBQ24AA3 |  |  | 40MBABQ24XB3 | 0 | 23000 | 18.4 | 9.3 | 26000 | 21200 | 81.54% | 1.9 | 12.5 | 11.7 |  |  |  |  | R-410A | 1.9167 | Residential & Commercial | USHP | Ducted CEE Tier 1
216733790 | Central HP <5.4 tons | DAY & NIGHT | HRCU-A-CB (Split System: Heat Pump with Remote Outdoor Unit-Air-Source) | D5CUHAH24AAK |  |  | EA*5X30M14A* | *96VTN0401410B* | 22000 | 15.5 | 8.1 | 20800 | 18900 | 90.87% | 1.9 | 0 | 10.5 |  |  |  |  | R-454B | 1.8333 | Residential & Commercial | USHP | Ducted CEE Tier 1
215682483 | Central HP <5.4 tons | CARRIER | HRCU-A-CB (Split System: Heat Pump with Remote Outdoor Unit-Air-Source) | 27VNA048A*030* |  |  | CVAVA6121XMA*+UI | 59TN7A080C17**16 | 48000 | 18.5 | 9 | 50000 | 37400 | 74.8% | 2 | 0 | 10 |  |  |  |  | R-454B | 4 | Residential & Commercial | USHP | Ducted CEE Tier 1
215676662 | Central HP <5.4 tons | TEMPSTAR | HRCU-A-CB (Split System: Heat Pump with Remote Outdoor Unit-Air-Source) | T5H0V48*K*AAA* |  |  | EVD5X60M24A*+WALLCON | *97CMN0602120B* | 47500 | 18.5 | 9 | 50000 | 37000 | 74% | 1.98 | 0 | 10 |  |  |  |  | R-454B | 3.9583 | Residential & Commercial | USHP | Ducted CEE Tier 1
215434311 | Central HP <5.4 tons | GOODMAN | HRCU-A-CB (Split System: Heat Pump with Remote Outdoor Unit-Air-Source) | GZV7SA4210A* |  |  | CA*EA6030*3A* | G*VM971205DNA* | 40500 | 17 | 8.8 | 41000 | 31000 | 75.61% | 2 | 0 | 10 |  |  |  |  | R-32 | 3.375 | Residential & Commercial | USHP | Ducted CEE Tier 1
215434331 | Central HP <5.4 tons | GOODMAN | HRCU-A-CB (Split System: Heat Pump with Remote Outdoor Unit-Air-Source) | GZV7SA4210A* |  |  | CHPEA4830*3A* | G*VT960804CNA* | 40500 | 16.5 | 8.6 | 41000 | 31000 | 75.61% | 2 | 0 | 10 |  |  |  |  | R-32 | 3.375 | Residential & Commercial | USHP | Ducted CEE Tier 1
215675982 | Central HP <5.4 tons | TEMPSTAR | HRCU-A-CB (Split System: Heat Pump with Remote Outdoor Unit-Air-Source) | T5H0V48*K*AAA* |  |  | EVM5X61M24A*+WALLCON | *80CTL0702120B* | 48500 | 19 | 9.5 | 50000 | 36800 | 73.6% | 2.1 | 0 | 10.5 |  |  |  |  | R-454B | 4.0417 | Residential & Commercial | USHP | Ducted CEE Tier 1
215676032 | Central HP <5.4 tons | TEMPSTAR | HRCU-A-CB (Split System: Heat Pump with Remote Outdoor Unit-Air-Source) | T5H0V48*K*AAA* |  |  | EVM5X61M24A*+WALLCON | *95CSU1002122B* | 48500 | 19 | 9 | 50000 | 36600 | 73.2% | 2.1 | 0 | 10.5 |  |  |  |  | R-454B | 4.0417 | Residential & Commercial | USHP | Ducted CEE Tier 1
215676132 | Central HP <5.4 tons | TEMPSTAR | HRCU-A-CB (Split System: Heat Pump with Remote Outdoor Unit-Air-Source) | T5H0V48*K*AAA* |  |  | EVD5X48M21A*+WALLCON | *80CTL1102120B* | 47000 | 18.5 | 9 | 50000 | 36400 | 72.8% | 2 | 0 | 10 |  |  |  |  | R-454B | 3.9167 | Residential & Commercial | USHP | Ducted CEE Tier 1
215676202 | Central HP <5.4 tons | TEMPSTAR | HRCU-A-CB (Split System: Heat Pump with Remote Outdoor Unit-Air-Source) | T5H0V48*K*AAA* |  |  | EVD5X48M24A*+WALLCON | *80CTL0702120B* | 47000 | 18.5 | 9 | 50000 | 36600 | 73.2% | 2.02 | 0 | 10 |  |  |  |  | R-454B | 3.9167 | Residential & Commercial | USHP | Ducted CEE Tier 1
212982409 | Central HP <5.4 tons | BRYANT HEATING AND COOLING SYSTEMS | HRCU-A-CB (Split System: Heat Pump with Remote Outdoor Unit-Air-Source) | 38MURAQ18AB3* |  |  | CAP**3017AL* | 83*SB36040M17*** | 17500 | 16 | 8.5 | 18100 | 18500 | 102.2% | 2.24 | 0 | 10.5 |  |  |  |  | R-410A | 1.4583 | Residential & Commercial | USHP | Ducted CEE Tier 1
212983306 | Central HP <5.4 tons | BRYANT HEATING AND COOLING SYSTEMS | HRCU-A-CB (Split System: Heat Pump with Remote Outdoor Unit-Air-Source) | 38MURAQ18AB3* |  |  | CNPV*3017AL* | 912SE36040M17*** | 17400 | 15.5 | 8.1 | 18100 | 18700 | 103.3% | 2.24 | 0 | 10.5 |  |  |  |  | R-410A | 1.45 | Residential & Commercial | USHP | Ducted CEE Tier 1
215318840 | Central HP <5.4 tons | Weathermaker | HRCU-A-CB (Split System: Heat Pump with Remote Outdoor Unit-Air-Source) | 37MURAQ24AA3 |  |  | 45MUAAQ24XX3 | 0 | 24000 | 18.2 | 9.7 | 26000 | 21600 | 83.08% | 1.87 | 0 | 11 |  |  |  |  | R-454B | 2 | Residential & Commercial | USHP | Ducted CEE Tier 1
212983647 | Central HP <5.4 tons | BRYANT HEATING AND COOLING SYSTEMS | HRCU-A-CB (Split System: Heat Pump with Remote Outdoor Unit-Air-Source) | 38MURAQ18AB3* |  |  | CAP**2417AL* | 912SE36060M14*** | 17600 | 16 | 8.5 | 18500 | 19400 | 104.9% | 2.34 | 0 | 10.5 |  |  |  |  | R-410A | 1.4667 | Residential & Commercial | USHP | Ducted CEE Tier 1
212985894 | Central HP <5.4 tons | BRYANT HEATING AND COOLING SYSTEMS | HRCU-A-CB (Split System: Heat Pump with Remote Outdoor Unit-Air-Source) | 38MURAQ18AB3* |  |  | CAP**2417AL* | 916SA30026M14*** | 17300 | 16 | 8.5 | 18200 | 19400 | 106.6% | 2.34 | 0 | 10.5 |  |  |  |  | R-410A | 1.4417 | Residential & Commercial | USHP | Ducted CEE Tier 1
215679272 | Central HP <5.4 tons | TEMPSTAR | HRCU-A-CB (Split System: Heat Pump with Remote Outdoor Unit-Air-Source) | T5H0V36*K*AAA* |  |  | EA*5X37M17A*+WALLCON | *97CTN0801716A* | 33800 | 17.5 | 9 | 35800 | 25600 | 71.51% | 1.86 | 0 | 9.5 |  |  |  |  | R-454B | 2.8167 | Residential & Commercial | USHP
214075391 | Central HP <5.4 tons | RHEEM | HRCU-A-CB (Split System: Heat Pump with Remote Outdoor Unit-Air-Source) | RD17AZ60AJ3N |  |  | RCFZ6024STANM | R962V1005A21M4S | 55000 | 18 | 8.1 | 54000 | 49500 | 91.67% | 1.75 | 0 | 10 |  |  |  |  | R-410A | 4.5833 | Residential & Commercial | USHP | Ducted CEE Tier 1
215675562 | Central HP <5.4 tons | TEMPSTAR | HRCU-A-CB (Split System: Heat Pump with Remote Outdoor Unit-Air-Source) | T5H0V48*K*AAA* |  |  | EVM5X49M21A*+WALLCON | *80CTL0901716B* | 48000 | 19 | 9 | 50000 | 37000 | 74% | 1.98 | 0 | 10 |  |  |  |  | R-454B | 4 | Residential & Commercial | USHP | Ducted CEE Tier 1
215675712 | Central HP <5.4 tons | TEMPSTAR | HRCU-A-CB (Split System: Heat Pump with Remote Outdoor Unit-Air-Source) | T5H0V48*K*AAA* |  |  | EVM5X60M21A*+WALLCON | *80CTL0701716B* | 48000 | 18.5 | 9 | 50000 | 37200 | 74.4% | 2 | 0 | 10 |  |  |  |  | R-454B | 4 | Residential & Commercial | USHP | Ducted CEE Tier 1
215675812 | Central HP <5.4 tons | TEMPSTAR | HRCU-A-CB (Split System: Heat Pump with Remote Outdoor Unit-Air-Source) | T5H0V48*K*AAA* |  |  | EVM5X60M21A*+WALLCON | *97CMN0802120B* | 48000 | 19 | 9 | 50000 | 36800 | 73.6% | 2 | 0 | 10 |  |  |  |  | R-454B | 4 | Residential & Commercial | USHP | Ducted CEE Tier 1
215676062 | Central HP <5.4 tons | TEMPSTAR | HRCU-A-CB (Split System: Heat Pump with Remote Outdoor Unit-Air-Source) | T5H0V48*K*AAA* |  |  | EVM5X61M24A*+WALLCON | *97CMN1002122B* | 48500 | 19.5 | 9.5 | 50000 | 36600 | 73.2% | 2.12 | 0 | 10.5 |  |  |  |  | R-454B | 4.0417 | Residential & Commercial | USHP | Ducted CEE Tier 1
215433941 | Central HP <5.4 tons | GOODMAN | HRCU-A-CB (Split System: Heat Pump with Remote Outdoor Unit-Air-Source) | GZV7SA4210A* |  |  | CA*EA6030*3A*+MBVK16CP1X00A* | 0 | 40500 | 17.5 | 8.8 | 41000 | 31000 | 75.61% | 2 | 0 | 10 |  |  |  |  | R-32 | 3.375 | Residential & Commercial | USHP | Ducted CEE Tier 1
215434309 | Central HP <5.4 tons | GOODMAN | HRCU-A-CB (Split System: Heat Pump with Remote Outdoor Unit-Air-Source) | GZV7SA4210A* |  |  | CA*EA6030*3A* | G*VM970804CNA* | 40500 | 16.5 | 8.8 | 41000 | 31000 | 75.61% | 2 | 0 | 10 |  |  |  |  | R-32 | 3.375 | Residential & Commercial | USHP | Ducted CEE Tier 1
215434340 | Central HP <5.4 tons | GOODMAN | HRCU-A-CB (Split System: Heat Pump with Remote Outdoor Unit-Air-Source) | GZV7SA4210A* |  |  | CHPEA6030*3A* | G*VT800804C*A* | 40500 | 17 | 8.6 | 41000 | 31000 | 75.61% | 2 | 0 | 10 |  |  |  |  | R-32 | 3.375 | Residential & Commercial | USHP | Ducted CEE Tier 1
215676912 | Central HP <5.4 tons | TEMPSTAR | HRCU-A-CB (Split System: Heat Pump with Remote Outdoor Unit-Air-Source) | T5H0V48*K*AAA* |  |  | EVD5X61M24A*+WALLCON | *97CMN0602120B* | 48000 | 19 | 9 | 50000 | 37200 | 74.4% | 1.98 | 0 | 10 |  |  |  |  | R-454B | 4 | Residential & Commercial | USHP | Ducted CEE Tier 1
215676192 | Central HP <5.4 tons | TEMPSTAR | HRCU-A-CB (Split System: Heat Pump with Remote Outdoor Unit-Air-Source) | T5H0V48*K*AAA* |  |  | EVD5X48M24A*+WALLCON | *80CSU1002120A* | 47000 | 18.5 | 9 | 50000 | 36600 | 73.2% | 2.02 | 0 | 10 |  |  |  |  | R-454B | 3.9167 | Residential & Commercial | USHP | Ducted CEE Tier 1
215936690 | Central HP <5.4 tons | DAY & NIGHT | HRCU-A-CB (Split System: Heat Pump with Remote Outdoor Unit-Air-Source) | C5H3V36*K*AAA* |  |  | EVD5X60M21A*+WALLCON | *97CMN0801714B* | 35400 | 21.5 | 8.5 | 38500 | 29000 | 75.32% | 2.02 | 0 | 12 |  |  |  |  | R-454B | 2.95 | Residential & Commercial | USHP | Ducted CEE Tier 1
215935720 | Central HP <5.4 tons | DAY & NIGHT | HRCU-A-CB (Split System: Heat Pump with Remote Outdoor Unit-Air-Source) | C5H3V36*K*AAA* |  |  | EVD5X36M21A*+WALLCON | *97CMN0602120B* | 34200 | 20.5 | 8.5 | 39000 | 28600 | 73.33% | 2.04 | 0 | 11.5 |  |  |  |  | R-454B | 2.85 | Residential & Commercial | USHP | Ducted CEE Tier 1
211396601 | Central HP <5.4 tons | JOHNSON CONTROLS | HRCU-A-CB (Split System: Heat Pump with Remote Outdoor Unit-Air-Source) | HMH72B341 |  |  | XAFD48FXXN1+TXV | TM8Y100C20MP11 | 34000 | 16.5 | 8.5 | 34000 | 24200 | 71.18% | 2.1 | 0 | 9.5 |  |  |  |  | R-410A | 2.8333 | Residential & Commercial | USHP
211396617 | Central HP <5.4 tons | JOHNSON CONTROLS | HRCU-A-CB (Split System: Heat Pump with Remote Outdoor Unit-Air-Source) | HMH72B341 |  |  | XAFD48FBCN1 | TM8Y120C20MP11 | 34000 | 16.5 | 8.5 | 34000 | 24200 | 71.18% | 2.1 | 0 | 9.5 |  |  |  |  | R-410A | 2.8333 | Residential & Commercial | USHP
211396870 | Central HP <5.4 tons | JOHNSON CONTROLS | HRCU-A-CB (Split System: Heat Pump with Remote Outdoor Unit-Air-Source) | HMH72B341 |  |  | XAFD48FBCN1 | TM8Y100C16MP11 | 34000 | 17.5 | 8.5 | 33200 | 24400 | 73.49% | 2.08 | 0 | 9 |  |  |  |  | R-410A | 2.8333 | Residential & Commercial | USHP
211397053 | Central HP <5.4 tons | JOHNSON CONTROLS | HRCU-A-CB (Split System: Heat Pump with Remote Outdoor Unit-Air-Source) | HMH72B341 |  |  | XAHC48FXXN1+TXV | TM8V120C20MP12 | 33800 | 16.5 | 8.5 | 32400 | 23800 | 73.46% | 2.06 | 0 | 9 |  |  |  |  | R-410A | 2.8167 | Residential & Commercial | USHP
214499908 | Central HP <5.4 tons | GOODMAN | HRCU-A-CB (Split System: Heat Pump with Remote Outdoor Unit-Air-Source) | GSZS601810A* |  |  | CA*EA1818*4B*+MBVC1600**-1A* | 0 | 16600 | 17.5 | 8.5 | 17400 | 13000 | 74.71% | 2.1 | 0 | 10.9 |  |  |  |  | R-410A | 1.3833 | Residential & Commercial | USHP | Ducted CEE Tier 1
214500841 | Central HP <5.4 tons | GOODMAN | HRCU-A-CB (Split System: Heat Pump with Remote Outdoor Unit-Air-Source) | GSZS601810A* |  |  | CA*EA1818*4B*+MBVK16CP1X00A* | 0 | 16600 | 17.5 | 8.5 | 17400 | 13000 | 74.71% | 2.1 | 0 | 10.9 |  |  |  |  | R-410A | 1.3833 | Residential & Commercial | USHP | Ducted CEE Tier 1
216734356 | Central HP <5.4 tons | BRYANT HEATING AND COOLING SYSTEMS | HRCU-A-CB (Split System: Heat Pump with Remote Outdoor Unit-Air-Source) | 37MUHAQ24AA3 |  |  | CAA**3617AM* | 8(0,1)*SB36045M14*** | 22400 | 16 | 8.5 | 20800 | 18700 | 89.9% | 1.96 | 0 | 11 |  |  |  |  | R-454B | 1.8667 | Residential & Commercial | USHP | Ducted CEE Tier 1
214075353 | Central HP <5.4 tons | RHEEM | HRCU-A-CB (Split System: Heat Pump with Remote Outdoor Unit-Air-Source) | RD17AZ60AJ3N |  |  | RCFZ6024STANM | R921V0705A21M4S | 55000 | 18 | 8.1 | 54000 | 49500 | 91.67% | 1.75 | 0 | 10 |  |  |  |  | R-410A | 4.5833 | Residential & Commercial | USHP | Ducted CEE Tier 1
215433926 | Central HP <5.4 tons | GOODMAN | HRCU-A-CB (Split System: Heat Pump with Remote Outdoor Unit-Air-Source) | GZV7SA3610A* |  |  | CA*EA6030*3A*+MBVK16CP1X00A* | 0 | 35000 | 19 | 8.5 | 35000 | 28400 | 81.14% | 2 | 0 | 10.5 |  |  |  |  | R-32 | 2.9167 | Residential & Commercial | USHP | Ducted CEE Tier 1
215937855 | Central HP <5.4 tons | BRYANT HEATING AND COOLING SYSTEMS | HRCU-A-CB (Split System: Heat Pump with Remote Outdoor Unit-Air-Source) | 293VAN048**AA* |  |  | CVAVA4821XMA*+UI | 986TD66100C21*** | 44500 | 20 | 8.1 | 52000 | 38500 | 74.04% | 2 | 0 | 11 |  |  |  |  | R-454B | 3.7083 | Residential & Commercial | USHP | Ducted CEE Tier 1
215434318 | Central HP <5.4 tons | GOODMAN | HRCU-A-CB (Split System: Heat Pump with Remote Outdoor Unit-Air-Source) | GZV7SA4210A* |  |  | CA*EA6030*3A* | G*VT960804CNA* | 40500 | 16.5 | 8.8 | 41000 | 31000 | 75.61% | 2 | 0 | 10 |  |  |  |  | R-32 | 3.375 | Residential & Commercial | USHP | Ducted CEE Tier 1
215434319 | Central HP <5.4 tons | GOODMAN | HRCU-A-CB (Split System: Heat Pump with Remote Outdoor Unit-Air-Source) | GZV7SA4210A* |  |  | CA*EA6030*3A* | G*VT961005CNA* | 40500 | 16.5 | 8.8 | 41000 | 31000 | 75.61% | 2 | 0 | 10 |  |  |  |  | R-32 | 3.375 | Residential & Commercial | USHP | Ducted CEE Tier 1
215434334 | Central HP <5.4 tons | GOODMAN | HRCU-A-CB (Split System: Heat Pump with Remote Outdoor Unit-Air-Source) | GZV7SA4210A* |  |  | CHPEA4830*3A* | G*VT961205DNA* | 40500 | 17 | 8.6 | 41000 | 31000 | 75.61% | 2 | 0 | 10 |  |  |  |  | R-32 | 3.375 | Residential & Commercial | USHP | Ducted CEE Tier 1
212971351 | Central HP <5.4 tons | BRYANT HEATING AND COOLING SYSTEMS | HRCU-A-CB (Split System: Heat Pump with Remote Outdoor Unit-Air-Source) | 38MURAQ18AB3* |  |  | CAP**1917AL* | 82*TB36045V14*** | 18100 | 16.5 | 8.5 | 18000 | 17700 | 98.33% | 2.16 | 0 | 11 |  |  |  |  | R-410A | 1.5083 | Residential & Commercial | USHP | Ducted CEE Tier 1
215676512 | Central HP <5.4 tons | TEMPSTAR | HRCU-A-CB (Split System: Heat Pump with Remote Outdoor Unit-Air-Source) | T5H0V48*K*AAA* |  |  | EVD5X60M21A*+WALLCON | *95CSU0802120B* | 48000 | 18.5 | 9 | 50000 | 36800 | 73.6% | 2 | 0 | 10 |  |  |  |  | R-454B | 4 | Residential & Commercial | USHP | Ducted CEE Tier 1
214075232 | Central HP <5.4 tons | RHEEM | HRCU-A-CB (Split System: Heat Pump with Remote Outdoor Unit-Air-Source) | RD17AZ60AJ3N |  |  | RCFZ6024STANM | R801V0755A21UHS | 55500 | 18 | 8.1 | 54000 | 49500 | 91.67% | 1.75 | 0 | 10 |  |  |  |  | R-410A | 4.625 | Residential & Commercial | USHP | Ducted CEE Tier 1
214229024 | Central HP <5.4 tons | BRYANT HEATING AND COOLING SYSTEMS | HRCU-A-CB (Split System: Heat Pump with Remote Outdoor Unit-Air-Source) | 38MURAQ18AB3* |  |  | CNPV*3017AL* | 83*SB48060M17*** | 17800 | 16.5 | 8.1 | 18300 | 18500 | 101.1% | 2.22 | 0 | 11 |  |  |  |  | R-410A | 1.4833 | Residential & Commercial | USHP | Ducted CEE Tier 1
212975799 | Central HP <5.4 tons | BRYANT HEATING AND COOLING SYSTEMS | HRCU-A-CB (Split System: Heat Pump with Remote Outdoor Unit-Air-Source) | 38MURAQ18AB3* |  |  | CAP**2517AL* | 926TC48080V17*** | 17800 | 16.5 | 8.1 | 17600 | 17800 | 101.1% | 2.14 | 0 | 10.5 |  |  |  |  | R-410A | 1.4833 | Residential & Commercial | USHP | Ducted CEE Tier 1
212973373 | Central HP <5.4 tons | BRYANT HEATING AND COOLING SYSTEMS | HRCU-A-CB (Split System: Heat Pump with Remote Outdoor Unit-Air-Source) | 38MURAQ18AB3* |  |  | CNPV*2417AL* | 926SB36060V14*** | 17500 | 16 | 8.5 | 18500 | 19200 | 103.8% | 2.3 | 0 | 10.5 |  |  |  |  | R-410A | 1.4583 | Residential & Commercial | USHP | Ducted CEE Tier 1
212974911 | Central HP <5.4 tons | CARRIER | HRCU-A-CB (Split System: Heat Pump with Remote Outdoor Unit-Air-Source) | 38MURAQ24AB3* |  |  | CAP**2414AL* | 59TP6C040V14**10 | 23000 | 16 | 8.5 | 27000 | 27200 | 100.7% | 2.3 | 0 | 9.5 |  |  |  |  | R-410A | 1.9167 | Residential & Commercial | USHP
212974912 | Central HP <5.4 tons | CARRIER | HRCU-A-CB (Split System: Heat Pump with Remote Outdoor Unit-Air-Source) | 38MURAQ24AB3* |  |  | CAP**2414AL* | GG96VTAB30040A** | 23000 | 16 | 8.5 | 27000 | 27200 | 100.7% | 2.3 | 0 | 9.5 |  |  |  |  | R-410A | 1.9167 | Residential & Commercial | USHP
212973692 | Central HP <5.4 tons | CARRIER | HRCU-A-CB (Split System: Heat Pump with Remote Outdoor Unit-Air-Source) | 38MURAQ18AB3* |  |  | CNPV*2417AL* | 59SP6B080V17**16 | 17700 | 16 | 8.5 | 18700 | 19100 | 102.1% | 2.3 | 0 | 11 |  |  |  |  | R-410A | 1.475 | Residential & Commercial | USHP | Ducted CEE Tier 1
212974678 | Central HP <5.4 tons | CARRIER | HRCU-A-CB (Split System: Heat Pump with Remote Outdoor Unit-Air-Source) | 38MURAQ18AB3* |  |  | CAP**3017AL* | GG96VTAB30040A** | 17300 | 16 | 8.5 | 18100 | 18900 | 104.4% | 2.26 | 0 | 10.5 |  |  |  |  | R-410A | 1.4417 | Residential & Commercial | USHP | Ducted CEE Tier 1
212974925 | Central HP <5.4 tons | CARRIER | HRCU-A-CB (Split System: Heat Pump with Remote Outdoor Unit-Air-Source) | 38MURAQ24AB3* |  |  | CAP**2417AL* | GG96VTAB30040A** | 23000 | 16 | 8.5 | 27000 | 27000 | 100% | 2.28 | 0 | 9.5 |  |  |  |  | R-410A | 1.9167 | Residential & Commercial | USHP
215676582 | Central HP <5.4 tons | TEMPSTAR | HRCU-A-CB (Split System: Heat Pump with Remote Outdoor Unit-Air-Source) | T5H0V48*K*AAA* |  |  | EVD5X60M21A*+WALLCON | *96CTN1002122B* | 48000 | 19 | 9 | 50000 | 36600 | 73.2% | 2 | 0 | 10 |  |  |  |  | R-454B | 4 | Residential & Commercial | USHP | Ducted CEE Tier 1
215676682 | Central HP <5.4 tons | TEMPSTAR | HRCU-A-CB (Split System: Heat Pump with Remote Outdoor Unit-Air-Source) | T5H0V48*K*AAA* |  |  | EVD5X60M24A*+WALLCON | *96CTN1202422B* | 48000 | 19 | 9 | 50000 | 36600 | 73.2% | 2 | 0 | 10.5 |  |  |  |  | R-454B | 4 | Residential & Commercial | USHP | Ducted CEE Tier 1
215676732 | Central HP <5.4 tons | TEMPSTAR | HRCU-A-CB (Split System: Heat Pump with Remote Outdoor Unit-Air-Source) | T5H0V48*K*AAA* |  |  | EVD5X61M21A*+WALLCON | *80CTL0702120B* | 48500 | 19 | 9 | 50000 | 37000 | 74% | 2 | 0 | 10.5 |  |  |  |  | R-454B | 4.0417 | Residential & Commercial | USHP | Ducted CEE Tier 1
215676882 | Central HP <5.4 tons | TEMPSTAR | HRCU-A-CB (Split System: Heat Pump with Remote Outdoor Unit-Air-Source) | T5H0V48*K*AAA* |  |  | EVD5X61M24A*+WALLCON | *80CTL0902120B* | 48500 | 19.5 | 9.5 | 50000 | 36600 | 73.2% | 2.1 | 0 | 10.5 |  |  |  |  | R-454B | 4.0417 | Residential & Commercial | USHP | Ducted CEE Tier 1
215676932 | Central HP <5.4 tons | TEMPSTAR | HRCU-A-CB (Split System: Heat Pump with Remote Outdoor Unit-Air-Source) | T5H0V48*K*AAA* |  |  | EVD5X61M24A*+WALLCON | *97CMN1002122B* | 48500 | 19.5 | 9.5 | 50000 | 36800 | 73.6% | 2.12 | 0 | 10.5 |  |  |  |  | R-454B | 4.0417 | Residential & Commercial | USHP | Ducted CEE Tier 1
213076031 | Central HP <5.4 tons | BRYANT HEATING AND COOLING SYSTEMS | HRCU-A-CB (Split System: Heat Pump with Remote Outdoor Unit-Air-Source) | 38MURAQ30AB3* |  |  | CAP**4221AL* | 935SB60100M21*** | 29800 | 15.2 | 8.1 | 38500 | 27600 | 71.69% | 1.78 | 0 | 9 |  |  |  |  | R-410A | 2.4833 | Residential & Commercial | USHP
215679992 | Central HP <5.4 tons | TEMPSTAR | HRCU-A-CB (Split System: Heat Pump with Remote Outdoor Unit-Air-Source) | T5H0V36*K*AAA* |  |  | ESH5X60M12A*+WALLCON | *97CTN0802120A* | 34600 | 16.5 | 8.5 | 34600 | 24800 | 71.68% | 1.8 | 0 | 9.5 |  |  |  |  | R-454B | 2.8833 | Residential & Commercial | USHP
216734729 | Central HP <5.4 tons | BRYANT HEATING AND COOLING SYSTEMS | HRCU-A-CB (Split System: Heat Pump with Remote Outdoor Unit-Air-Source) | 37MUHAQ24AA3 |  |  | CAA**3617AM* | 935SB36040M17*** | 22400 | 16 | 8.5 | 21000 | 18800 | 89.52% | 1.96 | 0 | 10.5 |  |  |  |  | R-454B | 1.8667 | Residential & Commercial | USHP | Ducted CEE Tier 1
216734558 | Central HP <5.4 tons | BRYANT HEATING AND COOLING SYSTEMS | HRCU-A-CB (Split System: Heat Pump with Remote Outdoor Unit-Air-Source) | 37MUHAQ24AA3 |  |  | CAA**3617AM* | 987MC42080C17*** | 22200 | 16 | 8.1 | 20800 | 18600 | 89.42% | 1.85 | 0 | 10.5 |  |  |  |  | R-454B | 1.85 | Residential & Commercial | USHP | Ducted CEE Tier 1
216734760 | Central HP <5.4 tons | BRYANT HEATING AND COOLING SYSTEMS | HRCU-A-CB (Split System: Heat Pump with Remote Outdoor Unit-Air-Source) | 37MUHAQ24AA3 |  |  | CAA**3617AM* | 986TD42060C17*** | 22400 | 16.5 | 8.5 | 20800 | 18700 | 89.9% | 1.96 | 0 | 10.5 |  |  |  |  | R-454B | 1.8667 | Residential & Commercial | USHP | Ducted CEE Tier 1
215681522 | Central HP <5.4 tons | TEMPSTAR | HRCU-A-CB (Split System: Heat Pump with Remote Outdoor Unit-Air-Source) | T5H0V48*K*AAA* |  |  | EA*5X61M24A*+WALLCON | *96CTN0802120B* | 46000 | 18 | 9 | 48000 | 33800 | 70.42% | 2.08 | 0 | 10 |  |  |  |  | R-454B | 3.8333 | Residential & Commercial | USHP | Ducted CEE Tier 1
215676362 | Central HP <5.4 tons | TEMPSTAR | HRCU-A-CB (Split System: Heat Pump with Remote Outdoor Unit-Air-Source) | T5H0V48*K*AAA* |  |  | EVD5X49M24A*+WALLCON | *97CMN0802120B* | 48000 | 19 | 9 | 50000 | 36600 | 73.2% | 2 | 0 | 10 |  |  |  |  | R-454B | 4 | Residential & Commercial | USHP | Ducted CEE Tier 1
215676462 | Central HP <5.4 tons | TEMPSTAR | HRCU-A-CB (Split System: Heat Pump with Remote Outdoor Unit-Air-Source) | T5H0V48*K*AAA* |  |  | EVD5X60M21A*+WALLCON | *80CTL0702120B* | 48000 | 19 | 9 | 50000 | 36800 | 73.6% | 2 | 0 | 10 |  |  |  |  | R-454B | 4 | Residential & Commercial | USHP | Ducted CEE Tier 1
215676832 | Central HP <5.4 tons | TEMPSTAR | HRCU-A-CB (Split System: Heat Pump with Remote Outdoor Unit-Air-Source) | T5H0V48*K*AAA* |  |  | EVD5X61M21A*+WALLCON | *96CTN0801714B* | 48000 | 19 | 9 | 50000 | 36400 | 72.8% | 2.02 | 0 | 10 |  |  |  |  | R-454B | 4 | Residential & Commercial | USHP | Ducted CEE Tier 1
215682852 | Central HP <5.4 tons | TEMPSTAR | HRCU-A-CB (Split System: Heat Pump with Remote Outdoor Unit-Air-Source) | T5H0V60*K*AAA* |  |  | EVM5X60M21A*+WALLCON | *97CTN0802120A* | 56500 | 18 | 9 | 64000 | 45000 | 70.31% | 2.06 | 0 | 9 |  |  |  |  | R-454B | 4.7083 | Residential & Commercial | USHP
215682493 | Central HP <5.4 tons | CARRIER | HRCU-A-CB (Split System: Heat Pump with Remote Outdoor Unit-Air-Source) | 27VNA048A*030* |  |  | CVAVA6121XMA*+UI | 59TN7A080C21**20 | 48500 | 19 | 9 | 50000 | 36800 | 73.6% | 2 | 0 | 10.5 |  |  |  |  | R-454B | 4.0417 | Residential & Commercial | USHP | Ducted CEE Tier 1
212975464 | Central HP <5.4 tons | BRYANT HEATING AND COOLING SYSTEMS | HRCU-A-CB (Split System: Heat Pump with Remote Outdoor Unit-Air-Source) | 38MURAQ18AB3* |  |  | CNPV*2417AL* | 926TC36060V14*** | 17500 | 16 | 8.5 | 18500 | 19200 | 103.8% | 2.3 | 0 | 10.5 |  |  |  |  | R-410A | 1.4583 | Residential & Commercial | USHP | Ducted CEE Tier 1
215681382 | Central HP <5.4 tons | TEMPSTAR | HRCU-A-CB (Split System: Heat Pump with Remote Outdoor Unit-Air-Source) | T5H0V48*K*AAA* |  |  | EA*5X60M24A*+WALLCON | *96CTN0802120B* | 45000 | 18 | 9 | 47500 | 33600 | 70.74% | 2.06 | 0 | 10 |  |  |  |  | R-454B | 3.75 | Residential & Commercial | USHP | Ducted CEE Tier 1
215434106 | Central HP <5.4 tons | GOODMAN | HRCU-A-CB (Split System: Heat Pump with Remote Outdoor Unit-Air-Source) | GZV7SA2410A* |  |  | CA*EA3626*3A* | G*VT800604B*A* | 23200 | 19 | 8.6 | 23200 | 17000 | 73.28% | 2 | 0 | 11 |  |  |  |  | R-32 | 1.9333 | Residential & Commercial | USHP | Ducted CEE Tier 1
215434124 | Central HP <5.4 tons | GOODMAN | HRCU-A-CB (Split System: Heat Pump with Remote Outdoor Unit-Air-Source) | GZV7SA2410A* |  |  | CHPEA3026*3A* | G*VT800603B*A* | 23200 | 19 | 8.6 | 23200 | 17000 | 73.28% | 2 | 0 | 11 |  |  |  |  | R-32 | 1.9333 | Residential & Commercial | USHP | Ducted CEE Tier 1
215676352 | Central HP <5.4 tons | TEMPSTAR | HRCU-A-CB (Split System: Heat Pump with Remote Outdoor Unit-Air-Source) | T5H0V48*K*AAA* |  |  | EVD5X49M24A*+WALLCON | *97CMN0602120B* | 47500 | 18.5 | 9 | 50000 | 37000 | 74% | 1.98 | 0 | 10 |  |  |  |  | R-454B | 3.9583 | Residential & Commercial | USHP | Ducted CEE Tier 1
215676602 | Central HP <5.4 tons | TEMPSTAR | HRCU-A-CB (Split System: Heat Pump with Remote Outdoor Unit-Air-Source) | T5H0V48*K*AAA* |  |  | EVD5X60M24A*+WALLCON | *80CSU1002120A* | 48000 | 18.5 | 9 | 50000 | 36600 | 73.2% | 2 | 0 | 10 |  |  |  |  | R-454B | 4 | Residential & Commercial | USHP | Ducted CEE Tier 1
215676802 | Central HP <5.4 tons | TEMPSTAR | HRCU-A-CB (Split System: Heat Pump with Remote Outdoor Unit-Air-Source) | T5H0V48*K*AAA* |  |  | EVD5X61M21A*+WALLCON | *97CMN0602120B* | 48000 | 18.5 | 9 | 50000 | 37400 | 74.8% | 2 | 0 | 10 |  |  |  |  | R-454B | 4 | Residential & Commercial | USHP | Ducted CEE Tier 1
210597097 | Central HP <5.4 tons | COMFORTMAKER | HRCU-A-CB (Split System: Heat Pump with Remote Outdoor Unit-Air-Source) | CVH825GKA2* |  |  | EN(A,D,W)4X48L21**+WALLCON | *95CSU0802120A* | 24200 | 17 | 8.1 | 21200 | 16600 | 78.3% | 2.02 | 0 | 11.5 |  |  |  |  | R-410A | 2.0167 | Residential & Commercial | USHP | Ducted CEE Tier 1
215676812 | Central HP <5.4 tons | TEMPSTAR | HRCU-A-CB (Split System: Heat Pump with Remote Outdoor Unit-Air-Source) | T5H0V48*K*AAA* |  |  | EVD5X61M21A*+WALLCON | *97CMN0801714B* | 48000 | 18.5 | 9 | 50000 | 37400 | 74.8% | 1.98 | 0 | 10 |  |  |  |  | R-454B | 4 | Residential & Commercial | USHP | Ducted CEE Tier 1
215676962 | Central HP <5.4 tons | TEMPSTAR | HRCU-A-CB (Split System: Heat Pump with Remote Outdoor Unit-Air-Source) | T5H0V48*K*AAA* |  |  | EVD5X61M24A*+WALLCON | *96CTN1202422B* | 48500 | 19.5 | 9.5 | 50000 | 36600 | 73.2% | 2.12 | 0 | 10.5 |  |  |  |  | R-454B | 4.0417 | Residential & Commercial | USHP | Ducted CEE Tier 1
216738393 | Central HP <5.4 tons | HEIL | HRCU-A-CB (Split System: Heat Pump with Remote Outdoor Unit-Air-Source) | D5CUHAH24AAK |  |  | ESH5X36M12A* | *97CMN0601714B* | 22600 | 15.5 | 8.1 | 20800 | 18500 | 88.94% | 1.85 | 0 | 10.5 |  |  |  |  | R-454B | 1.8833 | Residential & Commercial | USHP | Ducted CEE Tier 1
216737820 | Central HP <5.4 tons | HEIL | HRCU-A-CB (Split System: Heat Pump with Remote Outdoor Unit-Air-Source) | D5CUHAH24AAK |  |  | ESH5X30M12A* | *96VTN0601412B* | 22200 | 15.2 | 8.1 | 21000 | 18800 | 89.52% | 1.9 | 0 | 10.5 |  |  |  |  | R-454B | 1.85 | Residential & Commercial | USHP | Ducted CEE Tier 1
215681792 | Central HP <5.4 tons | TEMPSTAR | HRCU-A-CB (Split System: Heat Pump with Remote Outdoor Unit-Air-Source) | T5H0V48*K*AAA* |  |  | EVM5X48M21A*+WALLCON | *80CSU1002120B* | 47000 | 18 | 9 | 50000 | 36400 | 72.8% | 2 | 0 | 9.5 |  |  |  |  | R-454B | 3.9167 | Residential & Commercial | USHP
212975042 | Central HP <5.4 tons | CARRIER | HRCU-A-CB (Split System: Heat Pump with Remote Outdoor Unit-Air-Source) | 38MURAQ24AB3* |  |  | CNPV*3017AL* | GG96VTAB30040A** | 23400 | 16 | 8.1 | 26400 | 24600 | 93.18% | 2.04 | 0 | 10 |  |  |  |  | R-410A | 1.95 | Residential & Commercial | USHP | Ducted CEE Tier 1
211396234 | Central HP <5.4 tons | JOHNSON CONTROLS | HRCU-A-CB (Split System: Heat Pump with Remote Outdoor Unit-Air-Source) | HMH72B341 |  |  | XAHC48FBCN1 | TM9E080B12MP12 | 32600 | 16.5 | 8.1 | 31800 | 23400 | 73.58% | 2 | 0 | 9 |  |  |  |  | R-410A | 2.7167 | Residential & Commercial | USHP
214500842 | Central HP <5.4 tons | GOODMAN | HRCU-A-CB (Split System: Heat Pump with Remote Outdoor Unit-Air-Source) | GSZS601810A* |  |  | CA*EA2422*4B*+MBVK12BP1X00A* | 0 | 16600 | 17.5 | 8.5 | 17400 | 13000 | 74.71% | 2.1 | 0 | 10.9 |  |  |  |  | R-410A | 1.3833 | Residential & Commercial | USHP | Ducted CEE Tier 1
212988229 | Central HP <5.4 tons | DAY & NIGHT | HRCU-A-CB (Split System: Heat Pump with Remote Outdoor Unit-Air-Source) | DLCURAH36ABK |  |  | EA*4X48L24A* | *96MSN1002122A* | 35800 | 16.5 | 8.5 | 37800 | 34600 | 91.53% | 2.06 | 0 | 10 |  |  |  |  | R-410A | 2.9833 | Residential & Commercial | USHP | Ducted CEE Tier 1
215681432 | Central HP <5.4 tons | TEMPSTAR | HRCU-A-CB (Split System: Heat Pump with Remote Outdoor Unit-Air-Source) | T5H0V48*K*AAA* |  |  | EA*5X60M24A*+WALLCON | *97CTN1202422A* | 45000 | 18 | 9 | 47500 | 33600 | 70.74% | 2.06 | 0 | 10 |  |  |  |  | R-454B | 3.75 | Residential & Commercial | USHP | Ducted CEE Tier 1
215681632 | Central HP <5.4 tons | TEMPSTAR | HRCU-A-CB (Split System: Heat Pump with Remote Outdoor Unit-Air-Source) | T5H0V48*K*AAA* |  |  | ESH5X48M12A*+WALLCON | *97CTN0801716A* | 44500 | 16 | 8.5 | 49500 | 34800 | 70.3% | 1.92 | 0 | 9 |  |  |  |  | R-454B | 3.7083 | Residential & Commercial | USHP
215681682 | Central HP <5.4 tons | TEMPSTAR | HRCU-A-CB (Split System: Heat Pump with Remote Outdoor Unit-Air-Source) | T5H0V48*K*AAA* |  |  | ESH5X60M12A*+WALLCON | *80CSU0401712B* | 45500 | 16.5 | 8.5 | 48000 | 33800 | 70.42% | 2.08 | 0 | 9.5 |  |  |  |  | R-454B | 3.7917 | Residential & Commercial | USHP
215681832 | Central HP <5.4 tons | TEMPSTAR | HRCU-A-CB (Split System: Heat Pump with Remote Outdoor Unit-Air-Source) | T5H0V48*K*AAA* |  |  | EVM5X49M21A*+WALLCON | *80CSU0401712B* | 48000 | 18.5 | 9 | 50000 | 36600 | 73.2% | 2 | 0 | 10 |  |  |  |  | R-454B | 4 | Residential & Commercial | USHP | Ducted CEE Tier 1
215681982 | Central HP <5.4 tons | TEMPSTAR | HRCU-A-CB (Split System: Heat Pump with Remote Outdoor Unit-Air-Source) | T5H0V48*K*AAA* |  |  | EVM5X60M24A*+WALLCON | *96CTN0802120B* | 48000 | 19 | 9 | 50000 | 36600 | 73.2% | 2 | 0 | 10 |  |  |  |  | R-454B | 4 | Residential & Commercial | USHP | Ducted CEE Tier 1
215682052 | Central HP <5.4 tons | TEMPSTAR | HRCU-A-CB (Split System: Heat Pump with Remote Outdoor Unit-Air-Source) | T5H0V48*K*AAA* |  |  | EVM5X61M24A*+WALLCON | *80CSU0802120B* | 49000 | 19 | 9 | 50000 | 36400 | 72.8% | 2.12 | 0 | 10.5 |  |  |  |  | R-454B | 4.0833 | Residential & Commercial | USHP | Ducted CEE Tier 1
215433908 | Central HP <5.4 tons | GOODMAN | HRCU-A-CB (Split System: Heat Pump with Remote Outdoor Unit-Air-Source) | GZV7SA2410A* |  |  | CA*EA3626*3A*+MBVK16CP1X00A* | 0 | 23200 | 19 | 8.6 | 23200 | 17000 | 73.28% | 2 | 0 | 11 |  |  |  |  | R-32 | 1.9333 | Residential & Commercial | USHP | Ducted CEE Tier 1
215434107 | Central HP <5.4 tons | GOODMAN | HRCU-A-CB (Split System: Heat Pump with Remote Outdoor Unit-Air-Source) | GZV7SA2410A* |  |  | CA*EA3626*3A* | G*VT800803B*A* | 23200 | 19 | 8.6 | 23200 | 17000 | 73.28% | 2 | 0 | 11 |  |  |  |  | R-32 | 1.9333 | Residential & Commercial | USHP | Ducted CEE Tier 1
215434110 | Central HP <5.4 tons | GOODMAN | HRCU-A-CB (Split System: Heat Pump with Remote Outdoor Unit-Air-Source) | GZV7SA2410A* |  |  | CA*EA3626*3A* | G*VT801005C*A* | 23200 | 19 | 8.6 | 23200 | 17000 | 73.28% | 2 | 0 | 11 |  |  |  |  | R-32 | 1.9333 | Residential & Commercial | USHP | Ducted CEE Tier 1
215681302 | Central HP <5.4 tons | TEMPSTAR | HRCU-A-CB (Split System: Heat Pump with Remote Outdoor Unit-Air-Source) | T5H0V48*K*AAA* |  |  | EA*5X48M21A*+WALLCON | *96CTN0802120B* | 44000 | 17.5 | 9 | 48500 | 34200 | 70.52% | 2.06 | 0 | 9.5 |  |  |  |  | R-454B | 3.6667 | Residential & Commercial | USHP
215681402 | Central HP <5.4 tons | TEMPSTAR | HRCU-A-CB (Split System: Heat Pump with Remote Outdoor Unit-Air-Source) | T5H0V48*K*AAA* |  |  | EA*5X60M24A*+WALLCON | *80CSU1002120B* | 45000 | 17.5 | 9 | 47500 | 33600 | 70.74% | 2.06 | 0 | 9.5 |  |  |  |  | R-454B | 3.75 | Residential & Commercial | USHP
215681752 | Central HP <5.4 tons | TEMPSTAR | HRCU-A-CB (Split System: Heat Pump with Remote Outdoor Unit-Air-Source) | T5H0V48*K*AAA* |  |  | ESH5X60M12A*+WALLCON | *97CTN1202422A* | 45500 | 16.5 | 8.5 | 48000 | 33800 | 70.42% | 2.08 | 0 | 9.5 |  |  |  |  | R-454B | 3.7917 | Residential & Commercial | USHP
215681772 | Central HP <5.4 tons | TEMPSTAR | HRCU-A-CB (Split System: Heat Pump with Remote Outdoor Unit-Air-Source) | T5H0V48*K*AAA* |  |  | EVM5X48M21A*+WALLCON | *80CSU0601716B* | 47000 | 18 | 9 | 50000 | 36400 | 72.8% | 2 | 0 | 9.5 |  |  |  |  | R-454B | 3.9167 | Residential & Commercial | USHP
215681802 | Central HP <5.4 tons | TEMPSTAR | HRCU-A-CB (Split System: Heat Pump with Remote Outdoor Unit-Air-Source) | T5H0V48*K*AAA* |  |  | EVM5X48M21A*+WALLCON | *97CTN0801716A* | 46500 | 18 | 9 | 50000 | 37000 | 74% | 2 | 0 | 9.5 |  |  |  |  | R-454B | 3.875 | Residential & Commercial | USHP
215681852 | Central HP <5.4 tons | TEMPSTAR | HRCU-A-CB (Split System: Heat Pump with Remote Outdoor Unit-Air-Source) | T5H0V48*K*AAA* |  |  | EVM5X49M21A*+WALLCON | *80CSU0802120B* | 48500 | 19 | 9 | 50000 | 36400 | 72.8% | 2.12 | 0 | 10 |  |  |  |  | R-454B | 4.0417 | Residential & Commercial | USHP | Ducted CEE Tier 1
215681872 | Central HP <5.4 tons | TEMPSTAR | HRCU-A-CB (Split System: Heat Pump with Remote Outdoor Unit-Air-Source) | T5H0V48*K*AAA* |  |  | EVM5X49M21A*+WALLCON | *97CTN0801716A* | 47500 | 18.5 | 9 | 50000 | 37200 | 74.4% | 1.98 | 0 | 10 |  |  |  |  | R-454B | 3.9583 | Residential & Commercial | USHP | Ducted CEE Tier 1
215681902 | Central HP <5.4 tons | TEMPSTAR | HRCU-A-CB (Split System: Heat Pump with Remote Outdoor Unit-Air-Source) | T5H0V48*K*AAA* |  |  | EVM5X60M21A*+WALLCON | *96CTN0802120B* | 48000 | 19 | 9 | 50000 | 36800 | 73.6% | 2 | 0 | 10 |  |  |  |  | R-454B | 4 | Residential & Commercial | USHP | Ducted CEE Tier 1
213079819 | Central HP <5.4 tons | DAY & NIGHT | HRCU-A-CB (Split System: Heat Pump with Remote Outdoor Unit-Air-Source) | DLCURAH36ABK |  |  | EN(A,D,W)4X48L21** | *92MSN1002120A* | 36000 | 16.5 | 8.1 | 38500 | 34800 | 90.39% | 2 | 0 | 10.5 |  |  |  |  | R-410A | 3 | Residential & Commercial | USHP | Ducted CEE Tier 1
213080201 | Central HP <5.4 tons | DAY & NIGHT | HRCU-A-CB (Split System: Heat Pump with Remote Outdoor Unit-Air-Source) | DLCURAH36ABK |  |  | EA*4X48L21A* | *96MSN0802120A* | 36000 | 16 | 8.5 | 38000 | 34800 | 91.58% | 2.04 | 0 | 10 |  |  |  |  | R-410A | 3 | Residential & Commercial | USHP | Ducted CEE Tier 1
213080462 | Central HP <5.4 tons | DAY & NIGHT | HRCU-A-CB (Split System: Heat Pump with Remote Outdoor Unit-Air-Source) | DLCURAH36ABK |  |  | EA*4X42L24A* | *96MSN1202422A* | 35200 | 16 | 8.1 | 38500 | 35000 | 90.91% | 1.88 | 0 | 10 |  |  |  |  | R-410A | 2.9333 | Residential & Commercial | USHP | Ducted CEE Tier 1
213080578 | Central HP <5.4 tons | DAY & NIGHT | HRCU-A-CB (Split System: Heat Pump with Remote Outdoor Unit-Air-Source) | DLCURAH36ABK |  |  | EA*4X48L21A* | *95MSU0401712A* | 35600 | 15.2 | 8.1 | 38000 | 34800 | 91.58% | 2.02 | 0 | 9.5 |  |  |  |  | R-410A | 2.9667 | Residential & Commercial | USHP
213080698 | Central HP <5.4 tons | DAY & NIGHT | HRCU-A-CB (Split System: Heat Pump with Remote Outdoor Unit-Air-Source) | DLCURAH36ABK |  |  | EA*4X42L21A* | *95MSU0601716A* | 35000 | 16 | 8.1 | 38500 | 35000 | 90.91% | 1.86 | 0 | 9.5 |  |  |  |  | R-410A | 2.9167 | Residential & Commercial | USHP
215429196 | Central HP <5.4 tons | GOODMAN | HRCU-A-CB (Split System: Heat Pump with Remote Outdoor Unit-Air-Source) | GZV7SA2410A* |  |  | AHVE36CP1300A* | 0 | 23200 | 19 | 8.8 | 23200 | 17000 | 73.28% | 2 | 0 | 11 |  |  |  |  | R-32 | 1.9333 | Residential & Commercial | USHP | Ducted CEE Tier 1
215676522 | Central HP <5.4 tons | TEMPSTAR | HRCU-A-CB (Split System: Heat Pump with Remote Outdoor Unit-Air-Source) | T5H0V48*K*AAA* |  |  | EVD5X60M21A*+WALLCON | *95CSU1002122B* | 48000 | 19 | 9 | 50000 | 36600 | 73.2% | 2.12 | 0 | 10 |  |  |  |  | R-454B | 4 | Residential & Commercial | USHP | Ducted CEE Tier 1
215676672 | Central HP <5.4 tons | TEMPSTAR | HRCU-A-CB (Split System: Heat Pump with Remote Outdoor Unit-Air-Source) | T5H0V48*K*AAA* |  |  | EVD5X60M24A*+WALLCON | *97CMN1202422B* | 48000 | 19 | 9 | 50000 | 36600 | 73.2% | 2 | 0 | 10 |  |  |  |  | R-454B | 4 | Residential & Commercial | USHP | Ducted CEE Tier 1
213076335 | Central HP <5.4 tons | AIRQUEST | HRCU-A-CB (Split System: Heat Pump with Remote Outdoor Unit-Air-Source) | DLCURAH36ABK |  |  | EN(A,D)4X48L24** | *95MSU1002122A* | 36200 | 16.5 | 8.1 | 38500 | 35000 | 90.91% | 2.02 | 0 | 10.5 |  |  |  |  | R-410A | 3.0167 | Residential & Commercial | USHP | Ducted CEE Tier 1
213076510 | Central HP <5.4 tons | AIRQUEST | HRCU-A-CB (Split System: Heat Pump with Remote Outdoor Unit-Air-Source) | DLCURAH36ABK |  |  | EA*4X42L21A* | *80VTL0701716B* | 35000 | 16 | 8.1 | 38500 | 35000 | 90.91% | 1.86 | 0 | 9.5 |  |  |  |  | R-410A | 2.9167 | Residential & Commercial | USHP
213353727 | Central HP <5.4 tons | CARRIER | HRCU-A-CB (Split System: Heat Pump with Remote Outdoor Unit-Air-Source) | 38MURAQ18AB3* |  |  | F54AA*A18L* | 0 | 18200 | 16 | 9 | 19200 | 19100 | 99.48% | 2.3 | 0 | 10.5 |  |  |  |  | R-410A | 1.5167 | Residential & Commercial | USHP | Ducted CEE Tier 1
215434081 | Central HP <5.4 tons | GOODMAN | HRCU-A-CB (Split System: Heat Pump with Remote Outdoor Unit-Air-Source) | GZV7SA2410A* |  |  | CA*EA3022*3A* | G*VM970804CNA* | 23200 | 19 | 8.6 | 23200 | 17000 | 73.28% | 2 | 0 | 11 |  |  |  |  | R-32 | 1.9333 | Residential & Commercial | USHP | Ducted CEE Tier 1
213771191 | Central HP <5.4 tons | DAY & NIGHT | HRCU-A-CB (Split System: Heat Pump with Remote Outdoor Unit-Air-Source) | CVH825GKA2* |  |  | EA*4X37L21A*+WALLCON | *97CMN0601714B* | 24200 | 16 | 8.1 | 21200 | 16700 | 78.77% | 2.02 | 0 | 10.5 |  |  |  |  | R-410A | 2.0167 | Residential & Commercial | USHP | Ducted CEE Tier 1
215679822 | Central HP <5.4 tons | TEMPSTAR | HRCU-A-CB (Split System: Heat Pump with Remote Outdoor Unit-Air-Source) | T5H0V36*K*AAA* |  |  | ESH5X42M12A*+WALLCON | *97CTN0601716A* | 33600 | 16 | 8.5 | 35800 | 25600 | 71.51% | 1.76 | 0 | 9 |  |  |  |  | R-454B | 2.8 | Residential & Commercial | USHP
215679922 | Central HP <5.4 tons | TEMPSTAR | HRCU-A-CB (Split System: Heat Pump with Remote Outdoor Unit-Air-Source) | T5H0V36*K*AAA* |  |  | ESH5X48M12A*+WALLCON | *97CTN1002122A* | 34200 | 16.5 | 8.5 | 35400 | 25200 | 71.19% | 1.9 | 0 | 9.5 |  |  |  |  | R-454B | 2.85 | Residential & Commercial | USHP
215679942 | Central HP <5.4 tons | TEMPSTAR | HRCU-A-CB (Split System: Heat Pump with Remote Outdoor Unit-Air-Source) | T5H0V36*K*AAA* |  |  | ESH5X60M12A*+WALLCON | *96CTN0802120B* | 34600 | 16.5 | 8.5 | 34600 | 24800 | 71.68% | 1.8 | 0 | 9.5 |  |  |  |  | R-454B | 2.8833 | Residential & Commercial | USHP
214250707 | Central HP <5.4 tons | TRANE | HRCU-A-CB (Split System: Heat Pump with Remote Outdoor Unit-Air-Source) | 4TWV0X60A1 |  |  | 4TXCD010DS3 | *UHMD120CCV5 | 53500 | 19 | 8.2 | 51000 | 39000 | 76.47% | 1.8 | 0 | 11.7 |  |  |  |  | R-410A | 4.4583 | Residential & Commercial | USHP | Ducted CEE Tier 1
215681712 | Central HP <5.4 tons | TEMPSTAR | HRCU-A-CB (Split System: Heat Pump with Remote Outdoor Unit-Air-Source) | T5H0V48*K*AAA* |  |  | ESH5X60M12A*+WALLCON | *80CSU1002120B* | 45500 | 16.5 | 8.5 | 48000 | 33800 | 70.42% | 2.08 | 0 | 9.5 |  |  |  |  | R-454B | 3.7917 | Residential & Commercial | USHP
215676852 | Central HP <5.4 tons | TEMPSTAR | HRCU-A-CB (Split System: Heat Pump with Remote Outdoor Unit-Air-Source) | T5H0V48*K*AAA* |  |  | EVD5X61M24A*+WALLCON | *80CSU0802120A* | 49000 | 19.5 | 9 | 50000 | 36600 | 73.2% | 2.1 | 0 | 10.5 |  |  |  |  | R-454B | 4.0833 | Residential & Commercial | USHP | Ducted CEE Tier 1
214242338 | Central HP <5.4 tons | AIRQUEST | HRCU-A-CB (Split System: Heat Pump with Remote Outdoor Unit-Air-Source) | HVH825GKA3* |  |  | EN(A,D)4X48L24**+WALLCON | *80CTL1102120B* | 24200 | 17 | 8.1 | 21200 | 16500 | 77.83% | 2 | 0 | 11 |  |  |  |  | R-410A | 2.0167 | Residential & Commercial | USHP | Ducted CEE Tier 1
210597100 | Central HP <5.4 tons | COMFORTMAKER | HRCU-A-CB (Split System: Heat Pump with Remote Outdoor Unit-Air-Source) | CVH825GKA2* |  |  | EN(A,D,W)4X48L21**+WALLCON | *95CSU1002122A* | 24200 | 17 | 8.1 | 21200 | 16600 | 78.3% | 2.02 | 0 | 11.5 |  |  |  |  | R-410A | 2.0167 | Residential & Commercial | USHP | Ducted CEE Tier 1
215681782 | Central HP <5.4 tons | TEMPSTAR | HRCU-A-CB (Split System: Heat Pump with Remote Outdoor Unit-Air-Source) | T5H0V48*K*AAA* |  |  | EVM5X48M21A*+WALLCON | *80CSU0802120B* | 47000 | 18.5 | 9 | 50000 | 36200 | 72.4% | 2 | 0 | 10 |  |  |  |  | R-454B | 3.9167 | Residential & Commercial | USHP | Ducted CEE Tier 1
215681542 | Central HP <5.4 tons | TEMPSTAR | HRCU-A-CB (Split System: Heat Pump with Remote Outdoor Unit-Air-Source) | T5H0V48*K*AAA* |  |  | EA*5X61M24A*+WALLCON | *80CSU1002120B* | 46000 | 18 | 9 | 47500 | 33600 | 70.74% | 2.08 | 0 | 9.5 |  |  |  |  | R-454B | 3.8333 | Residential & Commercial | USHP
215681572 | Central HP <5.4 tons | TEMPSTAR | HRCU-A-CB (Split System: Heat Pump with Remote Outdoor Unit-Air-Source) | T5H0V48*K*AAA* |  |  | EA*5X61M24A*+WALLCON | *97CTN1202422A* | 46000 | 18.5 | 9 | 47500 | 33600 | 70.74% | 2.06 | 0 | 10 |  |  |  |  | R-454B | 3.8333 | Residential & Commercial | USHP | Ducted CEE Tier 1
215681842 | Central HP <5.4 tons | TEMPSTAR | HRCU-A-CB (Split System: Heat Pump with Remote Outdoor Unit-Air-Source) | T5H0V48*K*AAA* |  |  | EVM5X49M21A*+WALLCON | *80CSU0601716B* | 48000 | 18.5 | 9 | 50000 | 36800 | 73.6% | 2 | 0 | 10 |  |  |  |  | R-454B | 4 | Residential & Commercial | USHP | Ducted CEE Tier 1
215682092 | Central HP <5.4 tons | TEMPSTAR | HRCU-A-CB (Split System: Heat Pump with Remote Outdoor Unit-Air-Source) | T5H0V48*K*AAA* |  |  | EVM5X61M24A*+WALLCON | *97CTN1202422A* | 48500 | 19.5 | 9.5 | 50000 | 36600 | 73.2% | 2.12 | 0 | 10.5 |  |  |  |  | R-454B | 4.0417 | Residential & Commercial | USHP | Ducted CEE Tier 1
215682242 | Central HP <5.4 tons | TEMPSTAR | HRCU-A-CB (Split System: Heat Pump with Remote Outdoor Unit-Air-Source) | T5H0V48*K*AAA* |  |  | EVD5X49M24A*+WALLCON | *96CTN0802120B* | 48000 | 19 | 9 | 50000 | 36600 | 73.2% | 2 | 0 | 10 |  |  |  |  | R-454B | 4 | Residential & Commercial | USHP | Ducted CEE Tier 1
215683053 | Central HP <5.4 tons | CARRIER | HRCU-A-CB (Split System: Heat Pump with Remote Outdoor Unit-Air-Source) | 27VNA060A*030* |  |  | CVAVA6024XMA*+UI | 59TN6C080C21**20 | 56500 | 18 | 9 | 63500 | 44500 | 70.08% | 2.08 | 0 | 9 |  |  |  |  | R-454B | 4.7083 | Residential & Commercial | USHP
215682042 | Central HP <5.4 tons | TEMPSTAR | HRCU-A-CB (Split System: Heat Pump with Remote Outdoor Unit-Air-Source) | T5H0V48*K*AAA* |  |  | EVM5X61M24A*+WALLCON | *96CTN0802120B* | 48500 | 19 | 9.5 | 50000 | 36800 | 73.6% | 2.1 | 0 | 10.5 |  |  |  |  | R-454B | 4.0417 | Residential & Commercial | USHP | Ducted CEE Tier 1
215682142 | Central HP <5.4 tons | TEMPSTAR | HRCU-A-CB (Split System: Heat Pump with Remote Outdoor Unit-Air-Source) | T5H0V48*K*AAA* |  |  | EVD5X48M21A*+WALLCON | *80CSU1002120B* | 47000 | 18 | 9 | 50000 | 36400 | 72.8% | 2.02 | 0 | 9.5 |  |  |  |  | R-454B | 3.9167 | Residential & Commercial | USHP
213771738 | Central HP <5.4 tons | AIRQUEST | HRCU-A-CB (Split System: Heat Pump with Remote Outdoor Unit-Air-Source) | HVH825GKA2* |  |  | EA*4X48L24A*+WALLCON | *96CTN1202422B* | 24200 | 17 | 8.1 | 21000 | 16500 | 78.57% | 2.02 | 0 | 11 |  |  |  |  | R-410A | 2.0167 | Residential & Commercial | USHP | Ducted CEE Tier 1
215681762 | Central HP <5.4 tons | TEMPSTAR | HRCU-A-CB (Split System: Heat Pump with Remote Outdoor Unit-Air-Source) | T5H0V48*K*AAA* |  |  | EVM5X48M21A*+WALLCON | *80CSU0401712B* | 47000 | 18 | 9 | 50000 | 36400 | 72.8% | 2 | 0 | 9.5 |  |  |  |  | R-454B | 3.9167 | Residential & Commercial | USHP
211260983 | Central HP <5.4 tons | HEIL | HRCU-A-CB (Split System: Heat Pump with Remote Outdoor Unit-Air-Source) | DLCURAH18ABK |  |  | EA*4X25L17A* | *80ES(N,L)0451412A* | 18600 | 16.5 | 8.5 | 18400 | 17400 | 94.57% | 2.12 | 0 | 11 |  |  |  |  | R-410A | 1.55 | Residential & Commercial | USHP | Ducted CEE Tier 1
215681952 | Central HP <5.4 tons | TEMPSTAR | HRCU-A-CB (Split System: Heat Pump with Remote Outdoor Unit-Air-Source) | T5H0V48*K*AAA* |  |  | EVM5X60M21A*+WALLCON | *97CTN0801716A* | 47500 | 18.5 | 9 | 50000 | 37200 | 74.4% | 1.98 | 0 | 10 |  |  |  |  | R-454B | 3.9583 | Residential & Commercial | USHP | Ducted CEE Tier 1
215682172 | Central HP <5.4 tons | TEMPSTAR | HRCU-A-CB (Split System: Heat Pump with Remote Outdoor Unit-Air-Source) | T5H0V48*K*AAA* |  |  | EVD5X48M21A*+WALLCON | *97CTN1002122A* | 47000 | 18.5 | 9 | 50000 | 36400 | 72.8% | 2 | 0 | 10 |  |  |  |  | R-454B | 3.9167 | Residential & Commercial | USHP | Ducted CEE Tier 1
215682322 | Central HP <5.4 tons | TEMPSTAR | HRCU-A-CB (Split System: Heat Pump with Remote Outdoor Unit-Air-Source) | T5H0V48*K*AAA* |  |  | EVD5X60M21A*+WALLCON | *80CSU0601716B* | 48000 | 18.5 | 9 | 50000 | 36800 | 73.6% | 2 | 0 | 10 |  |  |  |  | R-454B | 4 | Residential & Commercial | USHP | Ducted CEE Tier 1
216769884 | Central HP <5.4 tons | TRANE | HRCU-A-CB (Split System: Heat Pump with Remote Outdoor Unit-Air-Source) | 5TWR7024A1 |  |  | 5PX*CD09AS3 | *DHMC100CCV4 | 23600 | 17.1 | 8.7 | 21400 | 17000 | 79.44% | 2.04 | 0 | 12.5 |  |  |  |  | R-454B | 1.9667 | Residential & Commercial | USHP | Ducted CEE Tier 1
215675962 | Central HP <5.4 tons | TEMPSTAR | HRCU-A-CB (Split System: Heat Pump with Remote Outdoor Unit-Air-Source) | T5H0V48*K*AAA* |  |  | EVM5X61M24A*+WALLCON | *80CSU0802120A* | 49000 | 19.5 | 9 | 50000 | 36600 | 73.2% | 2.1 | 0 | 10.5 |  |  |  |  | R-454B | 4.0833 | Residential & Commercial | USHP | Ducted CEE Tier 1
215676112 | Central HP <5.4 tons | TEMPSTAR | HRCU-A-CB (Split System: Heat Pump with Remote Outdoor Unit-Air-Source) | T5H0V48*K*AAA* |  |  | EVD5X48M21A*+WALLCON | *80CSU0802120A* | 47000 | 18.5 | 9 | 50000 | 36400 | 72.8% | 2 | 0 | 10 |  |  |  |  | R-454B | 3.9167 | Residential & Commercial | USHP | Ducted CEE Tier 1
215676432 | Central HP <5.4 tons | TEMPSTAR | HRCU-A-CB (Split System: Heat Pump with Remote Outdoor Unit-Air-Source) | T5H0V48*K*AAA* |  |  | EVD5X60M21A*+WALLCON | *80CSU1002120A* | 48000 | 18.5 | 9 | 50000 | 36800 | 73.6% | 2 | 0 | 10 |  |  |  |  | R-454B | 4 | Residential & Commercial | USHP | Ducted CEE Tier 1
215679322 | Central HP <5.4 tons | TEMPSTAR | HRCU-A-CB (Split System: Heat Pump with Remote Outdoor Unit-Air-Source) | T5H0V36*K*AAA* |  |  | EA*5X37M21A*+WALLCON | *97CTN0801716A* | 34200 | 17.5 | 9 | 35400 | 25400 | 71.75% | 1.88 | 0 | 9.5 |  |  |  |  | R-454B | 2.85 | Residential & Commercial | USHP
211395748 | Central HP <5.4 tons | JOHNSON CONTROLS | HRCU-A-CB (Split System: Heat Pump with Remote Outdoor Unit-Air-Source) | HMH72B341 |  |  | XAHC48FXXN1+TXV | TP9C060B12MP13 | 32400 | 16 | 8.1 | 32000 | 23400 | 73.12% | 2 | 0 | 9 |  |  |  |  | R-410A | 2.7 | Residential & Commercial | USHP
211395935 | Central HP <5.4 tons | JOHNSON CONTROLS | HRCU-A-CB (Split System: Heat Pump with Remote Outdoor Unit-Air-Source) | HMH72B341 |  |  | XAHD48FXXN1+TXV | TM9E100C16MP12 | 32800 | 16.5 | 8.5 | 31800 | 23200 | 72.96% | 2.02 | 0 | 9 |  |  |  |  | R-410A | 2.7333 | Residential & Commercial | USHP
211395133 | Central HP <5.4 tons | JOHNSON CONTROLS | HRCU-A-CB (Split System: Heat Pump with Remote Outdoor Unit-Air-Source) | HMH72B341 |  |  | XAHC48FBCN1 | TM9V080C16MP12 | 32800 | 16.5 | 8.5 | 31800 | 23200 | 72.96% | 2.02 | 0 | 9 |  |  |  |  | R-410A | 2.7333 | Residential & Commercial | USHP
215681882 | Central HP <5.4 tons | TEMPSTAR | HRCU-A-CB (Split System: Heat Pump with Remote Outdoor Unit-Air-Source) | T5H0V48*K*AAA* |  |  | EVM5X49M21A*+WALLCON | *97CTN0802120A* | 48000 | 19 | 9 | 50000 | 36800 | 73.6% | 2 | 0 | 10 |  |  |  |  | R-454B | 4 | Residential & Commercial | USHP | Ducted CEE Tier 1
215681932 | Central HP <5.4 tons | TEMPSTAR | HRCU-A-CB (Split System: Heat Pump with Remote Outdoor Unit-Air-Source) | T5H0V48*K*AAA* |  |  | EVM5X60M21A*+WALLCON | *80CSU0802120B* | 48500 | 19 | 9 | 50000 | 36400 | 72.8% | 2.12 | 0 | 10 |  |  |  |  | R-454B | 4.0417 | Residential & Commercial | USHP | Ducted CEE Tier 1
211398201 | Central HP <5.4 tons | JOHNSON CONTROLS | HRCU-A-CB (Split System: Heat Pump with Remote Outdoor Unit-Air-Source) | HMH72B341 |  |  | XAHC48FBCN1 | TMLE120C16MP11 | 33000 | 17 | 8.5 | 31600 | 23200 | 73.42% | 2.04 | 0 | 9.5 |  |  |  |  | R-410A | 2.75 | Residential & Commercial | USHP
215681352 | Central HP <5.4 tons | TEMPSTAR | HRCU-A-CB (Split System: Heat Pump with Remote Outdoor Unit-Air-Source) | T5H0V48*K*AAA* |  |  | EA*5X48M21A*+WALLCON | *97CTN0801716A* | 44000 | 17 | 9 | 49000 | 34600 | 70.61% | 2.04 | 0 | 9 |  |  |  |  | R-454B | 3.6667 | Residential & Commercial | USHP
215681552 | Central HP <5.4 tons | TEMPSTAR | HRCU-A-CB (Split System: Heat Pump with Remote Outdoor Unit-Air-Source) | T5H0V48*K*AAA* |  |  | EA*5X61M24A*+WALLCON | *97CTN0802120A* | 46000 | 18 | 9 | 48000 | 33800 | 70.42% | 2.08 | 0 | 10 |  |  |  |  | R-454B | 3.8333 | Residential & Commercial | USHP | Ducted CEE Tier 1
215681602 | Central HP <5.4 tons | TEMPSTAR | HRCU-A-CB (Split System: Heat Pump with Remote Outdoor Unit-Air-Source) | T5H0V48*K*AAA* |  |  | ESH5X48M12A*+WALLCON | *80CSU0601716B* | 45000 | 16 | 8.5 | 49000 | 34400 | 70.2% | 2.04 | 0 | 9 |  |  |  |  | R-454B | 3.75 | Residential & Commercial | USHP
215681922 | Central HP <5.4 tons | TEMPSTAR | HRCU-A-CB (Split System: Heat Pump with Remote Outdoor Unit-Air-Source) | T5H0V48*K*AAA* |  |  | EVM5X60M21A*+WALLCON | *80CSU0601716B* | 48000 | 18.5 | 9 | 50000 | 36800 | 73.6% | 2 | 0 | 10 |  |  |  |  | R-454B | 4 | Residential & Commercial | USHP | Ducted CEE Tier 1
215682122 | Central HP <5.4 tons | TEMPSTAR | HRCU-A-CB (Split System: Heat Pump with Remote Outdoor Unit-Air-Source) | T5H0V48*K*AAA* |  |  | EVD5X48M21A*+WALLCON | *80CSU0601716B* | 47000 | 18 | 9 | 50000 | 36400 | 72.8% | 2 | 0 | 9.5 |  |  |  |  | R-454B | 3.9167 | Residential & Commercial | USHP
211398737 | Central HP <5.4 tons | JOHNSON CONTROLS | HRCU-A-CB (Split System: Heat Pump with Remote Outdoor Unit-Air-Source) | HMH72B341 |  |  | XAUC48FXXN1+TXV | TMLE100B12MP11 | 33400 | 17 | 8.5 | 32400 | 23800 | 73.46% | 2.06 | 0 | 9.5 |  |  |  |  | R-410A | 2.7833 | Residential & Commercial | USHP
211398844 | Central HP <5.4 tons | JOHNSON CONTROLS | HRCU-A-CB (Split System: Heat Pump with Remote Outdoor Unit-Air-Source) | HMH72B341 |  |  | XAHC48FBCN1 | TMLE080C16MP11 | 32800 | 16.5 | 8.5 | 31600 | 23000 | 72.78% | 2.04 | 0 | 9.5 |  |  |  |  | R-410A | 2.7333 | Residential & Commercial | USHP
216734702 | Central HP <5.4 tons | BRYANT HEATING AND COOLING SYSTEMS | HRCU-A-CB (Split System: Heat Pump with Remote Outdoor Unit-Air-Source) | 37MUHAQ24AA3 |  |  | CAA**3617AM* | 926SB36060V14*** | 22200 | 16 | 8.1 | 20800 | 18700 | 89.9% | 1.85 | 0 | 10.5 |  |  |  |  | R-454B | 1.85 | Residential & Commercial | USHP | Ducted CEE Tier 1
216734711 | Central HP <5.4 tons | BRYANT HEATING AND COOLING SYSTEMS | HRCU-A-CB (Split System: Heat Pump with Remote Outdoor Unit-Air-Source) | 37MUHAQ24AA3 |  |  | CAA**3617AM* | 926SB48060V17*** | 22400 | 16 | 8.5 | 20800 | 18700 | 89.9% | 1.96 | 0 | 10.5 |  |  |  |  | R-454B | 1.8667 | Residential & Commercial | USHP | Ducted CEE Tier 1
216734929 | Central HP <5.4 tons | BRYANT HEATING AND COOLING SYSTEMS | HRCU-A-CB (Split System: Heat Pump with Remote Outdoor Unit-Air-Source) | 37MUHAQ24AA3 |  |  | CAA**3717AM* | 8(0,1)*SB36070M17*** | 23000 | 16.5 | 8.5 | 20800 | 18500 | 88.94% | 1.98 | 0 | 11 |  |  |  |  | R-454B | 1.9167 | Residential & Commercial | USHP | Ducted CEE Tier 1
216734961 | Central HP <5.4 tons | BRYANT HEATING AND COOLING SYSTEMS | HRCU-A-CB (Split System: Heat Pump with Remote Outdoor Unit-Air-Source) | 37MUHAQ24AA3 |  |  | CAA**3717AM* | 82*SB36045V14*** | 23000 | 16.5 | 8.5 | 20800 | 18500 | 88.94% | 1.96 | 0 | 11 |  |  |  |  | R-454B | 1.9167 | Residential & Commercial | USHP | Ducted CEE Tier 1
211397744 | Central HP <5.4 tons | JOHNSON CONTROLS | HRCU-A-CB (Split System: Heat Pump with Remote Outdoor Unit-Air-Source) | HMH72B341 |  |  | XAFC48FXXN1+TXV | TPLC080C16MP13 | 34000 | 16.5 | 8.5 | 33200 | 24400 | 73.49% | 2.1 | 0 | 9 |  |  |  |  | R-410A | 2.8333 | Residential & Commercial | USHP
211398117 | Central HP <5.4 tons | JOHNSON CONTROLS | HRCU-A-CB (Split System: Heat Pump with Remote Outdoor Unit-Air-Source) | HMH72B341 |  |  | XAHD48FXXN1+TXV | TMLE120C16MP11 | 33000 | 16.5 | 8.5 | 31800 | 23200 | 72.96% | 2.04 | 0 | 9.5 |  |  |  |  | R-410A | 2.75 | Residential & Commercial | USHP
211398412 | Central HP <5.4 tons | JOHNSON CONTROLS | HRCU-A-CB (Split System: Heat Pump with Remote Outdoor Unit-Air-Source) | HMH72B341 |  |  | XAHC48FXXN1+TXV | TM8E100C16MP11 | 33000 | 17 | 8.5 | 31800 | 23200 | 72.96% | 2.04 | 0 | 9.5 |  |  |  |  | R-410A | 2.75 | Residential & Commercial | USHP
211398535 | Central HP <5.4 tons | JOHNSON CONTROLS | HRCU-A-CB (Split System: Heat Pump with Remote Outdoor Unit-Air-Source) | HMH72B341 |  |  | XAFC48FXXN1+TXV | TMLE100C16MP11 | 33600 | 17 | 8.5 | 32400 | 23600 | 72.84% | 2.06 | 0 | 9.5 |  |  |  |  | R-410A | 2.8 | Residential & Commercial | USHP
216734769 | Central HP <5.4 tons | BRYANT HEATING AND COOLING SYSTEMS | HRCU-A-CB (Split System: Heat Pump with Remote Outdoor Unit-Air-Source) | 37MUHAQ24AA3 |  |  | CAA**3617AM* | 986TD42080C17*** | 22200 | 16.5 | 8.1 | 20800 | 18700 | 89.9% | 1.85 | 0 | 10.5 |  |  |  |  | R-454B | 1.85 | Residential & Commercial | USHP | Ducted CEE Tier 1
216735487 | Central HP <5.4 tons | BRYANT HEATING AND COOLING SYSTEMS | HRCU-A-CB (Split System: Heat Pump with Remote Outdoor Unit-Air-Source) | 37MUHAQ24AA3 |  |  | CAA**3721AM* | 8(0,1)*SB42090M17*** | 23000 | 16 | 8.5 | 20600 | 18400 | 89.32% | 1.98 | 0 | 11 |  |  |  |  | R-454B | 1.9167 | Residential & Commercial | USHP | Ducted CEE Tier 1
216767100 | Central HP <5.4 tons | TRANE | HRCU-A-CB (Split System: Heat Pump with Remote Outdoor Unit-Air-Source) | 5TWX7048A1 |  |  | 5PX*C007AS3+P0V0C000M50SD | 0 | 43000 | 16 | 8.7 | 44500 | 32400 | 72.81% | 2.2 | 0 | 12 |  |  |  |  | R-454B | 3.5833 | Residential & Commercial | USHP | Ducted CEE Tier 1
216767107 | Central HP <5.4 tons | TRANE | HRCU-A-CB (Split System: Heat Pump with Remote Outdoor Unit-Air-Source) | 5TWX7048A1 |  |  | 5PX*C009AS3 | S8V2C100M5PCB | 43500 | 15.5 | 8.7 | 44000 | 32000 | 72.73% | 2.19 | 0 | 12 |  |  |  |  | R-454B | 3.625 | Residential & Commercial | USHP | Ducted CEE Tier 1
216767116 | Central HP <5.4 tons | TRANE | HRCU-A-CB (Split System: Heat Pump with Remote Outdoor Unit-Air-Source) | 5TWX7048A1 |  |  | 5PX*CD09AS3 | S8V2C100M5PDB | 43500 | 15.5 | 8.5 | 44000 | 32000 | 72.73% | 2.14 | 0 | 12 |  |  |  |  | R-454B | 3.625 | Residential & Commercial | USHP | Ducted CEE Tier 1
216767123 | Central HP <5.4 tons | TRANE | HRCU-A-CB (Split System: Heat Pump with Remote Outdoor Unit-Air-Source) | 5TWX7048A1 |  |  | 5PX*D008AS3 | S8V2C080M5PDB | 43500 | 15.5 | 8.7 | 45000 | 32800 | 72.89% | 2.19 | 0 | 11.7 |  |  |  |  | R-454B | 3.625 | Residential & Commercial | USHP | Ducted CEE Tier 1
216767150 | Central HP <5.4 tons | TRANE | HRCU-A-CB (Split System: Heat Pump with Remote Outdoor Unit-Air-Source) | 5TWX7048A1 |  |  | 5PX*DD10AS3 | S8V2D120M5PCB | 43000 | 15.5 | 8.7 | 44000 | 32400 | 73.64% | 2.18 | 0 | 11.7 |  |  |  |  | R-454B | 3.5833 | Residential & Commercial | USHP | Ducted CEE Tier 1
212985055 | Central HP <5.4 tons | DAY & NIGHT | HRCU-A-CB (Split System: Heat Pump with Remote Outdoor Unit-Air-Source) | DLCURAH24ABK |  |  | EN(A,D)4X36L21** | *92MSN0802120A* | 23400 | 17 | 8.5 | 26200 | 24800 | 94.66% | 2.08 | 0 | 10.5 |  |  |  |  | R-410A | 1.95 | Residential & Commercial | USHP | Ducted CEE Tier 1
212988715 | Central HP <5.4 tons | DAY & NIGHT | HRCU-A-CB (Split System: Heat Pump with Remote Outdoor Unit-Air-Source) | DLCURAH24ABK |  |  | EA*4X37L21A* | *95MSU0401712A* | 24200 | 17 | 8.5 | 25200 | 21400 | 84.92% | 1.8 | 0 | 10 |  |  |  |  | R-410A | 2.0167 | Residential & Commercial | USHP | Ducted CEE Tier 1
213079231 | Central HP <5.4 tons | DAY & NIGHT | HRCU-A-CB (Split System: Heat Pump with Remote Outdoor Unit-Air-Source) | DLCURAH36ABK |  |  | EA*4X42L21A* | *80MSU0802120A* | 35000 | 16.5 | 8.1 | 38500 | 35000 | 90.91% | 1.9 | 0 | 10 |  |  |  |  | R-410A | 2.9167 | Residential & Commercial | USHP | Ducted CEE Tier 1
213079715 | Central HP <5.4 tons | DAY & NIGHT | HRCU-A-CB (Split System: Heat Pump with Remote Outdoor Unit-Air-Source) | DLCURAH36ABK |  |  | EN(A,D,W)4X48L21** | *92MSN0802120A* | 35800 | 16.5 | 8.1 | 38500 | 34800 | 90.39% | 2 | 0 | 10 |  |  |  |  | R-410A | 2.9833 | Residential & Commercial | USHP | Ducted CEE Tier 1
213079997 | Central HP <5.4 tons | DAY & NIGHT | HRCU-A-CB (Split System: Heat Pump with Remote Outdoor Unit-Air-Source) | DLCURAH36ABK |  |  | EA*4X36L17A* | *96MSN0801716A* | 35000 | 15.2 | 8.1 | 39000 | 35400 | 90.77% | 1.82 | 0 | 9.5 |  |  |  |  | R-410A | 2.9167 | Residential & Commercial | USHP
213080416 | Central HP <5.4 tons | DAY & NIGHT | HRCU-A-CB (Split System: Heat Pump with Remote Outdoor Unit-Air-Source) | DLCURAH36ABK |  |  | EA*4X43L21A* | *96MSN1002122A* | 36800 | 16 | 8.5 | 38500 | 34800 | 90.39% | 2.1 | 0 | 10 |  |  |  |  | R-410A | 3.0667 | Residential & Commercial | USHP | Ducted CEE Tier 1
215681442 | Central HP <5.4 tons | TEMPSTAR | HRCU-A-CB (Split System: Heat Pump with Remote Outdoor Unit-Air-Source) | T5H0V48*K*AAA* |  |  | EA*5X61M21A*+WALLCON | *96CTN0802120B* | 46000 | 18 | 9 | 48000 | 33800 | 70.42% | 2.08 | 0 | 10 |  |  |  |  | R-454B | 3.8333 | Residential & Commercial | USHP | Ducted CEE Tier 1
215681472 | Central HP <5.4 tons | TEMPSTAR | HRCU-A-CB (Split System: Heat Pump with Remote Outdoor Unit-Air-Source) | T5H0V48*K*AAA* |  |  | EA*5X61M21A*+WALLCON | *80CSU0802120B* | 46000 | 18 | 9 | 47500 | 33400 | 70.32% | 2.08 | 0 | 10 |  |  |  |  | R-454B | 3.8333 | Residential & Commercial | USHP | Ducted CEE Tier 1
215681742 | Central HP <5.4 tons | TEMPSTAR | HRCU-A-CB (Split System: Heat Pump with Remote Outdoor Unit-Air-Source) | T5H0V48*K*AAA* |  |  | ESH5X60M12A*+WALLCON | *97CTN1002122A* | 45500 | 16.5 | 8.5 | 48000 | 33800 | 70.42% | 2.08 | 0 | 9.5 |  |  |  |  | R-454B | 3.7917 | Residential & Commercial | USHP
213829714 | Central HP <5.4 tons | RUUD | HRCU-A-CB (Split System: Heat Pump with Remote Outdoor Unit-Air-Source) | UP18AZ24AJVC |  |  | RCFZ2421HEAAM | R801V0704A17UHU | 22800 | 20 | 8.5 | 22800 | 26000 | 114% | 2.1 | 0 | 12.5 |  |  |  |  | R-410A | 1.9 | Residential & Commercial | USHP | Ducted CEE Tier 1
216767073 | Central HP <5.4 tons | TRANE | HRCU-A-CB (Split System: Heat Pump with Remote Outdoor Unit-Air-Source) | 5TWX7036A1 |  |  | 5TXCC007AS3 | S9V2C100D5VSB | 31800 | 15.5 | 8.7 | 31600 | 23600 | 74.68% | 2.15 | 0 | 11.5 |  |  |  |  | R-454B | 2.65 | Residential & Commercial | USHP | Ducted CEE Tier 1
216735028 | Central HP <5.4 tons | BRYANT HEATING AND COOLING SYSTEMS | HRCU-A-CB (Split System: Heat Pump with Remote Outdoor Unit-Air-Source) | 37MUHAQ24AA3 |  |  | CAA**3717AM* | 88*TB36070C14*** | 22800 | 16.5 | 8.5 | 20600 | 18400 | 89.32% | 1.96 | 0 | 11 |  |  |  |  | R-454B | 1.9 | Residential & Commercial | USHP | Ducted CEE Tier 1
216735037 | Central HP <5.4 tons | BRYANT HEATING AND COOLING SYSTEMS | HRCU-A-CB (Split System: Heat Pump with Remote Outdoor Unit-Air-Source) | 37MUHAQ24AA3 |  |  | CAA**3717AM* | 88*TB48070C17*** | 23000 | 16.5 | 8.5 | 20800 | 18500 | 88.94% | 1.94 | 0 | 11 |  |  |  |  | R-454B | 1.9167 | Residential & Commercial | USHP | Ducted CEE Tier 1
216735646 | Central HP <5.4 tons | BRYANT HEATING AND COOLING SYSTEMS | HRCU-A-CB (Split System: Heat Pump with Remote Outdoor Unit-Air-Source) | 37MUHAQ24AA3 |  |  | CAA**3721AM* | 82*TB48070V17*** | 23000 | 16.5 | 8.5 | 20600 | 18400 | 89.32% | 1.96 | 0 | 11 |  |  |  |  | R-454B | 1.9167 | Residential & Commercial | USHP | Ducted CEE Tier 1
216735696 | Central HP <5.4 tons | BRYANT HEATING AND COOLING SYSTEMS | HRCU-A-CB (Split System: Heat Pump with Remote Outdoor Unit-Air-Source) | 37MUHAQ24AA3 |  |  | CAA**3721AM* | 935CB66100C21*** | 23800 | 15.5 | 8.5 | 21000 | 18700 | 89.05% | 1.98 | 0 | 11 |  |  |  |  | R-454B | 1.9833 | Residential & Commercial | USHP | Ducted CEE Tier 1
216735769 | Central HP <5.4 tons | BRYANT HEATING AND COOLING SYSTEMS | HRCU-A-CB (Split System: Heat Pump with Remote Outdoor Unit-Air-Source) | 37MUHAQ24AA3 |  |  | CAA**3721AM* | 912SE48080M17*** | 23000 | 16.5 | 8.5 | 20400 | 18300 | 89.71% | 1.98 | 0 | 11 |  |  |  |  | R-454B | 1.9167 | Residential & Commercial | USHP | Ducted CEE Tier 1
211398478 | Central HP <5.4 tons | JOHNSON CONTROLS | HRCU-A-CB (Split System: Heat Pump with Remote Outdoor Unit-Air-Source) | HMH72B341 |  |  | XAFD48FXXN1+TXV | TMLE100C16MP11 | 33600 | 17 | 8.5 | 32400 | 23600 | 72.84% | 2.08 | 0 | 9.5 |  |  |  |  | R-410A | 2.8 | Residential & Commercial | USHP
211398635 | Central HP <5.4 tons | JOHNSON CONTROLS | HRCU-A-CB (Split System: Heat Pump with Remote Outdoor Unit-Air-Source) | HMH72B341 |  |  | XAHC48FBCN1 | TM8E100B12MP11 | 32600 | 17 | 8.1 | 31800 | 23200 | 72.96% | 2.02 | 0 | 9 |  |  |  |  | R-410A | 2.7167 | Residential & Commercial | USHP
211394952 | Central HP <5.4 tons | JOHNSON CONTROLS | HRCU-A-CB (Split System: Heat Pump with Remote Outdoor Unit-Air-Source) | HMH72B341 |  |  | XAUC48FXXN1+TXV | TM9V100C16MP12 | 33800 | 16.5 | 8.5 | 32400 | 23800 | 73.46% | 2.08 | 0 | 9.5 |  |  |  |  | R-410A | 2.8167 | Residential & Commercial | USHP
211395359 | Central HP <5.4 tons | JOHNSON CONTROLS | HRCU-A-CB (Split System: Heat Pump with Remote Outdoor Unit-Air-Source) | HMH72B341 |  |  | XAFC48FBCN1 | TM9V080C16MP12 | 33400 | 16.5 | 8.5 | 32400 | 23600 | 72.84% | 2.06 | 0 | 9.5 |  |  |  |  | R-410A | 2.7833 | Residential & Commercial | USHP
211395820 | Central HP <5.4 tons | JOHNSON CONTROLS | HRCU-A-CB (Split System: Heat Pump with Remote Outdoor Unit-Air-Source) | HMH72B341 |  |  | XAFC48FXXN1+TXV | TM9V060B12MP12 | 33000 | 16.5 | 8.1 | 32400 | 24000 | 74.07% | 2.04 | 0 | 9 |  |  |  |  | R-410A | 2.75 | Residential & Commercial | USHP
211395911 | Central HP <5.4 tons | JOHNSON CONTROLS | HRCU-A-CB (Split System: Heat Pump with Remote Outdoor Unit-Air-Source) | HMH72B341 |  |  | XAUC48FXXN1+TXV | TP9C060B12MP13 | 33000 | 16.5 | 8.1 | 32400 | 24000 | 74.07% | 2.04 | 0 | 9 |  |  |  |  | R-410A | 2.75 | Residential & Commercial | USHP
211395963 | Central HP <5.4 tons | JOHNSON CONTROLS | HRCU-A-CB (Split System: Heat Pump with Remote Outdoor Unit-Air-Source) | HMH72B341 |  |  | XAHC48FXXN1+TXV | TM9E100C16MP12 | 32800 | 16.5 | 8.5 | 31800 | 23200 | 72.96% | 2.02 | 0 | 9 |  |  |  |  | R-410A | 2.7333 | Residential & Commercial | USHP
211396656 | Central HP <5.4 tons | JOHNSON CONTROLS | HRCU-A-CB (Split System: Heat Pump with Remote Outdoor Unit-Air-Source) | HMH72B341 |  |  | XAFC48FXXN1+TXV | TM8Y100C20MP11 | 34000 | 16.5 | 8.5 | 33000 | 24200 | 73.33% | 2.1 | 0 | 9.5 |  |  |  |  | R-410A | 2.8333 | Residential & Commercial | USHP
216767155 | Central HP <5.4 tons | TRANE | HRCU-A-CB (Split System: Heat Pump with Remote Outdoor Unit-Air-Source) | 5TWX7048A1 |  |  | 5PX*DD10AS3 | S9X1D120D5PSB | 43000 | 15.2 | 8.7 | 44500 | 32400 | 72.81% | 2.18 | 0 | 11.7 |  |  |  |  | R-454B | 3.5833 | Residential & Commercial | USHP | Ducted CEE Tier 1
216767159 | Central HP <5.4 tons | TRANE | HRCU-A-CB (Split System: Heat Pump with Remote Outdoor Unit-Air-Source) | 5TWX7048A1 |  |  | 5TXCC007AS3 | S8V2C100M5PCB | 43000 | 15.5 | 8.7 | 45000 | 32800 | 72.89% | 2.19 | 0 | 11.7 |  |  |  |  | R-454B | 3.5833 | Residential & Commercial | USHP | Ducted CEE Tier 1
215677962 | Central HP <5.4 tons | TEMPSTAR | HRCU-A-CB (Split System: Heat Pump with Remote Outdoor Unit-Air-Source) | T5H0V60*K*AAA* |  |  | EA*5X61M24A*+WALLCON | *95CSU0802120B* | 56000 | 18 | 8.5 | 60000 | 42000 | 70% | 2.02 | 0 | 8.5 |  |  |  |  | R-454B | 4.6667 | Residential & Commercial | USHP
211396574 | Central HP <5.4 tons | JOHNSON CONTROLS | HRCU-A-CB (Split System: Heat Pump with Remote Outdoor Unit-Air-Source) | HMH72B341 |  |  | XAHC48FBCN1 | TM8Y100C20MP11 | 33800 | 16.5 | 8.5 | 32400 | 23800 | 73.46% | 2.06 | 0 | 9 |  |  |  |  | R-410A | 2.8167 | Residential & Commercial | USHP
211396915 | Central HP <5.4 tons | JOHNSON CONTROLS | HRCU-A-CB (Split System: Heat Pump with Remote Outdoor Unit-Air-Source) | HMH72B341 |  |  | XAFC48FXXN1+TXV | TM8Y080C16MP11 | 34000 | 17.5 | 8.5 | 33200 | 24400 | 73.49% | 2.08 | 0 | 9 |  |  |  |  | R-410A | 2.8333 | Residential & Commercial | USHP
211397240 | Central HP <5.4 tons | JOHNSON CONTROLS | HRCU-A-CB (Split System: Heat Pump with Remote Outdoor Unit-Air-Source) | HMH72B341 |  |  | XAHD48FXXN1+TXV | TMLV100C16MP12 | 33600 | 16 | 8.5 | 32400 | 23800 | 73.46% | 2.06 | 0 | 9 |  |  |  |  | R-410A | 2.8 | Residential & Commercial | USHP
211397376 | Central HP <5.4 tons | JOHNSON CONTROLS | HRCU-A-CB (Split System: Heat Pump with Remote Outdoor Unit-Air-Source) | HMH72B341 |  |  | XAHC48FXXN1+TXV | TM8V100C16MP12 | 33600 | 16.5 | 8.5 | 32400 | 23800 | 73.46% | 2.06 | 0 | 9 |  |  |  |  | R-410A | 2.8 | Residential & Commercial | USHP
211397415 | Central HP <5.4 tons | JOHNSON CONTROLS | HRCU-A-CB (Split System: Heat Pump with Remote Outdoor Unit-Air-Source) | HMH72B341 |  |  | XAHC48FXXN1+TXV | TPLC080C16MP13 | 33600 | 16.5 | 8.5 | 32400 | 23800 | 73.46% | 2.06 | 0 | 9 |  |  |  |  | R-410A | 2.8 | Residential & Commercial | USHP
215682082 | Central HP <5.4 tons | TEMPSTAR | HRCU-A-CB (Split System: Heat Pump with Remote Outdoor Unit-Air-Source) | T5H0V48*K*AAA* |  |  | EVM5X61M24A*+WALLCON | *97CTN1002122A* | 48500 | 19.5 | 9.5 | 50000 | 36600 | 73.2% | 2.12 | 0 | 10.5 |  |  |  |  | R-454B | 4.0417 | Residential & Commercial | USHP | Ducted CEE Tier 1
216737274 | Central HP <5.4 tons | AIRQUEST | HRCU-A-CB (Split System: Heat Pump with Remote Outdoor Unit-Air-Source) | D5CUHAH24AAK |  |  | ESH5X30M12A* | *80CTL0701716B* | 22600 | 16 | 8.1 | 21000 | 18900 | 90% | 1.85 | 0 | 10.5 |  |  |  |  | R-454B | 1.8833 | Residential & Commercial | USHP | Ducted CEE Tier 1
216738385 | Central HP <5.4 tons | AIRQUEST | HRCU-A-CB (Split System: Heat Pump with Remote Outdoor Unit-Air-Source) | D5CUHAH24AAK |  |  | ESH5X36M12A* | *95CSU1002122B* | 23400 | 15.2 | 8.1 | 21200 | 18800 | 88.68% | 1.9 | 0 | 11 |  |  |  |  | R-454B | 1.95 | Residential & Commercial | USHP | Ducted CEE Tier 1
216738421 | Central HP <5.4 tons | AIRQUEST | HRCU-A-CB (Split System: Heat Pump with Remote Outdoor Unit-Air-Source) | D5CUHAH24AAK |  |  | ESH5X36M12A* | *97CMN0802120B* | 23200 | 15.2 | 8.1 | 21000 | 18700 | 89.05% | 1.85 | 0 | 10.5 |  |  |  |  | R-454B | 1.9333 | Residential & Commercial | USHP | Ducted CEE Tier 1
216738430 | Central HP <5.4 tons | AIRQUEST | HRCU-A-CB (Split System: Heat Pump with Remote Outdoor Unit-Air-Source) | D5CUHAH24AAK |  |  | ESH5X36M12A* | *97CMN1002122B* | 23000 | 15.5 | 8.1 | 21000 | 18700 | 89.05% | 1.85 | 0 | 11 |  |  |  |  | R-454B | 1.9167 | Residential & Commercial | USHP | Ducted CEE Tier 1
215681452 | Central HP <5.4 tons | TEMPSTAR | HRCU-A-CB (Split System: Heat Pump with Remote Outdoor Unit-Air-Source) | T5H0V48*K*AAA* |  |  | EA*5X61M21A*+WALLCON | *80CSU0401712B* | 46000 | 18 | 9 | 47500 | 33600 | 70.74% | 2.06 | 0 | 9.5 |  |  |  |  | R-454B | 3.8333 | Residential & Commercial | USHP
215681502 | Central HP <5.4 tons | TEMPSTAR | HRCU-A-CB (Split System: Heat Pump with Remote Outdoor Unit-Air-Source) | T5H0V48*K*AAA* |  |  | EA*5X61M21A*+WALLCON | *97CTN0802120A* | 46000 | 18 | 9 | 48000 | 33800 | 70.42% | 2.08 | 0 | 10 |  |  |  |  | R-454B | 3.8333 | Residential & Commercial | USHP | Ducted CEE Tier 1
215681822 | Central HP <5.4 tons | TEMPSTAR | HRCU-A-CB (Split System: Heat Pump with Remote Outdoor Unit-Air-Source) | T5H0V48*K*AAA* |  |  | EVM5X49M21A*+WALLCON | *96CTN0802120B* | 48000 | 19 | 9 | 50000 | 36800 | 73.6% | 2 | 0 | 10 |  |  |  |  | R-454B | 4 | Residential & Commercial | USHP | Ducted CEE Tier 1
215681972 | Central HP <5.4 tons | TEMPSTAR | HRCU-A-CB (Split System: Heat Pump with Remote Outdoor Unit-Air-Source) | T5H0V48*K*AAA* |  |  | EVM5X60M21A*+WALLCON | *97CTN1002122A* | 48000 | 19 | 9 | 50000 | 36800 | 73.6% | 2 | 0 | 10.5 |  |  |  |  | R-454B | 4 | Residential & Commercial | USHP | Ducted CEE Tier 1
215682002 | Central HP <5.4 tons | TEMPSTAR | HRCU-A-CB (Split System: Heat Pump with Remote Outdoor Unit-Air-Source) | T5H0V48*K*AAA* |  |  | EVM5X60M24A*+WALLCON | *80CSU1002120B* | 48000 | 18.5 | 9 | 50000 | 36600 | 73.2% | 2 | 0 | 10 |  |  |  |  | R-454B | 4 | Residential & Commercial | USHP | Ducted CEE Tier 1
215682072 | Central HP <5.4 tons | TEMPSTAR | HRCU-A-CB (Split System: Heat Pump with Remote Outdoor Unit-Air-Source) | T5H0V48*K*AAA* |  |  | EVM5X61M24A*+WALLCON | *97CTN0802120A* | 48500 | 19 | 9.5 | 50000 | 36800 | 73.6% | 2.1 | 0 | 10.5 |  |  |  |  | R-454B | 4.0417 | Residential & Commercial | USHP | Ducted CEE Tier 1
214499792 | Central HP <5.4 tons | GOODMAN | HRCU-A-CB (Split System: Heat Pump with Remote Outdoor Unit-Air-Source) | GSZS601810A* |  |  | CA*EA1818*4B* | G*VM970803BNB* | 16600 | 17.5 | 8.5 | 17400 | 13000 | 74.71% | 2.1 | 0 | 10.9 |  |  |  |  | R-410A | 1.3833 | Residential & Commercial | USHP | Ducted CEE Tier 1
214499799 | Central HP <5.4 tons | GOODMAN | HRCU-A-CB (Split System: Heat Pump with Remote Outdoor Unit-Air-Source) | GSZS601810A* |  |  | CA*EA2422*4B* | G*VS800604BUA* | 16600 | 17.5 | 8.5 | 17400 | 13000 | 74.71% | 2.1 | 0 | 10.9 |  |  |  |  | R-410A | 1.3833 | Residential & Commercial | USHP | Ducted CEE Tier 1
213349159 | Central HP <5.4 tons | GOODMAN | HRCU-A-CB (Split System: Heat Pump with Remote Outdoor Unit-Air-Source) | GSZS601810A* |  |  | CA*EA2422*4A*+MBVC1200**-1A* | 0 | 16600 | 17.5 | 8.5 | 17400 | 13000 | 74.71% | 2.1 | 0 | 10.9 |  |  |  |  | R-410A | 1.3833 | Residential & Commercial | USHP | Ducted CEE Tier 1
216769990 | Central HP <5.4 tons | TRANE | HRCU-A-CB (Split System: Heat Pump with Remote Outdoor Unit-Air-Source) | 5TWR7036A1 |  |  | 5TXCC009AS3 | S8X2C080M5PSC | 34200 | 17.1 | 8.7 | 32400 | 24000 | 74.07% | 2.22 | 0 | 12 |  |  |  |  | R-454B | 2.85 | Residential & Commercial | USHP | Ducted CEE Tier 1
216767191 | Central HP <5.4 tons | TRANE | HRCU-A-CB (Split System: Heat Pump with Remote Outdoor Unit-Air-Source) | 5TWX7048A1 |  |  | 5TXCD010AS3 | S9X1C080U5PSB | 43500 | 16 | 8.7 | 44000 | 32000 | 72.73% | 2.19 | 0 | 12 |  |  |  |  | R-454B | 3.625 | Residential & Commercial | USHP | Ducted CEE Tier 1
216767209 | Central HP <5.4 tons | TRANE | HRCU-A-CB (Split System: Heat Pump with Remote Outdoor Unit-Air-Source) | 5TWX7060A1 |  |  | 5PX*D008AS3 | S8V2C080M5PDB | 51000 | 15.2 | 8.7 | 51500 | 39000 | 75.73% | 2.15 | 0 | 10 |  |  |  |  | R-454B | 4.25 | Residential & Commercial | USHP | Ducted CEE Tier 1
211395331 | Central HP <5.4 tons | JOHNSON CONTROLS | HRCU-A-CB (Split System: Heat Pump with Remote Outdoor Unit-Air-Source) | HMH72B341 |  |  | XAFC48FXXN1+TXV | TP9C080C16MP13 | 33400 | 16.5 | 8.5 | 32400 | 23600 | 72.84% | 2.06 | 0 | 9.5 |  |  |  |  | R-410A | 2.7833 | Residential & Commercial | USHP
211395948 | Central HP <5.4 tons | JOHNSON CONTROLS | HRCU-A-CB (Split System: Heat Pump with Remote Outdoor Unit-Air-Source) | HMH72B341 |  |  | XAHD48FBCN1 | TM9E100C16MP12 | 32800 | 16.5 | 8.5 | 31800 | 23200 | 72.96% | 2.02 | 0 | 9 |  |  |  |  | R-410A | 2.7333 | Residential & Commercial | USHP
211396033 | Central HP <5.4 tons | JOHNSON CONTROLS | HRCU-A-CB (Split System: Heat Pump with Remote Outdoor Unit-Air-Source) | HMH72B341 |  |  | XAFC48FBCN1 | TM9E100C16MP12 | 33400 | 17 | 8.5 | 32400 | 23600 | 72.84% | 2.06 | 0 | 9.5 |  |  |  |  | R-410A | 2.7833 | Residential & Commercial | USHP
211395483 | Central HP <5.4 tons | JOHNSON CONTROLS | HRCU-A-CB (Split System: Heat Pump with Remote Outdoor Unit-Air-Source) | HMH72B341 |  |  | XAHC48FXXN1+TXV | TP9C080B12MP13 | 32800 | 16 | 8.1 | 32200 | 23600 | 73.29% | 2.02 | 0 | 9 |  |  |  |  | R-410A | 2.7333 | Residential & Commercial | USHP
211392891 | Central HP <5.4 tons | JOHNSON CONTROLS | HRCU-A-CB (Split System: Heat Pump with Remote Outdoor Unit-Air-Source) | HMH72B341 |  |  | XAFB36DBCN1 | TMLE040A12MP11 | 34000 | 18 | 8.1 | 33600 | 23800 | 70.83% | 2.06 | 0 | 10 |  |  |  |  | R-410A | 2.8333 | Residential & Commercial | USHP | Ducted CEE Tier 1
211391422 | Central HP <5.4 tons | JOHNSON CONTROLS | HRCU-A-CB (Split System: Heat Pump with Remote Outdoor Unit-Air-Source) | HMH72B341 |  |  | XAHC36DXXN1+TXV | TMLE100C16MP11 | 33600 | 17.5 | 8.1 | 33000 | 23200 | 70.3% | 2.04 | 0 | 10 |  |  |  |  | R-410A | 2.8 | Residential & Commercial | USHP | Ducted CEE Tier 1
211206981 | Central HP <5.4 tons | CHAMPION HEATING AND COOLING | HRCU-A-CB (Split System: Heat Pump with Remote Outdoor Unit-Air-Source) | HL20B4821 |  |  | XAMC48HE3N1+CC | TM8V100C16MP12 | 43500 | 19 | 9 | 44500 | 36200 | 81.35% | 2.14 | 0 | 12 |  |  |  |  | R-410A | 3.625 | Residential & Commercial | USHP | Ducted CEE Tier 1
214572499 | Central HP <5.4 tons | BRYANT HEATING AND COOLING SYSTEMS | HRCU-A-CB (Split System: Heat Pump with Remote Outdoor Unit-Air-Source) | 288BNV037*0**A* |  |  | CAP**3621AL*+UI | 987MC60060C21*** | 31400 | 17 | 8.1 | 33200 | 24400 | 73.49% | 1.84 | 0 | 10.5 |  |  |  |  | R-410A | 2.6167 | Residential & Commercial | USHP | Ducted CEE Tier 1
215676822 | Central HP <5.4 tons | TEMPSTAR | HRCU-A-CB (Split System: Heat Pump with Remote Outdoor Unit-Air-Source) | T5H0V48*K*AAA* |  |  | EVD5X61M21A*+WALLCON | *97CMN1002122B* | 48500 | 19.5 | 9.5 | 50000 | 36800 | 73.6% | 2.12 | 0 | 10.5 |  |  |  |  | R-454B | 4.0417 | Residential & Commercial | USHP | Ducted CEE Tier 1
216734387 | Central HP <5.4 tons | BRYANT HEATING AND COOLING SYSTEMS | HRCU-A-CB (Split System: Heat Pump with Remote Outdoor Unit-Air-Source) | 37MUHAQ24AA3 |  |  | CAA**3617AM* | 8(0,1)*SB36070M17*** | 22200 | 16.5 | 8.1 | 20800 | 18600 | 89.42% | 1.85 | 0 | 11 |  |  |  |  | R-454B | 1.85 | Residential & Commercial | USHP | Ducted CEE Tier 1
216735055 | Central HP <5.4 tons | BRYANT HEATING AND COOLING SYSTEMS | HRCU-A-CB (Split System: Heat Pump with Remote Outdoor Unit-Air-Source) | 37MUHAQ24AA3 |  |  | CAA**3717AM* | 82*TB36045V14*** | 23000 | 16.5 | 8.5 | 20800 | 18500 | 88.94% | 1.96 | 0 | 11 |  |  |  |  | R-454B | 1.9167 | Residential & Commercial | USHP | Ducted CEE Tier 1
211394632 | Central HP <5.4 tons | JOHNSON CONTROLS | HRCU-A-CB (Split System: Heat Pump with Remote Outdoor Unit-Air-Source) | HMH72B341 |  |  | XAFC48FBCN1 | TM9V100C20MP12 | 34000 | 16.5 | 8.5 | 33000 | 24200 | 73.33% | 2.1 | 0 | 9 |  |  |  |  | R-410A | 2.8333 | Residential & Commercial | USHP
211394732 | Central HP <5.4 tons | JOHNSON CONTROLS | HRCU-A-CB (Split System: Heat Pump with Remote Outdoor Unit-Air-Source) | HMH72B341 |  |  | XAHD48FBCN1 | TM9V100C16MP12 | 33000 | 16 | 8.5 | 31800 | 23200 | 72.96% | 2.04 | 0 | 9 |  |  |  |  | R-410A | 2.75 | Residential & Commercial | USHP
211394818 | Central HP <5.4 tons | JOHNSON CONTROLS | HRCU-A-CB (Split System: Heat Pump with Remote Outdoor Unit-Air-Source) | HMH72B341 |  |  | XAHC48FBCN1 | TP9C100C16MP13 | 33000 | 16.5 | 8.5 | 31800 | 23200 | 72.96% | 2.04 | 0 | 9 |  |  |  |  | R-410A | 2.75 | Residential & Commercial | USHP
211395245 | Central HP <5.4 tons | JOHNSON CONTROLS | HRCU-A-CB (Split System: Heat Pump with Remote Outdoor Unit-Air-Source) | HMH72B341 |  |  | XAFD48FBCN1 | TM9V080C16MP12 | 33400 | 16.5 | 8.5 | 32400 | 23600 | 72.84% | 2.06 | 0 | 9.5 |  |  |  |  | R-410A | 2.7833 | Residential & Commercial | USHP
211393998 | Central HP <5.4 tons | JOHNSON CONTROLS | HRCU-A-CB (Split System: Heat Pump with Remote Outdoor Unit-Air-Source) | HMH72B341 |  |  | XAHD48FXXN1+TXV | TM9Y080C16MP11 | 32800 | 17 | 8.1 | 31800 | 23200 | 72.96% | 2.02 | 0 | 9 |  |  |  |  | R-410A | 2.7333 | Residential & Commercial | USHP
211394350 | Central HP <5.4 tons | JOHNSON CONTROLS | HRCU-A-CB (Split System: Heat Pump with Remote Outdoor Unit-Air-Source) | HMH72B341 |  |  | XAFD48FXXN1+TXV | TP9C120D20MP13 | 34000 | 17 | 8.5 | 32400 | 23800 | 73.46% | 2.1 | 0 | 9.5 |  |  |  |  | R-410A | 2.8333 | Residential & Commercial | USHP
216735079 | Central HP <5.4 tons | BRYANT HEATING AND COOLING SYSTEMS | HRCU-A-CB (Split System: Heat Pump with Remote Outdoor Unit-Air-Source) | 37MUHAQ24AA3 |  |  | CAA**3717AM* | 82*TB48090V17*** | 23000 | 16.5 | 8.5 | 20800 | 18500 | 88.94% | 1.96 | 0 | 11 |  |  |  |  | R-454B | 1.9167 | Residential & Commercial | USHP | Ducted CEE Tier 1
216735361 | Central HP <5.4 tons | BRYANT HEATING AND COOLING SYSTEMS | HRCU-A-CB (Split System: Heat Pump with Remote Outdoor Unit-Air-Source) | 37MUHAQ24AA3 |  |  | CAA**3717AM* | 927TA48060V17*** | 22800 | 16 | 8.5 | 20600 | 18400 | 89.32% | 1.96 | 0 | 11 |  |  |  |  | R-454B | 1.9 | Residential & Commercial | USHP | Ducted CEE Tier 1
216448742 | Central HP <5.4 tons | TRANE | HRCU-A-CB (Split System: Heat Pump with Remote Outdoor Unit-Air-Source) | 5TWV0X36A1 |  |  | 5PX*B004AS3+P0V0B000M40SD+LRP | 0 | 33200 | 18.6 | 9 | 31800 | 23800 | 74.84% | 2.1 | 0 | 12 |  |  |  |  | R-454B | 2.7667 | Residential & Commercial | USHP | Ducted CEE Tier 1
214570469 | Central HP <5.4 tons | BRYANT HEATING AND COOLING SYSTEMS | HRCU-A-CB (Split System: Heat Pump with Remote Outdoor Unit-Air-Source) | 288BNV025*0**C* |  |  | CAP**3721AL*+UI | 987MC60080C21*** | 24400 | 16.5 | 8.5 | 21200 | 16600 | 78.3% | 2.02 | 0 | 11 |  |  |  |  | R-410A | 2.0333 | Residential & Commercial | USHP | Ducted CEE Tier 1
214570489 | Central HP <5.4 tons | BRYANT HEATING AND COOLING SYSTEMS | HRCU-A-CB (Split System: Heat Pump with Remote Outdoor Unit-Air-Source) | 288BNV025*0**C* |  |  | CAP**4221AL*+UI | 88*TB60070C21*** | 23800 | 16.5 | 8.1 | 21400 | 16600 | 77.57% | 1.96 | 0 | 10.5 |  |  |  |  | R-410A | 1.9833 | Residential & Commercial | USHP | Ducted CEE Tier 1
216735543 | Central HP <5.4 tons | BRYANT HEATING AND COOLING SYSTEMS | HRCU-A-CB (Split System: Heat Pump with Remote Outdoor Unit-Air-Source) | 37MUHAQ24AA3 |  |  | CAA**3721AM* | 82*SB66110V21*** | 23000 | 15.5 | 8.5 | 20600 | 18300 | 88.83% | 1.98 | 0 | 11 |  |  |  |  | R-454B | 1.9167 | Residential & Commercial | USHP | Ducted CEE Tier 1
216735858 | Central HP <5.4 tons | BRYANT HEATING AND COOLING SYSTEMS | HRCU-A-CB (Split System: Heat Pump with Remote Outdoor Unit-Air-Source) | 37MUHAQ24AA3 |  |  | CAA**3721AM* | 926SB36040V17*** | 23000 | 16 | 8.5 | 20800 | 18500 | 88.94% | 1.96 | 0 | 10.5 |  |  |  |  | R-454B | 1.9167 | Residential & Commercial | USHP | Ducted CEE Tier 1
216736027 | Central HP <5.4 tons | BRYANT HEATING AND COOLING SYSTEMS | HRCU-A-CB (Split System: Heat Pump with Remote Outdoor Unit-Air-Source) | 37MUHAQ24AA3 |  |  | CAA**3721AM* | 926TC60100V21*** | 22800 | 16.5 | 8.5 | 20400 | 18300 | 89.71% | 1.98 | 0 | 11 |  |  |  |  | R-454B | 1.9 | Residential & Commercial | USHP | Ducted CEE Tier 1
216735592 | Central HP <5.4 tons | BRYANT HEATING AND COOLING SYSTEMS | HRCU-A-CB (Split System: Heat Pump with Remote Outdoor Unit-Air-Source) | 37MUHAQ24AA3 |  |  | CAA**3721AM* | 88*TB36045C17*** | 23000 | 16 | 8.5 | 20600 | 18400 | 89.32% | 1.98 | 0 | 11 |  |  |  |  | R-454B | 1.9167 | Residential & Commercial | USHP | Ducted CEE Tier 1
216736277 | Central HP <5.4 tons | BRYANT HEATING AND COOLING SYSTEMS | HRCU-A-CB (Split System: Heat Pump with Remote Outdoor Unit-Air-Source) | 37MUHAQ24AA3 |  |  | CSAH*2412AM* | 82*SB36070V14*** | 22200 | 16 | 8.1 | 21000 | 18900 | 90% | 1.85 | 0 | 10.5 |  |  |  |  | R-454B | 1.85 | Residential & Commercial | USHP | Ducted CEE Tier 1
216736342 | Central HP <5.4 tons | BRYANT HEATING AND COOLING SYSTEMS | HRCU-A-CB (Split System: Heat Pump with Remote Outdoor Unit-Air-Source) | 37MUHAQ24AA3 |  |  | CSAH*2412AM* | 83*SB48060M17*** | 22600 | 16 | 8.1 | 21200 | 19000 | 89.62% | 1.85 | 0 | 10.5 |  |  |  |  | R-454B | 1.8833 | Residential & Commercial | USHP | Ducted CEE Tier 1
214499808 | Central HP <5.4 tons | GOODMAN | HRCU-A-CB (Split System: Heat Pump with Remote Outdoor Unit-Air-Source) | GSZS601810A* |  |  | CA*EA2422*4B* | G*VM970803BNB* | 16600 | 17.5 | 8.5 | 17400 | 13000 | 74.71% | 2.1 | 0 | 10.9 |  |  |  |  | R-410A | 1.3833 | Residential & Commercial | USHP | Ducted CEE Tier 1
213349042 | Central HP <5.4 tons | GOODMAN | HRCU-A-CB (Split System: Heat Pump with Remote Outdoor Unit-Air-Source) | GSZS601810A* |  |  | CA*EA1818*4A* | G*VM970803BNB* | 16600 | 17.5 | 8.5 | 17400 | 13000 | 74.71% | 2.1 | 0 | 10.9 |  |  |  |  | R-410A | 1.3833 | Residential & Commercial | USHP | Ducted CEE Tier 1
213349044 | Central HP <5.4 tons | GOODMAN | HRCU-A-CB (Split System: Heat Pump with Remote Outdoor Unit-Air-Source) | GSZS601810A* |  |  | CA*EA1818*4A* | G*VC800804C*A* | 16600 | 17.5 | 8.5 | 17400 | 13000 | 74.71% | 2.1 | 0 | 10.9 |  |  |  |  | R-410A | 1.3833 | Residential & Commercial | USHP | Ducted CEE Tier 1
216736046 | Central HP <5.4 tons | BRYANT HEATING AND COOLING SYSTEMS | HRCU-A-CB (Split System: Heat Pump with Remote Outdoor Unit-Air-Source) | 37MUHAQ24AA3 |  |  | CAA**3721AM* | 927TA48060V17*** | 23000 | 16.5 | 8.5 | 20600 | 18400 | 89.32% | 1.96 | 0 | 11 |  |  |  |  | R-454B | 1.9167 | Residential & Commercial | USHP | Ducted CEE Tier 1
216772323 | Central HP <5.4 tons | KINGHOME | HRCU-A-CB (Split System: Heat Pump with Remote Outdoor Unit-Air-Source) | KD48UXO |  |  | KD48UXI | 0 | 48000 | 20 | 9.5 | 48000 | 36000 | 75% | 2.18 | 0 | 11.7 |  |  |  |  | R-32 | 4 | Residential & Commercial | USHP | Ducted CEE Tier 1
216448744 | Central HP <5.4 tons | TRANE | HRCU-A-CB (Split System: Heat Pump with Remote Outdoor Unit-Air-Source) | 5TWV0X36A1 |  |  | 5PX*B006AS3+P0V0A000M30SD+LRP | 0 | 34200 | 19 | 9.4 | 32600 | 24400 | 74.85% | 2.1 | 0 | 12 |  |  |  |  | R-454B | 2.85 | Residential & Commercial | USHP | Ducted CEE Tier 1
215931706 | Central HP <5.4 tons | HEIL | HRCU-A-CB (Split System: Heat Pump with Remote Outdoor Unit-Air-Source) | H5H3V60*K*AAA* |  |  | EA*5X61M24A*+WALLCON | *80CTL1102120B* | 57000 | 19 | 8.5 | 60500 | 46500 | 76.86% | 2.02 | 0 | 11.5 |  |  |  |  | R-454B | 4.75 | Residential & Commercial | USHP | Ducted CEE Tier 1
216767094 | Central HP <5.4 tons | TRANE | HRCU-A-CB (Split System: Heat Pump with Remote Outdoor Unit-Air-Source) | 5TWX7036A1 |  |  | 5TXCD008AS3 | S9X1D120U5PSB | 34000 | 16 | 9 | 32600 | 24000 | 73.62% | 2.2 | 0 | 12 |  |  |  |  | R-454B | 2.8333 | Residential & Commercial | USHP | Ducted CEE Tier 1
216767110 | Central HP <5.4 tons | TRANE | HRCU-A-CB (Split System: Heat Pump with Remote Outdoor Unit-Air-Source) | 5TWX7048A1 |  |  | 5PX*C009AS3 | S9X1C080U5PSB | 43000 | 16 | 8.7 | 43500 | 32000 | 73.56% | 2.19 | 0 | 12 |  |  |  |  | R-454B | 3.5833 | Residential & Commercial | USHP | Ducted CEE Tier 1
216767113 | Central HP <5.4 tons | TRANE | HRCU-A-CB (Split System: Heat Pump with Remote Outdoor Unit-Air-Source) | 5TWX7048A1 |  |  | 5PX*CD09AS3 | S9V2C100D5VSB | 43000 | 15.5 | 8.5 | 44000 | 32200 | 73.18% | 2.13 | 0 | 11.7 |  |  |  |  | R-454B | 3.5833 | Residential & Commercial | USHP | Ducted CEE Tier 1
211396713 | Central HP <5.4 tons | JOHNSON CONTROLS | HRCU-A-CB (Split System: Heat Pump with Remote Outdoor Unit-Air-Source) | HMH72B341 |  |  | XAUC48FXXN1+TXV | TM8Y100C20MP11 | 34000 | 16.5 | 8.5 | 33000 | 24200 | 73.33% | 2.1 | 0 | 9.5 |  |  |  |  | R-410A | 2.8333 | Residential & Commercial | USHP
211396840 | Central HP <5.4 tons | JOHNSON CONTROLS | HRCU-A-CB (Split System: Heat Pump with Remote Outdoor Unit-Air-Source) | HMH72B341 |  |  | XAFD48FXXN1+TXV | TM8Y100C16MP11 | 34000 | 17.5 | 8.5 | 33200 | 24400 | 73.49% | 2.08 | 0 | 9 |  |  |  |  | R-410A | 2.8333 | Residential & Commercial | USHP
211394318 | Central HP <5.4 tons | JOHNSON CONTROLS | HRCU-A-CB (Split System: Heat Pump with Remote Outdoor Unit-Air-Source) | HMH72B341 |  |  | XAHD48FBCN1 | TP9C120D20MP13 | 33400 | 16.5 | 8.5 | 32000 | 23200 | 72.5% | 2.06 | 0 | 9.5 |  |  |  |  | R-410A | 2.7833 | Residential & Commercial | USHP
211394434 | Central HP <5.4 tons | JOHNSON CONTROLS | HRCU-A-CB (Split System: Heat Pump with Remote Outdoor Unit-Air-Source) | HMH72B341 |  |  | XAHD48FBCN1 | TM9V100C20MP12 | 33600 | 16.5 | 8.5 | 32400 | 23800 | 73.46% | 2.06 | 0 | 9 |  |  |  |  | R-410A | 2.8 | Residential & Commercial | USHP
211393541 | Central HP <5.4 tons | JOHNSON CONTROLS | HRCU-A-CB (Split System: Heat Pump with Remote Outdoor Unit-Air-Source) | HMH72B341 |  |  | XAFB36DXXN1+TXV | TL8E060A12UH11 | 34000 | 18 | 8.1 | 33800 | 23800 | 70.41% | 2.06 | 0 | 10 |  |  |  |  | R-410A | 2.8333 | Residential & Commercial | USHP | Ducted CEE Tier 1
211393641 | Central HP <5.4 tons | JOHNSON CONTROLS | HRCU-A-CB (Split System: Heat Pump with Remote Outdoor Unit-Air-Source) | HMH72B341 |  |  | JHETB36DBCS2N1 | 0 | 34000 | 18.5 | 8.5 | 33800 | 23800 | 70.41% | 2.12 | 0 | 10 |  |  |  |  | R-410A | 2.8333 | Residential & Commercial | USHP | Ducted CEE Tier 1
216737265 | Central HP <5.4 tons | AIRQUEST | HRCU-A-CB (Split System: Heat Pump with Remote Outdoor Unit-Air-Source) | D5CUHAH24AAK |  |  | ESH5X30M12A* | *80CTL0701412B* | 22400 | 16 | 8.1 | 20800 | 18700 | 89.9% | 1.85 | 0 | 11 |  |  |  |  | R-454B | 1.8667 | Residential & Commercial | USHP | Ducted CEE Tier 1
216737460 | Central HP <5.4 tons | AIRQUEST | HRCU-A-CB (Split System: Heat Pump with Remote Outdoor Unit-Air-Source) | D5CUHAH24AAK |  |  | ESH5X30M12A* | *92MSN0601412A* | 22600 | 15.2 | 8.1 | 21200 | 18900 | 89.15% | 1.85 | 0 | 10.5 |  |  |  |  | R-454B | 1.8833 | Residential & Commercial | USHP | Ducted CEE Tier 1
215679972 | Central HP <5.4 tons | TEMPSTAR | HRCU-A-CB (Split System: Heat Pump with Remote Outdoor Unit-Air-Source) | T5H0V36*K*AAA* |  |  | ESH5X60M12A*+WALLCON | *97CTN0601716A* | 34200 | 16 | 8.5 | 34800 | 25200 | 72.41% | 1.8 | 0 | 9 |  |  |  |  | R-454B | 2.85 | Residential & Commercial | USHP
212977049 | Central HP <5.4 tons | BRYANT HEATING AND COOLING SYSTEMS | HRCU-A-CB (Split System: Heat Pump with Remote Outdoor Unit-Air-Source) | 38MURAQ30AB3* |  |  | CAP**4321AL* | 926TC66100V21*** | 30400 | 15.2 | 8.1 | 33000 | 26400 | 80% | 1.84 | 0 | 9 |  |  |  |  | R-410A | 2.5333 | Residential & Commercial | USHP
215939617 | Central HP <5.4 tons | AIRQUEST | HRCU-A-CB (Split System: Heat Pump with Remote Outdoor Unit-Air-Source) | H5H3V36*K*AAA* |  |  | EA*5X36M17A*+WALLCON | *80CSU0601716B* | 32400 | 19.5 | 9.5 | 35000 | 27000 | 77.14% | 2 | 0 | 11 |  |  |  |  | R-454B | 2.7 | Residential & Commercial | USHP | Ducted CEE Tier 1
215939767 | Central HP <5.4 tons | AIRQUEST | HRCU-A-CB (Split System: Heat Pump with Remote Outdoor Unit-Air-Source) | H5H3V36*K*AAA* |  |  | EA*5X48M21A*+WALLCON | *97CTN0802120A* | 33400 | 20 | 9.5 | 34600 | 26400 | 76.3% | 2.04 | 0 | 11.5 |  |  |  |  | R-454B | 2.7833 | Residential & Commercial | USHP | Ducted CEE Tier 1
215940087 | Central HP <5.4 tons | AIRQUEST | HRCU-A-CB (Split System: Heat Pump with Remote Outdoor Unit-Air-Source) | H5H3V36*K*AAA* |  |  | ESH5X42M12A*+WALLCON | *97CTN1202422A* | 33600 | 19 | 9 | 34600 | 26600 | 76.88% | 1.94 | 0 | 11.5 |  |  |  |  | R-454B | 2.8 | Residential & Commercial | USHP | Ducted CEE Tier 1
216767089 | Central HP <5.4 tons | TRANE | HRCU-A-CB (Split System: Heat Pump with Remote Outdoor Unit-Air-Source) | 5TWX7036A1 |  |  | 5TXCC009AS3 | S8V2C100M5PCB | 34200 | 17 | 8.7 | 32400 | 24000 | 74.07% | 2.2 | 0 | 12 |  |  |  |  | R-454B | 2.85 | Residential & Commercial | USHP | Ducted CEE Tier 1
216767105 | Central HP <5.4 tons | TRANE | HRCU-A-CB (Split System: Heat Pump with Remote Outdoor Unit-Air-Source) | 5TWX7048A1 |  |  | 5PX*C009AS3 | S9X2C080U5PSB | 43000 | 16 | 8.7 | 43500 | 32000 | 73.56% | 2.19 | 0 | 12 |  |  |  |  | R-454B | 3.5833 | Residential & Commercial | USHP | Ducted CEE Tier 1
216767125 | Central HP <5.4 tons | TRANE | HRCU-A-CB (Split System: Heat Pump with Remote Outdoor Unit-Air-Source) | 5TWX7048A1 |  |  | 5PX*D008AS3 | S9X2D120U5PSB | 43500 | 15.5 | 8.7 | 44500 | 32600 | 73.26% | 2.2 | 0 | 12 |  |  |  |  | R-454B | 3.625 | Residential & Commercial | USHP | Ducted CEE Tier 1
216767130 | Central HP <5.4 tons | TRANE | HRCU-A-CB (Split System: Heat Pump with Remote Outdoor Unit-Air-Source) | 5TWX7048A1 |  |  | 5PX*D008AS3 | S8V2C100M5PCB | 43000 | 15.5 | 8.7 | 44500 | 32600 | 73.26% | 2.19 | 0 | 11.7 |  |  |  |  | R-454B | 3.5833 | Residential & Commercial | USHP | Ducted CEE Tier 1
216767132 | Central HP <5.4 tons | TRANE | HRCU-A-CB (Split System: Heat Pump with Remote Outdoor Unit-Air-Source) | 5TWX7048A1 |  |  | 5PX*D008AS3 | S9X1D120U5PSB | 43500 | 15.5 | 8.7 | 44500 | 32600 | 73.26% | 2.2 | 0 | 12 |  |  |  |  | R-454B | 3.625 | Residential & Commercial | USHP | Ducted CEE Tier 1
216767134 | Central HP <5.4 tons | TRANE | HRCU-A-CB (Split System: Heat Pump with Remote Outdoor Unit-Air-Source) | 5TWX7048A1 |  |  | 5PX*D010AS3 | S9V2C080U5VSB | 43500 | 16 | 8.7 | 43500 | 31800 | 73.1% | 2.2 | 0 | 12 |  |  |  |  | R-454B | 3.625 | Residential & Commercial | USHP | Ducted CEE Tier 1
216767139 | Central HP <5.4 tons | TRANE | HRCU-A-CB (Split System: Heat Pump with Remote Outdoor Unit-Air-Source) | 5TWX7048A1 |  |  | 5PX*D010AS3 | S9X2D120U5PSB | 44000 | 15.5 | 8.7 | 44000 | 32400 | 73.64% | 2.22 | 0 | 12 |  |  |  |  | R-454B | 3.6667 | Residential & Commercial | USHP | Ducted CEE Tier 1
216767164 | Central HP <5.4 tons | TRANE | HRCU-A-CB (Split System: Heat Pump with Remote Outdoor Unit-Air-Source) | 5TWX7048A1 |  |  | 5TXCC009AS3 | S9X1C080U5PSB | 43000 | 16 | 8.7 | 43500 | 32000 | 73.56% | 2.19 | 0 | 12 |  |  |  |  | R-454B | 3.5833 | Residential & Commercial | USHP | Ducted CEE Tier 1
216767200 | Central HP <5.4 tons | TRANE | HRCU-A-CB (Split System: Heat Pump with Remote Outdoor Unit-Air-Source) | 5TWX7048A1 |  |  | 5TXCD010AS3 | S9X2D120U5PSB | 44000 | 15.5 | 8.7 | 44000 | 32400 | 73.64% | 2.21 | 0 | 12 |  |  |  |  | R-454B | 3.6667 | Residential & Commercial | USHP | Ducted CEE Tier 1
216767223 | Central HP <5.4 tons | TRANE | HRCU-A-CB (Split System: Heat Pump with Remote Outdoor Unit-Air-Source) | 5TWX7060A1 |  |  | 5PX*D010AS3+P0V0D000M50SD | 0 | 53000 | 16 | 9 | 50500 | 38000 | 75.25% | 2.23 | 0 | 11.2 |  |  |  |  | R-454B | 4.4167 | Residential & Commercial | USHP | Ducted CEE Tier 1
216767241 | Central HP <5.4 tons | TRANE | HRCU-A-CB (Split System: Heat Pump with Remote Outdoor Unit-Air-Source) | 5TWX7060A1 |  |  | 5PX*DD10AS3+P0V0C000M50SD | 0 | 51500 | 15.2 | 8.7 | 51000 | 38500 | 75.49% | 2.18 | 0 | 11 |  |  |  |  | R-454B | 4.2917 | Residential & Commercial | USHP | Ducted CEE Tier 1
216767248 | Central HP <5.4 tons | TRANE | HRCU-A-CB (Split System: Heat Pump with Remote Outdoor Unit-Air-Source) | 5TWX7060A1 |  |  | 5TXCD008AS3 | S9X1C080U5PSB | 51000 | 15.5 | 8.7 | 52000 | 39000 | 75% | 2.16 | 0 | 10 |  |  |  |  | R-454B | 4.25 | Residential & Commercial | USHP | Ducted CEE Tier 1
216734458 | Central HP <5.4 tons | AIRQUEST | HRCU-A-CB (Split System: Heat Pump with Remote Outdoor Unit-Air-Source) | D5CUHAH24AAK |  |  | EA*5X36M17A* | *80MSU0401712A* | 22400 | 16.5 | 8.5 | 20800 | 18700 | 89.9% | 1.96 | 0 | 11 |  |  |  |  | R-454B | 1.8667 | Residential & Commercial | USHP | Ducted CEE Tier 1
216734792 | Central HP <5.4 tons | AIRQUEST | HRCU-A-CB (Split System: Heat Pump with Remote Outdoor Unit-Air-Source) | D5CUHAH24AAK |  |  | EA*5X36M17A* | *96VTN0401712B* | 22200 | 15.5 | 8.1 | 20800 | 18700 | 89.9% | 1.85 | 0 | 10.5 |  |  |  |  | R-454B | 1.85 | Residential & Commercial | USHP | Ducted CEE Tier 1
210597575 | Central HP <5.4 tons | COMFORTMAKER | HRCU-A-CB (Split System: Heat Pump with Remote Outdoor Unit-Air-Source) | CVH837GKA** |  |  | EN(A,D)4X48L24**+WALLCON | *80CSU1002120A* | 32400 | 17 | 8.1 | 33000 | 24800 | 75.15% | 1.94 | 0 | 11.5 |  |  |  |  | R-410A | 2.7 | Residential & Commercial | USHP | Ducted CEE Tier 1
216736393 | Central HP <5.4 tons | BRYANT HEATING AND COOLING SYSTEMS | HRCU-A-CB (Split System: Heat Pump with Remote Outdoor Unit-Air-Source) | 37MUHAQ24AA3 |  |  | CSAH*2412AM* | 88*TB48070C17*** | 22400 | 15.2 | 8.1 | 21200 | 19100 | 90.09% | 1.85 | 0 | 10.5 |  |  |  |  | R-454B | 1.8667 | Residential & Commercial | USHP | Ducted CEE Tier 1
216736461 | Central HP <5.4 tons | BRYANT HEATING AND COOLING SYSTEMS | HRCU-A-CB (Split System: Heat Pump with Remote Outdoor Unit-Air-Source) | 37MUHAQ24AA3 |  |  | CSAH*2412AM* | 935CB48060C17*** | 22200 | 15.2 | 8.1 | 21000 | 19000 | 90.48% | 1.85 | 0 | 10.5 |  |  |  |  | R-454B | 1.85 | Residential & Commercial | USHP | Ducted CEE Tier 1
211729605 | Central HP <5.4 tons | ARMSTRONG AIR | HRCU-A-CB (Split System: Heat Pump with Remote Outdoor Unit-Air-Source) | 4SHP22LX124P-**A |  |  | BCE5E24M | 0 | 22800 | 17.5 | 8.8 | 21000 | 15500 | 73.81% | 2.16 | 0 | 13 |  |  |  |  | R-410A | 1.9 | Residential & Commercial | USHP | Ducted CEE Tier 1
214239359 | Central HP <5.4 tons | DAY & NIGHT | HRCU-A-CB (Split System: Heat Pump with Remote Outdoor Unit-Air-Source) | CVH837GKA2* |  |  | EN(A,D,W)4X60L24**+WALLCON | *80CTL0902120B* | 32800 | 17.5 | 8.1 | 32200 | 24600 | 76.4% | 1.96 | 0 | 12 |  |  |  |  | R-410A | 2.7333 | Residential & Commercial | USHP | Ducted CEE Tier 1
215683102 | Central HP <5.4 tons | TEMPSTAR | HRCU-A-CB (Split System: Heat Pump with Remote Outdoor Unit-Air-Source) | T5H0V60*K*AAA* |  |  | EVD5X60M24A*+WALLCON | *97CTN1002122A* | 56500 | 18.5 | 9 | 63000 | 44500 | 70.63% | 2.08 | 0 | 9 |  |  |  |  | R-454B | 4.7083 | Residential & Commercial | USHP
214807724 | Central HP <5.4 tons | JOHNSON CONTROLS | HRCU-A-CB (Split System: Heat Pump with Remote Outdoor Unit-Air-Source) | HH824E2S11 |  |  | CTM36B5ADS1 | TPLC080B12MP13 | 23000 | 17 | 9 | 23000 | 17700 | 76.96% | 2 | 0 | 12 |  |  |  |  | R-454B | 1.9167 | Residential & Commercial | USHP | Ducted CEE Tier 1
215677042 | Central HP <5.4 tons | TEMPSTAR | HRCU-A-CB (Split System: Heat Pump with Remote Outdoor Unit-Air-Source) | T5H0V60*K*AAA* |  |  | EVM5X60M21A*+WALLCON | *95CSU1002122B* | 57000 | 18 | 9 | 63500 | 44500 | 70.08% | 2.08 | 0 | 9 |  |  |  |  | R-454B | 4.75 | Residential & Commercial | USHP
214569321 | Central HP <5.4 tons | BRYANT HEATING AND COOLING SYSTEMS | HRCU-A-CB (Split System: Heat Pump with Remote Outdoor Unit-Air-Source) | 284ANV024*0**B* |  |  | CAP**3621AL*+UI | 935CB66100C21*** | 23400 | 20.5 | 10.5 | 26600 | 19700 | 74.06% | 2.44 | 0 | 13 |  |  |  |  | R-410A | 1.95 | Residential & Commercial | USHP | Ducted CEE Tier 1
214569355 | Central HP <5.4 tons | BRYANT HEATING AND COOLING SYSTEMS | HRCU-A-CB (Split System: Heat Pump with Remote Outdoor Unit-Air-Source) | 284ANV024*0**B* |  |  | CAP**4321AL*+UI | 987MC60060C21*** | 24000 | 20 | 11 | 26400 | 19800 | 75% | 2.54 | 0 | 13 |  |  |  |  | R-410A | 2 | Residential & Commercial | USHP | Ducted CEE Tier 1
215683012 | Central HP <5.4 tons | TEMPSTAR | HRCU-A-CB (Split System: Heat Pump with Remote Outdoor Unit-Air-Source) | T5H0V60*K*AAA* |  |  | EVD5X60M21A*+WALLCON | *80CSU0601716B* | 56000 | 18.5 | 8.5 | 60000 | 43000 | 71.67% | 2.12 | 0 | 9.5 |  |  |  |  | R-454B | 4.6667 | Residential & Commercial | USHP
214572969 | Central HP <5.4 tons | BRYANT HEATING AND COOLING SYSTEMS | HRCU-A-CB (Split System: Heat Pump with Remote Outdoor Unit-Air-Source) | 288BNV037*0**A* |  |  | CAP**6121AL*+UI | 935CB66100C21*** | 33200 | 18.5 | 8.5 | 31800 | 24800 | 77.99% | 2 | 0 | 11.5 |  |  |  |  | R-410A | 2.7667 | Residential & Commercial | USHP | Ducted CEE Tier 1
214573019 | Central HP <5.4 tons | BRYANT HEATING AND COOLING SYSTEMS | HRCU-A-CB (Split System: Heat Pump with Remote Outdoor Unit-Air-Source) | 288BNV037*0**A* |  |  | CAP**6124AL*+UI | 935CB60080C21*** | 33200 | 17.5 | 8.5 | 32000 | 24800 | 77.5% | 2 | 0 | 11.5 |  |  |  |  | R-410A | 2.7667 | Residential & Commercial | USHP | Ducted CEE Tier 1
216737469 | Central HP <5.4 tons | AIRQUEST | HRCU-A-CB (Split System: Heat Pump with Remote Outdoor Unit-Air-Source) | D5CUHAH24AAK |  |  | ESH5X30M12A* | *92MSN0601714A* | 22400 | 15.5 | 8.1 | 21000 | 18800 | 89.52% | 1.9 | 0 | 10.5 |  |  |  |  | R-454B | 1.8667 | Residential & Commercial | USHP | Ducted CEE Tier 1
216769888 | Central HP <5.4 tons | TRANE | HRCU-A-CB (Split System: Heat Pump with Remote Outdoor Unit-Air-Source) | 5TWR7024A1 |  |  | 5TXCC005AS3 | *UHMC100CCV4 | 23000 | 17.1 | 8.7 | 21400 | 16900 | 78.97% | 2 | 0 | 12.5 |  |  |  |  | R-454B | 1.9167 | Residential & Commercial | USHP | Ducted CEE Tier 1
216767273 | Central HP <5.4 tons | TRANE | HRCU-A-CB (Split System: Heat Pump with Remote Outdoor Unit-Air-Source) | 5TWR7024A1 |  |  | 5TXCA001AS3+P0V0A000M30SD | 0 | 22000 | 16 | 10.5 | 21600 | 16400 | 75.93% | 1.94 | 0 | 11.7 |  |  |  |  | R-454B | 1.8333 | Residential & Commercial | USHP | Ducted CEE Tier 1
211393423 | Central HP <5.4 tons | JOHNSON CONTROLS | HRCU-A-CB (Split System: Heat Pump with Remote Outdoor Unit-Air-Source) | HMH72B341 |  |  | XAHC36DBCN1 | TL8E080C16UH11 | 34000 | 17 | 8.1 | 34000 | 24600 | 72.35% | 2.06 | 0 | 9 |  |  |  |  | R-410A | 2.8333 | Residential & Commercial | USHP
211395102 | Central HP <5.4 tons | JOHNSON CONTROLS | HRCU-A-CB (Split System: Heat Pump with Remote Outdoor Unit-Air-Source) | HMH72B341 |  |  | XAHC48FXXN1+TXV | TP9C080C16MP13 | 32800 | 16.5 | 8.5 | 31800 | 23200 | 72.96% | 2.02 | 0 | 9 |  |  |  |  | R-410A | 2.7333 | Residential & Commercial | USHP
211396213 | Central HP <5.4 tons | JOHNSON CONTROLS | HRCU-A-CB (Split System: Heat Pump with Remote Outdoor Unit-Air-Source) | HMH72B341 |  |  | XAHC48FXXN1+TXV | TM9E080B12MP12 | 32600 | 16.5 | 8.1 | 31800 | 23400 | 73.58% | 2 | 0 | 9 |  |  |  |  | R-410A | 2.7167 | Residential & Commercial | USHP
216735656 | Central HP <5.4 tons | BRYANT HEATING AND COOLING SYSTEMS | HRCU-A-CB (Split System: Heat Pump with Remote Outdoor Unit-Air-Source) | 37MUHAQ24AA3 |  |  | CAA**3721AM* | 82*TB48090V17*** | 22800 | 16 | 8.5 | 20400 | 18300 | 89.71% | 1.98 | 0 | 11 |  |  |  |  | R-454B | 1.9 | Residential & Commercial | USHP | Ducted CEE Tier 1
216735806 | Central HP <5.4 tons | BRYANT HEATING AND COOLING SYSTEMS | HRCU-A-CB (Split System: Heat Pump with Remote Outdoor Unit-Air-Source) | 37MUHAQ24AA3 |  |  | CAA**3721AM* | 916SA48060M17*** | 23200 | 15.5 | 8.5 | 20800 | 18500 | 88.94% | 1.98 | 0 | 11 |  |  |  |  | R-454B | 1.9333 | Residential & Commercial | USHP | Ducted CEE Tier 1
216767144 | Central HP <5.4 tons | TRANE | HRCU-A-CB (Split System: Heat Pump with Remote Outdoor Unit-Air-Source) | 5TWX7048A1 |  |  | 5PX*D010AS3 | S9X1C100U5PSB | 43500 | 15.2 | 8.7 | 44000 | 32200 | 73.18% | 2.19 | 0 | 12 |  |  |  |  | R-454B | 3.625 | Residential & Commercial | USHP | Ducted CEE Tier 1
216767161 | Central HP <5.4 tons | TRANE | HRCU-A-CB (Split System: Heat Pump with Remote Outdoor Unit-Air-Source) | 5TWX7048A1 |  |  | 5TXCC009AS3 | S8V2C100M5PDB | 43500 | 15.5 | 8.7 | 44000 | 32000 | 72.73% | 2.19 | 0 | 12 |  |  |  |  | R-454B | 3.625 | Residential & Commercial | USHP | Ducted CEE Tier 1
216767163 | Central HP <5.4 tons | TRANE | HRCU-A-CB (Split System: Heat Pump with Remote Outdoor Unit-Air-Source) | 5TWX7048A1 |  |  | 5TXCC009AS3 | S8V2C080M5PDB | 43500 | 15.5 | 8.7 | 44000 | 32200 | 73.18% | 2.19 | 0 | 12 |  |  |  |  | R-454B | 3.625 | Residential & Commercial | USHP | Ducted CEE Tier 1
216767177 | Central HP <5.4 tons | TRANE | HRCU-A-CB (Split System: Heat Pump with Remote Outdoor Unit-Air-Source) | 5TWX7048A1 |  |  | 5TXCD008AS3 | S9X2C080U5PSB | 43500 | 16 | 8.7 | 45000 | 33200 | 73.78% | 2.19 | 0 | 11.5 |  |  |  |  | R-454B | 3.625 | Residential & Commercial | USHP | Ducted CEE Tier 1
216767178 | Central HP <5.4 tons | TRANE | HRCU-A-CB (Split System: Heat Pump with Remote Outdoor Unit-Air-Source) | 5TWX7048A1 |  |  | 5TXCD008AS3 | S8V2D120M5PCB | 43000 | 16 | 8.7 | 44500 | 32400 | 72.81% | 2.2 | 0 | 12 |  |  |  |  | R-454B | 3.5833 | Residential & Commercial | USHP | Ducted CEE Tier 1
216767226 | Central HP <5.4 tons | TRANE | HRCU-A-CB (Split System: Heat Pump with Remote Outdoor Unit-Air-Source) | 5TWX7060A1 |  |  | 5PX*D010AS3 | S9X2C080U5PSB | 52500 | 15.5 | 8.7 | 51000 | 38500 | 75.49% | 2.19 | 0 | 10 |  |  |  |  | R-454B | 4.375 | Residential & Commercial | USHP | Ducted CEE Tier 1
215679672 | Central HP <5.4 tons | TEMPSTAR | HRCU-A-CB (Split System: Heat Pump with Remote Outdoor Unit-Air-Source) | T5H0V36*K*AAA* |  |  | EA*5X61M24A*+WALLCON | *96CTN0802120B* | 34800 | 18 | 9 | 34400 | 24800 | 72.09% | 1.92 | 0 | 10.5 |  |  |  |  | R-454B | 2.9 | Residential & Commercial | USHP | Ducted CEE Tier 1
216737935 | Central HP <5.4 tons | AIRQUEST | HRCU-A-CB (Split System: Heat Pump with Remote Outdoor Unit-Air-Source) | D5CUHAH24AAK |  |  | ESH5X30M12A* | *97VTN1002122A* | 22600 | 15.2 | 8.1 | 21000 | 18900 | 90% | 1.85 | 0 | 10.5 |  |  |  |  | R-454B | 1.8833 | Residential & Commercial | USHP | Ducted CEE Tier 1
216738355 | Central HP <5.4 tons | AIRQUEST | HRCU-A-CB (Split System: Heat Pump with Remote Outdoor Unit-Air-Source) | D5CUHAH24AAK |  |  | ESH5X36M12A* | *80VTL1102122B* | 22800 | 15.2 | 8.1 | 21000 | 18600 | 88.57% | 1.85 | 0 | 10.5 |  |  |  |  | R-454B | 1.9 | Residential & Commercial | USHP | Ducted CEE Tier 1
216767229 | Central HP <5.4 tons | TRANE | HRCU-A-CB (Split System: Heat Pump with Remote Outdoor Unit-Air-Source) | 5TWX7060A1 |  |  | 5PX*D010AS3 | S8V2C080M5PDB | 52000 | 15.5 | 8.7 | 51000 | 38500 | 75.49% | 2.19 | 0 | 11 |  |  |  |  | R-454B | 4.3333 | Residential & Commercial | USHP | Ducted CEE Tier 1
216767243 | Central HP <5.4 tons | TRANE | HRCU-A-CB (Split System: Heat Pump with Remote Outdoor Unit-Air-Source) | 5TWX7060A1 |  |  | 5TXCD008AS3 | S8V2C080M5PDB | 51000 | 15.2 | 8.7 | 51500 | 39000 | 75.73% | 2.15 | 0 | 10 |  |  |  |  | R-454B | 4.25 | Residential & Commercial | USHP | Ducted CEE Tier 1
216767245 | Central HP <5.4 tons | TRANE | HRCU-A-CB (Split System: Heat Pump with Remote Outdoor Unit-Air-Source) | 5TWX7060A1 |  |  | 5TXCD008AS3 | S8V2D120M5PDB | 51000 | 15.5 | 8.7 | 51500 | 39000 | 75.73% | 2.17 | 0 | 11 |  |  |  |  | R-454B | 4.25 | Residential & Commercial | USHP | Ducted CEE Tier 1
216767260 | Central HP <5.4 tons | TRANE | HRCU-A-CB (Split System: Heat Pump with Remote Outdoor Unit-Air-Source) | 5TWX7060A1 |  |  | 5TXCD010AS3 | S8V2D120M5PDB | 52500 | 15.5 | 8.7 | 51000 | 38500 | 75.49% | 2.21 | 0 | 11.2 |  |  |  |  | R-454B | 4.375 | Residential & Commercial | USHP | Ducted CEE Tier 1
216767263 | Central HP <5.4 tons | TRANE | HRCU-A-CB (Split System: Heat Pump with Remote Outdoor Unit-Air-Source) | 5TWX7060A1 |  |  | 5TXCD010AS3 | S8V2D120M5PCB | 52500 | 15.5 | 8.7 | 51000 | 38500 | 75.49% | 2.21 | 0 | 11.2 |  |  |  |  | R-454B | 4.375 | Residential & Commercial | USHP | Ducted CEE Tier 1
212981881 | Central HP <5.4 tons | BRYANT HEATING AND COOLING SYSTEMS | HRCU-A-CB (Split System: Heat Pump with Remote Outdoor Unit-Air-Source) | 38MURAQ18AB3* |  |  | CNPV*3017AL* | 83*SB60100M21*** | 17500 | 16 | 8.1 | 18200 | 18700 | 102.7% | 2.24 | 0 | 10.5 |  |  |  |  | R-410A | 1.4583 | Residential & Commercial | USHP | Ducted CEE Tier 1
212983284 | Central HP <5.4 tons | BRYANT HEATING AND COOLING SYSTEMS | HRCU-A-CB (Split System: Heat Pump with Remote Outdoor Unit-Air-Source) | 38MURAQ18AB3* |  |  | CAP**3017AL* | 912SE36040M17*** | 17300 | 15.5 | 8.5 | 18100 | 18800 | 103.9% | 2.24 | 0 | 10.5 |  |  |  |  | R-410A | 1.4417 | Residential & Commercial | USHP | Ducted CEE Tier 1
212984218 | Central HP <5.4 tons | BRYANT HEATING AND COOLING SYSTEMS | HRCU-A-CB (Split System: Heat Pump with Remote Outdoor Unit-Air-Source) | 38MURAQ18AB3* |  |  | CNPV*3017AL* | 912SE42060M17*** | 17700 | 16.5 | 8.1 | 18300 | 18600 | 101.6% | 2.24 | 0 | 11 |  |  |  |  | R-410A | 1.475 | Residential & Commercial | USHP | Ducted CEE Tier 1
215681342 | Central HP <5.4 tons | TEMPSTAR | HRCU-A-CB (Split System: Heat Pump with Remote Outdoor Unit-Air-Source) | T5H0V48*K*AAA* |  |  | EA*5X48M21A*+WALLCON | *80CSU1002120B* | 44000 | 17 | 9 | 48500 | 34000 | 70.1% | 2.04 | 0 | 9.5 |  |  |  |  | R-454B | 3.6667 | Residential & Commercial | USHP
216770006 | Central HP <5.4 tons | TRANE | HRCU-A-CB (Split System: Heat Pump with Remote Outdoor Unit-Air-Source) | 5TWR7048A1 |  |  | 5PX*C009AS3 | *UHMC100CCV4 | 43500 | 16 | 8.7 | 44000 | 32200 | 73.18% | 2.21 | 0 | 12 |  |  |  |  | R-454B | 3.625 | Residential & Commercial | USHP | Ducted CEE Tier 1
215941107 | Central HP <5.4 tons | AIRQUEST | HRCU-A-CB (Split System: Heat Pump with Remote Outdoor Unit-Air-Source) | H5H3V48*K*AAA* |  |  | EA*5X61M24A*+WALLCON | *97CTN0802120A* | 45500 | 21 | 9.5 | 48500 | 37000 | 76.29% | 2 | 0 | 11 |  |  |  |  | R-454B | 3.7917 | Residential & Commercial | USHP | Ducted CEE Tier 1
215433907 | Central HP <5.4 tons | GOODMAN | HRCU-A-CB (Split System: Heat Pump with Remote Outdoor Unit-Air-Source) | GZV7SA2410A* |  |  | CA*EA3626*3A*+MBVK12BP1X00A* | 0 | 23200 | 19 | 8.6 | 23200 | 17000 | 73.28% | 2 | 0 | 11 |  |  |  |  | R-32 | 1.9333 | Residential & Commercial | USHP | Ducted CEE Tier 1
214243258 | Central HP <5.4 tons | AIRQUEST | HRCU-A-CB (Split System: Heat Pump with Remote Outdoor Unit-Air-Source) | HVH825GKA2* |  |  | EN(A,D)4X48L24**+WALLCON | *96CTN1202422B* | 24200 | 17 | 8.1 | 21200 | 16600 | 78.3% | 2.02 | 0 | 11.5 |  |  |  |  | R-410A | 2.0167 | Residential & Commercial | USHP | Ducted CEE Tier 1
215682652 | Central HP <5.4 tons | TEMPSTAR | HRCU-A-CB (Split System: Heat Pump with Remote Outdoor Unit-Air-Source) | T5H0V60*K*AAA* |  |  | EA*5X61M21A*+WALLCON | *80CSU0601716B* | 55500 | 18 | 8.5 | 58500 | 41000 | 70.09% | 2.04 | 0 | 9 |  |  |  |  | R-454B | 4.625 | Residential & Commercial | USHP
215682802 | Central HP <5.4 tons | TEMPSTAR | HRCU-A-CB (Split System: Heat Pump with Remote Outdoor Unit-Air-Source) | T5H0V60*K*AAA* |  |  | EVM5X60M21A*+WALLCON | *96CTN0802120B* | 56500 | 18 | 9 | 64000 | 45000 | 70.31% | 2.06 | 0 | 9 |  |  |  |  | R-454B | 4.7083 | Residential & Commercial | USHP
215683002 | Central HP <5.4 tons | TEMPSTAR | HRCU-A-CB (Split System: Heat Pump with Remote Outdoor Unit-Air-Source) | T5H0V60*K*AAA* |  |  | EVD5X60M21A*+WALLCON | *80CSU0401712B* | 56000 | 18 | 8.5 | 60500 | 43500 | 71.9% | 2.12 | 0 | 9.5 |  |  |  |  | R-454B | 4.6667 | Residential & Commercial | USHP
216734901 | Central HP <5.4 tons | AIRQUEST | HRCU-A-CB (Split System: Heat Pump with Remote Outdoor Unit-Air-Source) | D5CUHAH24AAK |  |  | EA*5X37M17A* | *80MS(N,L)0451412A* | 22800 | 16 | 8.5 | 20800 | 18500 | 88.94% | 1.98 | 0 | 11 |  |  |  |  | R-454B | 1.9 | Residential & Commercial | USHP | Ducted CEE Tier 1
216735021 | Central HP <5.4 tons | AIRQUEST | HRCU-A-CB (Split System: Heat Pump with Remote Outdoor Unit-Air-Source) | D5CUHAH24AAK |  |  | EA*5X37M17A* | *80CTL0451712B* | 22800 | 16 | 8.5 | 20800 | 18500 | 88.94% | 1.96 | 0 | 11 |  |  |  |  | R-454B | 1.9 | Residential & Commercial | USHP | Ducted CEE Tier 1
216735971 | Central HP <5.4 tons | AIRQUEST | HRCU-A-CB (Split System: Heat Pump with Remote Outdoor Unit-Air-Source) | D5CUHAH24AAK |  |  | EA*5X37M21A* | *96CTN0802120B* | 23400 | 16 | 8.5 | 20800 | 18500 | 88.94% | 1.98 | 0 | 11 |  |  |  |  | R-454B | 1.95 | Residential & Commercial | USHP | Ducted CEE Tier 1
216735980 | Central HP <5.4 tons | AIRQUEST | HRCU-A-CB (Split System: Heat Pump with Remote Outdoor Unit-Air-Source) | D5CUHAH24AAK |  |  | EA*5X37M21A* | *96CTN1002122B* | 23400 | 16 | 8.5 | 20800 | 18500 | 88.94% | 1.98 | 0 | 11 |  |  |  |  | R-454B | 1.95 | Residential & Commercial | USHP | Ducted CEE Tier 1
216734953 | Central HP <5.4 tons | AIRQUEST | HRCU-A-CB (Split System: Heat Pump with Remote Outdoor Unit-Air-Source) | D5CUHAH24AAK |  |  | EA*5X37M17A* | *80MS(N,L)0901714A* | 22800 | 16 | 8.1 | 20600 | 18400 | 89.32% | 1.9 | 0 | 11 |  |  |  |  | R-454B | 1.9 | Residential & Commercial | USHP | Ducted CEE Tier 1
216767266 | Central HP <5.4 tons | TRANE | HRCU-A-CB (Split System: Heat Pump with Remote Outdoor Unit-Air-Source) | 5TWX7060A1 |  |  | 5TXCD010AS3+P0V0D000M50SD | 0 | 53000 | 16 | 9 | 50500 | 38000 | 75.25% | 2.23 | 0 | 11.2 |  |  |  |  | R-454B | 4.4167 | Residential & Commercial | USHP | Ducted CEE Tier 1
216734660 | Central HP <5.4 tons | BRYANT HEATING AND COOLING SYSTEMS | HRCU-A-CB (Split System: Heat Pump with Remote Outdoor Unit-Air-Source) | 37MUHAQ24AA3 |  |  | CAA**3617AM* | 916SA48060M17*** | 22200 | 15.5 | 8.1 | 20800 | 18700 | 89.9% | 1.85 | 0 | 10.5 |  |  |  |  | R-454B | 1.85 | Residential & Commercial | USHP | Ducted CEE Tier 1
213829725 | Central HP <5.4 tons | RUUD | HRCU-A-CB (Split System: Heat Pump with Remote Outdoor Unit-Air-Source) | UP18AZ36AJVC |  |  | RCFZ3621MEAAM | R801V1005A21UHU | 34200 | 19 | 8.5 | 34200 | 43000 | 125.7% | 2.2 | 0 | 12.5 |  |  |  |  | R-410A | 2.85 | Residential & Commercial | USHP | Ducted CEE Tier 1
213829732 | Central HP <5.4 tons | RUUD | HRCU-A-CB (Split System: Heat Pump with Remote Outdoor Unit-Air-Source) | UP18AZ36AJVC |  |  | RCFZ3621MEAAM | R801V0704A17UHU | 34200 | 19 | 8.5 | 34200 | 43500 | 127.2% | 2.2 | 0 | 12.5 |  |  |  |  | R-410A | 2.85 | Residential & Commercial | USHP | Ducted CEE Tier 1
214573619 | Central HP <5.4 tons | BRYANT HEATING AND COOLING SYSTEMS | HRCU-A-CB (Split System: Heat Pump with Remote Outdoor Unit-Air-Source) | 288BNV037*0**B* |  |  | CAP**3621AL*+UI | 935CB60080C21*** | 31400 | 17 | 8.1 | 33000 | 24200 | 73.33% | 1.86 | 0 | 11 |  |  |  |  | R-410A | 2.6167 | Residential & Commercial | USHP | Ducted CEE Tier 1
214573669 | Central HP <5.4 tons | BRYANT HEATING AND COOLING SYSTEMS | HRCU-A-CB (Split System: Heat Pump with Remote Outdoor Unit-Air-Source) | 288BNV037*0**B* |  |  | CAP**3721AL*+UI | 88*TB60070C21*** | 32800 | 17.5 | 8.5 | 32800 | 25200 | 76.83% | 2 | 0 | 11 |  |  |  |  | R-410A | 2.7333 | Residential & Commercial | USHP | Ducted CEE Tier 1
213080566 | Central HP <5.4 tons | DAY & NIGHT | HRCU-A-CB (Split System: Heat Pump with Remote Outdoor Unit-Air-Source) | DLCURAH36ABK |  |  | EA*4X43L21A* | *95MSU0401712A* | 36200 | 15.5 | 8.5 | 38500 | 35000 | 90.91% | 2.04 | 0 | 10 |  |  |  |  | R-410A | 3.0167 | Residential & Commercial | USHP | Ducted CEE Tier 1
213080782 | Central HP <5.4 tons | DAY & NIGHT | HRCU-A-CB (Split System: Heat Pump with Remote Outdoor Unit-Air-Source) | DLCURAH36ABK |  |  | EA*4X36L21A* | *95MSU0802120A* | 35000 | 16 | 8.1 | 38500 | 35200 | 91.43% | 1.82 | 0 | 9.5 |  |  |  |  | R-410A | 2.9167 | Residential & Commercial | USHP
212986993 | Central HP <5.4 tons | DAY & NIGHT | HRCU-A-CB (Split System: Heat Pump with Remote Outdoor Unit-Air-Source) | DLCURAH18ABK |  |  | EA*4X24L14A* | *96MSN0601412A* | 17300 | 16 | 8.5 | 18200 | 19400 | 106.6% | 2.34 | 0 | 10.5 |  |  |  |  | R-410A | 1.4417 | Residential & Commercial | USHP | Ducted CEE Tier 1
216734367 | Central HP <5.4 tons | BRYANT HEATING AND COOLING SYSTEMS | HRCU-A-CB (Split System: Heat Pump with Remote Outdoor Unit-Air-Source) | 37MUHAQ24AA3 |  |  | CAA**3617AM* | 8(0,1)*SB42045M17*** | 22200 | 15.5 | 8.1 | 20800 | 18700 | 89.9% | 1.85 | 0 | 10.5 |  |  |  |  | R-454B | 1.85 | Residential & Commercial | USHP | Ducted CEE Tier 1
216734376 | Central HP <5.4 tons | BRYANT HEATING AND COOLING SYSTEMS | HRCU-A-CB (Split System: Heat Pump with Remote Outdoor Unit-Air-Source) | 37MUHAQ24AA3 |  |  | CAA**3617AM* | 8(0,1)*SB36070M14*** | 22400 | 16.5 | 8.5 | 20800 | 18700 | 89.9% | 1.96 | 0 | 11 |  |  |  |  | R-454B | 1.8667 | Residential & Commercial | USHP | Ducted CEE Tier 1
212986656 | Central HP <5.4 tons | BRYANT HEATING AND COOLING SYSTEMS | HRCU-A-CB (Split System: Heat Pump with Remote Outdoor Unit-Air-Source) | 38MURAQ18AB3* |  |  | CAP**1917AL* | 916SA36040M17*** | 17600 | 15.5 | 8.1 | 17800 | 17900 | 100.6% | 2.14 | 0 | 10.5 |  |  |  |  | R-410A | 1.4667 | Residential & Commercial | USHP | Ducted CEE Tier 1
212986704 | Central HP <5.4 tons | BRYANT HEATING AND COOLING SYSTEMS | HRCU-A-CB (Split System: Heat Pump with Remote Outdoor Unit-Air-Source) | 38MURAQ18AB3* |  |  | CNPV*2417AL* | 916SA36040M17*** | 17500 | 15.2 | 8.5 | 18700 | 19200 | 102.7% | 2.3 | 0 | 10.5 |  |  |  |  | R-410A | 1.4583 | Residential & Commercial | USHP | Ducted CEE Tier 1
215318855 | Central HP <5.4 tons | Weathermaker | HRCU-A-CB (Split System: Heat Pump with Remote Outdoor Unit-Air-Source) | 37MBHAQ58AA3 |  |  | 45MBAAQ60XA3 | 0 | 54000 | 15.4 | 9.2 | 59000 | 53000 | 89.83% | 2 | 0 | 10 |  |  |  |  | R-454B | 4.5 | Residential & Commercial | USHP | Ducted CEE Tier 1
216736775 | Central HP <5.4 tons | BRYANT HEATING AND COOLING SYSTEMS | HRCU-A-CB (Split System: Heat Pump with Remote Outdoor Unit-Air-Source) | 37MUHAQ24AA3 |  |  | CSAH*2412AM* | 935SB66100M21*** | 22600 | 16 | 8.1 | 21200 | 19100 | 90.09% | 1.85 | 0 | 10.5 |  |  |  |  | R-454B | 1.8833 | Residential & Commercial | USHP | Ducted CEE Tier 1
216736891 | Central HP <5.4 tons | BRYANT HEATING AND COOLING SYSTEMS | HRCU-A-CB (Split System: Heat Pump with Remote Outdoor Unit-Air-Source) | 37MUHAQ24AA3 |  |  | CSAH*2412AM* | 926TC66120V24*** | 22400 | 15.2 | 8.1 | 21200 | 19100 | 90.09% | 1.85 | 0 | 10.5 |  |  |  |  | R-454B | 1.8667 | Residential & Commercial | USHP | Ducted CEE Tier 1
214569317 | Central HP <5.4 tons | BRYANT HEATING AND COOLING SYSTEMS | HRCU-A-CB (Split System: Heat Pump with Remote Outdoor Unit-Air-Source) | 284ANV024*0**B* |  |  | CAP**3621AL*+UI | 88*TB60070C21*** | 23400 | 20.5 | 10.5 | 26600 | 19800 | 74.44% | 2.44 | 0 | 13 |  |  |  |  | R-410A | 1.95 | Residential & Commercial | USHP | Ducted CEE Tier 1
214569319 | Central HP <5.4 tons | BRYANT HEATING AND COOLING SYSTEMS | HRCU-A-CB (Split System: Heat Pump with Remote Outdoor Unit-Air-Source) | 284ANV024*0**B* |  |  | CAP**3621AL*+UI | 935CB60080C21*** | 23200 | 20 | 10.5 | 26600 | 19800 | 74.44% | 2.42 | 0 | 13 |  |  |  |  | R-410A | 1.9333 | Residential & Commercial | USHP | Ducted CEE Tier 1
214569371 | Central HP <5.4 tons | BRYANT HEATING AND COOLING SYSTEMS | HRCU-A-CB (Split System: Heat Pump with Remote Outdoor Unit-Air-Source) | 284ANV024*0**B* |  |  | CSPH*3612AL*+UI | 987MC60060C21*** | 23600 | 19 | 10.5 | 26600 | 19900 | 74.81% | 2.48 | 0 | 12.5 |  |  |  |  | R-410A | 1.9667 | Residential & Commercial | USHP | Ducted CEE Tier 1
216737060 | Central HP <5.4 tons | BRYANT HEATING AND COOLING SYSTEMS | HRCU-A-CB (Split System: Heat Pump with Remote Outdoor Unit-Air-Source) | 37MUHAQ24AA3 |  |  | CSAH*3012AM* | 8(0,1)*SB48070M21*** | 22400 | 15.2 | 8.1 | 21000 | 18900 | 90% | 1.9 | 0 | 10.5 |  |  |  |  | R-454B | 1.8667 | Residential & Commercial | USHP | Ducted CEE Tier 1
215677692 | Central HP <5.4 tons | TEMPSTAR | HRCU-A-CB (Split System: Heat Pump with Remote Outdoor Unit-Air-Source) | T5H0V60*K*AAA* |  |  | EVD5X61M24A*+WALLCON | *97CMN0602120B* | 56500 | 18 | 9 | 65000 | 46000 | 70.77% | 2.06 | 0 | 8.5 |  |  |  |  | R-454B | 4.7083 | Residential & Commercial | USHP
216736122 | Central HP <5.4 tons | BRYANT HEATING AND COOLING SYSTEMS | HRCU-A-CB (Split System: Heat Pump with Remote Outdoor Unit-Air-Source) | 37MUHAQ24AA3 |  |  | CSAH*2412AM* | 83*CA36040C17*** | 23000 | 16 | 8.5 | 21400 | 19300 | 90.19% | 1.96 | 0 | 10.5 |  |  |  |  | R-454B | 1.9167 | Residential & Commercial | USHP | Ducted CEE Tier 1
216735997 | Central HP <5.4 tons | BRYANT HEATING AND COOLING SYSTEMS | HRCU-A-CB (Split System: Heat Pump with Remote Outdoor Unit-Air-Source) | 37MUHAQ24AA3 |  |  | CAA**3721AM* | 926TC48060V17*** | 23000 | 16.5 | 8.5 | 20600 | 18400 | 89.32% | 1.96 | 0 | 11 |  |  |  |  | R-454B | 1.9167 | Residential & Commercial | USHP | Ducted CEE Tier 1
214569341 | Central HP <5.4 tons | BRYANT HEATING AND COOLING SYSTEMS | HRCU-A-CB (Split System: Heat Pump with Remote Outdoor Unit-Air-Source) | 284ANV024*0**B* |  |  | CAP**4224AL*+UI | 88*TB60070C21*** | 23400 | 20.5 | 10.5 | 26600 | 19700 | 74.06% | 2.46 | 0 | 13 |  |  |  |  | R-410A | 1.95 | Residential & Commercial | USHP | Ducted CEE Tier 1
216735453 | Central HP <5.4 tons | AIRQUEST | HRCU-A-CB (Split System: Heat Pump with Remote Outdoor Unit-Air-Source) | D5CUHAH24AAK |  |  | EA*5X37M21A* | *80MS(N,L)0451714A* | 23000 | 15.5 | 8.5 | 20600 | 18400 | 89.32% | 1.98 | 0 | 11 |  |  |  |  | R-454B | 1.9167 | Residential & Commercial | USHP | Ducted CEE Tier 1
216735471 | Central HP <5.4 tons | AIRQUEST | HRCU-A-CB (Split System: Heat Pump with Remote Outdoor Unit-Air-Source) | D5CUHAH24AAK |  |  | EA*5X37M21A* | *80MS(N,L)0701716A* | 23000 | 16.5 | 8.5 | 20600 | 18400 | 89.32% | 1.98 | 0 | 11 |  |  |  |  | R-454B | 1.9167 | Residential & Commercial | USHP | Ducted CEE Tier 1
216736414 | Central HP <5.4 tons | AIRQUEST | HRCU-A-CB (Split System: Heat Pump with Remote Outdoor Unit-Air-Source) | D5CUHAH24AAK |  |  | ESH5X24M12A* | *80VTL0451412B* | 22200 | 15.2 | 8.1 | 21000 | 19000 | 90.48% | 1.85 | 0 | 10.5 |  |  |  |  | R-454B | 1.85 | Residential & Commercial | USHP | Ducted CEE Tier 1
214239545 | Central HP <5.4 tons | HEIL | HRCU-A-CB (Split System: Heat Pump with Remote Outdoor Unit-Air-Source) | HVH837GKA** |  |  | EN(A,D)4X36L21**+WALLCON | *80CTL0902120B* | 31400 | 16.5 | 8.1 | 33000 | 24000 | 72.73% | 1.82 | 0 | 11 |  |  |  |  | R-410A | 2.6167 | Residential & Commercial | USHP | Ducted CEE Tier 1
213770306 | Central HP <5.4 tons | BRYANT HEATING AND COOLING SYSTEMS | HRCU-A-CB (Split System: Heat Pump with Remote Outdoor Unit-Air-Source) | 284ANV048*0**B* |  |  | CAP**6121AL*+UI | 987MC66100C21*** | 45500 | 21 | 9.5 | 46000 | 36400 | 79.13% | 2.34 | 0 | 11.7 |  |  |  |  | R-410A | 3.7917 | Residential & Commercial | USHP | Ducted CEE Tier 1
213770308 | Central HP <5.4 tons | BRYANT HEATING AND COOLING SYSTEMS | HRCU-A-CB (Split System: Heat Pump with Remote Outdoor Unit-Air-Source) | 284ANV048*0**B* |  |  | CAP**6121AL*+UI | 986TD66100C21*** | 45500 | 21 | 9.5 | 46000 | 36400 | 79.13% | 2.34 | 0 | 11.7 |  |  |  |  | R-410A | 3.7917 | Residential & Commercial | USHP | Ducted CEE Tier 1
213770324 | Central HP <5.4 tons | BRYANT HEATING AND COOLING SYSTEMS | HRCU-A-CB (Split System: Heat Pump with Remote Outdoor Unit-Air-Source) | 284ANV048*0**B* |  |  | CSPH*4812AL*+UI | 88*TB36045C17*** | 43000 | 19 | 8.5 | 47500 | 37600 | 79.16% | 2.12 | 0 | 10 |  |  |  |  | R-410A | 3.5833 | Residential & Commercial | USHP | Ducted CEE Tier 1
213770356 | Central HP <5.4 tons | BRYANT HEATING AND COOLING SYSTEMS | HRCU-A-CB (Split System: Heat Pump with Remote Outdoor Unit-Air-Source) | 284ANV048*0**B* |  |  | CSPH*6012AL*+UI | 986TD66100C21*** | 45000 | 20.5 | 9 | 46000 | 36200 | 78.7% | 2.34 | 0 | 11.7 |  |  |  |  | R-410A | 3.75 | Residential & Commercial | USHP | Ducted CEE Tier 1
215682922 | Central HP <5.4 tons | TEMPSTAR | HRCU-A-CB (Split System: Heat Pump with Remote Outdoor Unit-Air-Source) | T5H0V60*K*AAA* |  |  | EVM5X60M24A*+WALLCON | *97CTN1202422A* | 56500 | 18.5 | 9 | 63000 | 44500 | 70.63% | 2.1 | 0 | 9 |  |  |  |  | R-454B | 4.7083 | Residential & Commercial | USHP
214242501 | Central HP <5.4 tons | DAY & NIGHT | HRCU-A-CB (Split System: Heat Pump with Remote Outdoor Unit-Air-Source) | CVH825GKA2* |  |  | EN(A,D)4X24L17**+WALLCON | *96CTN0601714B* | 23200 | 15.5 | 8.1 | 22200 | 16900 | 76.13% | 1.92 | 0 | 10.5 |  |  |  |  | R-410A | 1.9333 | Residential & Commercial | USHP | Ducted CEE Tier 1
214239809 | Central HP <5.4 tons | DAY & NIGHT | HRCU-A-CB (Split System: Heat Pump with Remote Outdoor Unit-Air-Source) | CVH837GKA** |  |  | EN(A,D,W)4X42L21**+WALLCON | *97CMN1002122B* | 31800 | 16.5 | 8.1 | 33000 | 24400 | 73.94% | 1.88 | 0 | 11 |  |  |  |  | R-410A | 2.65 | Residential & Commercial | USHP | Ducted CEE Tier 1
214240029 | Central HP <5.4 tons | DAY & NIGHT | HRCU-A-CB (Split System: Heat Pump with Remote Outdoor Unit-Air-Source) | CVH837GKA** |  |  | EN(A,D)4X48L24**+WALLCON | *96CTN1202422B* | 32400 | 17 | 8.1 | 32600 | 24600 | 75.46% | 1.96 | 0 | 11.7 |  |  |  |  | R-410A | 2.7 | Residential & Commercial | USHP | Ducted CEE Tier 1
214243071 | Central HP <5.4 tons | DAY & NIGHT | HRCU-A-CB (Split System: Heat Pump with Remote Outdoor Unit-Air-Source) | CVH825GKA2* |  |  | EN(A,D,W)4X42L21**+WALLCON | *96CTN1002122B* | 23800 | 16.5 | 8.1 | 21400 | 16600 | 77.57% | 1.96 | 0 | 11 |  |  |  |  | R-410A | 1.9833 | Residential & Commercial | USHP | Ducted CEE Tier 1
214571089 | Central HP <5.4 tons | BRYANT HEATING AND COOLING SYSTEMS | HRCU-A-CB (Split System: Heat Pump with Remote Outdoor Unit-Air-Source) | 288BNV025*0**C* |  |  | CNPV*3621AL*+UI | 88*TB60070C21*** | 23400 | 16.5 | 8.1 | 21600 | 16700 | 77.31% | 1.92 | 0 | 11 |  |  |  |  | R-410A | 1.95 | Residential & Commercial | USHP | Ducted CEE Tier 1
214571189 | Central HP <5.4 tons | BRYANT HEATING AND COOLING SYSTEMS | HRCU-A-CB (Split System: Heat Pump with Remote Outdoor Unit-Air-Source) | 288BNV025*0**C* |  |  | CNPV*4221AL*+UI | 987MC60080C21*** | 23800 | 16.5 | 8.1 | 21400 | 16700 | 78.04% | 1.96 | 0 | 11 |  |  |  |  | R-410A | 1.9833 | Residential & Commercial | USHP | Ducted CEE Tier 1
216738737 | Central HP <5.4 tons | AIRQUEST | HRCU-A-CB (Split System: Heat Pump with Remote Outdoor Unit-Air-Source) | D5CUHAH24AAK |  |  | ESH5X36M12A* | *95MSU1002122A* | 23400 | 16 | 8.5 | 21200 | 18800 | 88.68% | 1.94 | 0 | 11 |  |  |  |  | R-454B | 1.95 | Residential & Commercial | USHP | Ducted CEE Tier 1
214573269 | Central HP <5.4 tons | BRYANT HEATING AND COOLING SYSTEMS | HRCU-A-CB (Split System: Heat Pump with Remote Outdoor Unit-Air-Source) | 288BNV037*0**A* |  |  | CSPH*6012AL*+UI | 935CB66100C21*** | 33000 | 18 | 8.5 | 32000 | 24800 | 77.5% | 2.02 | 0 | 11.5 |  |  |  |  | R-410A | 2.75 | Residential & Commercial | USHP | Ducted CEE Tier 1
214573689 | Central HP <5.4 tons | BRYANT HEATING AND COOLING SYSTEMS | HRCU-A-CB (Split System: Heat Pump with Remote Outdoor Unit-Air-Source) | 288BNV037*0**B* |  |  | CAP**3721AL*+UI | 935CB66100C21*** | 33000 | 17.5 | 8.5 | 32600 | 25000 | 76.69% | 2 | 0 | 11.5 |  |  |  |  | R-410A | 2.75 | Residential & Commercial | USHP | Ducted CEE Tier 1
214573719 | Central HP <5.4 tons | BRYANT HEATING AND COOLING SYSTEMS | HRCU-A-CB (Split System: Heat Pump with Remote Outdoor Unit-Air-Source) | 288BNV037*0**B* |  |  | CAP**3721AL*+UI | 986TD60080C21*** | 33000 | 17.5 | 8.5 | 32600 | 25000 | 76.69% | 2 | 0 | 11.5 |  |  |  |  | R-410A | 2.75 | Residential & Commercial | USHP | Ducted CEE Tier 1
214573739 | Central HP <5.4 tons | BRYANT HEATING AND COOLING SYSTEMS | HRCU-A-CB (Split System: Heat Pump with Remote Outdoor Unit-Air-Source) | 288BNV037*0**B* |  |  | CAP**4221AL*+UI | 935CB60080C21*** | 31800 | 17 | 8.5 | 33000 | 24400 | 73.94% | 1.9 | 0 | 11 |  |  |  |  | R-410A | 2.65 | Residential & Commercial | USHP | Ducted CEE Tier 1
215940137 | Central HP <5.4 tons | AIRQUEST | HRCU-A-CB (Split System: Heat Pump with Remote Outdoor Unit-Air-Source) | H5H3V36*K*AAA* |  |  | ESH5X48M12A*+WALLCON | *97CTN0801716A* | 33400 | 19 | 9 | 35200 | 27000 | 76.7% | 1.92 | 0 | 11 |  |  |  |  | R-454B | 2.7833 | Residential & Commercial | USHP | Ducted CEE Tier 1
215940337 | Central HP <5.4 tons | AIRQUEST | HRCU-A-CB (Split System: Heat Pump with Remote Outdoor Unit-Air-Source) | H5H3V36*K*AAA* |  |  | EVM5X49M21A*+WALLCON | *80CSU0401712B* | 35600 | 22 | 8.5 | 38000 | 28600 | 75.26% | 2.04 | 0 | 12.5 |  |  |  |  | R-454B | 2.9667 | Residential & Commercial | USHP | Ducted CEE Tier 1
212977252 | Central HP <5.4 tons | BRYANT HEATING AND COOLING SYSTEMS | HRCU-A-CB (Split System: Heat Pump with Remote Outdoor Unit-Air-Source) | 38MURAQ36AB3* |  |  | CAP**4824AL* | 926TC66120V24*** | 35600 | 16.5 | 8.5 | 37800 | 34600 | 91.53% | 2.02 | 0 | 10 |  |  |  |  | R-410A | 2.9667 | Residential & Commercial | USHP | Ducted CEE Tier 1
214239665 | Central HP <5.4 tons | HEIL | HRCU-A-CB (Split System: Heat Pump with Remote Outdoor Unit-Air-Source) | HVH837GKA** |  |  | END4X42L17**+WALLCON | *80CTL0901716B* | 32000 | 17 | 8.1 | 33000 | 24600 | 74.55% | 1.9 | 0 | 11.5 |  |  |  |  | R-410A | 2.6667 | Residential & Commercial | USHP | Ducted CEE Tier 1
214239715 | Central HP <5.4 tons | HEIL | HRCU-A-CB (Split System: Heat Pump with Remote Outdoor Unit-Air-Source) | HVH837GKA** |  |  | END4X42L17**+WALLCON | *96CTN0801714B* | 32000 | 16.5 | 8.1 | 33000 | 24800 | 75.15% | 1.9 | 0 | 11 |  |  |  |  | R-410A | 2.6667 | Residential & Commercial | USHP | Ducted CEE Tier 1
214239765 | Central HP <5.4 tons | HEIL | HRCU-A-CB (Split System: Heat Pump with Remote Outdoor Unit-Air-Source) | HVH837GKA** |  |  | EN(A,D,W)4X42L21**+WALLCON | *80CTL1102120B* | 31800 | 17 | 8.1 | 33000 | 24400 | 73.94% | 1.88 | 0 | 11 |  |  |  |  | R-410A | 2.65 | Residential & Commercial | USHP | Ducted CEE Tier 1
214242237 | Central HP <5.4 tons | HEIL | HRCU-A-CB (Split System: Heat Pump with Remote Outdoor Unit-Air-Source) | HVH825GKA3* |  |  | EN(A,D,W)4X48L21**+WALLCON | *80CTL0902120B* | 24200 | 17 | 8.1 | 21200 | 16600 | 78.3% | 2 | 0 | 11 |  |  |  |  | R-410A | 2.0167 | Residential & Commercial | USHP | Ducted CEE Tier 1
216738508 | Central HP <5.4 tons | AIRQUEST | HRCU-A-CB (Split System: Heat Pump with Remote Outdoor Unit-Air-Source) | D5CUHAH24AAK |  |  | ESH5X36M12A* | *92MSN1202420A* | 23000 | 15.2 | 8.1 | 21000 | 18700 | 89.05% | 1.9 | 0 | 10.5 |  |  |  |  | R-454B | 1.9167 | Residential & Commercial | USHP | Ducted CEE Tier 1
213076576 | Central HP <5.4 tons | AIRQUEST | HRCU-A-CB (Split System: Heat Pump with Remote Outdoor Unit-Air-Source) | DLCURAH36ABK |  |  | EN(A,D,W)4X48L21** | *80VTL0701716B* | 35600 | 16 | 8.1 | 38500 | 35000 | 90.91% | 1.98 | 0 | 10 |  |  |  |  | R-410A | 2.9667 | Residential & Commercial | USHP | Ducted CEE Tier 1
213077335 | Central HP <5.4 tons | AIRQUEST | HRCU-A-CB (Split System: Heat Pump with Remote Outdoor Unit-Air-Source) | DLCURAH36ABK |  |  | EA*4X36L17A* | *96VTN0801716B* | 35200 | 15.2 | 8.1 | 39000 | 35400 | 90.77% | 1.82 | 0 | 9.5 |  |  |  |  | R-410A | 2.9333 | Residential & Commercial | USHP
214574039 | Central HP <5.4 tons | BRYANT HEATING AND COOLING SYSTEMS | HRCU-A-CB (Split System: Heat Pump with Remote Outdoor Unit-Air-Source) | 288BNV037*0**B* |  |  | CAP**6024AL*+UI | 935CB60080C21*** | 32800 | 17.5 | 8.5 | 31600 | 24800 | 78.48% | 1.98 | 0 | 11.5 |  |  |  |  | R-410A | 2.7333 | Residential & Commercial | USHP | Ducted CEE Tier 1
214574739 | Central HP <5.4 tons | BRYANT HEATING AND COOLING SYSTEMS | HRCU-A-CB (Split System: Heat Pump with Remote Outdoor Unit-Air-Source) | 288BNV037*0**B* |  |  | CNPV*6024AL*+UI | 986TD60080C21*** | 32800 | 19 | 8.5 | 32200 | 24600 | 76.4% | 1.98 | 0 | 12 |  |  |  |  | R-410A | 2.7333 | Residential & Commercial | USHP | Ducted CEE Tier 1
215682962 | Central HP <5.4 tons | TEMPSTAR | HRCU-A-CB (Split System: Heat Pump with Remote Outdoor Unit-Air-Source) | T5H0V60*K*AAA* |  |  | EVM5X61M24A*+WALLCON | *97CTN0802120A* | 57500 | 18.5 | 9 | 64000 | 45000 | 70.31% | 2.08 | 0 | 9 |  |  |  |  | R-454B | 4.7917 | Residential & Commercial | USHP
215682772 | Central HP <5.4 tons | TEMPSTAR | HRCU-A-CB (Split System: Heat Pump with Remote Outdoor Unit-Air-Source) | T5H0V60*K*AAA* |  |  | ESH5X60M12A*+WALLCON | *97CTN0802120A* | 55500 | 17 | 8.5 | 60000 | 42000 | 70% | 1.9 | 0 | 8.5 |  |  |  |  | R-454B | 4.625 | Residential & Commercial | USHP
213815172 | Central HP <5.4 tons | GOODMAN | HRCU-A-CB (Split System: Heat Pump with Remote Outdoor Unit-Air-Source) | GSZV903610A* |  |  | CA*F3743*6D*+MBVB12BP1X00A*+TXV | 0 | 34000 | 19 | 8.2 | 34000 | 24400 | 71.76% | 1.8 | 0 | 12 |  |  |  |  | R-410A | 2.8333 | Residential & Commercial | USHP | Ducted CEE Tier 1
215940587 | Central HP <5.4 tons | AIRQUEST | HRCU-A-CB (Split System: Heat Pump with Remote Outdoor Unit-Air-Source) | H5H3V36*K*AAA* |  |  | EVD5X38M17A*+WALLCON | *80CSU0601716B* | 35600 | 22 | 8.5 | 38000 | 28600 | 75.26% | 2.02 | 0 | 12 |  |  |  |  | R-454B | 2.9667 | Residential & Commercial | USHP | Ducted CEE Tier 1
214243151 | Central HP <5.4 tons | DAY & NIGHT | HRCU-A-CB (Split System: Heat Pump with Remote Outdoor Unit-Air-Source) | CVH825GKA2* |  |  | EN(A,D,W)4X48L21**+WALLCON | *97CMN0801714B* | 24000 | 16.5 | 8.1 | 21400 | 16600 | 77.57% | 2 | 0 | 11 |  |  |  |  | R-410A | 2 | Residential & Commercial | USHP | Ducted CEE Tier 1
216735214 | Central HP <5.4 tons | BRYANT HEATING AND COOLING SYSTEMS | HRCU-A-CB (Split System: Heat Pump with Remote Outdoor Unit-Air-Source) | 37MUHAQ24AA3 |  |  | CAA**3717AM* | 926SB30040V14*** | 22600 | 15.5 | 8.1 | 20800 | 18500 | 88.94% | 1.85 | 0 | 10.5 |  |  |  |  | R-454B | 1.8833 | Residential & Commercial | USHP | Ducted CEE Tier 1
216736017 | Central HP <5.4 tons | BRYANT HEATING AND COOLING SYSTEMS | HRCU-A-CB (Split System: Heat Pump with Remote Outdoor Unit-Air-Source) | 37MUHAQ24AA3 |  |  | CAA**3721AM* | 926TC60080V21*** | 23200 | 16.5 | 8.5 | 20800 | 18500 | 88.94% | 1.96 | 0 | 11 |  |  |  |  | R-454B | 1.9333 | Residential & Commercial | USHP | Ducted CEE Tier 1
214573839 | Central HP <5.4 tons | BRYANT HEATING AND COOLING SYSTEMS | HRCU-A-CB (Split System: Heat Pump with Remote Outdoor Unit-Air-Source) | 288BNV037*0**B* |  |  | CAP**4224AL*+UI | 986TD60080C21*** | 31800 | 17.5 | 8.5 | 32800 | 24400 | 74.39% | 1.9 | 0 | 11 |  |  |  |  | R-410A | 2.65 | Residential & Commercial | USHP | Ducted CEE Tier 1
214499812 | Central HP <5.4 tons | GOODMAN | HRCU-A-CB (Split System: Heat Pump with Remote Outdoor Unit-Air-Source) | GSZS601810A* |  |  | CA*EA2422*4B* | G*VS960805CUA* | 16600 | 17.5 | 8.5 | 17400 | 13000 | 74.71% | 2.1 | 0 | 10.9 |  |  |  |  | R-410A | 1.3833 | Residential & Commercial | USHP | Ducted CEE Tier 1
213349064 | Central HP <5.4 tons | GOODMAN | HRCU-A-CB (Split System: Heat Pump with Remote Outdoor Unit-Air-Source) | GSZS601810A* |  |  | CA*EA2422*4A* | G*VM970804CNB* | 16600 | 17.5 | 8.5 | 17400 | 13000 | 74.71% | 2.1 | 0 | 10.9 |  |  |  |  | R-410A | 1.3833 | Residential & Commercial | USHP | Ducted CEE Tier 1
215935135 | Central HP <5.4 tons | BRYANT HEATING AND COOLING SYSTEMS | HRCU-A-CB (Split System: Heat Pump with Remote Outdoor Unit-Air-Source) | 293VAN036**AA* |  |  | CVAMA4921XMA*+UI | 986TD66100C21*** | 35600 | 22 | 8.5 | 38000 | 28600 | 75.26% | 2.02 | 0 | 12.5 |  |  |  |  | R-454B | 2.9667 | Residential & Commercial | USHP | Ducted CEE Tier 1
215677892 | Central HP <5.4 tons | TEMPSTAR | HRCU-A-CB (Split System: Heat Pump with Remote Outdoor Unit-Air-Source) | T5H0V60*K*AAA* |  |  | EA*5X61M21A*+WALLCON | *80CTL0701716B* | 54500 | 18 | 8.5 | 58500 | 41500 | 70.94% | 1.92 | 0 | 9 |  |  |  |  | R-454B | 4.5417 | Residential & Commercial | USHP
214569403 | Central HP <5.4 tons | BRYANT HEATING AND COOLING SYSTEMS | HRCU-A-CB (Split System: Heat Pump with Remote Outdoor Unit-Air-Source) | 284ANV048*0**B* |  |  | CAP**4821AL*+UI | 987MC60060C21*** | 43000 | 20 | 9.5 | 47000 | 37000 | 78.72% | 2.22 | 0 | 10.5 |  |  |  |  | R-410A | 3.5833 | Residential & Commercial | USHP | Ducted CEE Tier 1
214569439 | Central HP <5.4 tons | BRYANT HEATING AND COOLING SYSTEMS | HRCU-A-CB (Split System: Heat Pump with Remote Outdoor Unit-Air-Source) | 284ANV048*0**B* |  |  | CAP**6121AL*+UI | 987MC60060C21*** | 44500 | 20.5 | 9.5 | 46500 | 37000 | 79.57% | 2.3 | 0 | 11 |  |  |  |  | R-410A | 3.7083 | Residential & Commercial | USHP | Ducted CEE Tier 1
214569387 | Central HP <5.4 tons | BRYANT HEATING AND COOLING SYSTEMS | HRCU-A-CB (Split System: Heat Pump with Remote Outdoor Unit-Air-Source) | 284ANV024*0**B* |  |  | CNPV*3621AL*+UI | 987MC60060C21*** | 23200 | 19.5 | 10 | 26800 | 20000 | 74.63% | 2.38 | 0 | 13 |  |  |  |  | R-410A | 1.9333 | Residential & Commercial | USHP | Ducted CEE Tier 1
214569389 | Central HP <5.4 tons | BRYANT HEATING AND COOLING SYSTEMS | HRCU-A-CB (Split System: Heat Pump with Remote Outdoor Unit-Air-Source) | 284ANV024*0**B* |  |  | CNPV*4221AL*+UI | 88*TB60070C21*** | 23400 | 20 | 10.5 | 26600 | 19800 | 74.44% | 2.46 | 0 | 13 |  |  |  |  | R-410A | 1.95 | Residential & Commercial | USHP | Ducted CEE Tier 1
215678192 | Central HP <5.4 tons | TEMPSTAR | HRCU-A-CB (Split System: Heat Pump with Remote Outdoor Unit-Air-Source) | T5H0V24*K*AAA* |  |  | EA*5X24M17A*+WALLCON | *80CSU0401712B* | 23000 | 16.5 | 8.5 | 24000 | 16800 | 70% | 1.98 | 0 | 10 |  |  |  |  | R-454B | 1.9167 | Residential & Commercial | USHP | Ducted CEE Tier 1
216736384 | Central HP <5.4 tons | BRYANT HEATING AND COOLING SYSTEMS | HRCU-A-CB (Split System: Heat Pump with Remote Outdoor Unit-Air-Source) | 37MUHAQ24AA3 |  |  | CSAH*2412AM* | 88*TB36070C14*** | 22200 | 16 | 8.1 | 21000 | 18900 | 90% | 1.85 | 0 | 10.5 |  |  |  |  | R-454B | 1.85 | Residential & Commercial | USHP | Ducted CEE Tier 1
215678062 | Central HP <5.4 tons | TEMPSTAR | HRCU-A-CB (Split System: Heat Pump with Remote Outdoor Unit-Air-Source) | T5H0V60*K*AAA* |  |  | ESH5X60M12A*+WALLCON | *80CTL0701716B* | 54000 | 16.5 | 8.5 | 59000 | 41500 | 70.34% | 1.9 | 0 | 9 |  |  |  |  | R-454B | 4.5 | Residential & Commercial | USHP
215678432 | Central HP <5.4 tons | TEMPSTAR | HRCU-A-CB (Split System: Heat Pump with Remote Outdoor Unit-Air-Source) | T5H0V24*K*AAA* |  |  | EA*5X37M21A*+WALLCON | *97CTN1002122A* | 24000 | 17.5 | 9 | 23200 | 16300 | 70.26% | 2.02 | 0 | 10.5 |  |  |  |  | R-454B | 2 | Residential & Commercial | USHP | Ducted CEE Tier 1
216767071 | Central HP <5.4 tons | TRANE | HRCU-A-CB (Split System: Heat Pump with Remote Outdoor Unit-Air-Source) | 5TWX7036A1 |  |  | 5TXCC007AS3 | S9X1C080U5PSB | 34200 | 17 | 8.7 | 33000 | 24400 | 73.94% | 2.19 | 0 | 12 |  |  |  |  | R-454B | 2.85 | Residential & Commercial | USHP | Ducted CEE Tier 1
216767086 | Central HP <5.4 tons | TRANE | HRCU-A-CB (Split System: Heat Pump with Remote Outdoor Unit-Air-Source) | 5TWX7036A1 |  |  | 5TXCC009AS3 | S9X1C100U5PSB | 34000 | 15.5 | 8.7 | 32400 | 24000 | 74.07% | 2.2 | 0 | 12 |  |  |  |  | R-454B | 2.8333 | Residential & Commercial | USHP | Ducted CEE Tier 1
216769962 | Central HP <5.4 tons | TRANE | HRCU-A-CB (Split System: Heat Pump with Remote Outdoor Unit-Air-Source) | 5TWR7036A1 |  |  | 5TXCC005AS3 | S8X2C080M5PTC | 32600 | 16.5 | 8.7 | 32400 | 24000 | 74.07% | 2.14 | 0 | 11.7 |  |  |  |  | R-454B | 2.7167 | Residential & Commercial | USHP | Ducted CEE Tier 1
212988763 | Central HP <5.4 tons | DAY & NIGHT | HRCU-A-CB (Split System: Heat Pump with Remote Outdoor Unit-Air-Source) | DLCURAH24ABK |  |  | EN(A,D)4X36L21** | *95MSU0401712A* | 23600 | 16.5 | 8.5 | 26400 | 24200 | 91.67% | 2 | 0 | 10 |  |  |  |  | R-410A | 1.9667 | Residential & Commercial | USHP | Ducted CEE Tier 1
216769954 | Central HP <5.4 tons | TRANE | HRCU-A-CB (Split System: Heat Pump with Remote Outdoor Unit-Air-Source) | 5TWR7036A1 |  |  | 5TXCC005AS3 | S9V2C100U4VSB | 32200 | 16 | 8.7 | 32200 | 23800 | 73.91% | 2.12 | 0 | 12 |  |  |  |  | R-454B | 2.6833 | Residential & Commercial | USHP | Ducted CEE Tier 1
214574119 | Central HP <5.4 tons | BRYANT HEATING AND COOLING SYSTEMS | HRCU-A-CB (Split System: Heat Pump with Remote Outdoor Unit-Air-Source) | 288BNV037*0**B* |  |  | CAP**6121AL*+UI | 987MC60060C21*** | 33000 | 17.5 | 8.5 | 32200 | 25000 | 77.64% | 1.98 | 0 | 11 |  |  |  |  | R-410A | 2.75 | Residential & Commercial | USHP | Ducted CEE Tier 1
214574169 | Central HP <5.4 tons | BRYANT HEATING AND COOLING SYSTEMS | HRCU-A-CB (Split System: Heat Pump with Remote Outdoor Unit-Air-Source) | 288BNV037*0**B* |  |  | CAP**6124AL*+UI | 935CB66100C21*** | 33200 | 18.5 | 8.5 | 31800 | 24800 | 77.99% | 2 | 0 | 11.5 |  |  |  |  | R-410A | 2.7667 | Residential & Commercial | USHP | Ducted CEE Tier 1
214569401 | Central HP <5.4 tons | BRYANT HEATING AND COOLING SYSTEMS | HRCU-A-CB (Split System: Heat Pump with Remote Outdoor Unit-Air-Source) | 284ANV048*0**B* |  |  | CAP**4821AL*+UI | 935CB66100C21*** | 44000 | 21 | 9.5 | 46500 | 36200 | 77.85% | 2.28 | 0 | 11.5 |  |  |  |  | R-410A | 3.6667 | Residential & Commercial | USHP | Ducted CEE Tier 1
214569435 | Central HP <5.4 tons | BRYANT HEATING AND COOLING SYSTEMS | HRCU-A-CB (Split System: Heat Pump with Remote Outdoor Unit-Air-Source) | 284ANV048*0**B* |  |  | CAP**6121AL*+UI | 935CB60080C21*** | 45000 | 21 | 10 | 46000 | 36600 | 79.57% | 2.34 | 0 | 11.5 |  |  |  |  | R-410A | 3.75 | Residential & Commercial | USHP | Ducted CEE Tier 1
214569453 | Central HP <5.4 tons | BRYANT HEATING AND COOLING SYSTEMS | HRCU-A-CB (Split System: Heat Pump with Remote Outdoor Unit-Air-Source) | 284ANV048*0**B* |  |  | CAP**6124AL*+UI | 987MC60080C21*** | 45500 | 21 | 10 | 46000 | 36400 | 79.13% | 2.36 | 0 | 11.5 |  |  |  |  | R-410A | 3.7917 | Residential & Commercial | USHP | Ducted CEE Tier 1
213829741 | Central HP <5.4 tons | RUUD | HRCU-A-CB (Split System: Heat Pump with Remote Outdoor Unit-Air-Source) | UP18AZ48AJVC |  |  | RCFZ6021SEAAM | R801V0504A17UHU | 45000 | 19 | 8.5 | 44000 | 45500 | 103.4% | 1.9 | 0 | 12 |  |  |  |  | R-410A | 3.75 | Residential & Commercial | USHP | Ducted CEE Tier 1
216736753 | Central HP <5.4 tons | BRYANT HEATING AND COOLING SYSTEMS | HRCU-A-CB (Split System: Heat Pump with Remote Outdoor Unit-Air-Source) | 37MUHAQ24AA3 |  |  | CSAH*2412AM* | 935SB60080M21*** | 22400 | 15.2 | 8.1 | 21200 | 19100 | 90.09% | 1.85 | 0 | 10.5 |  |  |  |  | R-454B | 1.8667 | Residential & Commercial | USHP | Ducted CEE Tier 1
216736871 | Central HP <5.4 tons | BRYANT HEATING AND COOLING SYSTEMS | HRCU-A-CB (Split System: Heat Pump with Remote Outdoor Unit-Air-Source) | 37MUHAQ24AA3 |  |  | CSAH*2412AM* | 926TC60100V21*** | 22400 | 15.5 | 8.1 | 21200 | 19100 | 90.09% | 1.85 | 0 | 10.5 |  |  |  |  | R-454B | 1.8667 | Residential & Commercial | USHP | Ducted CEE Tier 1
210589355 | Central HP <5.4 tons | RUUD | HRCU-A-CB (Split System: Heat Pump with Remote Outdoor Unit-Air-Source) | UP18AZ48AJVC |  |  | RCFZ6021SEAAM | U802VA100521Z | 45000 | 19 | 8.5 | 43000 | 45000 | 104.7% | 2 | 0 | 11.7 |  |  |  |  | R-410A | 3.75 | Residential & Commercial | USHP | Ducted CEE Tier 1
214569359 | Central HP <5.4 tons | BRYANT HEATING AND COOLING SYSTEMS | HRCU-A-CB (Split System: Heat Pump with Remote Outdoor Unit-Air-Source) | 284ANV024*0**B* |  |  | CSPH*3012AL*+UI | 935CB60080C21*** | 23400 | 19 | 10.5 | 27000 | 19900 | 73.7% | 2.46 | 0 | 12.5 |  |  |  |  | R-410A | 1.95 | Residential & Commercial | USHP | Ducted CEE Tier 1
213349038 | Central HP <5.4 tons | GOODMAN | HRCU-A-CB (Split System: Heat Pump with Remote Outdoor Unit-Air-Source) | GSZS601810A* |  |  | CA*EA1818*4A* | G*VC960403BNB* | 16600 | 17.5 | 8.5 | 17400 | 13000 | 74.71% | 2.1 | 0 | 10.9 |  |  |  |  | R-410A | 1.3833 | Residential & Commercial | USHP | Ducted CEE Tier 1
214569427 | Central HP <5.4 tons | BRYANT HEATING AND COOLING SYSTEMS | HRCU-A-CB (Split System: Heat Pump with Remote Outdoor Unit-Air-Source) | 284ANV048*0**B* |  |  | CAP**6024AL*+UI | 987MC60060C21*** | 44000 | 20.5 | 9.5 | 46000 | 36800 | 80% | 2.28 | 0 | 11 |  |  |  |  | R-410A | 3.6667 | Residential & Commercial | USHP | Ducted CEE Tier 1
214569461 | Central HP <5.4 tons | BRYANT HEATING AND COOLING SYSTEMS | HRCU-A-CB (Split System: Heat Pump with Remote Outdoor Unit-Air-Source) | 284ANV048*0**B* |  |  | CSPH*4812AL*+UI | 935CB66100C21*** | 44500 | 20.5 | 9.5 | 46500 | 36400 | 78.28% | 2.24 | 0 | 11.5 |  |  |  |  | R-410A | 3.7083 | Residential & Commercial | USHP | Ducted CEE Tier 1
214569463 | Central HP <5.4 tons | BRYANT HEATING AND COOLING SYSTEMS | HRCU-A-CB (Split System: Heat Pump with Remote Outdoor Unit-Air-Source) | 284ANV048*0**B* |  |  | CSPH*4812AL*+UI | 987MC60060C21*** | 43500 | 19.5 | 9 | 47000 | 37200 | 79.15% | 2.16 | 0 | 10.5 |  |  |  |  | R-410A | 3.625 | Residential & Commercial | USHP | Ducted CEE Tier 1
214569465 | Central HP <5.4 tons | BRYANT HEATING AND COOLING SYSTEMS | HRCU-A-CB (Split System: Heat Pump with Remote Outdoor Unit-Air-Source) | 284ANV048*0**B* |  |  | CSPH*4812AL*+UI | 987MC60080C21*** | 44000 | 20 | 9.5 | 46500 | 36600 | 78.71% | 2.2 | 0 | 11 |  |  |  |  | R-410A | 3.6667 | Residential & Commercial | USHP | Ducted CEE Tier 1
215682632 | Central HP <5.4 tons | TEMPSTAR | HRCU-A-CB (Split System: Heat Pump with Remote Outdoor Unit-Air-Source) | T5H0V60*K*AAA* |  |  | EA*5X60M24A*+WALLCON | *97CTN1202422A* | 55000 | 18.5 | 9 | 59000 | 41500 | 70.34% | 2.02 | 0 | 9 |  |  |  |  | R-454B | 4.5833 | Residential & Commercial | USHP
212976999 | Central HP <5.4 tons | BRYANT HEATING AND COOLING SYSTEMS | HRCU-A-CB (Split System: Heat Pump with Remote Outdoor Unit-Air-Source) | 38MURAQ24AB3* |  |  | CNPV*3621AL* | 926TC66100V21*** | 23800 | 17 | 8.5 | 26400 | 23800 | 90.15% | 1.98 | 0 | 10.5 |  |  |  |  | R-410A | 1.9833 | Residential & Commercial | USHP | Ducted CEE Tier 1
212986994 | Central HP <5.4 tons | HEIL | HRCU-A-CB (Split System: Heat Pump with Remote Outdoor Unit-Air-Source) | DLCURAH18ABK |  |  | EA*4X24L14A* | *96MSN0601412A* | 17300 | 16 | 8.5 | 18200 | 19400 | 106.6% | 2.34 | 0 | 10.5 |  |  |  |  | R-410A | 1.4417 | Residential & Commercial | USHP | Ducted CEE Tier 1
215942543 | Central HP <5.4 tons | AIRQUEST | HRCU-A-CB (Split System: Heat Pump with Remote Outdoor Unit-Air-Source) | H5H3V36*K*AAA* |  |  | EVD5X61M21A*+WALLCON | *96CTN1002122B* | 36000 | 22 | 8.5 | 37400 | 28200 | 75.4% | 2.04 | 0 | 12.5 |  |  |  |  | R-454B | 3 | Residential & Commercial | USHP | Ducted CEE Tier 1
212985306 | Central HP <5.4 tons | HEIL | HRCU-A-CB (Split System: Heat Pump with Remote Outdoor Unit-Air-Source) | DLCURAH30ABK |  |  | EA*4X43L21A* | *92MSN1002120A* | 30600 | 16 | 8.5 | 35000 | 26800 | 76.57% | 1.86 | 0 | 9 |  |  |  |  | R-410A | 2.55 | Residential & Commercial | USHP
215678292 | Central HP <5.4 tons | TEMPSTAR | HRCU-A-CB (Split System: Heat Pump with Remote Outdoor Unit-Air-Source) | T5H0V24*K*AAA* |  |  | EA*5X30M17A*+WALLCON | *97CTN0601716A* | 23000 | 16.5 | 9 | 24000 | 16800 | 70% | 1.86 | 0 | 10 |  |  |  |  | R-454B | 1.9167 | Residential & Commercial | USHP | Ducted CEE Tier 1
215678312 | Central HP <5.4 tons | TEMPSTAR | HRCU-A-CB (Split System: Heat Pump with Remote Outdoor Unit-Air-Source) | T5H0V24*K*AAA* |  |  | EA*5X36M17A*+WALLCON | *80CSU0401712B* | 23200 | 17 | 8.5 | 23400 | 16500 | 70.51% | 2 | 0 | 10 |  |  |  |  | R-454B | 1.9333 | Residential & Commercial | USHP | Ducted CEE Tier 1
215679262 | Central HP <5.4 tons | TEMPSTAR | HRCU-A-CB (Split System: Heat Pump with Remote Outdoor Unit-Air-Source) | T5H0V36*K*AAA* |  |  | EA*5X37M17A*+WALLCON | *97CTN0601716A* | 33600 | 17 | 9 | 36000 | 25800 | 71.67% | 1.88 | 0 | 9 |  |  |  |  | R-454B | 2.8 | Residential & Commercial | USHP
215678342 | Central HP <5.4 tons | TEMPSTAR | HRCU-A-CB (Split System: Heat Pump with Remote Outdoor Unit-Air-Source) | T5H0V24*K*AAA* |  |  | EA*5X36M17A*+WALLCON | *97CTN0801716A* | 23000 | 17 | 9 | 23800 | 16700 | 70.17% | 1.98 | 0 | 10 |  |  |  |  | R-454B | 1.9167 | Residential & Commercial | USHP | Ducted CEE Tier 1
215679532 | Central HP <5.4 tons | TEMPSTAR | HRCU-A-CB (Split System: Heat Pump with Remote Outdoor Unit-Air-Source) | T5H0V36*K*AAA* |  |  | EA*5X48M21A*+WALLCON | *97CTN0801716A* | 33600 | 17.5 | 9 | 35200 | 25200 | 71.59% | 1.88 | 0 | 9.5 |  |  |  |  | R-454B | 2.8 | Residential & Commercial | USHP
215679682 | Central HP <5.4 tons | TEMPSTAR | HRCU-A-CB (Split System: Heat Pump with Remote Outdoor Unit-Air-Source) | T5H0V36*K*AAA* |  |  | EA*5X61M24A*+WALLCON | *97CTN0802120A* | 34800 | 18 | 9 | 34400 | 24800 | 72.09% | 1.92 | 0 | 10.5 |  |  |  |  | R-454B | 2.9 | Residential & Commercial | USHP | Ducted CEE Tier 1
215679782 | Central HP <5.4 tons | TEMPSTAR | HRCU-A-CB (Split System: Heat Pump with Remote Outdoor Unit-Air-Source) | T5H0V36*K*AAA* |  |  | ESH5X36M12A*+WALLCON | *97CTN1202422A* | 33800 | 16.5 | 8.5 | 35800 | 25400 | 70.95% | 1.76 | 0 | 9.5 |  |  |  |  | R-454B | 2.8167 | Residential & Commercial | USHP
215679832 | Central HP <5.4 tons | TEMPSTAR | HRCU-A-CB (Split System: Heat Pump with Remote Outdoor Unit-Air-Source) | T5H0V36*K*AAA* |  |  | ESH5X42M12A*+WALLCON | *97CTN0801716A* | 33800 | 16 | 8.5 | 35800 | 25400 | 70.95% | 1.76 | 0 | 9 |  |  |  |  | R-454B | 2.8167 | Residential & Commercial | USHP
215679352 | Central HP <5.4 tons | TEMPSTAR | HRCU-A-CB (Split System: Heat Pump with Remote Outdoor Unit-Air-Source) | T5H0V36*K*AAA* |  |  | EA*5X42M21A*+WALLCON | *96CTN0802120B* | 33200 | 17.5 | 9 | 35800 | 25600 | 71.51% | 1.86 | 0 | 10 |  |  |  |  | R-454B | 2.7667 | Residential & Commercial | USHP | Ducted CEE Tier 1
215679652 | Central HP <5.4 tons | TEMPSTAR | HRCU-A-CB (Split System: Heat Pump with Remote Outdoor Unit-Air-Source) | T5H0V36*K*AAA* |  |  | EA*5X61M21A*+WALLCON | *97CTN0802120A* | 34800 | 18 | 9 | 34400 | 24800 | 72.09% | 1.92 | 0 | 10.5 |  |  |  |  | R-454B | 2.9 | Residential & Commercial | USHP | Ducted CEE Tier 1
214572559 | Central HP <5.4 tons | BRYANT HEATING AND COOLING SYSTEMS | HRCU-A-CB (Split System: Heat Pump with Remote Outdoor Unit-Air-Source) | 288BNV037*0**A* |  |  | CAP**3721AL*+UI | 987MC60060C21*** | 32800 | 17 | 8.5 | 33000 | 25400 | 76.97% | 1.98 | 0 | 11 |  |  |  |  | R-410A | 2.7333 | Residential & Commercial | USHP | Ducted CEE Tier 1
214572709 | Central HP <5.4 tons | BRYANT HEATING AND COOLING SYSTEMS | HRCU-A-CB (Split System: Heat Pump with Remote Outdoor Unit-Air-Source) | 288BNV037*0**A* |  |  | CAP**4321AL*+UI | 88*TB60070C21*** | 32800 | 17.5 | 8.5 | 32800 | 25200 | 76.83% | 2 | 0 | 11 |  |  |  |  | R-410A | 2.7333 | Residential & Commercial | USHP | Ducted CEE Tier 1
214572809 | Central HP <5.4 tons | BRYANT HEATING AND COOLING SYSTEMS | HRCU-A-CB (Split System: Heat Pump with Remote Outdoor Unit-Air-Source) | 288BNV037*0**A* |  |  | CAP**4821AL*+UI | 987MC60080C21*** | 32200 | 17.5 | 8.5 | 32400 | 25000 | 77.16% | 1.98 | 0 | 11 |  |  |  |  | R-410A | 2.6833 | Residential & Commercial | USHP | Ducted CEE Tier 1
216767088 | Central HP <5.4 tons | TRANE | HRCU-A-CB (Split System: Heat Pump with Remote Outdoor Unit-Air-Source) | 5TWX7036A1 |  |  | 5TXCC009AS3 | S8V2C080M5PCB | 34200 | 16.5 | 8.7 | 32400 | 24000 | 74.07% | 2.2 | 0 | 12 |  |  |  |  | R-454B | 2.85 | Residential & Commercial | USHP | Ducted CEE Tier 1
216767101 | Central HP <5.4 tons | TRANE | HRCU-A-CB (Split System: Heat Pump with Remote Outdoor Unit-Air-Source) | 5TWX7048A1 |  |  | 5PX*C009AS3 | S9X2C100U5PSB | 43500 | 15.2 | 8.7 | 44000 | 32200 | 73.18% | 2.19 | 0 | 12 |  |  |  |  | R-454B | 3.625 | Residential & Commercial | USHP | Ducted CEE Tier 1
216767118 | Central HP <5.4 tons | TRANE | HRCU-A-CB (Split System: Heat Pump with Remote Outdoor Unit-Air-Source) | 5TWX7048A1 |  |  | 5PX*CD09AS3+P0V0C000M50SD | 0 | 44000 | 16 | 8.5 | 43500 | 31800 | 73.1% | 2.16 | 0 | 12 |  |  |  |  | R-454B | 3.6667 | Residential & Commercial | USHP | Ducted CEE Tier 1
216767136 | Central HP <5.4 tons | TRANE | HRCU-A-CB (Split System: Heat Pump with Remote Outdoor Unit-Air-Source) | 5TWX7048A1 |  |  | 5PX*D010AS3 | S8V2C080M5PCB | 43500 | 16 | 8.7 | 44000 | 32200 | 73.18% | 2.19 | 0 | 12 |  |  |  |  | R-454B | 3.625 | Residential & Commercial | USHP | Ducted CEE Tier 1
216767152 | Central HP <5.4 tons | TRANE | HRCU-A-CB (Split System: Heat Pump with Remote Outdoor Unit-Air-Source) | 5TWX7048A1 |  |  | 5PX*DD10AS3+P0V0D000M50SD | 0 | 43000 | 16 | 8.7 | 44000 | 32000 | 72.73% | 2.2 | 0 | 12 |  |  |  |  | R-454B | 3.5833 | Residential & Commercial | USHP | Ducted CEE Tier 1
216767186 | Central HP <5.4 tons | TRANE | HRCU-A-CB (Split System: Heat Pump with Remote Outdoor Unit-Air-Source) | 5TWX7048A1 |  |  | 5TXCD010AS3 | S8V2C080M5PDB | 43500 | 16 | 8.7 | 44000 | 32000 | 72.73% | 2.19 | 0 | 12 |  |  |  |  | R-454B | 3.625 | Residential & Commercial | USHP | Ducted CEE Tier 1
214573289 | Central HP <5.4 tons | BRYANT HEATING AND COOLING SYSTEMS | HRCU-A-CB (Split System: Heat Pump with Remote Outdoor Unit-Air-Source) | 288BNV037*0**A* |  |  | CSPH*6012AL*+UI | 987MC60080C21*** | 33000 | 17 | 8.5 | 32200 | 24800 | 77.02% | 2 | 0 | 11.5 |  |  |  |  | R-410A | 2.75 | Residential & Commercial | USHP | Ducted CEE Tier 1
214573309 | Central HP <5.4 tons | BRYANT HEATING AND COOLING SYSTEMS | HRCU-A-CB (Split System: Heat Pump with Remote Outdoor Unit-Air-Source) | 288BNV037*0**A* |  |  | CNPV*3621AL*+UI | 88*TB60070C21*** | 31400 | 17 | 8.1 | 33200 | 24200 | 72.89% | 1.82 | 0 | 11 |  |  |  |  | R-410A | 2.6167 | Residential & Commercial | USHP | Ducted CEE Tier 1
214573409 | Central HP <5.4 tons | BRYANT HEATING AND COOLING SYSTEMS | HRCU-A-CB (Split System: Heat Pump with Remote Outdoor Unit-Air-Source) | 288BNV037*0**A* |  |  | CNPV*4221AL*+UI | 987MC60080C21*** | 31800 | 17 | 8.1 | 33000 | 24400 | 73.94% | 1.88 | 0 | 11 |  |  |  |  | R-410A | 2.65 | Residential & Commercial | USHP | Ducted CEE Tier 1
214573439 | Central HP <5.4 tons | BRYANT HEATING AND COOLING SYSTEMS | HRCU-A-CB (Split System: Heat Pump with Remote Outdoor Unit-Air-Source) | 288BNV037*0**A* |  |  | CNPV*4821AL*+UI | 935CB60080C21*** | 32400 | 17.5 | 8.1 | 32800 | 24800 | 75.61% | 1.96 | 0 | 11.5 |  |  |  |  | R-410A | 2.7 | Residential & Commercial | USHP | Ducted CEE Tier 1
216769912 | Central HP <5.4 tons | TRANE | HRCU-A-CB (Split System: Heat Pump with Remote Outdoor Unit-Air-Source) | 5TWR7036A1 |  |  | 5PX*C007AS3 | *DHMC100CCV4 | 31400 | 15.2 | 8.7 | 31600 | 23600 | 74.68% | 2.16 | 0 | 11.2 |  |  |  |  | R-454B | 2.6167 | Residential & Commercial | USHP | Ducted CEE Tier 1
213770358 | Central HP <5.4 tons | BRYANT HEATING AND COOLING SYSTEMS | HRCU-A-CB (Split System: Heat Pump with Remote Outdoor Unit-Air-Source) | 284ANV048*0**B* |  |  | CSPH*6012AL*+UI | 986TD66120C24*** | 45000 | 20.5 | 9 | 46000 | 36000 | 78.26% | 2.34 | 0 | 11.7 |  |  |  |  | R-410A | 3.75 | Residential & Commercial | USHP | Ducted CEE Tier 1
214229365 | Central HP <5.4 tons | BRYANT HEATING AND COOLING SYSTEMS | HRCU-A-CB (Split System: Heat Pump with Remote Outdoor Unit-Air-Source) | 38MURAQ24AB3* |  |  | CAP**3621AL* | 83*SB60080M21*** | 23600 | 17.5 | 8.5 | 25600 | 23400 | 91.41% | 1.94 | 0 | 10 |  |  |  |  | R-410A | 1.9667 | Residential & Commercial | USHP | Ducted CEE Tier 1
216735903 | Central HP <5.4 tons | BRYANT HEATING AND COOLING SYSTEMS | HRCU-A-CB (Split System: Heat Pump with Remote Outdoor Unit-Air-Source) | 37MUHAQ24AA3 |  |  | CAA**3721AM* | 935SB36040M17*** | 23000 | 16.5 | 8.5 | 20600 | 18400 | 89.32% | 1.9 | 0 | 11 |  |  |  |  | R-454B | 1.9167 | Residential & Commercial | USHP | Ducted CEE Tier 1
216735619 | Central HP <5.4 tons | BRYANT HEATING AND COOLING SYSTEMS | HRCU-A-CB (Split System: Heat Pump with Remote Outdoor Unit-Air-Source) | 37MUHAQ24AA3 |  |  | CAA**3721AM* | 88*TB48090C17*** | 22800 | 16 | 8.5 | 20400 | 18300 | 89.71% | 1.98 | 0 | 11 |  |  |  |  | R-454B | 1.9 | Residential & Commercial | USHP | Ducted CEE Tier 1
214572959 | Central HP <5.4 tons | BRYANT HEATING AND COOLING SYSTEMS | HRCU-A-CB (Split System: Heat Pump with Remote Outdoor Unit-Air-Source) | 288BNV037*0**A* |  |  | CAP**6121AL*+UI | 935CB60080C21*** | 33200 | 17.5 | 8.5 | 32000 | 25000 | 78.12% | 2 | 0 | 11.5 |  |  |  |  | R-410A | 2.7667 | Residential & Commercial | USHP | Ducted CEE Tier 1
214573009 | Central HP <5.4 tons | BRYANT HEATING AND COOLING SYSTEMS | HRCU-A-CB (Split System: Heat Pump with Remote Outdoor Unit-Air-Source) | 288BNV037*0**A* |  |  | CAP**6124AL*+UI | 88*TB60070C21*** | 33200 | 18 | 8.5 | 32000 | 24800 | 77.5% | 2 | 0 | 11.5 |  |  |  |  | R-410A | 2.7667 | Residential & Commercial | USHP | Ducted CEE Tier 1
214573229 | Central HP <5.4 tons | BRYANT HEATING AND COOLING SYSTEMS | HRCU-A-CB (Split System: Heat Pump with Remote Outdoor Unit-Air-Source) | 288BNV037*0**A* |  |  | CSPH*4812AL*+UI | 987MC60080C21*** | 32600 | 17 | 8.5 | 32800 | 25000 | 76.22% | 1.98 | 0 | 11 |  |  |  |  | R-410A | 2.7167 | Residential & Commercial | USHP | Ducted CEE Tier 1
215679702 | Central HP <5.4 tons | TEMPSTAR | HRCU-A-CB (Split System: Heat Pump with Remote Outdoor Unit-Air-Source) | T5H0V36*K*AAA* |  |  | EA*5X61M24A*+WALLCON | *97CTN1202422A* | 35000 | 18.5 | 9 | 34400 | 24800 | 72.09% | 1.92 | 0 | 10.5 |  |  |  |  | R-454B | 2.9167 | Residential & Commercial | USHP | Ducted CEE Tier 1
215679852 | Central HP <5.4 tons | TEMPSTAR | HRCU-A-CB (Split System: Heat Pump with Remote Outdoor Unit-Air-Source) | T5H0V36*K*AAA* |  |  | ESH5X42M12A*+WALLCON | *97CTN1002122A* | 34000 | 16.5 | 8.5 | 35600 | 25200 | 70.79% | 1.78 | 0 | 9.5 |  |  |  |  | R-454B | 2.8333 | Residential & Commercial | USHP
214573989 | Central HP <5.4 tons | BRYANT HEATING AND COOLING SYSTEMS | HRCU-A-CB (Split System: Heat Pump with Remote Outdoor Unit-Air-Source) | 288BNV037*0**B* |  |  | CAP**4824AL*+UI | 935CB66100C21*** | 32400 | 17.5 | 8.5 | 32200 | 24800 | 77.02% | 2 | 0 | 11.5 |  |  |  |  | R-410A | 2.7 | Residential & Commercial | USHP | Ducted CEE Tier 1
214574189 | Central HP <5.4 tons | BRYANT HEATING AND COOLING SYSTEMS | HRCU-A-CB (Split System: Heat Pump with Remote Outdoor Unit-Air-Source) | 288BNV037*0**B* |  |  | CAP**6124AL*+UI | 987MC60080C21*** | 33200 | 17.5 | 8.5 | 31800 | 24800 | 77.99% | 2 | 0 | 11.5 |  |  |  |  | R-410A | 2.7667 | Residential & Commercial | USHP | Ducted CEE Tier 1
214720121 | Central HP <5.4 tons | FRASER-JOHNSTON | HRCU-A-CB (Split System: Heat Pump with Remote Outdoor Unit-Air-Source) | HH860E2S11 |  |  | CTU60C5XGS1+TXV | TM8E120C20MP11 | 44500 | 17 | 9 | 45000 | 33600 | 74.67% | 2 | 0 | 11.7 |  |  |  |  | R-454B | 3.7083 | Residential & Commercial | USHP | Ducted CEE Tier 1
213077787 | Central HP <5.4 tons | HEIL | HRCU-A-CB (Split System: Heat Pump with Remote Outdoor Unit-Air-Source) | DLCURAH36ABK |  |  | EN(A,D)4X48L24** | *96VTN1002122B* | 36000 | 17 | 8.1 | 38500 | 34800 | 90.39% | 2 | 0 | 10.5 |  |  |  |  | R-410A | 3 | Residential & Commercial | USHP | Ducted CEE Tier 1
213078600 | Central HP <5.4 tons | HEIL | HRCU-A-CB (Split System: Heat Pump with Remote Outdoor Unit-Air-Source) | DLCURAH36ABK |  |  | EN(A,D)4X48L24** | *80MS(N,L)0902420A* | 36000 | 16.5 | 8.1 | 38500 | 34800 | 90.39% | 2.02 | 0 | 10.5 |  |  |  |  | R-410A | 3 | Residential & Commercial | USHP | Ducted CEE Tier 1
212975668 | Central HP <5.4 tons | HEIL | HRCU-A-CB (Split System: Heat Pump with Remote Outdoor Unit-Air-Source) | DLCURAH24ABK |  |  | EA*4X30L14A* | *96VTN0601412B* | 23400 | 16.5 | 8.5 | 26200 | 25000 | 95.42% | 2.08 | 0 | 10 |  |  |  |  | R-410A | 1.95 | Residential & Commercial | USHP | Ducted CEE Tier 1
216675442 | Central HP <5.4 tons | BRYANT HEATING AND COOLING SYSTEMS | HRCU-A-CB (Split System: Heat Pump with Remote Outdoor Unit-Air-Source) | 37MURAQ24AA3 |  |  | CAA**2517AM* | 83*CA36040C17*** | 25200 | 16.5 | 9 | 23600 | 19200 | 81.36% | 2.06 | 0 | 10 |  |  |  |  | R-454B | 2.1 | Residential & Commercial | USHP | Ducted CEE Tier 1
216675492 | Central HP <5.4 tons | BRYANT HEATING AND COOLING SYSTEMS | HRCU-A-CB (Split System: Heat Pump with Remote Outdoor Unit-Air-Source) | 37MURAQ24AA3 |  |  | CAA**3617AM* | 83*CA48060C17*** | 24400 | 16 | 9 | 24200 | 19500 | 80.58% | 2.02 | 0 | 10 |  |  |  |  | R-454B | 2.0333 | Residential & Commercial | USHP | Ducted CEE Tier 1
216675759 | Central HP <5.4 tons | BRYANT HEATING AND COOLING SYSTEMS | HRCU-A-CB (Split System: Heat Pump with Remote Outdoor Unit-Air-Source) | 37MURAQ24AA3 |  |  | CAA**2414AM* | 8(0,1)*SB36070M14*** | 23200 | 15.2 | 8.5 | 24600 | 19600 | 79.67% | 1.88 | 0 | 9.5 |  |  |  |  | R-454B | 1.9333 | Residential & Commercial | USHP
214569391 | Central HP <5.4 tons | BRYANT HEATING AND COOLING SYSTEMS | HRCU-A-CB (Split System: Heat Pump with Remote Outdoor Unit-Air-Source) | 284ANV024*0**B* |  |  | CNPV*4221AL*+UI | 935CB60080C21*** | 23400 | 20 | 10.5 | 26600 | 19800 | 74.44% | 2.46 | 0 | 13 |  |  |  |  | R-410A | 1.95 | Residential & Commercial | USHP | Ducted CEE Tier 1
216736783 | Central HP <5.4 tons | BRYANT HEATING AND COOLING SYSTEMS | HRCU-A-CB (Split System: Heat Pump with Remote Outdoor Unit-Air-Source) | 37MUHAQ24AA3 |  |  | CSAH*2412AM* | 986TD42060C17*** | 22400 | 15.5 | 8.1 | 21200 | 19000 | 89.62% | 1.85 | 0 | 10.5 |  |  |  |  | R-454B | 1.8667 | Residential & Commercial | USHP | Ducted CEE Tier 1
214499802 | Central HP <5.4 tons | GOODMAN | HRCU-A-CB (Split System: Heat Pump with Remote Outdoor Unit-Air-Source) | GSZS601810A* |  |  | CA*EA2422*4B* | G*VC800803B*A* | 16600 | 17.5 | 8.5 | 17400 | 13000 | 74.71% | 2.1 | 0 | 10.9 |  |  |  |  | R-410A | 1.3833 | Residential & Commercial | USHP | Ducted CEE Tier 1
214569501 | Central HP <5.4 tons | BRYANT HEATING AND COOLING SYSTEMS | HRCU-A-CB (Split System: Heat Pump with Remote Outdoor Unit-Air-Source) | 284ANV048*0**B* |  |  | CNPV*4824AL*+UI | 987MC60080C21*** | 44000 | 20.5 | 9 | 46500 | 36600 | 78.71% | 2.16 | 0 | 11.5 |  |  |  |  | R-410A | 3.6667 | Residential & Commercial | USHP | Ducted CEE Tier 1
215681943 | Central HP <5.4 tons | CARRIER | HRCU-A-CB (Split System: Heat Pump with Remote Outdoor Unit-Air-Source) | 27VNA048A*030* |  |  | CVAMA6021XMA*+UI | 59TN7A080C17**16 | 47500 | 18.5 | 9 | 50000 | 37200 | 74.4% | 1.98 | 0 | 10 |  |  |  |  | R-454B | 3.9583 | Residential & Commercial | USHP | Ducted CEE Tier 1
214570379 | Central HP <5.4 tons | BRYANT HEATING AND COOLING SYSTEMS | HRCU-A-CB (Split System: Heat Pump with Remote Outdoor Unit-Air-Source) | 288BNV025*0**C* |  |  | CAP**3621AL*+UI | 935CB60080C21*** | 23600 | 16.5 | 8.1 | 21400 | 16700 | 78.04% | 1.94 | 0 | 10.5 |  |  |  |  | R-410A | 1.9667 | Residential & Commercial | USHP | Ducted CEE Tier 1
214571149 | Central HP <5.4 tons | BRYANT HEATING AND COOLING SYSTEMS | HRCU-A-CB (Split System: Heat Pump with Remote Outdoor Unit-Air-Source) | 288BNV025*0**C* |  |  | CNPV*4221AL*+UI | 88*TB60070C21*** | 23800 | 16.5 | 8.1 | 21400 | 16700 | 78.04% | 1.96 | 0 | 11 |  |  |  |  | R-410A | 1.9833 | Residential & Commercial | USHP | Ducted CEE Tier 1
214242957 | Central HP <5.4 tons | HEIL | HRCU-A-CB (Split System: Heat Pump with Remote Outdoor Unit-Air-Source) | HVH825GKA2* |  |  | EN(A,D,W)4X42L21**+WALLCON | *80CTL0451712B* | 23600 | 16 | 8.1 | 21600 | 16800 | 77.78% | 1.94 | 0 | 10.5 |  |  |  |  | R-410A | 1.9667 | Residential & Commercial | USHP | Ducted CEE Tier 1
215676573 | Central HP <5.4 tons | CARRIER | HRCU-A-CB (Split System: Heat Pump with Remote Outdoor Unit-Air-Source) | 27VNA048A*030* |  |  | CVAVA6021XMA*+UI | 59TN6C100C21**22 | 48000 | 19 | 9 | 50000 | 36600 | 73.2% | 2 | 0 | 10 |  |  |  |  | R-454B | 4 | Residential & Commercial | USHP | Ducted CEE Tier 1
216735628 | Central HP <5.4 tons | BRYANT HEATING AND COOLING SYSTEMS | HRCU-A-CB (Split System: Heat Pump with Remote Outdoor Unit-Air-Source) | 37MUHAQ24AA3 |  |  | CAA**3721AM* | 88*TB60090C21*** | 23400 | 16 | 8.5 | 20800 | 18600 | 89.42% | 1.98 | 0 | 11 |  |  |  |  | R-454B | 1.95 | Residential & Commercial | USHP | Ducted CEE Tier 1
216735687 | Central HP <5.4 tons | BRYANT HEATING AND COOLING SYSTEMS | HRCU-A-CB (Split System: Heat Pump with Remote Outdoor Unit-Air-Source) | 37MUHAQ24AA3 |  |  | CAA**3721AM* | 935CB60080C21*** | 23600 | 15.5 | 8.5 | 21000 | 18600 | 88.57% | 1.98 | 0 | 11 |  |  |  |  | R-454B | 1.9667 | Residential & Commercial | USHP | Ducted CEE Tier 1
216736007 | Central HP <5.4 tons | BRYANT HEATING AND COOLING SYSTEMS | HRCU-A-CB (Split System: Heat Pump with Remote Outdoor Unit-Air-Source) | 37MUHAQ24AA3 |  |  | CAA**3721AM* | 926TC48080V17*** | 23200 | 16.5 | 8.5 | 20800 | 18500 | 88.94% | 1.96 | 0 | 11 |  |  |  |  | R-454B | 1.9333 | Residential & Commercial | USHP | Ducted CEE Tier 1
216736364 | Central HP <5.4 tons | BRYANT HEATING AND COOLING SYSTEMS | HRCU-A-CB (Split System: Heat Pump with Remote Outdoor Unit-Air-Source) | 37MUHAQ24AA3 |  |  | CSAH*2412AM* | 83*SB60100M21*** | 22800 | 15.5 | 8.5 | 21400 | 19300 | 90.19% | 1.96 | 0 | 10.5 |  |  |  |  | R-454B | 1.9 | Residential & Commercial | USHP | Ducted CEE Tier 1
216736839 | Central HP <5.4 tons | BRYANT HEATING AND COOLING SYSTEMS | HRCU-A-CB (Split System: Heat Pump with Remote Outdoor Unit-Air-Source) | 37MUHAQ24AA3 |  |  | CSAH*2412AM* | 926TC48060V17*** | 22400 | 15.2 | 8.1 | 21200 | 19100 | 90.09% | 1.85 | 0 | 10.5 |  |  |  |  | R-454B | 1.8667 | Residential & Commercial | USHP | Ducted CEE Tier 1
215940186 | Central HP <5.4 tons | HEIL | HRCU-A-CB (Split System: Heat Pump with Remote Outdoor Unit-Air-Source) | H5H3V36*K*AAA* |  |  | ESH5X60M12A*+WALLCON | *80CSU0401712B* | 34200 | 19.5 | 9 | 34200 | 26000 | 76.02% | 1.94 | 0 | 11.7 |  |  |  |  | R-454B | 2.85 | Residential & Commercial | USHP | Ducted CEE Tier 1
215940556 | Central HP <5.4 tons | HEIL | HRCU-A-CB (Split System: Heat Pump with Remote Outdoor Unit-Air-Source) | H5H3V36*K*AAA* |  |  | EVD5X36M21A*+WALLCON | *97CTN0802120A* | 34400 | 20.5 | 8.5 | 38500 | 28200 | 73.25% | 2.04 | 0 | 11.7 |  |  |  |  | R-454B | 2.8667 | Residential & Commercial | USHP | Ducted CEE Tier 1
215941157 | Central HP <5.4 tons | AIRQUEST | HRCU-A-CB (Split System: Heat Pump with Remote Outdoor Unit-Air-Source) | H5H3V48*K*AAA* |  |  | ESH5X48M12A*+WALLCON | *80CSU0601716B* | 44000 | 20 | 9 | 48500 | 36600 | 75.46% | 1.8 | 0 | 11 |  |  |  |  | R-454B | 3.6667 | Residential & Commercial | USHP | Ducted CEE Tier 1
215941257 | Central HP <5.4 tons | AIRQUEST | HRCU-A-CB (Split System: Heat Pump with Remote Outdoor Unit-Air-Source) | H5H3V48*K*AAA* |  |  | ESH5X60M12A*+WALLCON | *97CTN1202422A* | 45000 | 20.5 | 9 | 48500 | 36400 | 75.05% | 1.82 | 0 | 11 |  |  |  |  | R-454B | 3.75 | Residential & Commercial | USHP | Ducted CEE Tier 1
215941757 | Central HP <5.4 tons | AIRQUEST | HRCU-A-CB (Split System: Heat Pump with Remote Outdoor Unit-Air-Source) | H5H3V48*K*AAA* |  |  | EVD5X60M24A*+WALLCON | *97CTN1202422A* | 45500 | 20.5 | 8.1 | 52500 | 38000 | 72.38% | 1.95 | 0 | 11.5 |  |  |  |  | R-454B | 3.7917 | Residential & Commercial | USHP | Ducted CEE Tier 1
215942593 | Central HP <5.4 tons | AIRQUEST | HRCU-A-CB (Split System: Heat Pump with Remote Outdoor Unit-Air-Source) | H5H3V48*K*AAA* |  |  | EVD5X61M21A*+WALLCON | *96CTN0801714B* | 44500 | 20 | 8.1 | 54000 | 37800 | 70% | 1.95 | 0 | 11.5 |  |  |  |  | R-454B | 3.7083 | Residential & Commercial | USHP | Ducted CEE Tier 1
214569521 | Central HP <5.4 tons | BRYANT HEATING AND COOLING SYSTEMS | HRCU-A-CB (Split System: Heat Pump with Remote Outdoor Unit-Air-Source) | 284ANV036*0**B* |  |  | CAP**3721AL*+UI | 935CB66100C21*** | 34400 | 19.5 | 9.5 | 36400 | 25600 | 70.33% | 2.06 | 0 | 12 |  |  |  |  | R-410A | 2.8667 | Residential & Commercial | USHP | Ducted CEE Tier 1
214569621 | Central HP <5.4 tons | BRYANT HEATING AND COOLING SYSTEMS | HRCU-A-CB (Split System: Heat Pump with Remote Outdoor Unit-Air-Source) | 284ANV036*0**B* |  |  | CSPH*3612AL*+UI | 88*TB60070C21*** | 33600 | 18 | 9 | 37000 | 26200 | 70.81% | 2.02 | 0 | 11.5 |  |  |  |  | R-410A | 2.8 | Residential & Commercial | USHP | Ducted CEE Tier 1
215678172 | Central HP <5.4 tons | TEMPSTAR | HRCU-A-CB (Split System: Heat Pump with Remote Outdoor Unit-Air-Source) | T5H0V60*K*AAA* |  |  | ESH5X60M12A*+WALLCON | *96CTN1002122B* | 55500 | 17 | 8.5 | 60000 | 42000 | 70% | 1.9 | 0 | 8.5 |  |  |  |  | R-454B | 4.625 | Residential & Commercial | USHP
213076971 | Central HP <5.4 tons | HEIL | HRCU-A-CB (Split System: Heat Pump with Remote Outdoor Unit-Air-Source) | DLCURAH36ABK |  |  | EA*4X42L21A* | *96VSN0801716B* | 35000 | 15.5 | 8.1 | 38500 | 35200 | 91.43% | 1.86 | 0 | 9.5 |  |  |  |  | R-410A | 2.9167 | Residential & Commercial | USHP
213077221 | Central HP <5.4 tons | HEIL | HRCU-A-CB (Split System: Heat Pump with Remote Outdoor Unit-Air-Source) | DLCURAH36ABK |  |  | EN(A,D,W)4X48L21** | *96VSN1002120B* | 36000 | 16.5 | 8.1 | 38500 | 35000 | 90.91% | 2 | 0 | 10 |  |  |  |  | R-410A | 3 | Residential & Commercial | USHP | Ducted CEE Tier 1
216770010 | Central HP <5.4 tons | TRANE | HRCU-A-CB (Split System: Heat Pump with Remote Outdoor Unit-Air-Source) | 5TWR7048A1 |  |  | 5PX*D008AS3 | *UHMD120CCV5 | 43500 | 15.2 | 8.7 | 45500 | 33200 | 72.97% | 2.2 | 0 | 11.5 |  |  |  |  | R-454B | 3.625 | Residential & Commercial | USHP | Ducted CEE Tier 1
216769894 | Central HP <5.4 tons | TRANE | HRCU-A-CB (Split System: Heat Pump with Remote Outdoor Unit-Air-Source) | 5TWR7024A1 |  |  | 5TXCC009AS3 | *UHMC100CCV4 | 23800 | 17.1 | 9 | 21400 | 16900 | 78.97% | 2.1 | 0 | 12.5 |  |  |  |  | R-454B | 1.9833 | Residential & Commercial | USHP | Ducted CEE Tier 1
216769876 | Central HP <5.4 tons | TRANE | HRCU-A-CB (Split System: Heat Pump with Remote Outdoor Unit-Air-Source) | 5TWR7024A1 |  |  | 5PX*C005AS3 | *UHMC100CCV4 | 23000 | 17.1 | 8.7 | 21400 | 16900 | 78.97% | 2 | 0 | 12.5 |  |  |  |  | R-454B | 1.9167 | Residential & Commercial | USHP | Ducted CEE Tier 1
214573609 | Central HP <5.4 tons | BRYANT HEATING AND COOLING SYSTEMS | HRCU-A-CB (Split System: Heat Pump with Remote Outdoor Unit-Air-Source) | 288BNV037*0**B* |  |  | CAP**3621AL*+UI | 88*TB60070C21*** | 31400 | 17 | 8.1 | 33000 | 24200 | 73.33% | 1.86 | 0 | 11 |  |  |  |  | R-410A | 2.6167 | Residential & Commercial | USHP | Ducted CEE Tier 1
214573909 | Central HP <5.4 tons | BRYANT HEATING AND COOLING SYSTEMS | HRCU-A-CB (Split System: Heat Pump with Remote Outdoor Unit-Air-Source) | 288BNV037*0**B* |  |  | CAP**4821AL*+UI | 88*TB60070C21*** | 32200 | 17.5 | 8.5 | 32400 | 25000 | 77.16% | 1.98 | 0 | 11 |  |  |  |  | R-410A | 2.6833 | Residential & Commercial | USHP | Ducted CEE Tier 1
210470151 | Central HP <5.4 tons | COMFORTMAKER | HRCU-A-CB (Split System: Heat Pump with Remote Outdoor Unit-Air-Source) | CVH837GKA2* |  |  | EA*4X42L21A*+WALLCON | *80CSU0401712A* | 31800 | 17 | 8.1 | 33200 | 24400 | 73.49% | 1.88 | 0 | 11 |  |  |  |  | R-410A | 2.65 | Residential & Commercial | USHP | Ducted CEE Tier 1
214244061 | Central HP <5.4 tons | CARRIER | HRCU-A-CB (Split System: Heat Pump with Remote Outdoor Unit-Air-Source) | 25VNA424A*031* |  |  | CNPV*4217AL*+UI | 59TN6C080C17**14 | 23600 | 20 | 10 | 26600 | 19800 | 74.44% | 2.46 | 0 | 13 |  |  |  |  | R-410A | 1.9667 | Residential & Commercial | USHP | Ducted CEE Tier 1
214238986 | Central HP <5.4 tons | AIRQUEST | HRCU-A-CB (Split System: Heat Pump with Remote Outdoor Unit-Air-Source) | HVH837GKA2* |  |  | END4X42L17**+WALLCON | *80CTL0901716B* | 32000 | 17 | 8.1 | 33000 | 24600 | 74.55% | 1.9 | 0 | 11.5 |  |  |  |  | R-410A | 2.6667 | Residential & Commercial | USHP | Ducted CEE Tier 1
214239336 | Central HP <5.4 tons | AIRQUEST | HRCU-A-CB (Split System: Heat Pump with Remote Outdoor Unit-Air-Source) | HVH837GKA2* |  |  | EN(A,D)4X48L24**+WALLCON | *96CTN1002122B* | 32400 | 17 | 8.1 | 32600 | 24600 | 75.46% | 1.96 | 0 | 11.7 |  |  |  |  | R-410A | 2.7 | Residential & Commercial | USHP | Ducted CEE Tier 1
212987762 | Central HP <5.4 tons | AIRQUEST | HRCU-A-CB (Split System: Heat Pump with Remote Outdoor Unit-Air-Source) | DLCURAH30ABK |  |  | EA*4X43L21A* | *96MSN0802120A* | 30200 | 15.2 | 8.1 | 33400 | 26400 | 79.04% | 1.84 | 0 | 9 |  |  |  |  | R-410A | 2.5167 | Residential & Commercial | USHP
216734477 | Central HP <5.4 tons | BRYANT HEATING AND COOLING SYSTEMS | HRCU-A-CB (Split System: Heat Pump with Remote Outdoor Unit-Air-Source) | 37MUHAQ24AA3 |  |  | CAA**3617AM* | 88*TB36045C17*** | 22200 | 16 | 8.1 | 20800 | 18700 | 89.9% | 1.85 | 0 | 10.5 |  |  |  |  | R-454B | 1.85 | Residential & Commercial | USHP | Ducted CEE Tier 1
216734466 | Central HP <5.4 tons | BRYANT HEATING AND COOLING SYSTEMS | HRCU-A-CB (Split System: Heat Pump with Remote Outdoor Unit-Air-Source) | 37MUHAQ24AA3 |  |  | CAA**3617AM* | 83*SB48060M17*** | 22400 | 16.5 | 8.5 | 20800 | 18600 | 89.42% | 1.96 | 0 | 11 |  |  |  |  | R-454B | 1.8667 | Residential & Commercial | USHP | Ducted CEE Tier 1
215682582 | Central HP <5.4 tons | TEMPSTAR | HRCU-A-CB (Split System: Heat Pump with Remote Outdoor Unit-Air-Source) | T5H0V60*K*AAA* |  |  | EA*5X60M24A*+WALLCON | *96CTN0802120B* | 54500 | 18.5 | 9 | 59500 | 42000 | 70.59% | 1.9 | 0 | 8.5 |  |  |  |  | R-454B | 4.5417 | Residential & Commercial | USHP
215682612 | Central HP <5.4 tons | TEMPSTAR | HRCU-A-CB (Split System: Heat Pump with Remote Outdoor Unit-Air-Source) | T5H0V60*K*AAA* |  |  | EA*5X60M24A*+WALLCON | *97CTN0802120A* | 54500 | 18.5 | 9 | 59500 | 42000 | 70.59% | 1.9 | 0 | 8.5 |  |  |  |  | R-454B | 4.5417 | Residential & Commercial | USHP
216736923 | Central HP <5.4 tons | BRYANT HEATING AND COOLING SYSTEMS | HRCU-A-CB (Split System: Heat Pump with Remote Outdoor Unit-Air-Source) | 37MUHAQ24AA3 |  |  | CSAH*2412AM* | 927TA60080V21*** | 22200 | 15.2 | 8.1 | 21000 | 19000 | 90.48% | 1.9 | 0 | 10.5 |  |  |  |  | R-454B | 1.85 | Residential & Commercial | USHP | Ducted CEE Tier 1
206135687 | Central HP <5.4 tons | COMFORTMAKER | HRCU-A-CB (Split System: Heat Pump with Remote Outdoor Unit-Air-Source) | CVH837GKA** |  |  | EA*4X42L21A*+WALLCON | *80CSU0601716A* | 31800 | 17 | 8.1 | 33200 | 24400 | 73.49% | 1.86 | 11.5 | 11 |  |  |  |  | R-410A | 2.65 | Residential & Commercial | USHP | Ducted CEE Tier 1
206136139 | Central HP <5.4 tons | COMFORTMAKER | HRCU-A-CB (Split System: Heat Pump with Remote Outdoor Unit-Air-Source) | CVH837GKA** |  |  | EA*4X43L21A*+WALLCON | *95CSU0802120A* | 33000 | 17.5 | 8.5 | 32800 | 25000 | 76.22% | 2 | 12 | 11.5 |  |  |  |  | R-410A | 2.75 | Residential & Commercial | USHP | Ducted CEE Tier 1
215940116 | Central HP <5.4 tons | HEIL | HRCU-A-CB (Split System: Heat Pump with Remote Outdoor Unit-Air-Source) | H5H3V36*K*AAA* |  |  | ESH5X48M12A*+WALLCON | *80CSU0601716B* | 33800 | 19.5 | 9 | 34600 | 26400 | 76.3% | 1.92 | 0 | 11.7 |  |  |  |  | R-454B | 2.8167 | Residential & Commercial | USHP | Ducted CEE Tier 1
215940266 | Central HP <5.4 tons | HEIL | HRCU-A-CB (Split System: Heat Pump with Remote Outdoor Unit-Air-Source) | H5H3V36*K*AAA* |  |  | EVM5X44M21A*+WALLCON | *80CSU0401712B* | 35600 | 22 | 8.5 | 38000 | 28600 | 75.26% | 2.02 | 0 | 12.5 |  |  |  |  | R-454B | 2.9667 | Residential & Commercial | USHP | Ducted CEE Tier 1
216769960 | Central HP <5.4 tons | TRANE | HRCU-A-CB (Split System: Heat Pump with Remote Outdoor Unit-Air-Source) | 5TWR7036A1 |  |  | 5TXCC005AS3 | S8X2C100M5PSC | 32200 | 16 | 8.7 | 32200 | 23800 | 73.91% | 2.12 | 0 | 11.7 |  |  |  |  | R-454B | 2.6833 | Residential & Commercial | USHP | Ducted CEE Tier 1
212988062 | Central HP <5.4 tons | AIRQUEST | HRCU-A-CB (Split System: Heat Pump with Remote Outdoor Unit-Air-Source) | DLCURAH30ABK |  |  | EA*4X42L24A* | *96MSN1002120A* | 30000 | 15.2 | 8.5 | 34000 | 27200 | 80% | 1.8 | 0 | 9 |  |  |  |  | R-410A | 2.5 | Residential & Commercial | USHP
212989552 | Central HP <5.4 tons | AIRQUEST | HRCU-A-CB (Split System: Heat Pump with Remote Outdoor Unit-Air-Source) | DLCURAH30ABK |  |  | EA*4X42L24A* | *95MSU0802120A* | 30000 | 15.2 | 8.1 | 34200 | 27600 | 80.7% | 1.8 | 0 | 9 |  |  |  |  | R-410A | 2.5 | Residential & Commercial | USHP
209872692 | Central HP <5.4 tons | RUUD | HRCU-A-CB (Split System: Heat Pump with Remote Outdoor Unit-Air-Source) | UP18AZ24AJVC |  |  | RCFZ2421HEAAM | R962V0403A17M4S | 22800 | 20 | 8.5 | 22800 | 26000 | 114% | 2.1 | 0 | 12.5 |  |  |  |  | R-410A | 1.9 | Residential & Commercial | USHP | Ducted CEE Tier 1
216767279 | Central HP <5.4 tons | TRANE | HRCU-A-CB (Split System: Heat Pump with Remote Outdoor Unit-Air-Source) | 5TWX7024A1 |  |  | 5TXCA001AS3+P0V0A000M30SD | 0 | 22000 | 15.5 | 10.5 | 21600 | 16400 | 75.93% | 1.93 | 0 | 11.5 |  |  |  |  | R-454B | 1.8333 | Residential & Commercial | USHP | Ducted CEE Tier 1
216769984 | Central HP <5.4 tons | TRANE | HRCU-A-CB (Split System: Heat Pump with Remote Outdoor Unit-Air-Source) | 5TWR7036A1 |  |  | 5TXCC009AS3 | S8X1C080M5PTC | 34200 | 17.1 | 8.7 | 32400 | 24000 | 74.07% | 2.22 | 0 | 12 |  |  |  |  | R-454B | 2.85 | Residential & Commercial | USHP | Ducted CEE Tier 1
212986206 | Central HP <5.4 tons | HEIL | HRCU-A-CB (Split System: Heat Pump with Remote Outdoor Unit-Air-Source) | DLCURAH24ABK |  |  | EA*4X37L17A* | *96MSN0401410A* | 24000 | 16 | 8.1 | 25200 | 22200 | 88.1% | 1.84 | 0 | 10 |  |  |  |  | R-410A | 2 | Residential & Commercial | USHP | Ducted CEE Tier 1
212986542 | Central HP <5.4 tons | HEIL | HRCU-A-CB (Split System: Heat Pump with Remote Outdoor Unit-Air-Source) | DLCURAH24ABK |  |  | EA*4X25L17A* | *96MSN0401712A* | 24200 | 15.5 | 8.1 | 25400 | 21600 | 85.04% | 1.8 | 0 | 10 |  |  |  |  | R-410A | 2.0167 | Residential & Commercial | USHP | Ducted CEE Tier 1
212986626 | Central HP <5.4 tons | HEIL | HRCU-A-CB (Split System: Heat Pump with Remote Outdoor Unit-Air-Source) | DLCURAH24ABK |  |  | EN(A,D)4X30L17** | *96MSN0401712A* | 23200 | 15.5 | 8.1 | 26000 | 24400 | 93.85% | 2.02 | 0 | 10 |  |  |  |  | R-410A | 1.9333 | Residential & Commercial | USHP | Ducted CEE Tier 1
214572669 | Central HP <5.4 tons | BRYANT HEATING AND COOLING SYSTEMS | HRCU-A-CB (Split System: Heat Pump with Remote Outdoor Unit-Air-Source) | 288BNV037*0**A* |  |  | CAP**4224AL*+UI | 935CB66100C21*** | 31800 | 17.5 | 8.5 | 32800 | 24400 | 74.39% | 1.9 | 0 | 11 |  |  |  |  | R-410A | 2.65 | Residential & Commercial | USHP | Ducted CEE Tier 1
215940586 | Central HP <5.4 tons | HEIL | HRCU-A-CB (Split System: Heat Pump with Remote Outdoor Unit-Air-Source) | H5H3V36*K*AAA* |  |  | EVD5X38M17A*+WALLCON | *80CSU0601716B* | 35600 | 22 | 8.5 | 38000 | 28600 | 75.26% | 2.02 | 0 | 12 |  |  |  |  | R-454B | 2.9667 | Residential & Commercial | USHP | Ducted CEE Tier 1
215940806 | Central HP <5.4 tons | HEIL | HRCU-A-CB (Split System: Heat Pump with Remote Outdoor Unit-Air-Source) | H5H3V36*K*AAA* |  |  | EVD5X60M21A*+WALLCON | *96CTN0802120B* | 35600 | 21.5 | 8.5 | 38000 | 28600 | 75.26% | 2.02 | 0 | 12 |  |  |  |  | R-454B | 2.9667 | Residential & Commercial | USHP | Ducted CEE Tier 1
214574559 | Central HP <5.4 tons | BRYANT HEATING AND COOLING SYSTEMS | HRCU-A-CB (Split System: Heat Pump with Remote Outdoor Unit-Air-Source) | 288BNV037*0**B* |  |  | CNPV*4221AL*+UI | 986TD60080C21*** | 31800 | 17 | 8.1 | 33000 | 24400 | 73.94% | 1.9 | 0 | 11.5 |  |  |  |  | R-410A | 2.65 | Residential & Commercial | USHP | Ducted CEE Tier 1
211388277 | Central HP <5.4 tons | JOHNSON CONTROLS | HRCU-A-CB (Split System: Heat Pump with Remote Outdoor Unit-Air-Source) | HMH72B341 |  |  | XAFC30CXXN1+TXV | TM9V060B12MP12 | 32600 | 17 | 8.1 | 33600 | 23600 | 70.24% | 2.02 | 0 | 9.5 |  |  |  |  | R-410A | 2.7167 | Residential & Commercial | USHP
211389768 | Central HP <5.4 tons | JOHNSON CONTROLS | HRCU-A-CB (Split System: Heat Pump with Remote Outdoor Unit-Air-Source) | HMH72B341 |  |  | XAUB36DXXN1+TXV | TM8Y080B12MP11 | 34000 | 18 | 8.1 | 33400 | 23600 | 70.66% | 2.04 | 0 | 10 |  |  |  |  | R-410A | 2.8333 | Residential & Commercial | USHP | Ducted CEE Tier 1
211389783 | Central HP <5.4 tons | JOHNSON CONTROLS | HRCU-A-CB (Split System: Heat Pump with Remote Outdoor Unit-Air-Source) | HMH72B341 |  |  | XAFB30CXXN1+TXV | TM8Y080B12MP11 | 32800 | 17.5 | 8.1 | 33000 | 23200 | 70.3% | 2.02 | 0 | 10 |  |  |  |  | R-410A | 2.7333 | Residential & Commercial | USHP | Ducted CEE Tier 1
211389935 | Central HP <5.4 tons | JOHNSON CONTROLS | HRCU-A-CB (Split System: Heat Pump with Remote Outdoor Unit-Air-Source) | HMH72B341 |  |  | XAHC36DXXN1+TXV | TM8V080C16MP12 | 34000 | 17 | 8.1 | 34000 | 24600 | 72.35% | 2.08 | 0 | 9.5 |  |  |  |  | R-410A | 2.8333 | Residential & Commercial | USHP
211390166 | Central HP <5.4 tons | JOHNSON CONTROLS | HRCU-A-CB (Split System: Heat Pump with Remote Outdoor Unit-Air-Source) | HMH72B341 |  |  | XAFC36DXXN1+TXV | TM8V100C16MP12 | 34000 | 17.5 | 8.5 | 33800 | 23800 | 70.41% | 2.08 | 0 | 10 |  |  |  |  | R-410A | 2.8333 | Residential & Commercial | USHP | Ducted CEE Tier 1
211388547 | Central HP <5.4 tons | JOHNSON CONTROLS | HRCU-A-CB (Split System: Heat Pump with Remote Outdoor Unit-Air-Source) | HMH72B341 |  |  | XAUB30CXXN1+TXV | TM9V040A10MP12 | 32000 | 16.5 | 8.1 | 33400 | 23400 | 70.06% | 2 | 0 | 9.5 |  |  |  |  | R-410A | 2.6667 | Residential & Commercial | USHP
213077569 | Central HP <5.4 tons | HEIL | HRCU-A-CB (Split System: Heat Pump with Remote Outdoor Unit-Air-Source) | DLCURAH36ABK |  |  | EN(A,D,W)4X48L21** | *96VTN0802120B* | 35600 | 16.5 | 8.1 | 38500 | 34800 | 90.39% | 1.98 | 0 | 10 |  |  |  |  | R-410A | 2.9667 | Residential & Commercial | USHP | Ducted CEE Tier 1
213077580 | Central HP <5.4 tons | HEIL | HRCU-A-CB (Split System: Heat Pump with Remote Outdoor Unit-Air-Source) | DLCURAH36ABK |  |  | EN(A,D)4X48L24** | *96VTN0802120B* | 35600 | 16.5 | 8.1 | 38500 | 34800 | 90.39% | 1.98 | 0 | 10 |  |  |  |  | R-410A | 2.9667 | Residential & Commercial | USHP | Ducted CEE Tier 1
213077703 | Central HP <5.4 tons | AIRQUEST | HRCU-A-CB (Split System: Heat Pump with Remote Outdoor Unit-Air-Source) | DLCURAH36ABK |  |  | EA*4X36L21A* | *96VTN1002122B* | 35000 | 16.5 | 8.1 | 38500 | 35200 | 91.43% | 1.82 | 0 | 10 |  |  |  |  | R-410A | 2.9167 | Residential & Commercial | USHP | Ducted CEE Tier 1
213078048 | Central HP <5.4 tons | AIRQUEST | HRCU-A-CB (Split System: Heat Pump with Remote Outdoor Unit-Air-Source) | DLCURAH36ABK |  |  | EA*4X36L21A* | *80MS(N,L)0701716A* | 34800 | 16 | 8.1 | 38500 | 35200 | 91.43% | 1.82 | 0 | 9.5 |  |  |  |  | R-410A | 2.9 | Residential & Commercial | USHP
213078132 | Central HP <5.4 tons | AIRQUEST | HRCU-A-CB (Split System: Heat Pump with Remote Outdoor Unit-Air-Source) | DLCURAH36ABK |  |  | END4X42L17** | *80MS(N,L)0701716A* | 35800 | 15.5 | 8.1 | 38500 | 35200 | 91.43% | 1.96 | 0 | 10 |  |  |  |  | R-410A | 2.9833 | Residential & Commercial | USHP | Ducted CEE Tier 1
213078198 | Central HP <5.4 tons | AIRQUEST | HRCU-A-CB (Split System: Heat Pump with Remote Outdoor Unit-Air-Source) | DLCURAH36ABK |  |  | EA*4X42L24A* | *80MS(N,L)0702116A* | 35200 | 16.5 | 8.1 | 38500 | 35000 | 90.91% | 1.88 | 0 | 10 |  |  |  |  | R-410A | 2.9333 | Residential & Commercial | USHP | Ducted CEE Tier 1
214569623 | Central HP <5.4 tons | BRYANT HEATING AND COOLING SYSTEMS | HRCU-A-CB (Split System: Heat Pump with Remote Outdoor Unit-Air-Source) | 284ANV036*0**B* |  |  | CSPH*3612AL*+UI | 935CB60080C21*** | 33600 | 18 | 9 | 37000 | 26200 | 70.81% | 2.02 | 0 | 11.5 |  |  |  |  | R-410A | 2.8 | Residential & Commercial | USHP | Ducted CEE Tier 1
214569655 | Central HP <5.4 tons | BRYANT HEATING AND COOLING SYSTEMS | HRCU-A-CB (Split System: Heat Pump with Remote Outdoor Unit-Air-Source) | 284ANV036*0**B* |  |  | CSPH*4812AL*+UI | 986TD60080C21*** | 34200 | 19 | 9 | 36400 | 25800 | 70.88% | 2.06 | 0 | 12 |  |  |  |  | R-410A | 2.85 | Residential & Commercial | USHP | Ducted CEE Tier 1
214569657 | Central HP <5.4 tons | BRYANT HEATING AND COOLING SYSTEMS | HRCU-A-CB (Split System: Heat Pump with Remote Outdoor Unit-Air-Source) | 284ANV036*0**B* |  |  | CSPH*6012AL*+UI | 88*TB60070C21*** | 34400 | 19 | 9 | 36000 | 25400 | 70.56% | 2.04 | 0 | 12 |  |  |  |  | R-410A | 2.8667 | Residential & Commercial | USHP | Ducted CEE Tier 1
210470071 | Central HP <5.4 tons | COMFORTMAKER | HRCU-A-CB (Split System: Heat Pump with Remote Outdoor Unit-Air-Source) | CVH837GKA2* |  |  | EA*4X36L21A*+WALLCON | *95CSU1002122A* | 31600 | 17.5 | 8.1 | 33000 | 24200 | 73.33% | 1.86 | 0 | 11 |  |  |  |  | R-410A | 2.6333 | Residential & Commercial | USHP | Ducted CEE Tier 1
214569531 | Central HP <5.4 tons | BRYANT HEATING AND COOLING SYSTEMS | HRCU-A-CB (Split System: Heat Pump with Remote Outdoor Unit-Air-Source) | 284ANV036*0**B* |  |  | CAP**4221AL*+UI | 935CB60080C21*** | 33000 | 19 | 9.5 | 37800 | 26600 | 70.37% | 1.98 | 0 | 11.5 |  |  |  |  | R-410A | 2.75 | Residential & Commercial | USHP | Ducted CEE Tier 1
214243251 | Central HP <5.4 tons | DAY & NIGHT | HRCU-A-CB (Split System: Heat Pump with Remote Outdoor Unit-Air-Source) | CVH825GKA2* |  |  | EN(A,D)4X48L24**+WALLCON | *96CTN1002122B* | 24200 | 17 | 8.1 | 21200 | 16600 | 78.3% | 2.02 | 0 | 11.5 |  |  |  |  | R-410A | 2.0167 | Residential & Commercial | USHP | Ducted CEE Tier 1
216734970 | Central HP <5.4 tons | BRYANT HEATING AND COOLING SYSTEMS | HRCU-A-CB (Split System: Heat Pump with Remote Outdoor Unit-Air-Source) | 37MUHAQ24AA3 |  |  | CAA**3717AM* | 82*SB36070V14*** | 23000 | 16.5 | 8.5 | 20800 | 18500 | 88.94% | 1.94 | 0 | 11 |  |  |  |  | R-454B | 1.9167 | Residential & Commercial | USHP | Ducted CEE Tier 1
216735161 | Central HP <5.4 tons | BRYANT HEATING AND COOLING SYSTEMS | HRCU-A-CB (Split System: Heat Pump with Remote Outdoor Unit-Air-Source) | 37MUHAQ24AA3 |  |  | CAA**3717AM* | 916SA30026M14*** | 22800 | 15.5 | 8.1 | 20800 | 18500 | 88.94% | 1.9 | 0 | 11 |  |  |  |  | R-454B | 1.9 | Residential & Commercial | USHP | Ducted CEE Tier 1
214573569 | Central HP <5.4 tons | BRYANT HEATING AND COOLING SYSTEMS | HRCU-A-CB (Split System: Heat Pump with Remote Outdoor Unit-Air-Source) | 288BNV037*0**A* |  |  | CNPV*6024AL*+UI | 935CB66100C21*** | 32800 | 19 | 8.5 | 32200 | 24600 | 76.4% | 1.98 | 0 | 12 |  |  |  |  | R-410A | 2.7333 | Residential & Commercial | USHP | Ducted CEE Tier 1
215941326 | Central HP <5.4 tons | HEIL | HRCU-A-CB (Split System: Heat Pump with Remote Outdoor Unit-Air-Source) | H5H3V48*K*AAA* |  |  | EVM5X49M21A*+WALLCON | *96CTN0802120B* | 45500 | 20.5 | 8.1 | 53000 | 38500 | 72.64% | 1.95 | 0 | 11 |  |  |  |  | R-454B | 3.7917 | Residential & Commercial | USHP | Ducted CEE Tier 1
211242589 | Central HP <5.4 tons | DAY & NIGHT | HRCU-A-CB (Split System: Heat Pump with Remote Outdoor Unit-Air-Source) | DLCURAH24ABK |  |  | EA*4X36L21A* | *80ES(N,L)0901714A* | 24800 | 17 | 8.5 | 26400 | 22000 | 83.33% | 1.84 | 0 | 10 |  |  |  |  | R-410A | 2.0667 | Residential & Commercial | USHP | Ducted CEE Tier 1
211243057 | Central HP <5.4 tons | DAY & NIGHT | HRCU-A-CB (Split System: Heat Pump with Remote Outdoor Unit-Air-Source) | DLCURAH24ABK |  |  | EA*4X37L17A* | *80ES(N,L)0901714A* | 25000 | 16.5 | 8.5 | 25800 | 21200 | 82.17% | 1.78 | 0 | 10.5 |  |  |  |  | R-410A | 2.0833 | Residential & Commercial | USHP | Ducted CEE Tier 1
211243091 | Central HP <5.4 tons | DAY & NIGHT | HRCU-A-CB (Split System: Heat Pump with Remote Outdoor Unit-Air-Source) | DLCURAH24ABK |  |  | EA*4X37L17A* | *92ESN0801716A* | 24800 | 17 | 8.5 | 25600 | 21400 | 83.59% | 1.8 | 0 | 10.5 |  |  |  |  | R-410A | 2.0667 | Residential & Commercial | USHP | Ducted CEE Tier 1
211243405 | Central HP <5.4 tons | DAY & NIGHT | HRCU-A-CB (Split System: Heat Pump with Remote Outdoor Unit-Air-Source) | DLCURAH24ABK |  |  | EA*4X37L21A* | *96VTN0401712A* | 24000 | 16 | 8.1 | 25000 | 21600 | 86.4% | 1.8 | 0 | 10 |  |  |  |  | R-410A | 2 | Residential & Commercial | USHP | Ducted CEE Tier 1
211244093 | Central HP <5.4 tons | DAY & NIGHT | HRCU-A-CB (Split System: Heat Pump with Remote Outdoor Unit-Air-Source) | DLCURAH24ABK |  |  | EN(A,D)4X24L17** | *96VTN0601714A* | 23400 | 16 | 8.5 | 26600 | 23800 | 89.47% | 1.96 | 0 | 10 |  |  |  |  | R-410A | 1.95 | Residential & Commercial | USHP | Ducted CEE Tier 1
211393571 | Central HP <5.4 tons | JOHNSON CONTROLS | HRCU-A-CB (Split System: Heat Pump with Remote Outdoor Unit-Air-Source) | HMH72B341 |  |  | XAUB36DXXN1+TXV | TL8E060A12UH11 | 34000 | 18 | 8.1 | 33800 | 23800 | 70.41% | 2.06 | 0 | 10 |  |  |  |  | R-410A | 2.8333 | Residential & Commercial | USHP | Ducted CEE Tier 1
215942512 | Central HP <5.4 tons | HEIL | HRCU-A-CB (Split System: Heat Pump with Remote Outdoor Unit-Air-Source) | H5H3V36*K*AAA* |  |  | EVD5X61M21A*+WALLCON | *97CMN0601714B* | 35600 | 21.5 | 8.5 | 37400 | 28200 | 75.4% | 2.06 | 0 | 11.7 |  |  |  |  | R-454B | 2.9667 | Residential & Commercial | USHP | Ducted CEE Tier 1
215942532 | Central HP <5.4 tons | HEIL | HRCU-A-CB (Split System: Heat Pump with Remote Outdoor Unit-Air-Source) | H5H3V36*K*AAA* |  |  | EVD5X61M21A*+WALLCON | *97CMN1002122B* | 36000 | 22 | 8.5 | 37400 | 28200 | 75.4% | 2.04 | 0 | 12.5 |  |  |  |  | R-454B | 3 | Residential & Commercial | USHP | Ducted CEE Tier 1
210470139 | Central HP <5.4 tons | COMFORTMAKER | HRCU-A-CB (Split System: Heat Pump with Remote Outdoor Unit-Air-Source) | CVH837GKA2* |  |  | EA*4X42L21A*+WALLCON | *95CSU0802120A* | 31800 | 17.5 | 8.1 | 33000 | 24400 | 73.94% | 1.9 | 0 | 11 |  |  |  |  | R-410A | 2.65 | Residential & Commercial | USHP | Ducted CEE Tier 1
214574579 | Central HP <5.4 tons | BRYANT HEATING AND COOLING SYSTEMS | HRCU-A-CB (Split System: Heat Pump with Remote Outdoor Unit-Air-Source) | 288BNV037*0**B* |  |  | CNPV*4821AL*+UI | 935CB60080C21*** | 32400 | 17.5 | 8.1 | 32800 | 24800 | 75.61% | 1.96 | 0 | 11.5 |  |  |  |  | R-410A | 2.7 | Residential & Commercial | USHP | Ducted CEE Tier 1
214574099 | Central HP <5.4 tons | BRYANT HEATING AND COOLING SYSTEMS | HRCU-A-CB (Split System: Heat Pump with Remote Outdoor Unit-Air-Source) | 288BNV037*0**B* |  |  | CAP**6121AL*+UI | 935CB60080C21*** | 33200 | 17.5 | 8.5 | 32000 | 25000 | 78.12% | 2 | 0 | 11.5 |  |  |  |  | R-410A | 2.7667 | Residential & Commercial | USHP | Ducted CEE Tier 1
214574199 | Central HP <5.4 tons | BRYANT HEATING AND COOLING SYSTEMS | HRCU-A-CB (Split System: Heat Pump with Remote Outdoor Unit-Air-Source) | 288BNV037*0**B* |  |  | CAP**6124AL*+UI | 986TD60080C21*** | 33200 | 18.5 | 8.5 | 31800 | 24800 | 77.99% | 2.02 | 0 | 11.5 |  |  |  |  | R-410A | 2.7667 | Residential & Commercial | USHP | Ducted CEE Tier 1
214574329 | Central HP <5.4 tons | BRYANT HEATING AND COOLING SYSTEMS | HRCU-A-CB (Split System: Heat Pump with Remote Outdoor Unit-Air-Source) | 288BNV037*0**B* |  |  | CSPH*4812AL*+UI | 88*TB60070C21*** | 32600 | 17.5 | 8.5 | 32800 | 25000 | 76.22% | 1.98 | 0 | 11 |  |  |  |  | R-410A | 2.7167 | Residential & Commercial | USHP | Ducted CEE Tier 1
214574449 | Central HP <5.4 tons | BRYANT HEATING AND COOLING SYSTEMS | HRCU-A-CB (Split System: Heat Pump with Remote Outdoor Unit-Air-Source) | 288BNV037*0**B* |  |  | CNPV*3621AL*+UI | 88*TB60070C21*** | 31400 | 17 | 8.1 | 33200 | 24200 | 72.89% | 1.82 | 0 | 11 |  |  |  |  | R-410A | 2.6167 | Residential & Commercial | USHP | Ducted CEE Tier 1
216770008 | Central HP <5.4 tons | TRANE | HRCU-A-CB (Split System: Heat Pump with Remote Outdoor Unit-Air-Source) | 5TWR7048A1 |  |  | 5PX*D008AS3 | *UHMC100CCV4 | 43500 | 16 | 8.7 | 45000 | 32800 | 72.89% | 2.21 | 0 | 11.7 |  |  |  |  | R-454B | 3.625 | Residential & Commercial | USHP | Ducted CEE Tier 1
215940906 | Central HP <5.4 tons | HEIL | HRCU-A-CB (Split System: Heat Pump with Remote Outdoor Unit-Air-Source) | H5H3V36*K*AAA* |  |  | EVD5X60M24A*+WALLCON | *97CTN1202422A* | 35600 | 22 | 8.5 | 38000 | 28400 | 74.74% | 2.04 | 0 | 12.5 |  |  |  |  | R-454B | 2.9667 | Residential & Commercial | USHP | Ducted CEE Tier 1
215940656 | Central HP <5.4 tons | HEIL | HRCU-A-CB (Split System: Heat Pump with Remote Outdoor Unit-Air-Source) | H5H3V36*K*AAA* |  |  | EVD5X42M21A*+WALLCON | *97CTN0801716A* | 34200 | 20.5 | 8.5 | 39000 | 28600 | 73.33% | 2.04 | 0 | 11.5 |  |  |  |  | R-454B | 2.85 | Residential & Commercial | USHP | Ducted CEE Tier 1
215931615 | Central HP <5.4 tons | BRYANT HEATING AND COOLING SYSTEMS | HRCU-A-CB (Split System: Heat Pump with Remote Outdoor Unit-Air-Source) | 293VAN060**AA* |  |  | CAA**6024AM*+UI | 987MC66100C21*** | 55500 | 18.5 | 8.5 | 60500 | 46000 | 76.03% | 2.06 | 0 | 11 |  |  |  |  | R-454B | 4.625 | Residential & Commercial | USHP | Ducted CEE Tier 1
214569363 | Central HP <5.4 tons | BRYANT HEATING AND COOLING SYSTEMS | HRCU-A-CB (Split System: Heat Pump with Remote Outdoor Unit-Air-Source) | 284ANV024*0**B* |  |  | CSPH*3012AL*+UI | 987MC60060C21*** | 23400 | 18.5 | 10.5 | 27000 | 20000 | 74.07% | 2.44 | 0 | 12.5 |  |  |  |  | R-410A | 1.95 | Residential & Commercial | USHP | Ducted CEE Tier 1
212986574 | Central HP <5.4 tons | AIRQUEST | HRCU-A-CB (Split System: Heat Pump with Remote Outdoor Unit-Air-Source) | DLCURAH24ABK |  |  | EA*4X36L21A* | *96MSN0401712A* | 23400 | 16 | 8.5 | 26200 | 24200 | 92.37% | 2 | 0 | 9.5 |  |  |  |  | R-410A | 1.95 | Residential & Commercial | USHP
212987478 | Central HP <5.4 tons | HEIL | HRCU-A-CB (Split System: Heat Pump with Remote Outdoor Unit-Air-Source) | DLCURAH24ABK |  |  | EN(A,D,W)4X36L17** | *96MSN0801716A* | 23800 | 17 | 8.5 | 26400 | 24000 | 90.91% | 2 | 0 | 10.5 |  |  |  |  | R-410A | 1.9833 | Residential & Commercial | USHP | Ducted CEE Tier 1
213349037 | Central HP <5.4 tons | GOODMAN | HRCU-A-CB (Split System: Heat Pump with Remote Outdoor Unit-Air-Source) | GSZS601810A* |  |  | CA*EA1818*4A* | G*VS960603BUA* | 16600 | 17.5 | 8.5 | 17400 | 13000 | 74.71% | 2.1 | 0 | 10.9 |  |  |  |  | R-410A | 1.3833 | Residential & Commercial | USHP | Ducted CEE Tier 1
215677992 | Central HP <5.4 tons | TEMPSTAR | HRCU-A-CB (Split System: Heat Pump with Remote Outdoor Unit-Air-Source) | T5H0V60*K*AAA* |  |  | EA*5X61M24A*+WALLCON | *97CMN0802120B* | 56000 | 18.5 | 9 | 60000 | 42000 | 70% | 2.02 | 0 | 9 |  |  |  |  | R-454B | 4.6667 | Residential & Commercial | USHP
215676972 | Central HP <5.4 tons | TEMPSTAR | HRCU-A-CB (Split System: Heat Pump with Remote Outdoor Unit-Air-Source) | T5H0V60*K*AAA* |  |  | EVM5X60M21A*+WALLCON | *80CSU0802120A* | 57000 | 18 | 9 | 63500 | 44500 | 70.08% | 2.08 | 0 | 9 |  |  |  |  | R-454B | 4.75 | Residential & Commercial | USHP
215677442 | Central HP <5.4 tons | TEMPSTAR | HRCU-A-CB (Split System: Heat Pump with Remote Outdoor Unit-Air-Source) | T5H0V60*K*AAA* |  |  | EVD5X60M24A*+WALLCON | *80CSU1002120A* | 56500 | 18 | 9 | 63000 | 44500 | 70.63% | 2.08 | 0 | 9 |  |  |  |  | R-454B | 4.7083 | Residential & Commercial | USHP
215941146 | Central HP <5.4 tons | HEIL | HRCU-A-CB (Split System: Heat Pump with Remote Outdoor Unit-Air-Source) | H5H3V48*K*AAA* |  |  | ESH5X48M12A*+WALLCON | *80CSU0401712B* | 44000 | 20 | 9 | 48500 | 36600 | 75.46% | 1.82 | 0 | 11 |  |  |  |  | R-454B | 3.6667 | Residential & Commercial | USHP | Ducted CEE Tier 1
210470237 | Central HP <5.4 tons | COMFORTMAKER | HRCU-A-CB (Split System: Heat Pump with Remote Outdoor Unit-Air-Source) | CVH837GKA2* |  |  | EA*4X60L24A*+WALLCON | *95CSU0802120A* | 32800 | 17.5 | 8.5 | 31800 | 24800 | 77.99% | 2 | 0 | 11.5 |  |  |  |  | R-410A | 2.7333 | Residential & Commercial | USHP | Ducted CEE Tier 1
204299810 | Central HP <5.4 tons | COMFORTMAKER | HRCU-A-CB (Split System: Heat Pump with Remote Outdoor Unit-Air-Source) | CVH837GKA** |  |  | EN(A,D,W)4X48L21**+WALLCON | *97CMN1002122A* | 32400 | 17.5 | 8.1 | 33000 | 24800 | 75.15% | 1.96 | 12 | 11.7 |  |  |  |  | R-410A | 2.7 | Residential & Commercial | USHP | Ducted CEE Tier 1
214573659 | Central HP <5.4 tons | BRYANT HEATING AND COOLING SYSTEMS | HRCU-A-CB (Split System: Heat Pump with Remote Outdoor Unit-Air-Source) | 288BNV037*0**B* |  |  | CAP**3621AL*+UI | 986TD60080C21*** | 31600 | 17.5 | 8.1 | 32800 | 24200 | 73.78% | 1.86 | 0 | 11 |  |  |  |  | R-410A | 2.6333 | Residential & Commercial | USHP | Ducted CEE Tier 1
214573959 | Central HP <5.4 tons | BRYANT HEATING AND COOLING SYSTEMS | HRCU-A-CB (Split System: Heat Pump with Remote Outdoor Unit-Air-Source) | 288BNV037*0**B* |  |  | CAP**4821AL*+UI | 986TD60080C21*** | 32400 | 17.5 | 8.5 | 32400 | 24800 | 76.54% | 2 | 0 | 11.5 |  |  |  |  | R-410A | 2.7 | Residential & Commercial | USHP | Ducted CEE Tier 1
215682662 | Central HP <5.4 tons | TEMPSTAR | HRCU-A-CB (Split System: Heat Pump with Remote Outdoor Unit-Air-Source) | T5H0V60*K*AAA* |  |  | EA*5X61M24A*+WALLCON | *96CTN0802120B* | 56000 | 18.5 | 9 | 60000 | 42000 | 70% | 2.02 | 0 | 9 |  |  |  |  | R-454B | 4.6667 | Residential & Commercial | USHP
215682742 | Central HP <5.4 tons | TEMPSTAR | HRCU-A-CB (Split System: Heat Pump with Remote Outdoor Unit-Air-Source) | T5H0V60*K*AAA* |  |  | ESH5X60M12A*+WALLCON | *80CSU0601716B* | 54500 | 17 | 8.5 | 58500 | 41000 | 70.09% | 1.92 | 0 | 9 |  |  |  |  | R-454B | 4.5417 | Residential & Commercial | USHP
215682812 | Central HP <5.4 tons | TEMPSTAR | HRCU-A-CB (Split System: Heat Pump with Remote Outdoor Unit-Air-Source) | T5H0V60*K*AAA* |  |  | EVM5X60M21A*+WALLCON | *80CSU0401712B* | 56000 | 18 | 8.5 | 60500 | 43500 | 71.9% | 2.12 | 0 | 9.5 |  |  |  |  | R-454B | 4.6667 | Residential & Commercial | USHP
207436206 | Central HP <5.4 tons | LENNOX | HRCU-A-CB (Split System: Heat Pump with Remote Outdoor Unit-Air-Source) | SL25XPV-024-230A** |  |  | CHX35-42C-**-*+TDR | EL296UH110XV48C* | 22200 | 21.2 | 9.3 | 21400 | 20200 | 94.39% | 1.9 | 15.5 | 14.5 |  |  |  |  | R-410A | 1.85 | Residential & Commercial | USHP | Ducted CEE Tier 1
204299930 | Central HP <5.4 tons | COMFORTMAKER | HRCU-A-CB (Split System: Heat Pump with Remote Outdoor Unit-Air-Source) | CVH837GKA** |  |  | EN(A,D)4X48L24**+WALLCON | *97CMN1202422A* | 32400 | 17.5 | 8.1 | 33000 | 24800 | 75.15% | 1.96 | 12 | 11.5 |  |  |  |  | R-410A | 2.7 | Residential & Commercial | USHP | Ducted CEE Tier 1
204300264 | Central HP <5.4 tons | COMFORTMAKER | HRCU-A-CB (Split System: Heat Pump with Remote Outdoor Unit-Air-Source) | CVH837GKA** |  |  | EHD4X42AAL+WALLCON | *80CTL0902120A* | 32400 | 16.5 | 8.1 | 33200 | 24800 | 74.7% | 1.96 | 12 | 11 |  |  |  |  | R-410A | 2.7 | Residential & Commercial | USHP | Ducted CEE Tier 1
205751140 | Central HP <5.4 tons | COMFORTMAKER | HRCU-A-CB (Split System: Heat Pump with Remote Outdoor Unit-Air-Source) | CVH837GKA** |  |  | EA*4X43L21A*+WALLCON | *80CTL0902120A* | 32800 | 17.5 | 8.5 | 33000 | 25200 | 76.36% | 2 | 12 | 11.7 |  |  |  |  | R-410A | 2.7333 | Residential & Commercial | USHP | Ducted CEE Tier 1
206136009 | Central HP <5.4 tons | COMFORTMAKER | HRCU-A-CB (Split System: Heat Pump with Remote Outdoor Unit-Air-Source) | CVH837GKA** |  |  | EHD4X48AAL+WALLCON | *80CSU0401712A* | 32600 | 16.5 | 8.1 | 33000 | 24800 | 75.15% | 1.96 | 11.5 | 11 |  |  |  |  | R-410A | 2.7167 | Residential & Commercial | USHP | Ducted CEE Tier 1
214242318 | Central HP <5.4 tons | AIRQUEST | HRCU-A-CB (Split System: Heat Pump with Remote Outdoor Unit-Air-Source) | HVH825GKA3* |  |  | EN(A,D,W)4X48L21**+WALLCON | *96CTN1002122B* | 24200 | 17 | 8.1 | 21200 | 16500 | 77.83% | 2 | 0 | 11.5 |  |  |  |  | R-410A | 2.0167 | Residential & Commercial | USHP | Ducted CEE Tier 1
211394116 | Central HP <5.4 tons | JOHNSON CONTROLS | HRCU-A-CB (Split System: Heat Pump with Remote Outdoor Unit-Air-Source) | HMH72B341 |  |  | XAUC48FXXN1+TXV | TM9Y080C16MP11 | 33800 | 17.5 | 8.5 | 32800 | 24200 | 73.78% | 2.06 | 0 | 9 |  |  |  |  | R-410A | 2.8167 | Residential & Commercial | USHP
211393496 | Central HP <5.4 tons | JOHNSON CONTROLS | HRCU-A-CB (Split System: Heat Pump with Remote Outdoor Unit-Air-Source) | HMH72B341 |  |  | XAHB36DXXN1+TXV | TL8E060A12UH11 | 33200 | 17.5 | 8.1 | 33000 | 23400 | 70.91% | 2 | 0 | 9.5 |  |  |  |  | R-410A | 2.7667 | Residential & Commercial | USHP
211393773 | Central HP <5.4 tons | JOHNSON CONTROLS | HRCU-A-CB (Split System: Heat Pump with Remote Outdoor Unit-Air-Source) | HMH72B341 |  |  | XAFA30DXXN1+TXV | TMLE040A12MP11 | 33800 | 18 | 8.1 | 33600 | 23600 | 70.24% | 2.04 | 0 | 10 |  |  |  |  | R-410A | 2.8167 | Residential & Commercial | USHP | Ducted CEE Tier 1
211392964 | Central HP <5.4 tons | JOHNSON CONTROLS | HRCU-A-CB (Split System: Heat Pump with Remote Outdoor Unit-Air-Source) | HMH72B341 |  |  | XAUB30CXXN1+TXV | TMLE040A12MP11 | 32800 | 18 | 8.1 | 33400 | 23400 | 70.06% | 2.04 | 0 | 10 |  |  |  |  | R-410A | 2.7333 | Residential & Commercial | USHP | Ducted CEE Tier 1
215942462 | Central HP <5.4 tons | HEIL | HRCU-A-CB (Split System: Heat Pump with Remote Outdoor Unit-Air-Source) | H5H3V36*K*AAA* |  |  | EVD5X60M21A*+WALLCON | *96CTN0601714B* | 35200 | 21 | 8.5 | 37400 | 28000 | 74.87% | 2 | 0 | 11.7 |  |  |  |  | R-454B | 2.9333 | Residential & Commercial | USHP | Ducted CEE Tier 1
215942612 | Central HP <5.4 tons | HEIL | HRCU-A-CB (Split System: Heat Pump with Remote Outdoor Unit-Air-Source) | H5H3V36*K*AAA* |  |  | EVM5X61M24A*+WALLCON | *97CTN0802120A* | 36000 | 22 | 8.5 | 37400 | 28200 | 75.4% | 2.04 | 0 | 12.5 |  |  |  |  | R-454B | 3 | Residential & Commercial | USHP | Ducted CEE Tier 1
215682252 | Central HP <5.4 tons | TEMPSTAR | HRCU-A-CB (Split System: Heat Pump with Remote Outdoor Unit-Air-Source) | T5H0V48*K*AAA* |  |  | EVD5X49M24A*+WALLCON | *80CSU0802120B* | 48000 | 19 | 9 | 50000 | 36200 | 72.4% | 2.12 | 0 | 10 |  |  |  |  | R-454B | 4 | Residential & Commercial | USHP | Ducted CEE Tier 1
215941106 | Central HP <5.4 tons | HEIL | HRCU-A-CB (Split System: Heat Pump with Remote Outdoor Unit-Air-Source) | H5H3V48*K*AAA* |  |  | EA*5X61M24A*+WALLCON | *97CTN0802120A* | 45500 | 21 | 9.5 | 48500 | 37000 | 76.29% | 2 | 0 | 11 |  |  |  |  | R-454B | 3.7917 | Residential & Commercial | USHP | Ducted CEE Tier 1
212985056 | Central HP <5.4 tons | HEIL | HRCU-A-CB (Split System: Heat Pump with Remote Outdoor Unit-Air-Source) | DLCURAH24ABK |  |  | EN(A,D)4X36L21** | *92MSN0802120A* | 23400 | 17 | 8.5 | 26200 | 24800 | 94.66% | 2.08 | 0 | 10.5 |  |  |  |  | R-410A | 1.95 | Residential & Commercial | USHP | Ducted CEE Tier 1
212983583 | Central HP <5.4 tons | HEIL | HRCU-A-CB (Split System: Heat Pump with Remote Outdoor Unit-Air-Source) | DLCURAH24ABK |  |  | EN(A,D)4X24L14** | *92MSN0601412A* | 23400 | 16.5 | 8.5 | 27000 | 24600 | 91.11% | 2.04 | 0 | 10 |  |  |  |  | R-410A | 1.95 | Residential & Commercial | USHP | Ducted CEE Tier 1
215434118 | Central HP <5.4 tons | GOODMAN | HRCU-A-CB (Split System: Heat Pump with Remote Outdoor Unit-Air-Source) | GZV7SA2410A* |  |  | CHPEA3026*3A* | G*VM970804CNA* | 23200 | 19 | 8.6 | 23200 | 17000 | 73.28% | 2 | 0 | 11 |  |  |  |  | R-32 | 1.9333 | Residential & Commercial | USHP | Ducted CEE Tier 1
212987814 | Central HP <5.4 tons | HEIL | HRCU-A-CB (Split System: Heat Pump with Remote Outdoor Unit-Air-Source) | DLCURAH24ABK |  |  | EA*4X37L21A* | *96MSN0802120A* | 24200 | 17.5 | 8.5 | 25200 | 21600 | 85.71% | 1.82 | 0 | 10 |  |  |  |  | R-410A | 2.0167 | Residential & Commercial | USHP | Ducted CEE Tier 1
212989184 | Central HP <5.4 tons | HEIL | HRCU-A-CB (Split System: Heat Pump with Remote Outdoor Unit-Air-Source) | DLCURAH24ABK |  |  | EA*4X36L21A* | *95MSU0601716A* | 23800 | 17.5 | 8.5 | 26200 | 23800 | 90.84% | 1.98 | 0 | 10 |  |  |  |  | R-410A | 1.9833 | Residential & Commercial | USHP | Ducted CEE Tier 1
213075994 | Central HP <5.4 tons | CARRIER | HRCU-A-CB (Split System: Heat Pump with Remote Outdoor Unit-Air-Source) | 38MURAQ36AB3* |  |  | CNPV*4824AL* | 59SU5B100M21**20 | 36200 | 16.5 | 8.1 | 38500 | 35000 | 90.91% | 2.02 | 0 | 10.5 |  |  |  |  | R-410A | 3.0167 | Residential & Commercial | USHP | Ducted CEE Tier 1
213076261 | Central HP <5.4 tons | CARRIER | HRCU-A-CB (Split System: Heat Pump with Remote Outdoor Unit-Air-Source) | 38MURAQ36AB3* |  |  | CAP**4221AL* | 59SU5B100M21**22 | 35600 | 16.5 | 8.1 | 38500 | 35000 | 90.91% | 1.9 | 0 | 10 |  |  |  |  | R-410A | 2.9667 | Residential & Commercial | USHP | Ducted CEE Tier 1
216767277 | Central HP <5.4 tons | TRANE | HRCU-A-CB (Split System: Heat Pump with Remote Outdoor Unit-Air-Source) | 5TWR7060A1 |  |  | 5PX*D008AS3+P0V0C000M50SD | 0 | 51500 | 15.2 | 9 | 51500 | 39000 | 75.73% | 2.21 | 0 | 11.2 |  |  |  |  | R-454B | 4.2917 | Residential & Commercial | USHP | Ducted CEE Tier 1
215682272 | Central HP <5.4 tons | TEMPSTAR | HRCU-A-CB (Split System: Heat Pump with Remote Outdoor Unit-Air-Source) | T5H0V48*K*AAA* |  |  | EVD5X49M24A*+WALLCON | *97CTN0802120A* | 48000 | 19 | 9 | 50000 | 36600 | 73.2% | 2 | 0 | 10 |  |  |  |  | R-454B | 4 | Residential & Commercial | USHP | Ducted CEE Tier 1
215682522 | Central HP <5.4 tons | TEMPSTAR | HRCU-A-CB (Split System: Heat Pump with Remote Outdoor Unit-Air-Source) | T5H0V48*K*AAA* |  |  | EVD5X61M24A*+WALLCON | *96CTN0802120B* | 48500 | 19 | 9.5 | 50000 | 36800 | 73.6% | 2.1 | 0 | 10.5 |  |  |  |  | R-454B | 4.0417 | Residential & Commercial | USHP | Ducted CEE Tier 1
215681862 | Central HP <5.4 tons | TEMPSTAR | HRCU-A-CB (Split System: Heat Pump with Remote Outdoor Unit-Air-Source) | T5H0V48*K*AAA* |  |  | EVM5X49M21A*+WALLCON | *80CSU1002120B* | 48000 | 18.5 | 9 | 50000 | 36600 | 73.2% | 2 | 0 | 10 |  |  |  |  | R-454B | 4 | Residential & Commercial | USHP | Ducted CEE Tier 1
215682162 | Central HP <5.4 tons | TEMPSTAR | HRCU-A-CB (Split System: Heat Pump with Remote Outdoor Unit-Air-Source) | T5H0V48*K*AAA* |  |  | EVD5X48M21A*+WALLCON | *97CTN0802120A* | 47000 | 18.5 | 9 | 50000 | 36600 | 73.2% | 1.98 | 0 | 10 |  |  |  |  | R-454B | 3.9167 | Residential & Commercial | USHP | Ducted CEE Tier 1
215682212 | Central HP <5.4 tons | TEMPSTAR | HRCU-A-CB (Split System: Heat Pump with Remote Outdoor Unit-Air-Source) | T5H0V48*K*AAA* |  |  | EVD5X48M24A*+WALLCON | *97CTN0802120A* | 47000 | 18.5 | 9 | 50000 | 36400 | 72.8% | 2 | 0 | 10 |  |  |  |  | R-454B | 3.9167 | Residential & Commercial | USHP | Ducted CEE Tier 1
215682382 | Central HP <5.4 tons | TEMPSTAR | HRCU-A-CB (Split System: Heat Pump with Remote Outdoor Unit-Air-Source) | T5H0V48*K*AAA* |  |  | EVD5X60M24A*+WALLCON | *96CTN0802120B* | 48000 | 19 | 9 | 50000 | 36600 | 73.2% | 2 | 0 | 10 |  |  |  |  | R-454B | 4 | Residential & Commercial | USHP | Ducted CEE Tier 1
215681412 | Central HP <5.4 tons | TEMPSTAR | HRCU-A-CB (Split System: Heat Pump with Remote Outdoor Unit-Air-Source) | T5H0V48*K*AAA* |  |  | EA*5X60M24A*+WALLCON | *97CTN0802120A* | 45000 | 18 | 9 | 47500 | 33600 | 70.74% | 2.06 | 0 | 10 |  |  |  |  | R-454B | 3.75 | Residential & Commercial | USHP | Ducted CEE Tier 1
215681462 | Central HP <5.4 tons | TEMPSTAR | HRCU-A-CB (Split System: Heat Pump with Remote Outdoor Unit-Air-Source) | T5H0V48*K*AAA* |  |  | EA*5X61M21A*+WALLCON | *80CSU0601716B* | 46000 | 17.5 | 9 | 48000 | 33800 | 70.42% | 2.08 | 0 | 9.5 |  |  |  |  | R-454B | 3.8333 | Residential & Commercial | USHP
215681562 | Central HP <5.4 tons | TEMPSTAR | HRCU-A-CB (Split System: Heat Pump with Remote Outdoor Unit-Air-Source) | T5H0V48*K*AAA* |  |  | EA*5X61M24A*+WALLCON | *97CTN1002122A* | 46000 | 18.5 | 9 | 47500 | 33600 | 70.74% | 2.06 | 0 | 10 |  |  |  |  | R-454B | 3.8333 | Residential & Commercial | USHP | Ducted CEE Tier 1
215682442 | Central HP <5.4 tons | TEMPSTAR | HRCU-A-CB (Split System: Heat Pump with Remote Outdoor Unit-Air-Source) | T5H0V48*K*AAA* |  |  | EVD5X61M21A*+WALLCON | *96CTN0802120B* | 48500 | 19 | 9 | 50000 | 36800 | 73.6% | 2 | 0 | 10.5 |  |  |  |  | R-454B | 4.0417 | Residential & Commercial | USHP | Ducted CEE Tier 1
214240015 | Central HP <5.4 tons | HEIL | HRCU-A-CB (Split System: Heat Pump with Remote Outdoor Unit-Air-Source) | HVH837GKA** |  |  | EN(A,D)4X48L24**+WALLCON | *96CTN1002122B* | 32400 | 17 | 8.1 | 32600 | 24600 | 75.46% | 1.96 | 0 | 11.7 |  |  |  |  | R-410A | 2.7 | Residential & Commercial | USHP | Ducted CEE Tier 1
214239956 | Central HP <5.4 tons | AIRQUEST | HRCU-A-CB (Split System: Heat Pump with Remote Outdoor Unit-Air-Source) | HVH837GKA** |  |  | EN(A,D,W)4X48L21**+WALLCON | *96CTN1002122B* | 32400 | 17 | 8.1 | 32600 | 24600 | 75.46% | 1.96 | 0 | 11.7 |  |  |  |  | R-410A | 2.7 | Residential & Commercial | USHP | Ducted CEE Tier 1
215676842 | Central HP <5.4 tons | TEMPSTAR | HRCU-A-CB (Split System: Heat Pump with Remote Outdoor Unit-Air-Source) | T5H0V48*K*AAA* |  |  | EVD5X61M21A*+WALLCON | *96CTN1002122B* | 48500 | 19.5 | 9.5 | 50000 | 36800 | 73.6% | 2.12 | 0 | 10.5 |  |  |  |  | R-454B | 4.0417 | Residential & Commercial | USHP | Ducted CEE Tier 1
216734619 | Central HP <5.4 tons | BRYANT HEATING AND COOLING SYSTEMS | HRCU-A-CB (Split System: Heat Pump with Remote Outdoor Unit-Air-Source) | 37MUHAQ24AA3 |  |  | CAA**3617AM* | 916SA30026M14*** | 22200 | 15.5 | 8.1 | 20800 | 18700 | 89.9% | 1.9 | 0 | 10.5 |  |  |  |  | R-454B | 1.85 | Residential & Commercial | USHP | Ducted CEE Tier 1
216734778 | Central HP <5.4 tons | BRYANT HEATING AND COOLING SYSTEMS | HRCU-A-CB (Split System: Heat Pump with Remote Outdoor Unit-Air-Source) | 37MUHAQ24AA3 |  |  | CAA**3617AM* | 926TC30040V14*** | 22200 | 15.5 | 8.1 | 20800 | 18800 | 90.38% | 1.85 | 0 | 10.5 |  |  |  |  | R-454B | 1.85 | Residential & Commercial | USHP | Ducted CEE Tier 1
215429734 | Central HP <5.4 tons | GOODMAN | HRCU-A-CB (Split System: Heat Pump with Remote Outdoor Unit-Air-Source) | GZV7SA2410A* |  |  | AHVE36CP0300A* | 0 | 23200 | 19 | 8.8 | 23200 | 17000 | 73.28% | 2 | 0 | 11 |  |  |  |  | R-32 | 1.9333 | Residential & Commercial | USHP | Ducted CEE Tier 1
215681372 | Central HP <5.4 tons | TEMPSTAR | HRCU-A-CB (Split System: Heat Pump with Remote Outdoor Unit-Air-Source) | T5H0V48*K*AAA* |  |  | EA*5X48M21A*+WALLCON | *97CTN1002122A* | 44000 | 18 | 9 | 48500 | 34000 | 70.1% | 2.04 | 0 | 9.5 |  |  |  |  | R-454B | 3.6667 | Residential & Commercial | USHP
215681482 | Central HP <5.4 tons | TEMPSTAR | HRCU-A-CB (Split System: Heat Pump with Remote Outdoor Unit-Air-Source) | T5H0V48*K*AAA* |  |  | EA*5X61M21A*+WALLCON | *80CSU1002120B* | 46000 | 17.5 | 9 | 47500 | 33600 | 70.74% | 2.06 | 0 | 9.5 |  |  |  |  | R-454B | 3.8333 | Residential & Commercial | USHP
215681732 | Central HP <5.4 tons | TEMPSTAR | HRCU-A-CB (Split System: Heat Pump with Remote Outdoor Unit-Air-Source) | T5H0V48*K*AAA* |  |  | ESH5X60M12A*+WALLCON | *97CTN0802120A* | 45500 | 16.5 | 8.5 | 48000 | 33800 | 70.42% | 2.06 | 0 | 9.5 |  |  |  |  | R-454B | 3.7917 | Residential & Commercial | USHP
215682102 | Central HP <5.4 tons | TEMPSTAR | HRCU-A-CB (Split System: Heat Pump with Remote Outdoor Unit-Air-Source) | T5H0V48*K*AAA* |  |  | EVD5X48M21A*+WALLCON | *96CTN0802120B* | 47000 | 18.5 | 9 | 50000 | 36600 | 73.2% | 1.98 | 0 | 10 |  |  |  |  | R-454B | 3.9167 | Residential & Commercial | USHP | Ducted CEE Tier 1
215682132 | Central HP <5.4 tons | TEMPSTAR | HRCU-A-CB (Split System: Heat Pump with Remote Outdoor Unit-Air-Source) | T5H0V48*K*AAA* |  |  | EVD5X48M21A*+WALLCON | *80CSU0802120B* | 47000 | 18.5 | 9 | 50000 | 36200 | 72.4% | 2.02 | 0 | 10 |  |  |  |  | R-454B | 3.9167 | Residential & Commercial | USHP | Ducted CEE Tier 1
215682152 | Central HP <5.4 tons | TEMPSTAR | HRCU-A-CB (Split System: Heat Pump with Remote Outdoor Unit-Air-Source) | T5H0V48*K*AAA* |  |  | EVD5X48M21A*+WALLCON | *97CTN0801716A* | 46500 | 18 | 9 | 50000 | 37000 | 74% | 1.98 | 0 | 9.5 |  |  |  |  | R-454B | 3.875 | Residential & Commercial | USHP
215682182 | Central HP <5.4 tons | TEMPSTAR | HRCU-A-CB (Split System: Heat Pump with Remote Outdoor Unit-Air-Source) | T5H0V48*K*AAA* |  |  | EVD5X48M24A*+WALLCON | *96CTN0802120B* | 47000 | 18.5 | 9 | 50000 | 36400 | 72.8% | 2 | 0 | 10 |  |  |  |  | R-454B | 3.9167 | Residential & Commercial | USHP | Ducted CEE Tier 1
209872737 | Central HP <5.4 tons | RUUD | HRCU-A-CB (Split System: Heat Pump with Remote Outdoor Unit-Air-Source) | UP18AZ60AJVC |  |  | RCFZ6021SEAAM | R962V0705A21M4S | 52500 | 18 | 8.1 | 52500 | 50500 | 96.19% | 1.9 | 0 | 10 |  |  |  |  | R-410A | 4.375 | Residential & Commercial | USHP | Ducted CEE Tier 1
215940316 | Central HP <5.4 tons | HEIL | HRCU-A-CB (Split System: Heat Pump with Remote Outdoor Unit-Air-Source) | H5H3V36*K*AAA* |  |  | EVM5X44M21A*+WALLCON | *97CTN1002122A* | 35600 | 22 | 8.5 | 38000 | 28600 | 75.26% | 2.02 | 0 | 12.5 |  |  |  |  | R-454B | 2.9667 | Residential & Commercial | USHP | Ducted CEE Tier 1
215940516 | Central HP <5.4 tons | HEIL | HRCU-A-CB (Split System: Heat Pump with Remote Outdoor Unit-Air-Source) | H5H3V36*K*AAA* |  |  | EVD5X36M21A*+WALLCON | *80CSU0401712B* | 34600 | 21 | 8.5 | 38500 | 28000 | 72.73% | 2.06 | 0 | 12 |  |  |  |  | R-454B | 2.8833 | Residential & Commercial | USHP | Ducted CEE Tier 1
215940566 | Central HP <5.4 tons | HEIL | HRCU-A-CB (Split System: Heat Pump with Remote Outdoor Unit-Air-Source) | H5H3V36*K*AAA* |  |  | EVD5X36M21A*+WALLCON | *97CTN1002122A* | 34400 | 21 | 8.5 | 38500 | 28000 | 72.73% | 2.06 | 0 | 12 |  |  |  |  | R-454B | 2.8667 | Residential & Commercial | USHP | Ducted CEE Tier 1
215940886 | Central HP <5.4 tons | HEIL | HRCU-A-CB (Split System: Heat Pump with Remote Outdoor Unit-Air-Source) | H5H3V36*K*AAA* |  |  | EVD5X60M24A*+WALLCON | *97CTN0802120A* | 35400 | 21.5 | 8.5 | 38000 | 28600 | 75.26% | 2.04 | 0 | 12 |  |  |  |  | R-454B | 2.95 | Residential & Commercial | USHP | Ducted CEE Tier 1
215682292 | Central HP <5.4 tons | TEMPSTAR | HRCU-A-CB (Split System: Heat Pump with Remote Outdoor Unit-Air-Source) | T5H0V48*K*AAA* |  |  | EVD5X49M24A*+WALLCON | *97CTN1202422A* | 48000 | 19 | 9 | 50000 | 36600 | 73.2% | 2 | 0 | 10.5 |  |  |  |  | R-454B | 4 | Residential & Commercial | USHP | Ducted CEE Tier 1
212985282 | Central HP <5.4 tons | HEIL | HRCU-A-CB (Split System: Heat Pump with Remote Outdoor Unit-Air-Source) | DLCURAH30ABK |  |  | EA*4X42L21A* | *92MSN1002120A* | 30200 | 15.2 | 8.1 | 34200 | 27400 | 80.12% | 1.8 | 0 | 9 |  |  |  |  | R-410A | 2.5167 | Residential & Commercial | USHP
212985330 | Central HP <5.4 tons | HEIL | HRCU-A-CB (Split System: Heat Pump with Remote Outdoor Unit-Air-Source) | DLCURAH30ABK |  |  | EN(A,D,W)4X42L21** | *92MSN1002120A* | 30000 | 15.2 | 8.1 | 34400 | 27600 | 80.23% | 1.8 | 0 | 9 |  |  |  |  | R-410A | 2.5 | Residential & Commercial | USHP
215681492 | Central HP <5.4 tons | TEMPSTAR | HRCU-A-CB (Split System: Heat Pump with Remote Outdoor Unit-Air-Source) | T5H0V48*K*AAA* |  |  | EA*5X61M21A*+WALLCON | *97CTN0801716A* | 45500 | 17.5 | 9 | 48000 | 34200 | 71.25% | 2.06 | 0 | 9.5 |  |  |  |  | R-454B | 3.7917 | Residential & Commercial | USHP
215681672 | Central HP <5.4 tons | TEMPSTAR | HRCU-A-CB (Split System: Heat Pump with Remote Outdoor Unit-Air-Source) | T5H0V48*K*AAA* |  |  | ESH5X60M12A*+WALLCON | *96CTN0802120B* | 45500 | 16.5 | 8.5 | 48000 | 33800 | 70.42% | 2.06 | 0 | 9.5 |  |  |  |  | R-454B | 3.7917 | Residential & Commercial | USHP
215681692 | Central HP <5.4 tons | TEMPSTAR | HRCU-A-CB (Split System: Heat Pump with Remote Outdoor Unit-Air-Source) | T5H0V48*K*AAA* |  |  | ESH5X60M12A*+WALLCON | *80CSU0601716B* | 45500 | 17 | 8.5 | 48000 | 33800 | 70.42% | 2.08 | 0 | 9.5 |  |  |  |  | R-454B | 3.7917 | Residential & Commercial | USHP
215681992 | Central HP <5.4 tons | TEMPSTAR | HRCU-A-CB (Split System: Heat Pump with Remote Outdoor Unit-Air-Source) | T5H0V48*K*AAA* |  |  | EVM5X60M24A*+WALLCON | *80CSU0802120B* | 48000 | 19 | 9 | 50000 | 36200 | 72.4% | 2.12 | 0 | 10 |  |  |  |  | R-454B | 4 | Residential & Commercial | USHP | Ducted CEE Tier 1
216734842 | Central HP <5.4 tons | BRYANT HEATING AND COOLING SYSTEMS | HRCU-A-CB (Split System: Heat Pump with Remote Outdoor Unit-Air-Source) | 37MUHAQ24AA3 |  |  | CAA**3617AM* | 927TA48080V17*** | 22200 | 16 | 8.1 | 20800 | 18700 | 89.9% | 1.85 | 0 | 10.5 |  |  |  |  | R-454B | 1.85 | Residential & Commercial | USHP | Ducted CEE Tier 1
216735019 | Central HP <5.4 tons | BRYANT HEATING AND COOLING SYSTEMS | HRCU-A-CB (Split System: Heat Pump with Remote Outdoor Unit-Air-Source) | 37MUHAQ24AA3 |  |  | CAA**3717AM* | 88*TB36045C17*** | 22800 | 16 | 8.5 | 20800 | 18500 | 88.94% | 1.96 | 0 | 11 |  |  |  |  | R-454B | 1.9 | Residential & Commercial | USHP | Ducted CEE Tier 1
212985359 | Central HP <5.4 tons | CARRIER | HRCU-A-CB (Split System: Heat Pump with Remote Outdoor Unit-Air-Source) | 38MURAQ24AB3* |  |  | CNPV*3621AL* | 59SC2E100M21**20 | 23600 | 17.5 | 8.5 | 26400 | 24200 | 91.67% | 2.02 | 0 | 10.5 |  |  |  |  | R-410A | 1.9667 | Residential & Commercial | USHP | Ducted CEE Tier 1
215681312 | Central HP <5.4 tons | TEMPSTAR | HRCU-A-CB (Split System: Heat Pump with Remote Outdoor Unit-Air-Source) | T5H0V48*K*AAA* |  |  | EA*5X48M21A*+WALLCON | *80CSU0401712B* | 44000 | 17.5 | 9 | 48500 | 34000 | 70.1% | 2.04 | 0 | 9.5 |  |  |  |  | R-454B | 3.6667 | Residential & Commercial | USHP
215681362 | Central HP <5.4 tons | TEMPSTAR | HRCU-A-CB (Split System: Heat Pump with Remote Outdoor Unit-Air-Source) | T5H0V48*K*AAA* |  |  | EA*5X48M21A*+WALLCON | *97CTN0802120A* | 44000 | 17.5 | 9 | 48500 | 34200 | 70.52% | 2.06 | 0 | 9.5 |  |  |  |  | R-454B | 3.6667 | Residential & Commercial | USHP
212984184 | Central HP <5.4 tons | AIRQUEST | HRCU-A-CB (Split System: Heat Pump with Remote Outdoor Unit-Air-Source) | DLCURAH18ABK |  |  | EA*4X25L17A* | *92MSN0601714A* | 18100 | 16.5 | 8.5 | 17900 | 17700 | 98.88% | 2.14 | 0 | 11 |  |  |  |  | R-410A | 1.5083 | Residential & Commercial | USHP | Ducted CEE Tier 1
212983301 | Central HP <5.4 tons | HEIL | HRCU-A-CB (Split System: Heat Pump with Remote Outdoor Unit-Air-Source) | DLCURAH18ABK |  |  | EN(A,D)4X24L17** | *92MSN0401712A* | 17200 | 15.5 | 8.1 | 18300 | 19300 | 105.5% | 2.3 | 0 | 10.5 |  |  |  |  | R-410A | 1.4333 | Residential & Commercial | USHP | Ducted CEE Tier 1
216735319 | Central HP <5.4 tons | BRYANT HEATING AND COOLING SYSTEMS | HRCU-A-CB (Split System: Heat Pump with Remote Outdoor Unit-Air-Source) | 37MUHAQ24AA3 |  |  | CAA**3717AM* | 926TC36040V17*** | 22800 | 16 | 8.5 | 20800 | 18600 | 89.42% | 1.96 | 0 | 10.5 |  |  |  |  | R-454B | 1.9 | Residential & Commercial | USHP | Ducted CEE Tier 1
216735678 | Central HP <5.4 tons | BRYANT HEATING AND COOLING SYSTEMS | HRCU-A-CB (Split System: Heat Pump with Remote Outdoor Unit-Air-Source) | 37MUHAQ24AA3 |  |  | CAA**3721AM* | 935CB48060C17*** | 23000 | 16.5 | 8.5 | 20600 | 18400 | 89.32% | 1.96 | 0 | 11 |  |  |  |  | R-454B | 1.9167 | Residential & Commercial | USHP | Ducted CEE Tier 1
213771521 | Central HP <5.4 tons | DAY & NIGHT | HRCU-A-CB (Split System: Heat Pump with Remote Outdoor Unit-Air-Source) | CVH825GKA2* |  |  | EA*4X43L21A*+WALLCON | *97CMN1002122B* | 24400 | 16.5 | 8.5 | 21200 | 16600 | 78.3% | 2.04 | 0 | 11 |  |  |  |  | R-410A | 2.0333 | Residential & Commercial | USHP | Ducted CEE Tier 1
211259633 | Central HP <5.4 tons | HEIL | HRCU-A-CB (Split System: Heat Pump with Remote Outdoor Unit-Air-Source) | DLCURAH18ABK |  |  | EA*4X19L17A* | *96VSN0401712A* | 18200 | 15.5 | 8.5 | 18300 | 17600 | 96.17% | 2.12 | 0 | 10.5 |  |  |  |  | R-410A | 1.5167 | Residential & Commercial | USHP | Ducted CEE Tier 1
212987538 | Central HP <5.4 tons | HEIL | HRCU-A-CB (Split System: Heat Pump with Remote Outdoor Unit-Air-Source) | DLCURAH18ABK |  |  | EA*4X30L17A* | *96MSN0801716A* | 17300 | 16 | 8.1 | 17600 | 18300 | 104% | 2.2 | 0 | 10.5 |  |  |  |  | R-410A | 1.4417 | Residential & Commercial | USHP | Ducted CEE Tier 1
215682432 | Central HP <5.4 tons | TEMPSTAR | HRCU-A-CB (Split System: Heat Pump with Remote Outdoor Unit-Air-Source) | T5H0V48*K*AAA* |  |  | EVD5X60M24A*+WALLCON | *97CTN1202422A* | 48000 | 19 | 9 | 50000 | 36600 | 73.2% | 2 | 0 | 10.5 |  |  |  |  | R-454B | 4 | Residential & Commercial | USHP | Ducted CEE Tier 1
216571087 | Central HP <5.4 tons | AMERICAN STANDARD | HRCU-A-CB (Split System: Heat Pump with Remote Outdoor Unit-Air-Source) | 5A6V0X48A1 |  |  | 5PX*C009AS3 | S8V2C080M5PCB | 45000 | 20 | 9.7 | 47000 | 33600 | 71.49% | 2.1 | 0 | 12 |  |  |  |  | R-454B | 3.75 | Residential & Commercial | USHP | Ducted CEE Tier 1
216570869 | Central HP <5.4 tons | AMERICAN STANDARD | HRCU-A-CB (Split System: Heat Pump with Remote Outdoor Unit-Air-Source) | 5A6V0X24A1 |  |  | 5PX*B003AS3 | *DHMB080CCV3+LRP | 20000 | 18.4 | 9.4 | 23000 | 17900 | 77.83% | 2.1 | 0 | 10.5 |  |  |  |  | R-454B | 1.6667 | Residential & Commercial | USHP | Ducted CEE Tier 1
216570885 | Central HP <5.4 tons | AMERICAN STANDARD | HRCU-A-CB (Split System: Heat Pump with Remote Outdoor Unit-Air-Source) | 5A6V0X24A1 |  |  | 5PX*B006AS3 | L8V1B080U4VSB+LRP | 22000 | 21.2 | 10 | 22600 | 18100 | 80.09% | 2.2 | 0 | 12 |  |  |  |  | R-454B | 1.8333 | Residential & Commercial | USHP | Ducted CEE Tier 1
216570903 | Central HP <5.4 tons | AMERICAN STANDARD | HRCU-A-CB (Split System: Heat Pump with Remote Outdoor Unit-Air-Source) | 5A6V0X24A1 |  |  | 5PX*BD06AS3 | *DHMB080CCV3+LRP | 22000 | 21.2 | 10 | 23400 | 18100 | 77.35% | 2.2 | 0 | 11.7 |  |  |  |  | R-454B | 1.8333 | Residential & Commercial | USHP | Ducted CEE Tier 1
216571001 | Central HP <5.4 tons | AMERICAN STANDARD | HRCU-A-CB (Split System: Heat Pump with Remote Outdoor Unit-Air-Source) | 5A6V0X36A1 |  |  | 5PX*C009AS3 | S8V2C100M5PDB | 35800 | 20 | 9.7 | 32000 | 24800 | 77.5% | 2.2 | 0 | 12.7 |  |  |  |  | R-454B | 2.9833 | Residential & Commercial | USHP | Ducted CEE Tier 1
216571053 | Central HP <5.4 tons | AMERICAN STANDARD | HRCU-A-CB (Split System: Heat Pump with Remote Outdoor Unit-Air-Source) | 5A6V0X36A1 |  |  | 5TXCC005AS3 | S8V2C100M5PCB | 34200 | 19.2 | 9.4 | 31400 | 25000 | 79.62% | 2.1 | 0 | 12 |  |  |  |  | R-454B | 2.85 | Residential & Commercial | USHP | Ducted CEE Tier 1
215682452 | Central HP <5.4 tons | TEMPSTAR | HRCU-A-CB (Split System: Heat Pump with Remote Outdoor Unit-Air-Source) | T5H0V48*K*AAA* |  |  | EVD5X61M21A*+WALLCON | *80CSU0401712B* | 48500 | 19 | 9 | 50000 | 36800 | 73.6% | 2.12 | 0 | 10 |  |  |  |  | R-454B | 4.0417 | Residential & Commercial | USHP | Ducted CEE Tier 1
214569671 | Central HP <5.4 tons | BRYANT HEATING AND COOLING SYSTEMS | HRCU-A-CB (Split System: Heat Pump with Remote Outdoor Unit-Air-Source) | 284ANV036*0**B* |  |  | CNPV*4221AL*+UI | 986TD60080C21*** | 33200 | 19 | 9 | 37800 | 26600 | 70.37% | 2 | 0 | 12 |  |  |  |  | R-410A | 2.7667 | Residential & Commercial | USHP | Ducted CEE Tier 1
214575800 | Central HP <5.4 tons | BRYANT HEATING AND COOLING SYSTEMS | HRCU-A-CB (Split System: Heat Pump with Remote Outdoor Unit-Air-Source) | 284ANV036*0**B* |  |  | CNPV*4221AL*+UI | 88*TB60070C21*** | 33200 | 19 | 9 | 38000 | 26600 | 70% | 1.98 | 0 | 12 |  |  |  |  | R-410A | 2.7667 | Residential & Commercial | USHP | Ducted CEE Tier 1
213771431 | Central HP <5.4 tons | DAY & NIGHT | HRCU-A-CB (Split System: Heat Pump with Remote Outdoor Unit-Air-Source) | CVH825GKA2* |  |  | EA*4X42L24A*+WALLCON | *96CTN1202422B* | 23800 | 17 | 8.1 | 21400 | 16600 | 77.57% | 1.96 | 0 | 11 |  |  |  |  | R-410A | 1.9833 | Residential & Commercial | USHP | Ducted CEE Tier 1
214242078 | Central HP <5.4 tons | AIRQUEST | HRCU-A-CB (Split System: Heat Pump with Remote Outdoor Unit-Air-Source) | HVH825GKA3* |  |  | END4X42L17**+WALLCON | *96CTN0801714B* | 24000 | 16.5 | 8.1 | 21400 | 16600 | 77.57% | 1.98 | 0 | 11 |  |  |  |  | R-410A | 2 | Residential & Commercial | USHP | Ducted CEE Tier 1
214242228 | Central HP <5.4 tons | AIRQUEST | HRCU-A-CB (Split System: Heat Pump with Remote Outdoor Unit-Air-Source) | HVH825GKA3* |  |  | EN(A,D,W)4X48L21**+WALLCON | *80CTL0901716B* | 24200 | 17 | 8.1 | 21200 | 16600 | 78.3% | 2 | 0 | 11 |  |  |  |  | R-410A | 2.0167 | Residential & Commercial | USHP | Ducted CEE Tier 1
214242298 | Central HP <5.4 tons | AIRQUEST | HRCU-A-CB (Split System: Heat Pump with Remote Outdoor Unit-Air-Source) | HVH825GKA3* |  |  | EN(A,D,W)4X48L21**+WALLCON | *96CTN0601714B* | 24000 | 16.5 | 8.1 | 21400 | 16600 | 77.57% | 2 | 0 | 11 |  |  |  |  | R-410A | 2 | Residential & Commercial | USHP | Ducted CEE Tier 1
214242328 | Central HP <5.4 tons | AIRQUEST | HRCU-A-CB (Split System: Heat Pump with Remote Outdoor Unit-Air-Source) | HVH825GKA3* |  |  | EN(A,D)4X48L24**+WALLCON | *80CTL0902120B* | 24200 | 17 | 8.1 | 21200 | 16600 | 78.3% | 2 | 0 | 11 |  |  |  |  | R-410A | 2.0167 | Residential & Commercial | USHP | Ducted CEE Tier 1
211389065 | Central HP <5.4 tons | JOHNSON CONTROLS | HRCU-A-CB (Split System: Heat Pump with Remote Outdoor Unit-Air-Source) | HMH72B341 |  |  | XAFC30CXXN1+TXV | TM9E060B12MP12 | 32600 | 17 | 8.1 | 33600 | 23600 | 70.24% | 2 | 0 | 9.5 |  |  |  |  | R-410A | 2.7167 | Residential & Commercial | USHP
214569517 | Central HP <5.4 tons | BRYANT HEATING AND COOLING SYSTEMS | HRCU-A-CB (Split System: Heat Pump with Remote Outdoor Unit-Air-Source) | 284ANV036*0**B* |  |  | CAP**3721AL*+UI | 88*TB60070C21*** | 34400 | 19 | 9.5 | 36400 | 25800 | 70.88% | 2.04 | 0 | 12 |  |  |  |  | R-410A | 2.8667 | Residential & Commercial | USHP | Ducted CEE Tier 1
214569585 | Central HP <5.4 tons | BRYANT HEATING AND COOLING SYSTEMS | HRCU-A-CB (Split System: Heat Pump with Remote Outdoor Unit-Air-Source) | 284ANV036*0**B* |  |  | CAP**6024AL*+UI | 88*TB60070C21*** | 34200 | 19.5 | 9 | 35800 | 25200 | 70.39% | 2.02 | 0 | 12 |  |  |  |  | R-410A | 2.85 | Residential & Commercial | USHP | Ducted CEE Tier 1
216733625 | Central HP <5.4 tons | TEMPSTAR | HRCU-A-CB (Split System: Heat Pump with Remote Outdoor Unit-Air-Source) | D5CUHAH24AAK |  |  | EA*5X25M17A* | *97VTN0801716A* | 23200 | 16.5 | 8.5 | 20800 | 18500 | 88.94% | 1.96 | 0 | 11 |  |  |  |  | R-454B | 1.9333 | Residential & Commercial | USHP | Ducted CEE Tier 1
216733873 | Central HP <5.4 tons | TEMPSTAR | HRCU-A-CB (Split System: Heat Pump with Remote Outdoor Unit-Air-Source) | D5CUHAH24AAK |  |  | EA*5X30M17A* | *80MS(N,L)0701716A* | 22200 | 16 | 8.1 | 20800 | 18800 | 90.38% | 1.85 | 0 | 10.5 |  |  |  |  | R-454B | 1.85 | Residential & Commercial | USHP | Ducted CEE Tier 1
216734073 | Central HP <5.4 tons | TEMPSTAR | HRCU-A-CB (Split System: Heat Pump with Remote Outdoor Unit-Air-Source) | D5CUHAH24AAK |  |  | EA*5X30M17A* | *92MSN0601714A* | 22200 | 16 | 8.1 | 20800 | 18800 | 90.38% | 1.85 | 0 | 10.5 |  |  |  |  | R-454B | 1.85 | Residential & Commercial | USHP | Ducted CEE Tier 1
212984652 | Central HP <5.4 tons | AIRQUEST | HRCU-A-CB (Split System: Heat Pump with Remote Outdoor Unit-Air-Source) | DLCURAH24ABK |  |  | EN(A,D)4X24L17** | *92MSN0801716A* | 23600 | 17 | 8.5 | 27000 | 24400 | 90.37% | 2.02 | 0 | 10 |  |  |  |  | R-410A | 1.9667 | Residential & Commercial | USHP | Ducted CEE Tier 1
212984688 | Central HP <5.4 tons | AIRQUEST | HRCU-A-CB (Split System: Heat Pump with Remote Outdoor Unit-Air-Source) | DLCURAH24ABK |  |  | EN(A,D)4X36L21** | *92MSN0801716A* | 23600 | 17.5 | 8.5 | 26200 | 24600 | 93.89% | 2.04 | 0 | 10.5 |  |  |  |  | R-410A | 1.9667 | Residential & Commercial | USHP | Ducted CEE Tier 1
212986658 | Central HP <5.4 tons | AIRQUEST | HRCU-A-CB (Split System: Heat Pump with Remote Outdoor Unit-Air-Source) | DLCURAH18ABK |  |  | EA*4X19L17A* | *96MSN0401712A* | 17600 | 15.5 | 8.1 | 17800 | 17900 | 100.6% | 2.14 | 0 | 10.5 |  |  |  |  | R-410A | 1.4667 | Residential & Commercial | USHP | Ducted CEE Tier 1
206133319 | Central HP <5.4 tons | COMFORTMAKER | HRCU-A-CB (Split System: Heat Pump with Remote Outdoor Unit-Air-Source) | CVH825GKA2* |  |  | EA*4X25L17A*+WALLCON | *80CSU0401712A* | 24400 | 17 | 8.1 | 21200 | 16600 | 78.3% | 2.02 | 11.5 | 11 |  |  |  |  | R-410A | 2.0333 | Residential & Commercial | USHP | Ducted CEE Tier 1
206133369 | Central HP <5.4 tons | COMFORTMAKER | HRCU-A-CB (Split System: Heat Pump with Remote Outdoor Unit-Air-Source) | CVH825GKA2* |  |  | EA*4X36L17A*+WALLCON | *80CSU0601716A* | 23600 | 16.5 | 8.1 | 21400 | 16700 | 78.04% | 1.94 | 11 | 10.5 |  |  |  |  | R-410A | 1.9667 | Residential & Commercial | USHP | Ducted CEE Tier 1
206133771 | Central HP <5.4 tons | COMFORTMAKER | HRCU-A-CB (Split System: Heat Pump with Remote Outdoor Unit-Air-Source) | CVH825GKA2* |  |  | EA*4X36L21A*+WALLCON | *95CSU0601716A* | 23600 | 16.5 | 8.1 | 21600 | 16700 | 77.31% | 1.92 | 11 | 10.5 |  |  |  |  | R-410A | 1.9667 | Residential & Commercial | USHP | Ducted CEE Tier 1
214575802 | Central HP <5.4 tons | BRYANT HEATING AND COOLING SYSTEMS | HRCU-A-CB (Split System: Heat Pump with Remote Outdoor Unit-Air-Source) | 284ANV036*0**B* |  |  | CNPV*4221AL*+UI | 935CB60080C21*** | 33200 | 18.5 | 9 | 38000 | 26600 | 70% | 1.98 | 0 | 12 |  |  |  |  | R-410A | 2.7667 | Residential & Commercial | USHP | Ducted CEE Tier 1
210597632 | Central HP <5.4 tons | COMFORTMAKER | HRCU-A-CB (Split System: Heat Pump with Remote Outdoor Unit-Air-Source) | CVH837GKA** |  |  | EN(A,D,W)4X60L24**+WALLCON | *97CMN1002122A* | 32800 | 18 | 8.1 | 32200 | 24600 | 76.4% | 1.98 | 0 | 12 |  |  |  |  | R-410A | 2.7333 | Residential & Commercial | USHP | Ducted CEE Tier 1
212981700 | Central HP <5.4 tons | CARRIER | HRCU-A-CB (Split System: Heat Pump with Remote Outdoor Unit-Air-Source) | 38MURAQ24AB3* |  |  | CAP**2517AL* | 58SU*B040M17**12 | 24400 | 17 | 8.5 | 25200 | 21600 | 85.71% | 1.82 | 0 | 10 |  |  |  |  | R-410A | 2.0333 | Residential & Commercial | USHP | Ducted CEE Tier 1
214569673 | Central HP <5.4 tons | BRYANT HEATING AND COOLING SYSTEMS | HRCU-A-CB (Split System: Heat Pump with Remote Outdoor Unit-Air-Source) | 284ANV036*0**B* |  |  | CNPV*4821AL*+UI | 88*TB60070C21*** | 33800 | 19.5 | 9 | 36800 | 26000 | 70.65% | 2.04 | 0 | 12.5 |  |  |  |  | R-410A | 2.8167 | Residential & Commercial | USHP | Ducted CEE Tier 1
214569689 | Central HP <5.4 tons | BRYANT HEATING AND COOLING SYSTEMS | HRCU-A-CB (Split System: Heat Pump with Remote Outdoor Unit-Air-Source) | 284ANV036*0**B* |  |  | CNPV*4824AL*+UI | 935CB66100C21*** | 34000 | 19.5 | 9 | 36600 | 26000 | 71.04% | 2.04 | 0 | 12.5 |  |  |  |  | R-410A | 2.8333 | Residential & Commercial | USHP | Ducted CEE Tier 1
214569691 | Central HP <5.4 tons | BRYANT HEATING AND COOLING SYSTEMS | HRCU-A-CB (Split System: Heat Pump with Remote Outdoor Unit-Air-Source) | 284ANV036*0**B* |  |  | CNPV*4824AL*+UI | 987MC60060C21*** | 33600 | 19 | 9 | 36800 | 26200 | 71.2% | 2.02 | 0 | 12 |  |  |  |  | R-410A | 2.8 | Residential & Commercial | USHP | Ducted CEE Tier 1
206133379 | Central HP <5.4 tons | COMFORTMAKER | HRCU-A-CB (Split System: Heat Pump with Remote Outdoor Unit-Air-Source) | CVH825GKA2* |  |  | EA*4X36L21A*+WALLCON | *80CSU0401712A* | 23600 | 17 | 8.1 | 21400 | 16600 | 77.57% | 1.94 | 11.5 | 11 |  |  |  |  | R-410A | 1.9667 | Residential & Commercial | USHP | Ducted CEE Tier 1
210597539 | Central HP <5.4 tons | COMFORTMAKER | HRCU-A-CB (Split System: Heat Pump with Remote Outdoor Unit-Air-Source) | CVH837GKA** |  |  | EHD4X60AAL+WALLCON | *96CTN1202422A* | 33000 | 17 | 8.1 | 32200 | 24800 | 77.02% | 2.02 | 0 | 11.5 |  |  |  |  | R-410A | 2.75 | Residential & Commercial | USHP | Ducted CEE Tier 1
215681392 | Central HP <5.4 tons | TEMPSTAR | HRCU-A-CB (Split System: Heat Pump with Remote Outdoor Unit-Air-Source) | T5H0V48*K*AAA* |  |  | EA*5X60M24A*+WALLCON | *80CSU0802120B* | 45500 | 18 | 9 | 47000 | 33400 | 71.06% | 2.06 | 0 | 9.5 |  |  |  |  | R-454B | 3.7917 | Residential & Commercial | USHP
215681962 | Central HP <5.4 tons | TEMPSTAR | HRCU-A-CB (Split System: Heat Pump with Remote Outdoor Unit-Air-Source) | T5H0V48*K*AAA* |  |  | EVM5X60M21A*+WALLCON | *97CTN0802120A* | 48000 | 19 | 9 | 50000 | 36800 | 73.6% | 2 | 0 | 10 |  |  |  |  | R-454B | 4 | Residential & Commercial | USHP | Ducted CEE Tier 1
215682012 | Central HP <5.4 tons | TEMPSTAR | HRCU-A-CB (Split System: Heat Pump with Remote Outdoor Unit-Air-Source) | T5H0V48*K*AAA* |  |  | EVM5X60M24A*+WALLCON | *97CTN0802120A* | 48000 | 19 | 9 | 50000 | 36600 | 73.2% | 2 | 0 | 10 |  |  |  |  | R-454B | 4 | Residential & Commercial | USHP | Ducted CEE Tier 1
214571229 | Central HP <5.4 tons | BRYANT HEATING AND COOLING SYSTEMS | HRCU-A-CB (Split System: Heat Pump with Remote Outdoor Unit-Air-Source) | 288BNV025*0**C* |  |  | CNPV*4821AL*+UI | 935CB66100C21*** | 24200 | 17 | 8.1 | 21200 | 16600 | 78.3% | 2.02 | 0 | 11.5 |  |  |  |  | R-410A | 2.0167 | Residential & Commercial | USHP | Ducted CEE Tier 1
215941386 | Central HP <5.4 tons | HEIL | HRCU-A-CB (Split System: Heat Pump with Remote Outdoor Unit-Air-Source) | H5H3V48*K*AAA* |  |  | EVM5X60M21A*+WALLCON | *96CTN0802120B* | 45500 | 20.5 | 8.1 | 53000 | 38500 | 72.64% | 1.95 | 0 | 11 |  |  |  |  | R-454B | 3.7917 | Residential & Commercial | USHP | Ducted CEE Tier 1
215683665 | Central HP <5.4 tons | CARRIER | HRCU-A-CB (Split System: Heat Pump with Remote Outdoor Unit-Air-Source) | 27VNA024A*030* |  |  | CAA**3717AM*+UI | 58CU*A040C17**12 | 23800 | 17 | 9 | 23400 | 16500 | 70.51% | 2 | 0 | 10.5 |  |  |  |  | R-454B | 1.9833 | Residential & Commercial | USHP | Ducted CEE Tier 1
215670145 | Central HP <5.4 tons | TEMPSTAR | HRCU-A-CB (Split System: Heat Pump with Remote Outdoor Unit-Air-Source) | T5H0V36*K*AAA* |  |  | ESH5X48M12A*+WALLCON | *80CSU0601716A* | 34000 | 17 | 8.5 | 35400 | 25200 | 71.19% | 1.88 | 0 | 9.5 |  |  |  |  | R-454B | 2.8333 | Residential & Commercial | USHP
211389313 | Central HP <5.4 tons | JOHNSON CONTROLS | HRCU-A-CB (Split System: Heat Pump with Remote Outdoor Unit-Air-Source) | HMH72B341 |  |  | XAHC36DBCN1 | TM8Y120C20MP11 | 34000 | 17 | 8.1 | 33800 | 24200 | 71.6% | 2.08 | 0 | 9.5 |  |  |  |  | R-410A | 2.8333 | Residential & Commercial | USHP
211388163 | Central HP <5.4 tons | JOHNSON CONTROLS | HRCU-A-CB (Split System: Heat Pump with Remote Outdoor Unit-Air-Source) | HMH72B341 |  |  | XAHB36DBCN1 | TM9V060B12MP12 | 32800 | 17 | 8.1 | 33000 | 23400 | 70.91% | 1.98 | 0 | 9.5 |  |  |  |  | R-410A | 2.7333 | Residential & Commercial | USHP
212983563 | Central HP <5.4 tons | HEIL | HRCU-A-CB (Split System: Heat Pump with Remote Outdoor Unit-Air-Source) | DLCURAH24ABK |  |  | EA*4X36L17A* | *92MSN0601412A* | 24000 | 17 | 8.5 | 26400 | 23400 | 88.64% | 1.94 | 0 | 10 |  |  |  |  | R-410A | 2 | Residential & Commercial | USHP | Ducted CEE Tier 1
212983613 | Central HP <5.4 tons | HEIL | HRCU-A-CB (Split System: Heat Pump with Remote Outdoor Unit-Air-Source) | DLCURAH24ABK |  |  | EN(A,D)4X30L17** | *92MSN0601412A* | 23800 | 17 | 8.5 | 26400 | 23800 | 90.15% | 1.98 | 0 | 10.5 |  |  |  |  | R-410A | 1.9833 | Residential & Commercial | USHP | Ducted CEE Tier 1
212985810 | Central HP <5.4 tons | HEIL | HRCU-A-CB (Split System: Heat Pump with Remote Outdoor Unit-Air-Source) | DLCURAH24ABK |  |  | EA*4X36L17A* | *96MSN0261410A* | 23400 | 16.5 | 8.5 | 26200 | 24400 | 93.13% | 2.02 | 0 | 10 |  |  |  |  | R-410A | 1.95 | Residential & Commercial | USHP | Ducted CEE Tier 1
213779677 | Central HP <5.4 tons | HEIL | HRCU-A-CB (Split System: Heat Pump with Remote Outdoor Unit-Air-Source) | HVH837GKA** |  |  | EA*4X61L21A*+WALLCON | *95CSU0601716B* | 33000 | 17 | 8.1 | 32200 | 25000 | 77.64% | 1.96 | 0 | 11 |  |  |  |  | R-410A | 2.75 | Residential & Commercial | USHP | Ducted CEE Tier 1
212984188 | Central HP <5.4 tons | HEIL | HRCU-A-CB (Split System: Heat Pump with Remote Outdoor Unit-Air-Source) | DLCURAH18ABK |  |  | EA*4X25L17A* | *92MSN0601714A* | 18100 | 16.5 | 8.5 | 17900 | 17700 | 98.88% | 2.14 | 0 | 11 |  |  |  |  | R-410A | 1.5083 | Residential & Commercial | USHP | Ducted CEE Tier 1
212984224 | Central HP <5.4 tons | HEIL | HRCU-A-CB (Split System: Heat Pump with Remote Outdoor Unit-Air-Source) | DLCURAH18ABK |  |  | EN(A,D)4X30L17** | *92MSN0601714A* | 17700 | 16.5 | 8.1 | 18300 | 18600 | 101.6% | 2.24 | 0 | 11 |  |  |  |  | R-410A | 1.475 | Residential & Commercial | USHP | Ducted CEE Tier 1
212986698 | Central HP <5.4 tons | HEIL | HRCU-A-CB (Split System: Heat Pump with Remote Outdoor Unit-Air-Source) | DLCURAH18ABK |  |  | EA*4X30L17A* | *96MSN0401712A* | 17300 | 15.5 | 8.5 | 18100 | 18800 | 103.9% | 2.24 | 0 | 10 |  |  |  |  | R-410A | 1.4417 | Residential & Commercial | USHP | Ducted CEE Tier 1
215942632 | Central HP <5.4 tons | HEIL | HRCU-A-CB (Split System: Heat Pump with Remote Outdoor Unit-Air-Source) | H5H3V36*K*AAA* |  |  | EVD5X61M21A*+WALLCON | *97CTN0802120A* | 35800 | 22 | 8.5 | 37400 | 28400 | 75.94% | 2.04 | 0 | 12.5 |  |  |  |  | R-454B | 2.9833 | Residential & Commercial | USHP | Ducted CEE Tier 1
213942096 | Central HP <5.4 tons | CARRIER | HRCU-A-CB (Split System: Heat Pump with Remote Outdoor Unit-Air-Source) | 38MURAQ24AB3* |  |  | CNPV*3617AL* | GG96VTAB48060B** | 24000 | 16.5 | 9 | 26000 | 23200 | 89.23% | 1.92 | 0 | 10.5 |  |  |  |  | R-410A | 2 | Residential & Commercial | USHP | Ducted CEE Tier 1
214569525 | Central HP <5.4 tons | BRYANT HEATING AND COOLING SYSTEMS | HRCU-A-CB (Split System: Heat Pump with Remote Outdoor Unit-Air-Source) | 284ANV036*0**B* |  |  | CAP**3721AL*+UI | 987MC60080C21*** | 34400 | 19 | 9.5 | 36400 | 25600 | 70.33% | 2.04 | 0 | 12 |  |  |  |  | R-410A | 2.8667 | Residential & Commercial | USHP | Ducted CEE Tier 1
214569541 | Central HP <5.4 tons | BRYANT HEATING AND COOLING SYSTEMS | HRCU-A-CB (Split System: Heat Pump with Remote Outdoor Unit-Air-Source) | 284ANV036*0**B* |  |  | CAP**4224AL*+UI | 935CB60080C21*** | 33200 | 19 | 9.5 | 37800 | 26600 | 70.37% | 1.98 | 0 | 11.5 |  |  |  |  | R-410A | 2.7667 | Residential & Commercial | USHP | Ducted CEE Tier 1
214569577 | Central HP <5.4 tons | BRYANT HEATING AND COOLING SYSTEMS | HRCU-A-CB (Split System: Heat Pump with Remote Outdoor Unit-Air-Source) | 284ANV036*0**B* |  |  | CAP**4824AL*+UI | 935CB66100C21*** | 33800 | 19.5 | 9.5 | 36400 | 25600 | 70.33% | 2.04 | 0 | 12 |  |  |  |  | R-410A | 2.8167 | Residential & Commercial | USHP | Ducted CEE Tier 1
212987010 | Central HP <5.4 tons | AIRQUEST | HRCU-A-CB (Split System: Heat Pump with Remote Outdoor Unit-Air-Source) | DLCURAH18ABK |  |  | EA*4X25L17A* | *96MSN0601412A* | 17800 | 16.5 | 8.1 | 17700 | 17700 | 100% | 2.14 | 0 | 10.5 |  |  |  |  | R-410A | 1.4833 | Residential & Commercial | USHP | Ducted CEE Tier 1
212987060 | Central HP <5.4 tons | AIRQUEST | HRCU-A-CB (Split System: Heat Pump with Remote Outdoor Unit-Air-Source) | DLCURAH18ABK |  |  | EN(A,D)4X24L17** | *96MSN0601412A* | 17300 | 16 | 8.1 | 18300 | 19200 | 104.9% | 2.32 | 0 | 10.5 |  |  |  |  | R-410A | 1.4417 | Residential & Commercial | USHP | Ducted CEE Tier 1
212987510 | Central HP <5.4 tons | AIRQUEST | HRCU-A-CB (Split System: Heat Pump with Remote Outdoor Unit-Air-Source) | DLCURAH18ABK |  |  | EA*4X24L17A* | *96MSN0801716A* | 17700 | 16 | 8.5 | 18600 | 19400 | 104.3% | 2.32 | 0 | 10.5 |  |  |  |  | R-410A | 1.475 | Residential & Commercial | USHP | Ducted CEE Tier 1
212985856 | Central HP <5.4 tons | AIRQUEST | HRCU-A-CB (Split System: Heat Pump with Remote Outdoor Unit-Air-Source) | DLCURAH24ABK |  |  | EN(A,D)4X30L17** | *96MSN0261410A* | 23400 | 16.5 | 8.1 | 26000 | 24400 | 93.85% | 2.02 | 0 | 10 |  |  |  |  | R-410A | 1.95 | Residential & Commercial | USHP | Ducted CEE Tier 1
212986860 | Central HP <5.4 tons | AIRQUEST | HRCU-A-CB (Split System: Heat Pump with Remote Outdoor Unit-Air-Source) | DLCURAH24ABK |  |  | EA*4X24L14A* | *96MSN0601412A* | 23200 | 16.5 | 8.5 | 27000 | 26400 | 97.78% | 2.22 | 0 | 10 |  |  |  |  | R-410A | 1.9333 | Residential & Commercial | USHP | Ducted CEE Tier 1
212987546 | Central HP <5.4 tons | AIRQUEST | HRCU-A-CB (Split System: Heat Pump with Remote Outdoor Unit-Air-Source) | DLCURAH18ABK |  |  | EN(A,D)4X24L17** | *96MSN0801716A* | 17600 | 16 | 8.5 | 18600 | 19100 | 102.7% | 2.3 | 0 | 11 |  |  |  |  | R-410A | 1.4667 | Residential & Commercial | USHP | Ducted CEE Tier 1
212971218 | Central HP <5.4 tons | CARRIER | HRCU-A-CB (Split System: Heat Pump with Remote Outdoor Unit-Air-Source) | 38MURAQ24AB3* |  |  | CNPV*3014AL* | 58TP*B045V14**12 | 23400 | 17 | 8.1 | 25800 | 24400 | 94.57% | 2.04 | 0 | 10 |  |  |  |  | R-410A | 1.95 | Residential & Commercial | USHP | Ducted CEE Tier 1
216734330 | Central HP <5.4 tons | HEIL | HRCU-A-CB (Split System: Heat Pump with Remote Outdoor Unit-Air-Source) | D5CUHAH24AAK |  |  | EA*5X30M17A* | OMV112K14A | 22600 | 15.5 | 8.5 | 21400 | 19100 | 89.25% | 1.96 | 0 | 10.5 |  |  |  |  | R-454B | 1.8833 | Residential & Commercial | USHP | Ducted CEE Tier 1
216734731 | Central HP <5.4 tons | HEIL | HRCU-A-CB (Split System: Heat Pump with Remote Outdoor Unit-Air-Source) | D5CUHAH24AAK |  |  | EA*5X36M17A* | *95MSU0401712A* | 22400 | 16 | 8.5 | 21000 | 18800 | 89.52% | 1.96 | 0 | 10.5 |  |  |  |  | R-454B | 1.8667 | Residential & Commercial | USHP | Ducted CEE Tier 1
216734863 | Central HP <5.4 tons | HEIL | HRCU-A-CB (Split System: Heat Pump with Remote Outdoor Unit-Air-Source) | D5CUHAH24AAK |  |  | EA*5X36M17A* | OMV098J12* | 22400 | 15.2 | 8.1 | 20800 | 18700 | 89.9% | 1.9 | 0 | 10.5 |  |  |  |  | R-454B | 1.8667 | Residential & Commercial | USHP | Ducted CEE Tier 1
216734931 | Central HP <5.4 tons | HEIL | HRCU-A-CB (Split System: Heat Pump with Remote Outdoor Unit-Air-Source) | D5CUHAH24AAK |  |  | EA*5X37M17A* | *80MS(N,L)0701712A* | 23000 | 16.5 | 8.5 | 20800 | 18500 | 88.94% | 1.98 | 0 | 11 |  |  |  |  | R-454B | 1.9167 | Residential & Commercial | USHP | Ducted CEE Tier 1
216734980 | Central HP <5.4 tons | HEIL | HRCU-A-CB (Split System: Heat Pump with Remote Outdoor Unit-Air-Source) | D5CUHAH24AAK |  |  | EA*5X37M17A* | *80VSL0701716B* | 23200 | 16.5 | 8.5 | 21000 | 18600 | 88.57% | 1.96 | 0 | 11 |  |  |  |  | R-454B | 1.9333 | Residential & Commercial | USHP | Ducted CEE Tier 1
216735517 | Central HP <5.4 tons | HEIL | HRCU-A-CB (Split System: Heat Pump with Remote Outdoor Unit-Air-Source) | D5CUHAH24AAK |  |  | EA*5X37M21A* | *80VSL0701716B* | 23000 | 16.5 | 8.5 | 20600 | 18300 | 88.83% | 1.96 | 0 | 11 |  |  |  |  | R-454B | 1.9167 | Residential & Commercial | USHP | Ducted CEE Tier 1
211387862 | Central HP <5.4 tons | JOHNSON CONTROLS | HRCU-A-CB (Split System: Heat Pump with Remote Outdoor Unit-Air-Source) | HMH72B341 |  |  | XAFC30CXXN1+TXV | TP9C080B12MP13 | 32800 | 17 | 8.1 | 33600 | 23600 | 70.24% | 2.02 | 0 | 9.5 |  |  |  |  | R-410A | 2.7333 | Residential & Commercial | USHP
211388682 | Central HP <5.4 tons | JOHNSON CONTROLS | HRCU-A-CB (Split System: Heat Pump with Remote Outdoor Unit-Air-Source) | HMH72B341 |  |  | XAHC36DBCN1 | TM9E080C16MP12 | 34000 | 17.5 | 8.1 | 34000 | 24400 | 71.76% | 2.06 | 0 | 9.5 |  |  |  |  | R-410A | 2.8333 | Residential & Commercial | USHP
215669075 | Central HP <5.4 tons | TEMPSTAR | HRCU-A-CB (Split System: Heat Pump with Remote Outdoor Unit-Air-Source) | T5H0V36*K*AAA* |  |  | EA*5X43M21A*+WALLCON | *97CMN1002122B* | 34600 | 18 | 9 | 35200 | 25000 | 71.02% | 1.9 | 0 | 10 |  |  |  |  | R-454B | 2.8833 | Residential & Commercial | USHP | Ducted CEE Tier 1
215669511 | Central HP <5.4 tons | TEMPSTAR | HRCU-A-CB (Split System: Heat Pump with Remote Outdoor Unit-Air-Source) | T5H0V36*K*AAA* |  |  | EA*5X61M21A*+WALLCON | *95CSU0601716B* | 34600 | 17.5 | 9 | 34600 | 25000 | 72.25% | 1.9 | 0 | 10 |  |  |  |  | R-454B | 2.8833 | Residential & Commercial | USHP | Ducted CEE Tier 1
215669981 | Central HP <5.4 tons | TEMPSTAR | HRCU-A-CB (Split System: Heat Pump with Remote Outdoor Unit-Air-Source) | T5H0V36*K*AAA* |  |  | ESH5X42M12A*+WALLCON | *80CTL0701716B* | 33800 | 16.5 | 8.5 | 35600 | 25400 | 71.35% | 1.78 | 0 | 9.5 |  |  |  |  | R-454B | 2.8167 | Residential & Commercial | USHP
213076351 | Central HP <5.4 tons | CARRIER | HRCU-A-CB (Split System: Heat Pump with Remote Outdoor Unit-Air-Source) | 38MURAQ24AB3* |  |  | CAP**3721AL* | 59SU5B100M21**22 | 25000 | 17.5 | 8.5 | 25400 | 21000 | 82.68% | 1.78 | 0 | 10.5 |  |  |  |  | R-410A | 2.0833 | Residential & Commercial | USHP | Ducted CEE Tier 1
214569645 | Central HP <5.4 tons | BRYANT HEATING AND COOLING SYSTEMS | HRCU-A-CB (Split System: Heat Pump with Remote Outdoor Unit-Air-Source) | 284ANV036*0**B* |  |  | CSPH*4812AL*+UI | 88*TB60070C21*** | 34000 | 18.5 | 9 | 36600 | 25800 | 70.49% | 2.04 | 0 | 12 |  |  |  |  | R-410A | 2.8333 | Residential & Commercial | USHP | Ducted CEE Tier 1
214569693 | Central HP <5.4 tons | BRYANT HEATING AND COOLING SYSTEMS | HRCU-A-CB (Split System: Heat Pump with Remote Outdoor Unit-Air-Source) | 284ANV036*0**B* |  |  | CNPV*4824AL*+UI | 987MC60080C21*** | 33800 | 19.5 | 9 | 36800 | 26000 | 70.65% | 2.04 | 0 | 12.5 |  |  |  |  | R-410A | 2.8167 | Residential & Commercial | USHP | Ducted CEE Tier 1
212986650 | Central HP <5.4 tons | HEIL | HRCU-A-CB (Split System: Heat Pump with Remote Outdoor Unit-Air-Source) | DLCURAH24ABK |  |  | EN(A,D)4X36L21** | *96MSN0401712A* | 23200 | 15.5 | 8.1 | 26000 | 24400 | 93.85% | 2.02 | 0 | 10 |  |  |  |  | R-410A | 1.9333 | Residential & Commercial | USHP | Ducted CEE Tier 1
212985850 | Central HP <5.4 tons | HEIL | HRCU-A-CB (Split System: Heat Pump with Remote Outdoor Unit-Air-Source) | DLCURAH24ABK |  |  | EN(A,D)4X30L14** | *96MSN0261410A* | 23400 | 16 | 8.1 | 26000 | 24000 | 92.31% | 1.98 | 0 | 10 |  |  |  |  | R-410A | 1.95 | Residential & Commercial | USHP | Ducted CEE Tier 1
212988336 | Central HP <5.4 tons | HEIL | HRCU-A-CB (Split System: Heat Pump with Remote Outdoor Unit-Air-Source) | DLCURAH30ABK |  |  | EA*4X42L24A* | *96MSN1202422A* | 30000 | 15.2 | 8.1 | 34200 | 27600 | 80.7% | 1.8 | 0 | 9 |  |  |  |  | R-410A | 2.5 | Residential & Commercial | USHP
212987064 | Central HP <5.4 tons | HEIL | HRCU-A-CB (Split System: Heat Pump with Remote Outdoor Unit-Air-Source) | DLCURAH18ABK |  |  | EN(A,D)4X24L17** | *96MSN0601412A* | 17300 | 16 | 8.1 | 18300 | 19200 | 104.9% | 2.32 | 0 | 10.5 |  |  |  |  | R-410A | 1.4417 | Residential & Commercial | USHP | Ducted CEE Tier 1
212988836 | Central HP <5.4 tons | HEIL | HRCU-A-CB (Split System: Heat Pump with Remote Outdoor Unit-Air-Source) | DLCURAH18ABK |  |  | EN(A,D)4X30L17** | *95MSU0401712A* | 17500 | 16 | 8.1 | 18000 | 18700 | 103.9% | 2.24 | 0 | 11 |  |  |  |  | R-410A | 1.4583 | Residential & Commercial | USHP | Ducted CEE Tier 1
212988704 | Central HP <5.4 tons | HEIL | HRCU-A-CB (Split System: Heat Pump with Remote Outdoor Unit-Air-Source) | DLCURAH24ABK |  |  | EA*4X37L17A* | *95MSU0401712A* | 24000 | 16.5 | 8.5 | 25200 | 22200 | 88.1% | 1.84 | 0 | 10 |  |  |  |  | R-410A | 2 | Residential & Commercial | USHP | Ducted CEE Tier 1
212988752 | Central HP <5.4 tons | HEIL | HRCU-A-CB (Split System: Heat Pump with Remote Outdoor Unit-Air-Source) | DLCURAH24ABK |  |  | EN(A,D,W)4X36L17** | *95MSU0401712A* | 23600 | 16.5 | 8.1 | 26400 | 24200 | 91.67% | 2.02 | 0 | 10 |  |  |  |  | R-410A | 1.9667 | Residential & Commercial | USHP | Ducted CEE Tier 1
212988668 | Central HP <5.4 tons | HEIL | HRCU-A-CB (Split System: Heat Pump with Remote Outdoor Unit-Air-Source) | DLCURAH24ABK |  |  | EA*4X30L17A* | *95MSU0401712A* | 23600 | 16.5 | 8.5 | 26400 | 24400 | 92.42% | 2.02 | 0 | 10 |  |  |  |  | R-410A | 1.9667 | Residential & Commercial | USHP | Ducted CEE Tier 1
212989604 | Central HP <5.4 tons | HEIL | HRCU-A-CB (Split System: Heat Pump with Remote Outdoor Unit-Air-Source) | DLCURAH24ABK |  |  | EA*4X36L21A* | *95MSU0802120A* | 23600 | 17 | 8.5 | 26200 | 23800 | 90.84% | 1.98 | 0 | 10 |  |  |  |  | R-410A | 1.9667 | Residential & Commercial | USHP | Ducted CEE Tier 1
214572769 | Central HP <5.4 tons | BRYANT HEATING AND COOLING SYSTEMS | HRCU-A-CB (Split System: Heat Pump with Remote Outdoor Unit-Air-Source) | 288BNV037*0**A* |  |  | CAP**4821AL*+UI | 88*TB60070C21*** | 32200 | 17.5 | 8.5 | 32400 | 25000 | 77.16% | 1.98 | 0 | 11 |  |  |  |  | R-410A | 2.6833 | Residential & Commercial | USHP | Ducted CEE Tier 1
214569707 | Central HP <5.4 tons | BRYANT HEATING AND COOLING SYSTEMS | HRCU-A-CB (Split System: Heat Pump with Remote Outdoor Unit-Air-Source) | 284ANV036*0**B* |  |  | CNPV*6024AL*+UI | 986TD60080C21*** | 34400 | 20 | 9 | 36200 | 25400 | 70.17% | 2.04 | 0 | 12.5 |  |  |  |  | R-410A | 2.8667 | Residential & Commercial | USHP | Ducted CEE Tier 1
215941216 | Central HP <5.4 tons | HEIL | HRCU-A-CB (Split System: Heat Pump with Remote Outdoor Unit-Air-Source) | H5H3V48*K*AAA* |  |  | ESH5X60M12A*+WALLCON | *80CSU0601716B* | 45000 | 20.5 | 9 | 48500 | 36600 | 75.46% | 1.82 | 0 | 11.5 |  |  |  |  | R-454B | 3.75 | Residential & Commercial | USHP | Ducted CEE Tier 1
215941666 | Central HP <5.4 tons | HEIL | HRCU-A-CB (Split System: Heat Pump with Remote Outdoor Unit-Air-Source) | H5H3V48*K*AAA* |  |  | EVD5X60M21A*+WALLCON | *96CTN0802120B* | 45500 | 20.5 | 8.1 | 53000 | 38500 | 72.64% | 1.95 | 0 | 11 |  |  |  |  | R-454B | 3.7917 | Residential & Commercial | USHP | Ducted CEE Tier 1
215942502 | Central HP <5.4 tons | HEIL | HRCU-A-CB (Split System: Heat Pump with Remote Outdoor Unit-Air-Source) | H5H3V36*K*AAA* |  |  | EVD5X61M21A*+WALLCON | *80CTL1102120B* | 36000 | 22 | 8.5 | 37400 | 28200 | 75.4% | 2.04 | 0 | 12.5 |  |  |  |  | R-454B | 3 | Residential & Commercial | USHP | Ducted CEE Tier 1
215942602 | Central HP <5.4 tons | HEIL | HRCU-A-CB (Split System: Heat Pump with Remote Outdoor Unit-Air-Source) | H5H3V36*K*AAA* |  |  | EVM5X61M24A*+WALLCON | *96CTN0802120B* | 36000 | 22 | 8.5 | 37400 | 28200 | 75.4% | 2.04 | 0 | 12.5 |  |  |  |  | R-454B | 3 | Residential & Commercial | USHP | Ducted CEE Tier 1
212983191 | Central HP <5.4 tons | HEIL | HRCU-A-CB (Split System: Heat Pump with Remote Outdoor Unit-Air-Source) | DLCURAH24ABK |  |  | EA*4X37L17A* | *92MSN0401712A* | 23800 | 16 | 8.5 | 25800 | 22600 | 87.6% | 1.86 | 0 | 10 |  |  |  |  | R-410A | 1.9833 | Residential & Commercial | USHP | Ducted CEE Tier 1
212983543 | Central HP <5.4 tons | HEIL | HRCU-A-CB (Split System: Heat Pump with Remote Outdoor Unit-Air-Source) | DLCURAH24ABK |  |  | EA*4X30L14A* | *92MSN0601412A* | 23800 | 16.5 | 8.5 | 26400 | 24200 | 91.67% | 2 | 0 | 10 |  |  |  |  | R-410A | 1.9833 | Residential & Commercial | USHP | Ducted CEE Tier 1
212984044 | Central HP <5.4 tons | HEIL | HRCU-A-CB (Split System: Heat Pump with Remote Outdoor Unit-Air-Source) | DLCURAH24ABK |  |  | EA*4X25L17A* | *92MSN0601714A* | 24200 | 17 | 8.5 | 25200 | 21800 | 86.51% | 1.82 | 0 | 10 |  |  |  |  | R-410A | 2.0167 | Residential & Commercial | USHP | Ducted CEE Tier 1
212984644 | Central HP <5.4 tons | HEIL | HRCU-A-CB (Split System: Heat Pump with Remote Outdoor Unit-Air-Source) | DLCURAH24ABK |  |  | EA*4X37L21A* | *92MSN0801716A* | 24200 | 17.5 | 8.5 | 25000 | 21400 | 85.6% | 1.8 | 0 | 10.5 |  |  |  |  | R-410A | 2.0167 | Residential & Commercial | USHP | Ducted CEE Tier 1
215670245 | Central HP <5.4 tons | TEMPSTAR | HRCU-A-CB (Split System: Heat Pump with Remote Outdoor Unit-Air-Source) | T5H0V36*K*AAA* |  |  | ESH5X48M12A*+WALLCON | *95CSU0601716B* | 34000 | 16.5 | 8.5 | 35600 | 25400 | 71.35% | 1.76 | 0 | 9.5 |  |  |  |  | R-454B | 2.8333 | Residential & Commercial | USHP
213774436 | Central HP <5.4 tons | BRYANT HEATING AND COOLING SYSTEMS | HRCU-A-CB (Split System: Heat Pump with Remote Outdoor Unit-Air-Source) | 288BNV025*0**C* |  |  | CSPH*4212AL*+UI | 88*TB60110C21*** | 24200 | 16 | 8.1 | 21400 | 16600 | 77.57% | 2 | 0 | 10.5 |  |  |  |  | R-410A | 2.0167 | Residential & Commercial | USHP | Ducted CEE Tier 1
213774536 | Central HP <5.4 tons | BRYANT HEATING AND COOLING SYSTEMS | HRCU-A-CB (Split System: Heat Pump with Remote Outdoor Unit-Air-Source) | 288BNV025*0**C* |  |  | CSPH*4212AL*+UI | 986TD66100C21*** | 24200 | 16 | 8.1 | 21400 | 16600 | 77.57% | 2 | 0 | 10.5 |  |  |  |  | R-410A | 2.0167 | Residential & Commercial | USHP | Ducted CEE Tier 1
215670315 | Central HP <5.4 tons | TEMPSTAR | HRCU-A-CB (Split System: Heat Pump with Remote Outdoor Unit-Air-Source) | T5H0V36*K*AAA* |  |  | ESH5X48M12A*+WALLCON | *97CMN1002122B* | 34200 | 17 | 8.5 | 35400 | 25200 | 71.19% | 1.9 | 0 | 9.5 |  |  |  |  | R-454B | 2.85 | Residential & Commercial | USHP
215670365 | Central HP <5.4 tons | TEMPSTAR | HRCU-A-CB (Split System: Heat Pump with Remote Outdoor Unit-Air-Source) | T5H0V36*K*AAA* |  |  | ESH5X48M12A*+WALLCON | *96CTN1002122B* | 34200 | 17 | 8.5 | 35400 | 25200 | 71.19% | 1.9 | 0 | 9.5 |  |  |  |  | R-454B | 2.85 | Residential & Commercial | USHP
215670615 | Central HP <5.4 tons | TEMPSTAR | HRCU-A-CB (Split System: Heat Pump with Remote Outdoor Unit-Air-Source) | T5H0V36*K*AAA* |  |  | FCMA5B36L0C*+WALLCON | 0 | 33400 | 18.5 | 9 | 35800 | 25600 | 71.51% | 1.86 | 0 | 10 |  |  |  |  | R-454B | 2.7833 | Residential & Commercial | USHP | Ducted CEE Tier 1
216736056 | Central HP <5.4 tons | BRYANT HEATING AND COOLING SYSTEMS | HRCU-A-CB (Split System: Heat Pump with Remote Outdoor Unit-Air-Source) | 37MUHAQ24AA3 |  |  | CAA**3721AM* | 927TA48080V17*** | 23200 | 16.5 | 8.5 | 20800 | 18500 | 88.94% | 1.96 | 0 | 11 |  |  |  |  | R-454B | 1.9333 | Residential & Commercial | USHP | Ducted CEE Tier 1
212981568 | Central HP <5.4 tons | CARRIER | HRCU-A-CB (Split System: Heat Pump with Remote Outdoor Unit-Air-Source) | 38MURAQ30AB3* |  |  | CAP**3621AL* | 58SU*B040M17**12 | 29800 | 15.2 | 8.5 | 33800 | 27800 | 82.25% | 1.76 | 0 | 9 |  |  |  |  | R-410A | 2.4833 | Residential & Commercial | USHP
214573629 | Central HP <5.4 tons | BRYANT HEATING AND COOLING SYSTEMS | HRCU-A-CB (Split System: Heat Pump with Remote Outdoor Unit-Air-Source) | 288BNV037*0**B* |  |  | CAP**3621AL*+UI | 935CB66100C21*** | 31600 | 17 | 8.1 | 32800 | 24200 | 73.78% | 1.86 | 0 | 11 |  |  |  |  | R-410A | 2.6333 | Residential & Commercial | USHP | Ducted CEE Tier 1
214573779 | Central HP <5.4 tons | BRYANT HEATING AND COOLING SYSTEMS | HRCU-A-CB (Split System: Heat Pump with Remote Outdoor Unit-Air-Source) | 288BNV037*0**B* |  |  | CAP**4221AL*+UI | 986TD60080C21*** | 31800 | 17.5 | 8.5 | 32800 | 24400 | 74.39% | 1.9 | 0 | 11 |  |  |  |  | R-410A | 2.65 | Residential & Commercial | USHP | Ducted CEE Tier 1
212985800 | Central HP <5.4 tons | HEIL | HRCU-A-CB (Split System: Heat Pump with Remote Outdoor Unit-Air-Source) | DLCURAH24ABK |  |  | EA*4X30L17A* | *96MSN0261410A* | 23400 | 16.5 | 8.5 | 26200 | 25000 | 95.42% | 2.08 | 0 | 10 |  |  |  |  | R-410A | 1.95 | Residential & Commercial | USHP | Ducted CEE Tier 1
212986182 | Central HP <5.4 tons | HEIL | HRCU-A-CB (Split System: Heat Pump with Remote Outdoor Unit-Air-Source) | DLCURAH24ABK |  |  | EA*4X30L17A* | *96MSN0401410A* | 23400 | 16 | 8.5 | 26400 | 24600 | 93.18% | 2.04 | 0 | 10 |  |  |  |  | R-410A | 1.95 | Residential & Commercial | USHP | Ducted CEE Tier 1
212986266 | Central HP <5.4 tons | HEIL | HRCU-A-CB (Split System: Heat Pump with Remote Outdoor Unit-Air-Source) | DLCURAH24ABK |  |  | EN(A,D,W)4X36L17** | *96MSN0401410A* | 23400 | 16 | 8.1 | 26400 | 24400 | 92.42% | 2.02 | 0 | 10 |  |  |  |  | R-410A | 1.95 | Residential & Commercial | USHP | Ducted CEE Tier 1
212985366 | Central HP <5.4 tons | HEIL | HRCU-A-CB (Split System: Heat Pump with Remote Outdoor Unit-Air-Source) | DLCURAH24ABK |  |  | EN(A,D)4X36L21** | *92MSN1002120A* | 23600 | 17.5 | 8.5 | 26400 | 24200 | 91.67% | 2.02 | 0 | 10.5 |  |  |  |  | R-410A | 1.9667 | Residential & Commercial | USHP | Ducted CEE Tier 1
212983290 | Central HP <5.4 tons | HEIL | HRCU-A-CB (Split System: Heat Pump with Remote Outdoor Unit-Air-Source) | DLCURAH18ABK |  |  | EA*4X30L17A* | *92MSN0401712A* | 17300 | 15.5 | 8.5 | 18100 | 18800 | 103.9% | 2.24 | 0 | 10.5 |  |  |  |  | R-410A | 1.4417 | Residential & Commercial | USHP | Ducted CEE Tier 1
212982439 | Central HP <5.4 tons | HEIL | HRCU-A-CB (Split System: Heat Pump with Remote Outdoor Unit-Air-Source) | DLCURAH18ABK |  |  | EN(A,D)4X30L17** | *80MSU0401712A* | 17500 | 16 | 8.1 | 18200 | 18500 | 101.6% | 2.22 | 0 | 10.5 |  |  |  |  | R-410A | 1.4583 | Residential & Commercial | USHP | Ducted CEE Tier 1
212985900 | Central HP <5.4 tons | HEIL | HRCU-A-CB (Split System: Heat Pump with Remote Outdoor Unit-Air-Source) | DLCURAH18ABK |  |  | EA*4X24L17A* | *96MSN0261410A* | 17300 | 16 | 8.5 | 18200 | 19400 | 106.6% | 2.34 | 0 | 10.5 |  |  |  |  | R-410A | 1.4417 | Residential & Commercial | USHP | Ducted CEE Tier 1
212988824 | Central HP <5.4 tons | HEIL | HRCU-A-CB (Split System: Heat Pump with Remote Outdoor Unit-Air-Source) | DLCURAH18ABK |  |  | EN(A,D)4X24L17** | *95MSU0401712A* | 17600 | 16 | 8.5 | 18700 | 19100 | 102.1% | 2.3 | 0 | 10.5 |  |  |  |  | R-410A | 1.4667 | Residential & Commercial | USHP | Ducted CEE Tier 1
214573319 | Central HP <5.4 tons | BRYANT HEATING AND COOLING SYSTEMS | HRCU-A-CB (Split System: Heat Pump with Remote Outdoor Unit-Air-Source) | 288BNV037*0**A* |  |  | CNPV*3621AL*+UI | 935CB60080C21*** | 31400 | 16.5 | 8.1 | 33200 | 24200 | 72.89% | 1.82 | 0 | 11 |  |  |  |  | R-410A | 2.6167 | Residential & Commercial | USHP | Ducted CEE Tier 1
214573419 | Central HP <5.4 tons | BRYANT HEATING AND COOLING SYSTEMS | HRCU-A-CB (Split System: Heat Pump with Remote Outdoor Unit-Air-Source) | 288BNV037*0**A* |  |  | CNPV*4221AL*+UI | 986TD60080C21*** | 31800 | 17 | 8.1 | 33000 | 24400 | 73.94% | 1.9 | 0 | 11.5 |  |  |  |  | R-410A | 2.65 | Residential & Commercial | USHP | Ducted CEE Tier 1
214573539 | Central HP <5.4 tons | BRYANT HEATING AND COOLING SYSTEMS | HRCU-A-CB (Split System: Heat Pump with Remote Outdoor Unit-Air-Source) | 288BNV037*0**A* |  |  | CNPV*4824AL*+UI | 986TD60080C21*** | 32400 | 17.5 | 8.5 | 32600 | 24800 | 76.07% | 1.98 | 0 | 11.5 |  |  |  |  | R-410A | 2.7 | Residential & Commercial | USHP | Ducted CEE Tier 1
214573639 | Central HP <5.4 tons | BRYANT HEATING AND COOLING SYSTEMS | HRCU-A-CB (Split System: Heat Pump with Remote Outdoor Unit-Air-Source) | 288BNV037*0**B* |  |  | CAP**3621AL*+UI | 987MC60060C21*** | 31400 | 17 | 8.1 | 33200 | 24400 | 73.49% | 1.84 | 0 | 10.5 |  |  |  |  | R-410A | 2.6167 | Residential & Commercial | USHP | Ducted CEE Tier 1
216735363 | Central HP <5.4 tons | HEIL | HRCU-A-CB (Split System: Heat Pump with Remote Outdoor Unit-Air-Source) | D5CUHAH24AAK |  |  | EA*5X37M17A* | *97VTN0601716A* | 22800 | 16 | 8.5 | 20600 | 18400 | 89.32% | 1.96 | 0 | 11 |  |  |  |  | R-454B | 1.9 | Residential & Commercial | USHP | Ducted CEE Tier 1
216736831 | Central HP <5.4 tons | HEIL | HRCU-A-CB (Split System: Heat Pump with Remote Outdoor Unit-Air-Source) | D5CUHAH24AAK |  |  | ESH5X24M12A* | *96VTN0601412B* | 22400 | 15.2 | 8.1 | 21200 | 19100 | 90.09% | 1.9 | 0 | 10.5 |  |  |  |  | R-454B | 1.8667 | Residential & Commercial | USHP | Ducted CEE Tier 1
214569549 | Central HP <5.4 tons | BRYANT HEATING AND COOLING SYSTEMS | HRCU-A-CB (Split System: Heat Pump with Remote Outdoor Unit-Air-Source) | 284ANV036*0**B* |  |  | CAP**4321AL*+UI | 88*TB60070C21*** | 34400 | 19.5 | 9.5 | 36400 | 25600 | 70.33% | 2.04 | 0 | 12 |  |  |  |  | R-410A | 2.8667 | Residential & Commercial | USHP | Ducted CEE Tier 1
214569579 | Central HP <5.4 tons | BRYANT HEATING AND COOLING SYSTEMS | HRCU-A-CB (Split System: Heat Pump with Remote Outdoor Unit-Air-Source) | 284ANV036*0**B* |  |  | CAP**4824AL*+UI | 987MC60060C21*** | 33600 | 19 | 9.5 | 36600 | 25800 | 70.49% | 2.02 | 0 | 11.5 |  |  |  |  | R-410A | 2.8 | Residential & Commercial | USHP | Ducted CEE Tier 1
214569629 | Central HP <5.4 tons | BRYANT HEATING AND COOLING SYSTEMS | HRCU-A-CB (Split System: Heat Pump with Remote Outdoor Unit-Air-Source) | 284ANV036*0**B* |  |  | CSPH*3612AL*+UI | 987MC60080C21*** | 33600 | 18 | 9 | 37000 | 26200 | 70.81% | 2.02 | 0 | 11.5 |  |  |  |  | R-410A | 2.8 | Residential & Commercial | USHP | Ducted CEE Tier 1
214569631 | Central HP <5.4 tons | BRYANT HEATING AND COOLING SYSTEMS | HRCU-A-CB (Split System: Heat Pump with Remote Outdoor Unit-Air-Source) | 284ANV036*0**B* |  |  | CSPH*3612AL*+UI | 986TD60080C21*** | 33800 | 18.5 | 9 | 37000 | 26200 | 70.81% | 2.02 | 0 | 11.5 |  |  |  |  | R-410A | 2.8167 | Residential & Commercial | USHP | Ducted CEE Tier 1
214569663 | Central HP <5.4 tons | BRYANT HEATING AND COOLING SYSTEMS | HRCU-A-CB (Split System: Heat Pump with Remote Outdoor Unit-Air-Source) | 284ANV036*0**B* |  |  | CSPH*6012AL*+UI | 987MC60060C21*** | 34400 | 18.5 | 9 | 36200 | 25400 | 70.17% | 2.02 | 0 | 11.5 |  |  |  |  | R-410A | 2.8667 | Residential & Commercial | USHP | Ducted CEE Tier 1
214569699 | Central HP <5.4 tons | BRYANT HEATING AND COOLING SYSTEMS | HRCU-A-CB (Split System: Heat Pump with Remote Outdoor Unit-Air-Source) | 284ANV036*0**B* |  |  | CNPV*6024AL*+UI | 935CB60080C21*** | 34200 | 19.5 | 9 | 36200 | 25600 | 70.72% | 2.02 | 0 | 12.5 |  |  |  |  | R-410A | 2.85 | Residential & Commercial | USHP | Ducted CEE Tier 1
214584680 | Central HP <5.4 tons | JOHNSON CONTROLS | HRCU-A-CB (Split System: Heat Pump with Remote Outdoor Unit-Air-Source) | HH836E2S11 |  |  | CTF36C5CDS1 | Z8ES080C16SMPS1 | 34000 | 18 | 8.5 | 31200 | 25400 | 81.41% | 2 | 0 | 11.7 |  |  |  |  | R-454B | 2.8333 | Residential & Commercial | USHP | Ducted CEE Tier 1
214584745 | Central HP <5.4 tons | JOHNSON CONTROLS | HRCU-A-CB (Split System: Heat Pump with Remote Outdoor Unit-Air-Source) | HH836E2S11 |  |  | CTM36C5CDS1 | Z8ES120C16SMPS1 | 34400 | 18 | 8.5 | 31600 | 25800 | 81.65% | 2 | 0 | 11.7 |  |  |  |  | R-454B | 2.8667 | Residential & Commercial | USHP | Ducted CEE Tier 1
216448740 | Central HP <5.4 tons | TRANE | HRCU-A-CB (Split System: Heat Pump with Remote Outdoor Unit-Air-Source) | 5TWV0X24A1 |  |  | 5PX*BD06AS3+P0V0A000M30SD+LRP | 0 | 21000 | 21 | 9.4 | 23200 | 17300 | 74.57% | 2.1 | 0 | 12 |  |  |  |  | R-454B | 1.75 | Residential & Commercial | USHP | Ducted CEE Tier 1
214584565 | Central HP <5.4 tons | JOHNSON CONTROLS | HRCU-A-CB (Split System: Heat Pump with Remote Outdoor Unit-Air-Source) | HH860E2S11 |  |  | CTM60C5CGS1 | Z8ES100C16SMPS1 | 44000 | 18 | 9 | 44000 | 33200 | 75.45% | 2 | 0 | 12 |  |  |  |  | R-454B | 3.6667 | Residential & Commercial | USHP | Ducted CEE Tier 1
214244065 | Central HP <5.4 tons | CARRIER | HRCU-A-CB (Split System: Heat Pump with Remote Outdoor Unit-Air-Source) | 25VNA424A*031* |  |  | CNPV*4221AL*+UI | 58TN*B070C17**16 | 23400 | 19.5 | 10 | 26600 | 19900 | 74.81% | 2.42 | 0 | 13 |  |  |  |  | R-410A | 1.95 | Residential & Commercial | USHP | Ducted CEE Tier 1
216570861 | Central HP <5.4 tons | AMERICAN STANDARD | HRCU-A-CB (Split System: Heat Pump with Remote Outdoor Unit-Air-Source) | 5A6V0X24A1 |  |  | 5PX*B003AS3 | S8V2A040M3PDB | 21400 | 20.4 | 10 | 24000 | 18300 | 76.25% | 2.2 | 0 | 11.5 |  |  |  |  | R-454B | 1.7833 | Residential & Commercial | USHP | Ducted CEE Tier 1
216570879 | Central HP <5.4 tons | AMERICAN STANDARD | HRCU-A-CB (Split System: Heat Pump with Remote Outdoor Unit-Air-Source) | 5A6V0X24A1 |  |  | 5PX*B006AS3 | S8V2B060M4PCB | 22000 | 21.4 | 10 | 22400 | 18100 | 80.8% | 2.2 | 0 | 12 |  |  |  |  | R-454B | 1.8333 | Residential & Commercial | USHP | Ducted CEE Tier 1
216570913 | Central HP <5.4 tons | AMERICAN STANDARD | HRCU-A-CB (Split System: Heat Pump with Remote Outdoor Unit-Air-Source) | 5A6V0X24A1 |  |  | 5TXCB003AS3 | S8V2A040M3PCB | 21400 | 20.4 | 10 | 24000 | 18300 | 76.25% | 2.2 | 0 | 11.5 |  |  |  |  | R-454B | 1.7833 | Residential & Commercial | USHP | Ducted CEE Tier 1
215434463 | Central HP <5.4 tons | GOODMAN | HRCU-A-CB (Split System: Heat Pump with Remote Outdoor Unit-Air-Source) | GZV7SA4810A* |  |  | CHPEA6030*3A* | G*VT961205DNA* | 45500 | 16.5 | 8.5 | 46500 | 33600 | 72.26% | 2 | 0 | 10 |  |  |  |  | R-32 | 3.7917 | Residential & Commercial | USHP | Ducted CEE Tier 1
214573469 | Central HP <5.4 tons | BRYANT HEATING AND COOLING SYSTEMS | HRCU-A-CB (Split System: Heat Pump with Remote Outdoor Unit-Air-Source) | 288BNV037*0**A* |  |  | CNPV*4821AL*+UI | 987MC60080C21*** | 32400 | 17.5 | 8.5 | 32800 | 24800 | 75.61% | 1.96 | 0 | 11.5 |  |  |  |  | R-410A | 2.7 | Residential & Commercial | USHP | Ducted CEE Tier 1
211391617 | Central HP <5.4 tons | JOHNSON CONTROLS | HRCU-A-CB (Split System: Heat Pump with Remote Outdoor Unit-Air-Source) | HMH72B341 |  |  | XAHC36DBCN1 | TM8E100B12MP11 | 33400 | 17.5 | 8.1 | 33000 | 23400 | 70.91% | 2.02 | 0 | 9.5 |  |  |  |  | R-410A | 2.7833 | Residential & Commercial | USHP
211392035 | Central HP <5.4 tons | JOHNSON CONTROLS | HRCU-A-CB (Split System: Heat Pump with Remote Outdoor Unit-Air-Source) | HMH72B341 |  |  | XAHC30CXXN1+TXV | TM8E080C16MP11 | 32200 | 17.5 | 8.1 | 32400 | 22800 | 70.37% | 2 | 0 | 9.5 |  |  |  |  | R-410A | 2.6833 | Residential & Commercial | USHP
214573889 | Central HP <5.4 tons | BRYANT HEATING AND COOLING SYSTEMS | HRCU-A-CB (Split System: Heat Pump with Remote Outdoor Unit-Air-Source) | 288BNV037*0**B* |  |  | CAP**4321AL*+UI | 987MC60080C21*** | 32800 | 17.5 | 8.5 | 32800 | 25200 | 76.83% | 2 | 0 | 11.5 |  |  |  |  | R-410A | 2.7333 | Residential & Commercial | USHP | Ducted CEE Tier 1
211392271 | Central HP <5.4 tons | JOHNSON CONTROLS | HRCU-A-CB (Split System: Heat Pump with Remote Outdoor Unit-Air-Source) | HMH72B341 |  |  | XAHB36DBCN1 | TMLE080B12MP11 | 33200 | 17 | 8.1 | 33200 | 23400 | 70.48% | 2 | 0 | 9.5 |  |  |  |  | R-410A | 2.7667 | Residential & Commercial | USHP
211392471 | Central HP <5.4 tons | JOHNSON CONTROLS | HRCU-A-CB (Split System: Heat Pump with Remote Outdoor Unit-Air-Source) | HMH72B341 |  |  | XAFB30CXXN1+TXV | TM8E080B12MP11 | 32800 | 17.5 | 8.1 | 34000 | 23800 | 70% | 2.02 | 0 | 9.5 |  |  |  |  | R-410A | 2.7333 | Residential & Commercial | USHP
211389202 | Central HP <5.4 tons | JOHNSON CONTROLS | HRCU-A-CB (Split System: Heat Pump with Remote Outdoor Unit-Air-Source) | HMH72B341 |  |  | XAFB36DBCN1 | TM9E060A10MP12 | 33600 | 17.5 | 8.1 | 33800 | 23800 | 70.41% | 2.02 | 0 | 9.5 |  |  |  |  | R-410A | 2.8 | Residential & Commercial | USHP
211389813 | Central HP <5.4 tons | JOHNSON CONTROLS | HRCU-A-CB (Split System: Heat Pump with Remote Outdoor Unit-Air-Source) | HMH72B341 |  |  | XAHB36DXXN1+TXV | TM8Y060A12MP11 | 32800 | 17.5 | 8.1 | 32600 | 23000 | 70.55% | 1.98 | 0 | 9.5 |  |  |  |  | R-410A | 2.7333 | Residential & Commercial | USHP
211389920 | Central HP <5.4 tons | JOHNSON CONTROLS | HRCU-A-CB (Split System: Heat Pump with Remote Outdoor Unit-Air-Source) | HMH72B341 |  |  | XAHC36DXXN1+TXV | TM8V100C16MP12 | 34000 | 17 | 8.1 | 34000 | 24600 | 72.35% | 2.08 | 0 | 9.5 |  |  |  |  | R-410A | 2.8333 | Residential & Commercial | USHP
211390290 | Central HP <5.4 tons | JOHNSON CONTROLS | HRCU-A-CB (Split System: Heat Pump with Remote Outdoor Unit-Air-Source) | HMH72B341 |  |  | XAFC36DBCN1 | TPLC080C16MP13 | 34000 | 17.5 | 8.5 | 33800 | 23800 | 70.41% | 2.08 | 0 | 10 |  |  |  |  | R-410A | 2.8333 | Residential & Commercial | USHP | Ducted CEE Tier 1
211390690 | Central HP <5.4 tons | JOHNSON CONTROLS | HRCU-A-CB (Split System: Heat Pump with Remote Outdoor Unit-Air-Source) | HMH72B341 |  |  | XAFC30CXXN1+TXV | TPLC080B12MP13 | 32400 | 17 | 8.1 | 34000 | 23800 | 70% | 2 | 0 | 9.5 |  |  |  |  | R-410A | 2.7 | Residential & Commercial | USHP
211390806 | Central HP <5.4 tons | JOHNSON CONTROLS | HRCU-A-CB (Split System: Heat Pump with Remote Outdoor Unit-Air-Source) | HMH72B341 |  |  | XAFB30CXXN1+TXV | TM8V080B12MP12 | 32400 | 17 | 8.1 | 33600 | 23600 | 70.24% | 2 | 0 | 9.5 |  |  |  |  | R-410A | 2.7 | Residential & Commercial | USHP
211390990 | Central HP <5.4 tons | JOHNSON CONTROLS | HRCU-A-CB (Split System: Heat Pump with Remote Outdoor Unit-Air-Source) | HMH72B341 |  |  | XAHB30CXXN1+TXV | TPLC060A12MP13 | 32000 | 17 | 8.1 | 32800 | 23000 | 70.12% | 1.98 | 0 | 9.5 |  |  |  |  | R-410A | 2.6667 | Residential & Commercial | USHP
211388950 | Central HP <5.4 tons | JOHNSON CONTROLS | HRCU-A-CB (Split System: Heat Pump with Remote Outdoor Unit-Air-Source) | HMH72B341 |  |  | XAHC36DXXN1+TXV | TM9E060B12MP12 | 33400 | 17 | 8.1 | 33400 | 23800 | 71.26% | 2 | 0 | 9.5 |  |  |  |  | R-410A | 2.7833 | Residential & Commercial | USHP
211389254 | Central HP <5.4 tons | JOHNSON CONTROLS | HRCU-A-CB (Split System: Heat Pump with Remote Outdoor Unit-Air-Source) | HMH72B341 |  |  | XAFB30CXXN1+TXV | TM9E040A10MP12 | 32200 | 17 | 8.1 | 33400 | 23400 | 70.06% | 1.98 | 0 | 9.5 |  |  |  |  | R-410A | 2.6833 | Residential & Commercial | USHP
211389268 | Central HP <5.4 tons | JOHNSON CONTROLS | HRCU-A-CB (Split System: Heat Pump with Remote Outdoor Unit-Air-Source) | HMH72B341 |  |  | XAUB30CXXN1+TXV | TM9E040A10MP12 | 32200 | 17 | 8.1 | 33400 | 23400 | 70.06% | 1.98 | 0 | 9.5 |  |  |  |  | R-410A | 2.6833 | Residential & Commercial | USHP
214574139 | Central HP <5.4 tons | BRYANT HEATING AND COOLING SYSTEMS | HRCU-A-CB (Split System: Heat Pump with Remote Outdoor Unit-Air-Source) | 288BNV037*0**B* |  |  | CAP**6121AL*+UI | 986TD60080C21*** | 33200 | 18.5 | 8.5 | 31800 | 24800 | 77.99% | 2 | 0 | 11.5 |  |  |  |  | R-410A | 2.7667 | Residential & Commercial | USHP | Ducted CEE Tier 1
206133987 | Central HP <5.4 tons | COMFORTMAKER | HRCU-A-CB (Split System: Heat Pump with Remote Outdoor Unit-Air-Source) | CVH825GKA2* |  |  | EHD4X36AAL+WALLCON | *95CSU0802120A* | 24000 | 16 | 8.1 | 21400 | 16600 | 77.57% | 1.98 | 11 | 10.5 |  |  |  |  | R-410A | 2 | Residential & Commercial | USHP | Ducted CEE Tier 1
206136109 | Central HP <5.4 tons | COMFORTMAKER | HRCU-A-CB (Split System: Heat Pump with Remote Outdoor Unit-Air-Source) | CVH837GKA** |  |  | EA*4X42L21A*+WALLCON | *95CSU1002122A* | 31800 | 17.5 | 8.1 | 33000 | 24400 | 73.94% | 1.9 | 11.5 | 11 |  |  |  |  | R-410A | 2.65 | Residential & Commercial | USHP | Ducted CEE Tier 1
212975704 | Central HP <5.4 tons | TEMPSTAR | HRCU-A-CB (Split System: Heat Pump with Remote Outdoor Unit-Air-Source) | DLCURAH24ABK |  |  | EA*4X37L17A* | *96VTN0601412B* | 24000 | 17 | 8.1 | 25200 | 25400 | 100.8% | 2.12 | 0 | 10 |  |  |  |  | R-410A | 2 | Residential & Commercial | USHP | Ducted CEE Tier 1
212976675 | Central HP <5.4 tons | CARRIER | HRCU-A-CB (Split System: Heat Pump with Remote Outdoor Unit-Air-Source) | 38MURAQ24AB3* |  |  | CAP**3721AL* | 59TP6C100V21**20 | 24000 | 17.5 | 8.5 | 25200 | 21800 | 86.51% | 1.82 | 0 | 10 |  |  |  |  | R-410A | 2 | Residential & Commercial | USHP | Ducted CEE Tier 1
212975821 | Central HP <5.4 tons | TEMPSTAR | HRCU-A-CB (Split System: Heat Pump with Remote Outdoor Unit-Air-Source) | DLCURAH18ABK |  |  | EA*4X30L17A* | *96VTN0801716B* | 17400 | 16 | 8.5 | 18000 | 18700 | 103.9% | 2.26 | 0 | 10.5 |  |  |  |  | R-410A | 1.45 | Residential & Commercial | USHP | Ducted CEE Tier 1
212975737 | Central HP <5.4 tons | TEMPSTAR | HRCU-A-CB (Split System: Heat Pump with Remote Outdoor Unit-Air-Source) | DLCURAH24ABK |  |  | EN(A,D)4X30L14** | *96VTN0601412B* | 23400 | 16.5 | 8.1 | 26000 | 24600 | 94.62% | 2.04 | 0 | 10 |  |  |  |  | R-410A | 1.95 | Residential & Commercial | USHP | Ducted CEE Tier 1
212986874 | Central HP <5.4 tons | HEIL | HRCU-A-CB (Split System: Heat Pump with Remote Outdoor Unit-Air-Source) | DLCURAH24ABK |  |  | EA*4X24L17A* | *96MSN0601412A* | 23400 | 16.5 | 8.5 | 27000 | 26400 | 97.78% | 2.22 | 0 | 10 |  |  |  |  | R-410A | 1.95 | Residential & Commercial | USHP | Ducted CEE Tier 1
212987442 | Central HP <5.4 tons | HEIL | HRCU-A-CB (Split System: Heat Pump with Remote Outdoor Unit-Air-Source) | DLCURAH24ABK |  |  | EA*4X37L21A* | *96MSN0801716A* | 24400 | 18 | 9 | 29200 | 25200 | 86.3% | 2.1 | 0 | 10.5 |  |  |  |  | R-410A | 2.0333 | Residential & Commercial | USHP | Ducted CEE Tier 1
212988644 | Central HP <5.4 tons | HEIL | HRCU-A-CB (Split System: Heat Pump with Remote Outdoor Unit-Air-Source) | DLCURAH24ABK |  |  | EA*4X24L17A* | *95MSU0401712A* | 23400 | 16.5 | 8.5 | 27000 | 26200 | 97.04% | 2.2 | 0 | 10 |  |  |  |  | R-410A | 1.95 | Residential & Commercial | USHP | Ducted CEE Tier 1
212989160 | Central HP <5.4 tons | HEIL | HRCU-A-CB (Split System: Heat Pump with Remote Outdoor Unit-Air-Source) | DLCURAH24ABK |  |  | EA*4X30L17A* | *95MSU0601716A* | 23600 | 17 | 8.5 | 26400 | 24600 | 93.18% | 2.04 | 0 | 10 |  |  |  |  | R-410A | 1.9667 | Residential & Commercial | USHP | Ducted CEE Tier 1
212989196 | Central HP <5.4 tons | HEIL | HRCU-A-CB (Split System: Heat Pump with Remote Outdoor Unit-Air-Source) | DLCURAH24ABK |  |  | EA*4X37L17A* | *95MSU0601716A* | 24000 | 17 | 8.5 | 25600 | 22400 | 87.5% | 1.88 | 0 | 10 |  |  |  |  | R-410A | 2 | Residential & Commercial | USHP | Ducted CEE Tier 1
212986722 | Central HP <5.4 tons | HEIL | HRCU-A-CB (Split System: Heat Pump with Remote Outdoor Unit-Air-Source) | DLCURAH18ABK |  |  | EN(A,D)4X30L17** | *96MSN0401712A* | 17400 | 15.5 | 8.1 | 18100 | 18700 | 103.3% | 2.24 | 0 | 10.5 |  |  |  |  | R-410A | 1.45 | Residential & Commercial | USHP | Ducted CEE Tier 1
210597617 | Central HP <5.4 tons | COMFORTMAKER | HRCU-A-CB (Split System: Heat Pump with Remote Outdoor Unit-Air-Source) | CVH837GKA** |  |  | EN(A,D,W)4X60L24**+WALLCON | *95CSU1002122A* | 32800 | 18 | 8.1 | 32200 | 24600 | 76.4% | 1.98 | 0 | 12 |  |  |  |  | R-410A | 2.7333 | Residential & Commercial | USHP | Ducted CEE Tier 1
212984584 | Central HP <5.4 tons | HEIL | HRCU-A-CB (Split System: Heat Pump with Remote Outdoor Unit-Air-Source) | DLCURAH24ABK |  |  | EA*4X25L17A* | *92MSN0801716A* | 24000 | 17.5 | 8.5 | 25000 | 21800 | 87.2% | 1.84 | 0 | 10 |  |  |  |  | R-410A | 2 | Residential & Commercial | USHP | Ducted CEE Tier 1
212984632 | Central HP <5.4 tons | HEIL | HRCU-A-CB (Split System: Heat Pump with Remote Outdoor Unit-Air-Source) | DLCURAH24ABK |  |  | EA*4X37L17A* | *92MSN0801716A* | 24400 | 17.5 | 8.5 | 25400 | 21800 | 85.83% | 1.82 | 0 | 10.5 |  |  |  |  | R-410A | 2.0333 | Residential & Commercial | USHP | Ducted CEE Tier 1
212985820 | Central HP <5.4 tons | HEIL | HRCU-A-CB (Split System: Heat Pump with Remote Outdoor Unit-Air-Source) | DLCURAH24ABK |  |  | EA*4X37L17A* | *96MSN0261410A* | 24000 | 16.5 | 8.5 | 25200 | 22200 | 88.1% | 1.84 | 0 | 10 |  |  |  |  | R-410A | 2 | Residential & Commercial | USHP | Ducted CEE Tier 1
212985970 | Central HP <5.4 tons | HEIL | HRCU-A-CB (Split System: Heat Pump with Remote Outdoor Unit-Air-Source) | DLCURAH18ABK |  |  | EN(A,D)4X30L14** | *96MSN0261410A* | 17500 | 16 | 8.1 | 18100 | 18600 | 102.8% | 2.24 | 0 | 11 |  |  |  |  | R-410A | 1.4583 | Residential & Commercial | USHP | Ducted CEE Tier 1
212986338 | Central HP <5.4 tons | HEIL | HRCU-A-CB (Split System: Heat Pump with Remote Outdoor Unit-Air-Source) | DLCURAH18ABK |  |  | EN(A,D)4X18L14** | *96MSN0401410A* | 17200 | 15.5 | 8.5 | 18500 | 19800 | 107% | 2.38 | 0 | 10.5 |  |  |  |  | R-410A | 1.4333 | Residential & Commercial | USHP | Ducted CEE Tier 1
212986386 | Central HP <5.4 tons | HEIL | HRCU-A-CB (Split System: Heat Pump with Remote Outdoor Unit-Air-Source) | DLCURAH18ABK |  |  | EN(A,D)4X30L17** | *96MSN0401410A* | 17600 | 16 | 8.1 | 18200 | 18700 | 102.7% | 2.24 | 0 | 11 |  |  |  |  | R-410A | 1.4667 | Residential & Commercial | USHP | Ducted CEE Tier 1
212981748 | Central HP <5.4 tons | CARRIER | HRCU-A-CB (Split System: Heat Pump with Remote Outdoor Unit-Air-Source) | 38MURAQ24AB3* |  |  | CAP**3717AL* | 58SU*B040M17**12 | 24200 | 16.5 | 8.5 | 25200 | 22000 | 87.3% | 1.84 | 0 | 10 |  |  |  |  | R-410A | 2.0167 | Residential & Commercial | USHP | Ducted CEE Tier 1
216675674 | Central HP <5.4 tons | TEMPSTAR | HRCU-A-CB (Split System: Heat Pump with Remote Outdoor Unit-Air-Source) | D5CURAH24AAK |  |  | EA*5X30M17A* | *80MS(N,L)0451412A* | 23600 | 15.2 | 8.5 | 24200 | 19400 | 80.17% | 1.9 | 0 | 9.8 |  |  |  |  | R-454B | 1.9667 | Residential & Commercial | USHP
216737051 | Central HP <5.4 tons | HEIL | HRCU-A-CB (Split System: Heat Pump with Remote Outdoor Unit-Air-Source) | D5CUHAH24AAK |  |  | ESH5X30M12A* | *80MS(N,L)0701716A* | 22400 | 15.5 | 8.1 | 21000 | 18800 | 89.52% | 1.85 | 0 | 10.5 |  |  |  |  | R-454B | 1.8667 | Residential & Commercial | USHP | Ducted CEE Tier 1
216737140 | Central HP <5.4 tons | HEIL | HRCU-A-CB (Split System: Heat Pump with Remote Outdoor Unit-Air-Source) | D5CUHAH24AAK |  |  | ESH5X30M12A* | *80MS(N,L)1552420A* | 22400 | 15.2 | 8.1 | 21000 | 18800 | 89.52% | 1.9 | 0 | 10.5 |  |  |  |  | R-454B | 1.8667 | Residential & Commercial | USHP | Ducted CEE Tier 1
216735020 | Central HP <5.4 tons | HEIL | HRCU-A-CB (Split System: Heat Pump with Remote Outdoor Unit-Air-Source) | D5CUHAH24AAK |  |  | EA*5X37M17A* | *80CTL0451712B* | 22800 | 16 | 8.5 | 20800 | 18500 | 88.94% | 1.96 | 0 | 11 |  |  |  |  | R-454B | 1.9 | Residential & Commercial | USHP | Ducted CEE Tier 1
216735029 | Central HP <5.4 tons | HEIL | HRCU-A-CB (Split System: Heat Pump with Remote Outdoor Unit-Air-Source) | D5CUHAH24AAK |  |  | EA*5X37M17A* | *80CTL0701412B* | 22800 | 16.5 | 8.5 | 20600 | 18400 | 89.32% | 1.96 | 0 | 11 |  |  |  |  | R-454B | 1.9 | Residential & Commercial | USHP | Ducted CEE Tier 1
214574289 | Central HP <5.4 tons | BRYANT HEATING AND COOLING SYSTEMS | HRCU-A-CB (Split System: Heat Pump with Remote Outdoor Unit-Air-Source) | 288BNV037*0**B* |  |  | CSPH*4212AL*+UI | 935CB66100C21*** | 32600 | 17 | 8.5 | 32800 | 24800 | 75.61% | 1.96 | 0 | 11 |  |  |  |  | R-410A | 2.7167 | Residential & Commercial | USHP | Ducted CEE Tier 1
214574489 | Central HP <5.4 tons | BRYANT HEATING AND COOLING SYSTEMS | HRCU-A-CB (Split System: Heat Pump with Remote Outdoor Unit-Air-Source) | 288BNV037*0**B* |  |  | CNPV*3621AL*+UI | 987MC60080C21*** | 31400 | 17 | 8.1 | 33200 | 24200 | 72.89% | 1.82 | 0 | 11 |  |  |  |  | R-410A | 2.6167 | Residential & Commercial | USHP | Ducted CEE Tier 1
213349041 | Central HP <5.4 tons | GOODMAN | HRCU-A-CB (Split System: Heat Pump with Remote Outdoor Unit-Air-Source) | GSZS601810A* |  |  | CA*EA1818*4A* | G*VM970603BNB* | 16600 | 17.5 | 8.5 | 17400 | 13000 | 74.71% | 2.1 | 0 | 10.9 |  |  |  |  | R-410A | 1.3833 | Residential & Commercial | USHP | Ducted CEE Tier 1
215318832 | Central HP <5.4 tons | Weathermaker | HRCU-A-CB (Split System: Heat Pump with Remote Outdoor Unit-Air-Source) | 37MUHAQ24AA3 |  |  | 45MUAAQ24XX3 | 0 | 23000 | 18.4 | 10 | 24000 | 21600 | 90% | 1.87 | 0 | 11.7 |  |  |  |  | R-454B | 1.9167 | Residential & Commercial | USHP | Ducted CEE Tier 1
212989168 | Central HP <5.4 tons | AIRQUEST | HRCU-A-CB (Split System: Heat Pump with Remote Outdoor Unit-Air-Source) | DLCURAH24ABK |  |  | EA*4X36L17A* | *95MSU0601716A* | 23600 | 17 | 8.5 | 26200 | 24000 | 91.6% | 1.98 | 0 | 10 |  |  |  |  | R-410A | 1.9667 | Residential & Commercial | USHP | Ducted CEE Tier 1
212989216 | Central HP <5.4 tons | AIRQUEST | HRCU-A-CB (Split System: Heat Pump with Remote Outdoor Unit-Air-Source) | DLCURAH24ABK |  |  | EN(A,D)4X24L17** | *95MSU0601716A* | 23200 | 16.5 | 8.5 | 26800 | 25400 | 94.78% | 2.14 | 0 | 10 |  |  |  |  | R-410A | 1.9333 | Residential & Commercial | USHP | Ducted CEE Tier 1
216733023 | Central HP <5.4 tons | TEMPSTAR | HRCU-A-CB (Split System: Heat Pump with Remote Outdoor Unit-Air-Source) | D5CUHAH24AAK |  |  | EA*5X24M17A* | *96CTN0401410B* | 21800 | 15.2 | 8.5 | 21200 | 19300 | 91.04% | 1.96 | 0 | 10 |  |  |  |  | R-454B | 1.8167 | Residential & Commercial | USHP | Ducted CEE Tier 1
215938043 | Central HP <5.4 tons | TEMPSTAR | HRCU-A-CB (Split System: Heat Pump with Remote Outdoor Unit-Air-Source) | T5H3V48*K*AAA* |  |  | EVD5X49M24A*+WALLCON | *80CTL1352422B* | 45500 | 21 | 8.1 | 52500 | 38000 | 72.38% | 1.95 | 0 | 11.5 |  |  |  |  | R-454B | 3.7917 | Residential & Commercial | USHP | Ducted CEE Tier 1
216732605 | Central HP <5.4 tons | TEMPSTAR | HRCU-A-CB (Split System: Heat Pump with Remote Outdoor Unit-Air-Source) | D5CUHAH24AAK |  |  | EA*5X24M14A* | *96VSN0401410B* | 21800 | 15.5 | 8.5 | 21000 | 19200 | 91.43% | 1.96 | 0 | 10 |  |  |  |  | R-454B | 1.8167 | Residential & Commercial | USHP | Ducted CEE Tier 1
216732923 | Central HP <5.4 tons | TEMPSTAR | HRCU-A-CB (Split System: Heat Pump with Remote Outdoor Unit-Air-Source) | D5CUHAH24AAK |  |  | EA*5X24M17A* | *96MSN0601412A* | 22000 | 15.5 | 8.5 | 21000 | 19200 | 91.43% | 1.98 | 0 | 10.5 |  |  |  |  | R-454B | 1.8333 | Residential & Commercial | USHP | Ducted CEE Tier 1
214574339 | Central HP <5.4 tons | BRYANT HEATING AND COOLING SYSTEMS | HRCU-A-CB (Split System: Heat Pump with Remote Outdoor Unit-Air-Source) | 288BNV037*0**B* |  |  | CSPH*4812AL*+UI | 935CB60080C21*** | 32600 | 17.5 | 8.5 | 32800 | 25000 | 76.22% | 1.98 | 0 | 11 |  |  |  |  | R-410A | 2.7167 | Residential & Commercial | USHP | Ducted CEE Tier 1
211387989 | Central HP <5.4 tons | JOHNSON CONTROLS | HRCU-A-CB (Split System: Heat Pump with Remote Outdoor Unit-Air-Source) | HMH72B341 |  |  | XAFB30CXXN1+TXV | TP9C080B12MP13 | 32800 | 17 | 8.1 | 33600 | 23600 | 70.24% | 2.02 | 0 | 9.5 |  |  |  |  | R-410A | 2.7333 | Residential & Commercial | USHP
211388009 | Central HP <5.4 tons | JOHNSON CONTROLS | HRCU-A-CB (Split System: Heat Pump with Remote Outdoor Unit-Air-Source) | HMH72B341 |  |  | XAUB30CXXN1+TXV | TM9V080B12MP12 | 32800 | 17 | 8.1 | 33600 | 23600 | 70.24% | 2.02 | 0 | 9.5 |  |  |  |  | R-410A | 2.7333 | Residential & Commercial | USHP
215940126 | Central HP <5.4 tons | HEIL | HRCU-A-CB (Split System: Heat Pump with Remote Outdoor Unit-Air-Source) | H5H3V36*K*AAA* |  |  | ESH5X48M12A*+WALLCON | *97CTN0601716A* | 33400 | 18.5 | 9 | 35400 | 27200 | 76.84% | 1.92 | 0 | 10.5 |  |  |  |  | R-454B | 2.7833 | Residential & Commercial | USHP | Ducted CEE Tier 1
215940156 | Central HP <5.4 tons | HEIL | HRCU-A-CB (Split System: Heat Pump with Remote Outdoor Unit-Air-Source) | H5H3V36*K*AAA* |  |  | ESH5X48M12A*+WALLCON | *97CTN1002122A* | 33800 | 19.5 | 9 | 34600 | 26400 | 76.3% | 1.92 | 0 | 11.7 |  |  |  |  | R-454B | 2.8167 | Residential & Commercial | USHP | Ducted CEE Tier 1
215940276 | Central HP <5.4 tons | HEIL | HRCU-A-CB (Split System: Heat Pump with Remote Outdoor Unit-Air-Source) | H5H3V36*K*AAA* |  |  | EVM5X44M21A*+WALLCON | *80CSU0601716B* | 35600 | 22 | 8.5 | 38000 | 28600 | 75.26% | 2.02 | 0 | 12.5 |  |  |  |  | R-454B | 2.9667 | Residential & Commercial | USHP | Ducted CEE Tier 1
215939856 | Central HP <5.4 tons | HEIL | HRCU-A-CB (Split System: Heat Pump with Remote Outdoor Unit-Air-Source) | H5H3V36*K*AAA* |  |  | EA*5X61M21A*+WALLCON | *97CTN0601716A* | 34000 | 19.5 | 9 | 35200 | 26800 | 76.14% | 1.94 | 0 | 11 |  |  |  |  | R-454B | 2.8333 | Residential & Commercial | USHP | Ducted CEE Tier 1
216675747 | Central HP <5.4 tons | TEMPSTAR | HRCU-A-CB (Split System: Heat Pump with Remote Outdoor Unit-Air-Source) | D5CURAH24AAK |  |  | EA*5X25M17A* | *80MS(N,L)0451714A* | 24200 | 15.2 | 8.5 | 23200 | 19100 | 82.33% | 1.96 | 0 | 10 |  |  |  |  | R-454B | 2.0167 | Residential & Commercial | USHP | Ducted CEE Tier 1
216675792 | Central HP <5.4 tons | TEMPSTAR | HRCU-A-CB (Split System: Heat Pump with Remote Outdoor Unit-Air-Source) | D5CURAH24AAK |  |  | EA*5X30M14A* | *80MS(N,L)0701412A* | 23400 | 15.5 | 8.5 | 24000 | 19400 | 80.83% | 1.9 | 0 | 9.8 |  |  |  |  | R-454B | 1.95 | Residential & Commercial | USHP
212982636 | Central HP <5.4 tons | CARRIER | HRCU-A-CB (Split System: Heat Pump with Remote Outdoor Unit-Air-Source) | 38MURAQ30AB3* |  |  | CAP**4221AL* | 58SU*B080M21**20 | 29600 | 15.5 | 8.5 | 33600 | 27600 | 82.14% | 1.78 | 0 | 9 |  |  |  |  | R-410A | 2.4667 | Residential & Commercial | USHP
216675572 | Central HP <5.4 tons | TEMPSTAR | HRCU-A-CB (Split System: Heat Pump with Remote Outdoor Unit-Air-Source) | D5CURAH24AAK |  |  | ESH5X36M12A* | *80CSU1002120A* | 25000 | 15.2 | 8.5 | 24200 | 19500 | 80.58% | 1.92 | 0 | 10 |  |  |  |  | R-454B | 2.0833 | Residential & Commercial | USHP | Ducted CEE Tier 1
212989064 | Central HP <5.4 tons | HEIL | HRCU-A-CB (Split System: Heat Pump with Remote Outdoor Unit-Air-Source) | DLCURAH30ABK |  |  | EA*4X43L21A* | *95MSU0601716A* | 30600 | 15.2 | 8.5 | 33600 | 26400 | 78.57% | 1.86 | 0 | 9 |  |  |  |  | R-410A | 2.55 | Residential & Commercial | USHP
216769978 | Central HP <5.4 tons | TRANE | HRCU-A-CB (Split System: Heat Pump with Remote Outdoor Unit-Air-Source) | 5TWR7036A1 |  |  | 5TXCC009AS3 | S9V2C080U5PSC | 34200 | 17.1 | 9 | 32200 | 24000 | 74.53% | 2.23 | 0 | 12.5 |  |  |  |  | R-454B | 2.85 | Residential & Commercial | USHP | Ducted CEE Tier 1
212987754 | Central HP <5.4 tons | HEIL | HRCU-A-CB (Split System: Heat Pump with Remote Outdoor Unit-Air-Source) | DLCURAH30ABK |  |  | EA*4X42L24A* | *96MSN0802120A* | 29800 | 15.2 | 8.1 | 34200 | 27600 | 80.7% | 1.8 | 0 | 9 |  |  |  |  | R-410A | 2.4833 | Residential & Commercial | USHP
212988054 | Central HP <5.4 tons | HEIL | HRCU-A-CB (Split System: Heat Pump with Remote Outdoor Unit-Air-Source) | DLCURAH30ABK |  |  | EA*4X42L21A* | *96MSN1002120A* | 30200 | 15.2 | 8.5 | 34000 | 27400 | 80.59% | 1.8 | 0 | 9 |  |  |  |  | R-410A | 2.5167 | Residential & Commercial | USHP
212986602 | Central HP <5.4 tons | HEIL | HRCU-A-CB (Split System: Heat Pump with Remote Outdoor Unit-Air-Source) | DLCURAH24ABK |  |  | EA*4X37L21A* | *96MSN0401712A* | 24000 | 16 | 8.1 | 25200 | 22000 | 87.3% | 1.82 | 0 | 10 |  |  |  |  | R-410A | 2 | Residential & Commercial | USHP | Ducted CEE Tier 1
212987802 | Central HP <5.4 tons | HEIL | HRCU-A-CB (Split System: Heat Pump with Remote Outdoor Unit-Air-Source) | DLCURAH24ABK |  |  | EA*4X36L21A* | *96MSN0802120A* | 23800 | 17 | 8.5 | 26200 | 23600 | 90.08% | 1.96 | 0 | 10 |  |  |  |  | R-410A | 1.9833 | Residential & Commercial | USHP | Ducted CEE Tier 1
216735799 | Central HP <5.4 tons | HEIL | HRCU-A-CB (Split System: Heat Pump with Remote Outdoor Unit-Air-Source) | D5CUHAH24AAK |  |  | EA*5X37M21A* | *92MSN1002122A* | 23600 | 16 | 8.5 | 21000 | 18600 | 88.57% | 1.96 | 0 | 11 |  |  |  |  | R-454B | 1.9667 | Residential & Commercial | USHP | Ducted CEE Tier 1
216734348 | Central HP <5.4 tons | HEIL | HRCU-A-CB (Split System: Heat Pump with Remote Outdoor Unit-Air-Source) | D5CUHAH24AAK |  |  | EA*5X36M17A* | *80CSU0601716A* | 23000 | 17 | 8.5 | 21200 | 19000 | 89.62% | 1.94 | 0 | 11 |  |  |  |  | R-454B | 1.9167 | Residential & Commercial | USHP | Ducted CEE Tier 1
216736955 | Central HP <5.4 tons | HEIL | HRCU-A-CB (Split System: Heat Pump with Remote Outdoor Unit-Air-Source) | D5CUHAH24AAK |  |  | ESH5X24M12A* | *97VTN1202422A* | 22400 | 15.2 | 8.1 | 21200 | 19100 | 90.09% | 1.85 | 0 | 10.5 |  |  |  |  | R-454B | 1.8667 | Residential & Commercial | USHP | Ducted CEE Tier 1
216736269 | Central HP <5.4 tons | HEIL | HRCU-A-CB (Split System: Heat Pump with Remote Outdoor Unit-Air-Source) | D5CUHAH24AAK |  |  | ESH5X24M12A* | *80VSL0451412B* | 22200 | 15.2 | 8.1 | 21000 | 19000 | 90.48% | 1.85 | 0 | 10.5 |  |  |  |  | R-454B | 1.85 | Residential & Commercial | USHP | Ducted CEE Tier 1
216767220 | Central HP <5.4 tons | TRANE | HRCU-A-CB (Split System: Heat Pump with Remote Outdoor Unit-Air-Source) | 5TWX7060A1 |  |  | 5PX*D010AS3 | S9X1C100U5PSB | 52500 | 15.2 | 8.7 | 51500 | 39000 | 75.73% | 2.19 | 0 | 10 |  |  |  |  | R-454B | 4.375 | Residential & Commercial | USHP | Ducted CEE Tier 1
216736287 | Central HP <5.4 tons | HEIL | HRCU-A-CB (Split System: Heat Pump with Remote Outdoor Unit-Air-Source) | D5CUHAH24AAK |  |  | ESH5X24M12A* | *80VSL0701716B* | 22400 | 16 | 8.1 | 21200 | 19100 | 90.09% | 1.85 | 0 | 10.5 |  |  |  |  | R-454B | 1.8667 | Residential & Commercial | USHP | Ducted CEE Tier 1
214569333 | Central HP <5.4 tons | BRYANT HEATING AND COOLING SYSTEMS | HRCU-A-CB (Split System: Heat Pump with Remote Outdoor Unit-Air-Source) | 284ANV024*0**B* |  |  | CAP**4221AL*+UI | 88*TB60070C21*** | 23400 | 20.5 | 10.5 | 26600 | 19700 | 74.06% | 2.46 | 0 | 13 |  |  |  |  | R-410A | 1.95 | Residential & Commercial | USHP | Ducted CEE Tier 1
214569335 | Central HP <5.4 tons | BRYANT HEATING AND COOLING SYSTEMS | HRCU-A-CB (Split System: Heat Pump with Remote Outdoor Unit-Air-Source) | 284ANV024*0**B* |  |  | CAP**4221AL*+UI | 935CB60080C21*** | 23400 | 20.5 | 10.5 | 26600 | 19800 | 74.44% | 2.46 | 0 | 13 |  |  |  |  | R-410A | 1.95 | Residential & Commercial | USHP | Ducted CEE Tier 1
214569351 | Central HP <5.4 tons | BRYANT HEATING AND COOLING SYSTEMS | HRCU-A-CB (Split System: Heat Pump with Remote Outdoor Unit-Air-Source) | 284ANV024*0**B* |  |  | CAP**4321AL*+UI | 935CB60080C21*** | 24200 | 20.5 | 11 | 26400 | 19700 | 74.62% | 2.56 | 0 | 13 |  |  |  |  | R-410A | 2.0167 | Residential & Commercial | USHP | Ducted CEE Tier 1
214569383 | Central HP <5.4 tons | BRYANT HEATING AND COOLING SYSTEMS | HRCU-A-CB (Split System: Heat Pump with Remote Outdoor Unit-Air-Source) | 284ANV024*0**B* |  |  | CNPV*3621AL*+UI | 935CB60080C21*** | 23200 | 20 | 10 | 26800 | 19900 | 74.25% | 2.38 | 0 | 13 |  |  |  |  | R-410A | 1.9333 | Residential & Commercial | USHP | Ducted CEE Tier 1
214569419 | Central HP <5.4 tons | BRYANT HEATING AND COOLING SYSTEMS | HRCU-A-CB (Split System: Heat Pump with Remote Outdoor Unit-Air-Source) | 284ANV048*0**B* |  |  | CAP**4824AL*+UI | 986TD60080C21*** | 44000 | 21 | 9.5 | 46500 | 36200 | 77.85% | 2.28 | 0 | 11.5 |  |  |  |  | R-410A | 3.6667 | Residential & Commercial | USHP | Ducted CEE Tier 1
214569449 | Central HP <5.4 tons | BRYANT HEATING AND COOLING SYSTEMS | HRCU-A-CB (Split System: Heat Pump with Remote Outdoor Unit-Air-Source) | 284ANV048*0**B* |  |  | CAP**6124AL*+UI | 935CB66100C21*** | 45500 | 21.5 | 10 | 46000 | 36200 | 78.7% | 2.38 | 0 | 12 |  |  |  |  | R-410A | 3.7917 | Residential & Commercial | USHP | Ducted CEE Tier 1
216736149 | Central HP <5.4 tons | BRYANT HEATING AND COOLING SYSTEMS | HRCU-A-CB (Split System: Heat Pump with Remote Outdoor Unit-Air-Source) | 37MUHAQ24AA3 |  |  | CSAH*2412AM* | 8(0,1)*SB36070M14*** | 22400 | 15.2 | 8.1 | 21200 | 19000 | 89.62% | 1.85 | 0 | 10.5 |  |  |  |  | R-454B | 1.8667 | Residential & Commercial | USHP | Ducted CEE Tier 1
215941236 | Central HP <5.4 tons | HEIL | HRCU-A-CB (Split System: Heat Pump with Remote Outdoor Unit-Air-Source) | H5H3V48*K*AAA* |  |  | ESH5X60M12A*+WALLCON | *97CTN0802120A* | 45000 | 20 | 9 | 48500 | 36600 | 75.46% | 1.82 | 0 | 11 |  |  |  |  | R-454B | 3.75 | Residential & Commercial | USHP | Ducted CEE Tier 1
215682192 | Central HP <5.4 tons | TEMPSTAR | HRCU-A-CB (Split System: Heat Pump with Remote Outdoor Unit-Air-Source) | T5H0V48*K*AAA* |  |  | EVD5X48M24A*+WALLCON | *80CSU0802120B* | 47500 | 18.5 | 9 | 50000 | 36000 | 72% | 2.02 | 0 | 10 |  |  |  |  | R-454B | 3.9583 | Residential & Commercial | USHP | Ducted CEE Tier 1
211729602 | Central HP <5.4 tons | ARMSTRONG AIR | HRCU-A-CB (Split System: Heat Pump with Remote Outdoor Unit-Air-Source) | 4SHP22LX124P-**A |  |  | BCE7S30M*4X* | 0 | 24000 | 21 | 9 | 22400 | 16100 | 71.88% | 2.32 | 0 | 13.5 |  |  |  |  | R-410A | 2 | Residential & Commercial | USHP | Ducted CEE Tier 1
215940626 | Central HP <5.4 tons | HEIL | HRCU-A-CB (Split System: Heat Pump with Remote Outdoor Unit-Air-Source) | H5H3V36*K*AAA* |  |  | EVD5X42M21A*+WALLCON | *80CSU0401712B* | 34600 | 21 | 8.5 | 38500 | 28000 | 72.73% | 2.04 | 0 | 12 |  |  |  |  | R-454B | 2.8833 | Residential & Commercial | USHP | Ducted CEE Tier 1
215940776 | Central HP <5.4 tons | HEIL | HRCU-A-CB (Split System: Heat Pump with Remote Outdoor Unit-Air-Source) | H5H3V36*K*AAA* |  |  | EVD5X49M24A*+WALLCON | *97CTN0802120A* | 35400 | 21.5 | 8.5 | 38000 | 28600 | 75.26% | 2.04 | 0 | 12 |  |  |  |  | R-454B | 2.95 | Residential & Commercial | USHP | Ducted CEE Tier 1
215940106 | Central HP <5.4 tons | HEIL | HRCU-A-CB (Split System: Heat Pump with Remote Outdoor Unit-Air-Source) | H5H3V36*K*AAA* |  |  | ESH5X48M12A*+WALLCON | *80CSU0401712B* | 33800 | 19.5 | 9 | 34600 | 26400 | 76.3% | 1.92 | 0 | 11.7 |  |  |  |  | R-454B | 2.8167 | Residential & Commercial | USHP | Ducted CEE Tier 1
215940476 | Central HP <5.4 tons | HEIL | HRCU-A-CB (Split System: Heat Pump with Remote Outdoor Unit-Air-Source) | H5H3V36*K*AAA* |  |  | EVM5X60M24A*+WALLCON | *97CTN0802120A* | 35400 | 21.5 | 8.5 | 38000 | 28600 | 75.26% | 2.04 | 0 | 12 |  |  |  |  | R-454B | 2.95 | Residential & Commercial | USHP | Ducted CEE Tier 1
216737666 | Central HP <5.4 tons | AIRQUEST | HRCU-A-CB (Split System: Heat Pump with Remote Outdoor Unit-Air-Source) | D5CUHAH24AAK |  |  | ESH5X30M12A* | *96VSN0802120B* | 22600 | 15.5 | 8.1 | 21000 | 18900 | 90% | 1.85 | 0 | 10.5 |  |  |  |  | R-454B | 1.8833 | Residential & Commercial | USHP | Ducted CEE Tier 1
216737811 | Central HP <5.4 tons | AIRQUEST | HRCU-A-CB (Split System: Heat Pump with Remote Outdoor Unit-Air-Source) | D5CUHAH24AAK |  |  | ESH5X30M12A* | *96VTN0401712B* | 22400 | 15.2 | 8.1 | 21200 | 19000 | 89.62% | 1.85 | 0 | 10 |  |  |  |  | R-454B | 1.8667 | Residential & Commercial | USHP | Ducted CEE Tier 1
216738120 | Central HP <5.4 tons | AIRQUEST | HRCU-A-CB (Split System: Heat Pump with Remote Outdoor Unit-Air-Source) | D5CUHAH24AAK |  |  | ESH5X36M12A* | *80MS(N,L)1352420A* | 23200 | 15.2 | 8.1 | 21200 | 18700 | 88.21% | 1.9 | 0 | 11 |  |  |  |  | R-454B | 1.9333 | Residential & Commercial | USHP | Ducted CEE Tier 1
216738202 | Central HP <5.4 tons | AIRQUEST | HRCU-A-CB (Split System: Heat Pump with Remote Outdoor Unit-Air-Source) | D5CUHAH24AAK |  |  | ESH5X36M12A* | *80MSU0401712A* | 22800 | 16 | 8.1 | 20800 | 18500 | 88.94% | 1.85 | 0 | 10.5 |  |  |  |  | R-454B | 1.9 | Residential & Commercial | USHP | Ducted CEE Tier 1
210692784 | Central HP <5.4 tons | GOODMAN | HRCU-A-CB (Split System: Heat Pump with Remote Outdoor Unit-Air-Source) | GSZV903610A* |  |  | CSCF3642N6D*+TXV | G*VM970803BNB* | 33800 | 18.5 | 8.2 | 34000 | 24400 | 71.76% | 1.8 | 0 | 11.5 |  |  |  |  | R-410A | 2.8167 | Residential & Commercial | USHP | Ducted CEE Tier 1
213078423 | Central HP <5.4 tons | AIRQUEST | HRCU-A-CB (Split System: Heat Pump with Remote Outdoor Unit-Air-Source) | DLCURAH36ABK |  |  | EA*4X42L24A* | *80MS(N,L)0902116A* | 35200 | 16.5 | 8.1 | 38500 | 35000 | 90.91% | 1.88 | 0 | 10 |  |  |  |  | R-410A | 2.9333 | Residential & Commercial | USHP | Ducted CEE Tier 1
212985870 | Central HP <5.4 tons | HEIL | HRCU-A-CB (Split System: Heat Pump with Remote Outdoor Unit-Air-Source) | DLCURAH24ABK |  |  | EN(A,D,W)4X36L17** | *96MSN0261410A* | 23400 | 16.5 | 8.1 | 26000 | 24400 | 93.85% | 2.02 | 0 | 10 |  |  |  |  | R-410A | 1.95 | Residential & Commercial | USHP | Ducted CEE Tier 1
212986638 | Central HP <5.4 tons | HEIL | HRCU-A-CB (Split System: Heat Pump with Remote Outdoor Unit-Air-Source) | DLCURAH24ABK |  |  | EN(A,D,W)4X36L17** | *96MSN0401712A* | 23200 | 15.5 | 8.1 | 26000 | 24400 | 93.85% | 2.02 | 0 | 10 |  |  |  |  | R-410A | 1.9333 | Residential & Commercial | USHP | Ducted CEE Tier 1
212986904 | Central HP <5.4 tons | HEIL | HRCU-A-CB (Split System: Heat Pump with Remote Outdoor Unit-Air-Source) | DLCURAH24ABK |  |  | EA*4X30L17A* | *96MSN0601412A* | 23600 | 16.5 | 8.5 | 26200 | 24200 | 92.37% | 2 | 0 | 10 |  |  |  |  | R-410A | 1.9667 | Residential & Commercial | USHP | Ducted CEE Tier 1
212986974 | Central HP <5.4 tons | HEIL | HRCU-A-CB (Split System: Heat Pump with Remote Outdoor Unit-Air-Source) | DLCURAH24ABK |  |  | EN(A,D,W)4X36L17** | *96MSN0601412A* | 23600 | 16.5 | 8.1 | 26400 | 24200 | 91.67% | 2.02 | 0 | 10 |  |  |  |  | R-410A | 1.9667 | Residential & Commercial | USHP | Ducted CEE Tier 1
212984548 | Central HP <5.4 tons | HEIL | HRCU-A-CB (Split System: Heat Pump with Remote Outdoor Unit-Air-Source) | DLCURAH30ABK |  |  | END4X42L17** | *92MSN0801716A* | 30000 | 15.2 | 8.1 | 34000 | 27200 | 80% | 1.82 | 0 | 9 |  |  |  |  | R-410A | 2.5 | Residential & Commercial | USHP
212984966 | Central HP <5.4 tons | HEIL | HRCU-A-CB (Split System: Heat Pump with Remote Outdoor Unit-Air-Source) | DLCURAH30ABK |  |  | EA*4X36L21A* | *92MSN0802120A* | 30000 | 15.2 | 8.1 | 34400 | 28000 | 81.4% | 1.78 | 0 | 9 |  |  |  |  | R-410A | 2.5 | Residential & Commercial | USHP
215937476 | Central HP <5.4 tons | HEIL | HRCU-A-CB (Split System: Heat Pump with Remote Outdoor Unit-Air-Source) | H5H3V48*K*AAA* |  |  | EVM5X60M24A*+WALLCON | *80CTL1102120B* | 45500 | 21 | 8.1 | 52500 | 38000 | 72.38% | 1.95 | 0 | 11.5 |  |  |  |  | R-454B | 3.7917 | Residential & Commercial | USHP | Ducted CEE Tier 1
215941746 | Central HP <5.4 tons | HEIL | HRCU-A-CB (Split System: Heat Pump with Remote Outdoor Unit-Air-Source) | H5H3V48*K*AAA* |  |  | EVD5X60M24A*+WALLCON | *97CTN1002122A* | 45500 | 20.5 | 8.1 | 52500 | 38000 | 72.38% | 1.9 | 0 | 11.5 |  |  |  |  | R-454B | 3.7917 | Residential & Commercial | USHP | Ducted CEE Tier 1
215931695 | Central HP <5.4 tons | BRYANT HEATING AND COOLING SYSTEMS | HRCU-A-CB (Split System: Heat Pump with Remote Outdoor Unit-Air-Source) | 293VAN060**AA* |  |  | CAA**6124AM*+UI | 88*TB60090C21*** | 57000 | 19 | 8.5 | 60500 | 46500 | 76.86% | 2.04 | 0 | 11.5 |  |  |  |  | R-454B | 4.75 | Residential & Commercial | USHP | Ducted CEE Tier 1
212970366 | Central HP <5.4 tons | CARRIER | HRCU-A-CB (Split System: Heat Pump with Remote Outdoor Unit-Air-Source) | 38MURAQ36AB3* |  |  | CAP**3617AL* | 58SP*B070V17**16 | 35000 | 15.5 | 8.1 | 38500 | 35200 | 91.43% | 1.82 | 0 | 9.5 |  |  |  |  | R-410A | 2.9167 | Residential & Commercial | USHP
212970396 | Central HP <5.4 tons | CARRIER | HRCU-A-CB (Split System: Heat Pump with Remote Outdoor Unit-Air-Source) | 38MURAQ36AB3* |  |  | CAP**3721AL* | 58SP*B070V17**16 | 36400 | 16 | 8.5 | 38500 | 35000 | 90.91% | 2.06 | 0 | 10 |  |  |  |  | R-410A | 3.0333 | Residential & Commercial | USHP | Ducted CEE Tier 1
215932115 | Central HP <5.4 tons | BRYANT HEATING AND COOLING SYSTEMS | HRCU-A-CB (Split System: Heat Pump with Remote Outdoor Unit-Air-Source) | 293VAN036**AA* |  |  | CAA**3617AM*+UI | 986TD42060C17*** | 32000 | 19 | 9.5 | 34600 | 26600 | 76.88% | 2.02 | 0 | 10.5 |  |  |  |  | R-454B | 2.6667 | Residential & Commercial | USHP | Ducted CEE Tier 1
213076030 | Central HP <5.4 tons | CARRIER | HRCU-A-CB (Split System: Heat Pump with Remote Outdoor Unit-Air-Source) | 38MURAQ30AB3* |  |  | CAP**4221AL* | 59SU5B100M21**20 | 29800 | 15.2 | 8.1 | 38500 | 27600 | 71.69% | 1.78 | 0 | 9 |  |  |  |  | R-410A | 2.4833 | Residential & Commercial | USHP
215939896 | Central HP <5.4 tons | HEIL | HRCU-A-CB (Split System: Heat Pump with Remote Outdoor Unit-Air-Source) | H5H3V36*K*AAA* |  |  | EA*5X61M24A*+WALLCON | *96CTN0802120B* | 34400 | 20.5 | 9.5 | 34400 | 26000 | 75.58% | 2.06 | 0 | 12 |  |  |  |  | R-454B | 2.8667 | Residential & Commercial | USHP | Ducted CEE Tier 1
215939976 | Central HP <5.4 tons | HEIL | HRCU-A-CB (Split System: Heat Pump with Remote Outdoor Unit-Air-Source) | H5H3V36*K*AAA* |  |  | ESH5X36M12A*+WALLCON | *97CTN0801716A* | 33000 | 18.5 | 9 | 35400 | 27200 | 76.84% | 1.92 | 0 | 10.5 |  |  |  |  | R-454B | 2.75 | Residential & Commercial | USHP | Ducted CEE Tier 1
215939946 | Central HP <5.4 tons | HEIL | HRCU-A-CB (Split System: Heat Pump with Remote Outdoor Unit-Air-Source) | H5H3V36*K*AAA* |  |  | ESH5X36M12A*+WALLCON | *80CSU0401712B* | 33400 | 19 | 9 | 34800 | 26600 | 76.44% | 1.92 | 0 | 11.5 |  |  |  |  | R-454B | 2.7833 | Residential & Commercial | USHP | Ducted CEE Tier 1
212987054 | Central HP <5.4 tons | HEIL | HRCU-A-CB (Split System: Heat Pump with Remote Outdoor Unit-Air-Source) | DLCURAH18ABK |  |  | EN(A,D)4X24L14** | *96MSN0601412A* | 17300 | 16 | 8.1 | 18300 | 19200 | 104.9% | 2.32 | 0 | 10.5 |  |  |  |  | R-410A | 1.4417 | Residential & Commercial | USHP | Ducted CEE Tier 1
216675532 | Central HP <5.4 tons | TEMPSTAR | HRCU-A-CB (Split System: Heat Pump with Remote Outdoor Unit-Air-Source) | D5CURAH24AAK |  |  | EA*5X25M17A* | *80CSU0601716A* | 25200 | 16 | 9 | 23600 | 19300 | 81.78% | 2.06 | 0 | 10 |  |  |  |  | R-454B | 2.1 | Residential & Commercial | USHP | Ducted CEE Tier 1
214573379 | Central HP <5.4 tons | BRYANT HEATING AND COOLING SYSTEMS | HRCU-A-CB (Split System: Heat Pump with Remote Outdoor Unit-Air-Source) | 288BNV037*0**A* |  |  | CNPV*4221AL*+UI | 935CB60080C21*** | 31800 | 17 | 8.1 | 33000 | 24600 | 74.55% | 1.88 | 0 | 11 |  |  |  |  | R-410A | 2.65 | Residential & Commercial | USHP | Ducted CEE Tier 1
216737343 | Central HP <5.4 tons | AIRQUEST | HRCU-A-CB (Split System: Heat Pump with Remote Outdoor Unit-Air-Source) | D5CUHAH24AAK |  |  | ESH5X30M12A* | *80VTL0701716B* | 22400 | 15.5 | 8.1 | 21000 | 18800 | 89.52% | 1.85 | 0 | 10.5 |  |  |  |  | R-454B | 1.8667 | Residential & Commercial | USHP | Ducted CEE Tier 1
216737366 | Central HP <5.4 tons | AIRQUEST | HRCU-A-CB (Split System: Heat Pump with Remote Outdoor Unit-Air-Source) | D5CUHAH24AAK |  |  | ESH5X30M12A* | *80VTL1102122B* | 22400 | 15.2 | 8.1 | 21000 | 18900 | 90% | 1.85 | 0 | 10.5 |  |  |  |  | R-454B | 1.8667 | Residential & Commercial | USHP | Ducted CEE Tier 1
214569467 | Central HP <5.4 tons | BRYANT HEATING AND COOLING SYSTEMS | HRCU-A-CB (Split System: Heat Pump with Remote Outdoor Unit-Air-Source) | 284ANV048*0**B* |  |  | CSPH*4812AL*+UI | 986TD60080C21*** | 44500 | 20.5 | 9.5 | 46500 | 36400 | 78.28% | 2.22 | 0 | 11.5 |  |  |  |  | R-410A | 3.7083 | Residential & Commercial | USHP | Ducted CEE Tier 1
215940976 | Central HP <5.4 tons | HEIL | HRCU-A-CB (Split System: Heat Pump with Remote Outdoor Unit-Air-Source) | H5H3V48*K*AAA* |  |  | EA*5X48M21A*+WALLCON | *97CTN0802120A* | 43500 | 20.5 | 9.5 | 48000 | 36600 | 76.25% | 1.92 | 0 | 10.5 |  |  |  |  | R-454B | 3.625 | Residential & Commercial | USHP | Ducted CEE Tier 1
215941176 | Central HP <5.4 tons | HEIL | HRCU-A-CB (Split System: Heat Pump with Remote Outdoor Unit-Air-Source) | H5H3V48*K*AAA* |  |  | ESH5X48M12A*+WALLCON | *97CTN0802120A* | 44000 | 20 | 9 | 48500 | 36600 | 75.46% | 1.8 | 0 | 10.5 |  |  |  |  | R-454B | 3.6667 | Residential & Commercial | USHP | Ducted CEE Tier 1
216737872 | Central HP <5.4 tons | HEIL | HRCU-A-CB (Split System: Heat Pump with Remote Outdoor Unit-Air-Source) | D5CUHAH24AAK |  |  | ESH5X30M12A* | *96VTN1002122B* | 22600 | 15.2 | 8.1 | 21000 | 18900 | 90% | 1.85 | 0 | 10.5 |  |  |  |  | R-454B | 1.8833 | Residential & Commercial | USHP | Ducted CEE Tier 1
216737571 | Central HP <5.4 tons | AIRQUEST | HRCU-A-CB (Split System: Heat Pump with Remote Outdoor Unit-Air-Source) | D5CUHAH24AAK |  |  | ESH5X30M12A* | *96MSN0802120A* | 22400 | 15.2 | 8.1 | 21000 | 18800 | 89.52% | 1.9 | 0 | 10.5 |  |  |  |  | R-454B | 1.8667 | Residential & Commercial | USHP | Ducted CEE Tier 1
213076650 | Central HP <5.4 tons | CARRIER | HRCU-A-CB (Split System: Heat Pump with Remote Outdoor Unit-Air-Source) | 38MURAQ36AB3* |  |  | CAP**4221AL* | 58TP*B090V21**20 | 35200 | 16 | 8.1 | 38500 | 35000 | 90.91% | 1.88 | 0 | 10 |  |  |  |  | R-410A | 2.9333 | Residential & Commercial | USHP | Ducted CEE Tier 1
213077370 | Central HP <5.4 tons | CARRIER | HRCU-A-CB (Split System: Heat Pump with Remote Outdoor Unit-Air-Source) | 38MURAQ36AB3* |  |  | CAP**3721AL* | 59TP6C080V17**16 | 36400 | 15.5 | 8.5 | 38500 | 35000 | 90.91% | 2.06 | 0 | 10 |  |  |  |  | R-410A | 3.0333 | Residential & Commercial | USHP | Ducted CEE Tier 1
213077397 | Central HP <5.4 tons | CARRIER | HRCU-A-CB (Split System: Heat Pump with Remote Outdoor Unit-Air-Source) | 38MURAQ36AB3* |  |  | CAP**4321AL* | GG96VTAB48080B** | 36600 | 15.5 | 8.5 | 38500 | 35000 | 90.91% | 2.06 | 0 | 10 |  |  |  |  | R-410A | 3.05 | Residential & Commercial | USHP | Ducted CEE Tier 1
213077461 | Central HP <5.4 tons | CARRIER | HRCU-A-CB (Split System: Heat Pump with Remote Outdoor Unit-Air-Source) | 38MURAQ36AB3* |  |  | CNPV*4821AL* | 59TP6C080V17**16 | 35600 | 16 | 8.1 | 38500 | 35000 | 90.91% | 1.98 | 0 | 10 |  |  |  |  | R-410A | 2.9667 | Residential & Commercial | USHP | Ducted CEE Tier 1
212983876 | Central HP <5.4 tons | HEIL | HRCU-A-CB (Split System: Heat Pump with Remote Outdoor Unit-Air-Source) | DLCURAH36ABK |  |  | EA*4X48L21A* | *92MSN0601714A* | 35600 | 16 | 8.5 | 37800 | 34800 | 92.06% | 2.02 | 0 | 10 |  |  |  |  | R-410A | 2.9667 | Residential & Commercial | USHP | Ducted CEE Tier 1
212985246 | Central HP <5.4 tons | HEIL | HRCU-A-CB (Split System: Heat Pump with Remote Outdoor Unit-Air-Source) | DLCURAH36ABK |  |  | EA*4X48L24A* | *92MSN1002120A* | 35800 | 16.5 | 8.5 | 37800 | 34600 | 91.53% | 2.02 | 0 | 10 |  |  |  |  | R-410A | 2.9833 | Residential & Commercial | USHP | Ducted CEE Tier 1
212976055 | Central HP <5.4 tons | TEMPSTAR | HRCU-A-CB (Split System: Heat Pump with Remote Outdoor Unit-Air-Source) | DLCURAH24ABK |  |  | EA*4X36L21A* | *96VTN0801716B* | 23600 | 17 | 8.5 | 26200 | 24000 | 91.6% | 2 | 0 | 10 |  |  |  |  | R-410A | 1.9667 | Residential & Commercial | USHP | Ducted CEE Tier 1
213771084 | Central HP <5.4 tons | TEMPSTAR | HRCU-A-CB (Split System: Heat Pump with Remote Outdoor Unit-Air-Source) | TVH825GKA2* |  |  | EA*4X37L17A*+WALLCON | *97CMN0601714B* | 24000 | 16 | 8.1 | 21600 | 16800 | 77.78% | 1.98 | 0 | 10.5 |  |  |  |  | R-410A | 2 | Residential & Commercial | USHP | Ducted CEE Tier 1
213771184 | Central HP <5.4 tons | TEMPSTAR | HRCU-A-CB (Split System: Heat Pump with Remote Outdoor Unit-Air-Source) | TVH825GKA2* |  |  | EA*4X37L21A*+WALLCON | *95CSU0601716B* | 24400 | 16.5 | 8.1 | 21400 | 16700 | 78.04% | 2.02 | 0 | 10.5 |  |  |  |  | R-410A | 2.0333 | Residential & Commercial | USHP | Ducted CEE Tier 1
216737716 | Central HP <5.4 tons | AIRQUEST | HRCU-A-CB (Split System: Heat Pump with Remote Outdoor Unit-Air-Source) | D5CUHAH24AAK |  |  | ESH5X30M12A* | *95MSU0802120A* | 22800 | 16 | 8.5 | 21200 | 19000 | 89.62% | 1.96 | 0 | 10.5 |  |  |  |  | R-454B | 1.9 | Residential & Commercial | USHP | Ducted CEE Tier 1
216738052 | Central HP <5.4 tons | AIRQUEST | HRCU-A-CB (Split System: Heat Pump with Remote Outdoor Unit-Air-Source) | D5CUHAH24AAK |  |  | ESH5X36M12A* | *80MS(N,L)0702116A* | 22800 | 15.5 | 8.1 | 20800 | 18500 | 88.94% | 1.9 | 0 | 10.5 |  |  |  |  | R-454B | 1.9 | Residential & Commercial | USHP | Ducted CEE Tier 1
216738061 | Central HP <5.4 tons | AIRQUEST | HRCU-A-CB (Split System: Heat Pump with Remote Outdoor Unit-Air-Source) | D5CUHAH24AAK |  |  | ESH5X36M12A* | *80MS(N,L)0901714A* | 22600 | 16 | 8.1 | 20800 | 18500 | 88.94% | 1.85 | 0 | 11 |  |  |  |  | R-454B | 1.8833 | Residential & Commercial | USHP | Ducted CEE Tier 1
216738111 | Central HP <5.4 tons | AIRQUEST | HRCU-A-CB (Split System: Heat Pump with Remote Outdoor Unit-Air-Source) | D5CUHAH24AAK |  |  | ESH5X36M12A* | *80MS(N,L)1102420A* | 23000 | 16 | 8.1 | 20800 | 18600 | 89.42% | 1.85 | 0 | 11 |  |  |  |  | R-454B | 1.9167 | Residential & Commercial | USHP | Ducted CEE Tier 1
216738811 | Central HP <5.4 tons | AIRQUEST | HRCU-A-CB (Split System: Heat Pump with Remote Outdoor Unit-Air-Source) | D5CUHAH24AAK |  |  | ESH5X36M12A* | *96VTN0401712B* | 22600 | 15.5 | 8.1 | 21000 | 18600 | 88.57% | 1.85 | 0 | 10.5 |  |  |  |  | R-454B | 1.8833 | Residential & Commercial | USHP | Ducted CEE Tier 1
216738754 | Central HP <5.4 tons | AIRQUEST | HRCU-A-CB (Split System: Heat Pump with Remote Outdoor Unit-Air-Source) | D5CUHAH24AAK |  |  | ESH5X36M12A* | *96CTN0601714B* | 22800 | 16 | 8.1 | 20800 | 18500 | 88.94% | 1.85 | 0 | 10.5 |  |  |  |  | R-454B | 1.9 | Residential & Commercial | USHP | Ducted CEE Tier 1
216738981 | Central HP <5.4 tons | AIRQUEST | HRCU-A-CB (Split System: Heat Pump with Remote Outdoor Unit-Air-Source) | D5CUHAH24AAK |  |  | FCMA5B36L0C*+WALLCON | 0 | 23000 | 16.5 | 8.5 | 21000 | 18800 | 89.52% | 1.96 | 0 | 11 |  |  |  |  | R-454B | 1.9167 | Residential & Commercial | USHP | Ducted CEE Tier 1
215941156 | Central HP <5.4 tons | HEIL | HRCU-A-CB (Split System: Heat Pump with Remote Outdoor Unit-Air-Source) | H5H3V48*K*AAA* |  |  | ESH5X48M12A*+WALLCON | *80CSU0601716B* | 44000 | 20 | 9 | 48500 | 36600 | 75.46% | 1.8 | 0 | 11 |  |  |  |  | R-454B | 3.6667 | Residential & Commercial | USHP | Ducted CEE Tier 1
215682882 | Central HP <5.4 tons | TEMPSTAR | HRCU-A-CB (Split System: Heat Pump with Remote Outdoor Unit-Air-Source) | T5H0V60*K*AAA* |  |  | EVM5X60M24A*+WALLCON | *80CSU0802120B* | 57000 | 18 | 9 | 62500 | 44000 | 70.4% | 2.1 | 0 | 9.5 |  |  |  |  | R-454B | 4.75 | Residential & Commercial | USHP
214584690 | Central HP <5.4 tons | JOHNSON CONTROLS | HRCU-A-CB (Split System: Heat Pump with Remote Outdoor Unit-Air-Source) | HH824E2S11 |  |  | CTF30A5ADS1 | Z8ES060A12SMPS1 | 23000 | 18 | 9.5 | 23000 | 18000 | 78.26% | 2 | 0 | 12 |  |  |  |  | R-454B | 1.9167 | Residential & Commercial | USHP | Ducted CEE Tier 1
216738290 | Central HP <5.4 tons | AIRQUEST | HRCU-A-CB (Split System: Heat Pump with Remote Outdoor Unit-Air-Source) | D5CUHAH24AAK |  |  | ESH5X36M12A* | *80CTL0902120B* | 23000 | 15.2 | 8.1 | 21000 | 18700 | 89.05% | 1.85 | 0 | 10.5 |  |  |  |  | R-454B | 1.9167 | Residential & Commercial | USHP | Ducted CEE Tier 1
216737737 | Central HP <5.4 tons | AIRQUEST | HRCU-A-CB (Split System: Heat Pump with Remote Outdoor Unit-Air-Source) | D5CUHAH24AAK |  |  | ESH5X30M12A* | *95MSU1002122A* | 23000 | 16 | 8.5 | 21200 | 19000 | 89.62% | 1.96 | 0 | 10.5 |  |  |  |  | R-454B | 1.9167 | Residential & Commercial | USHP | Ducted CEE Tier 1
216737821 | Central HP <5.4 tons | AIRQUEST | HRCU-A-CB (Split System: Heat Pump with Remote Outdoor Unit-Air-Source) | D5CUHAH24AAK |  |  | ESH5X30M12A* | *96VTN0601412B* | 22200 | 15.2 | 8.1 | 21000 | 18800 | 89.52% | 1.9 | 0 | 10.5 |  |  |  |  | R-454B | 1.85 | Residential & Commercial | USHP | Ducted CEE Tier 1
216738727 | Central HP <5.4 tons | AIRQUEST | HRCU-A-CB (Split System: Heat Pump with Remote Outdoor Unit-Air-Source) | D5CUHAH24AAK |  |  | ESH5X36M12A* | *95MSU1002120A* | 22800 | 16 | 8.1 | 20800 | 18500 | 88.94% | 1.85 | 0 | 11 |  |  |  |  | R-454B | 1.9 | Residential & Commercial | USHP | Ducted CEE Tier 1
212969518 | Central HP <5.4 tons | AIRQUEST | HRCU-A-CB (Split System: Heat Pump with Remote Outdoor Unit-Air-Source) | DLCURAH18ABK |  |  | EA*4X24L14A* | *80VSL0451412B* | 17700 | 16.5 | 8.5 | 18600 | 19400 | 104.3% | 2.32 | 0 | 10.5 |  |  |  |  | R-410A | 1.475 | Residential & Commercial | USHP | Ducted CEE Tier 1
212969548 | Central HP <5.4 tons | AIRQUEST | HRCU-A-CB (Split System: Heat Pump with Remote Outdoor Unit-Air-Source) | DLCURAH18ABK |  |  | EA*4X30L14A* | *80VSL0451412B* | 17800 | 16.5 | 8.5 | 18400 | 18800 | 102.2% | 2.26 | 0 | 10.5 |  |  |  |  | R-410A | 1.4833 | Residential & Commercial | USHP | Ducted CEE Tier 1
212971197 | Central HP <5.4 tons | AIRQUEST | HRCU-A-CB (Split System: Heat Pump with Remote Outdoor Unit-Air-Source) | DLCURAH24ABK |  |  | EN(A,D)4X24L14** | *80VTL0451412B* | 23400 | 17 | 8.5 | 27000 | 25000 | 92.59% | 2.08 | 0 | 10 |  |  |  |  | R-410A | 1.95 | Residential & Commercial | USHP | Ducted CEE Tier 1
212973024 | Central HP <5.4 tons | AIRQUEST | HRCU-A-CB (Split System: Heat Pump with Remote Outdoor Unit-Air-Source) | DLCURAH18ABK |  |  | EA*4X24L17A* | *96VSN0401712B* | 17200 | 16 | 8.5 | 18200 | 19400 | 106.6% | 2.34 | 0 | 10.5 |  |  |  |  | R-410A | 1.4333 | Residential & Commercial | USHP | Ducted CEE Tier 1
212973294 | Central HP <5.4 tons | AIRQUEST | HRCU-A-CB (Split System: Heat Pump with Remote Outdoor Unit-Air-Source) | DLCURAH18ABK |  |  | EA*4X19L17A* | *96VSN0601412B* | 17700 | 16.5 | 8.1 | 17700 | 17900 | 101.1% | 2.16 | 0 | 10.5 |  |  |  |  | R-410A | 1.475 | Residential & Commercial | USHP | Ducted CEE Tier 1
213076279 | Central HP <5.4 tons | CARRIER | HRCU-A-CB (Split System: Heat Pump with Remote Outdoor Unit-Air-Source) | 38MURAQ36AB3* |  |  | CAP**4321AL* | 59SU5B100M21**22 | 36400 | 16.5 | 8.5 | 38000 | 34800 | 91.58% | 2.06 | 0 | 10 |  |  |  |  | R-410A | 3.0333 | Residential & Commercial | USHP | Ducted CEE Tier 1
213076799 | Central HP <5.4 tons | CARRIER | HRCU-A-CB (Split System: Heat Pump with Remote Outdoor Unit-Air-Source) | 38MURAQ36AB3* |  |  | CAP**4824AL* | 58TP*B110V21**22 | 36200 | 16.5 | 8.5 | 38000 | 34800 | 91.58% | 2.04 | 0 | 10 |  |  |  |  | R-410A | 3.0167 | Residential & Commercial | USHP | Ducted CEE Tier 1
214584695 | Central HP <5.4 tons | JOHNSON CONTROLS | HRCU-A-CB (Split System: Heat Pump with Remote Outdoor Unit-Air-Source) | HH824E2S11 |  |  | CTF30B5ACS1 | Z8ES080B12SMPS1 | 23000 | 18 | 9.5 | 23000 | 19100 | 83.04% | 2 | 0 | 12 |  |  |  |  | R-454B | 1.9167 | Residential & Commercial | USHP | Ducted CEE Tier 1
214574539 | Central HP <5.4 tons | BRYANT HEATING AND COOLING SYSTEMS | HRCU-A-CB (Split System: Heat Pump with Remote Outdoor Unit-Air-Source) | 288BNV037*0**B* |  |  | CNPV*4221AL*+UI | 987MC60060C21*** | 31600 | 16.5 | 8.1 | 33200 | 24600 | 74.1% | 1.86 | 0 | 11 |  |  |  |  | R-410A | 2.6333 | Residential & Commercial | USHP | Ducted CEE Tier 1
214574589 | Central HP <5.4 tons | BRYANT HEATING AND COOLING SYSTEMS | HRCU-A-CB (Split System: Heat Pump with Remote Outdoor Unit-Air-Source) | 288BNV037*0**B* |  |  | CNPV*4821AL*+UI | 935CB66100C21*** | 32400 | 17.5 | 8.5 | 32600 | 24800 | 76.07% | 1.98 | 0 | 11.5 |  |  |  |  | R-410A | 2.7 | Residential & Commercial | USHP | Ducted CEE Tier 1
216675390 | Central HP <5.4 tons | BRYANT HEATING AND COOLING SYSTEMS | HRCU-A-CB (Split System: Heat Pump with Remote Outdoor Unit-Air-Source) | 37MURAQ24AA3 |  |  | CAA**3017AM* | 83*CA36040C17*** | 24200 | 15.2 | 8.5 | 24400 | 19500 | 79.92% | 1.92 | 0 | 10 |  |  |  |  | R-454B | 2.0167 | Residential & Commercial | USHP | Ducted CEE Tier 1
212972894 | Central HP <5.4 tons | AIRQUEST | HRCU-A-CB (Split System: Heat Pump with Remote Outdoor Unit-Air-Source) | DLCURAH24ABK |  |  | EA*4X24L14A* | *96VSN0401410B* | 23200 | 16 | 8.5 | 27000 | 26800 | 99.26% | 2.26 | 0 | 9.5 |  |  |  |  | R-410A | 1.9333 | Residential & Commercial | USHP
212975032 | Central HP <5.4 tons | AIRQUEST | HRCU-A-CB (Split System: Heat Pump with Remote Outdoor Unit-Air-Source) | DLCURAH24ABK |  |  | EN(A,D)4X30L14** | *96VTN0401410B* | 23200 | 15.5 | 8.1 | 25800 | 24200 | 93.8% | 2 | 0 | 10 |  |  |  |  | R-410A | 1.9333 | Residential & Commercial | USHP | Ducted CEE Tier 1
212975675 | Central HP <5.4 tons | AIRQUEST | HRCU-A-CB (Split System: Heat Pump with Remote Outdoor Unit-Air-Source) | DLCURAH24ABK |  |  | EA*4X30L17A* | *96VTN0601412B* | 23400 | 16.5 | 8.5 | 26400 | 24800 | 93.94% | 2.06 | 0 | 10 |  |  |  |  | R-410A | 1.95 | Residential & Commercial | USHP | Ducted CEE Tier 1
212975752 | Central HP <5.4 tons | AIRQUEST | HRCU-A-CB (Split System: Heat Pump with Remote Outdoor Unit-Air-Source) | DLCURAH24ABK |  |  | EN(A,D,W)4X36L17** | *96VTN0601412B* | 23400 | 16.5 | 8.1 | 26200 | 24600 | 93.89% | 2.04 | 0 | 10 |  |  |  |  | R-410A | 1.95 | Residential & Commercial | USHP | Ducted CEE Tier 1
212973394 | Central HP <5.4 tons | AIRQUEST | HRCU-A-CB (Split System: Heat Pump with Remote Outdoor Unit-Air-Source) | DLCURAH18ABK |  |  | EN(A,D)4X30L17** | *96VSN0601412B* | 17500 | 16.5 | 8.1 | 18000 | 18700 | 103.9% | 2.24 | 0 | 11 |  |  |  |  | R-410A | 1.4583 | Residential & Commercial | USHP | Ducted CEE Tier 1
214573879 | Central HP <5.4 tons | BRYANT HEATING AND COOLING SYSTEMS | HRCU-A-CB (Split System: Heat Pump with Remote Outdoor Unit-Air-Source) | 288BNV037*0**B* |  |  | CAP**4321AL*+UI | 987MC60060C21*** | 32800 | 17 | 8.5 | 33000 | 25400 | 76.97% | 1.98 | 0 | 11 |  |  |  |  | R-410A | 2.7333 | Residential & Commercial | USHP | Ducted CEE Tier 1
214574079 | Central HP <5.4 tons | BRYANT HEATING AND COOLING SYSTEMS | HRCU-A-CB (Split System: Heat Pump with Remote Outdoor Unit-Air-Source) | 288BNV037*0**B* |  |  | CAP**6024AL*+UI | 986TD60080C21*** | 32800 | 18 | 8.5 | 31600 | 24600 | 77.85% | 2 | 0 | 11.5 |  |  |  |  | R-410A | 2.7333 | Residential & Commercial | USHP | Ducted CEE Tier 1
214574149 | Central HP <5.4 tons | BRYANT HEATING AND COOLING SYSTEMS | HRCU-A-CB (Split System: Heat Pump with Remote Outdoor Unit-Air-Source) | 288BNV037*0**B* |  |  | CAP**6124AL*+UI | 88*TB60070C21*** | 33200 | 18 | 8.5 | 32000 | 24800 | 77.5% | 2 | 0 | 11.5 |  |  |  |  | R-410A | 2.7667 | Residential & Commercial | USHP | Ducted CEE Tier 1
214574649 | Central HP <5.4 tons | BRYANT HEATING AND COOLING SYSTEMS | HRCU-A-CB (Split System: Heat Pump with Remote Outdoor Unit-Air-Source) | 288BNV037*0**B* |  |  | CNPV*4824AL*+UI | 935CB66100C21*** | 32400 | 17.5 | 8.5 | 32600 | 24800 | 76.07% | 1.98 | 0 | 11.5 |  |  |  |  | R-410A | 2.7 | Residential & Commercial | USHP | Ducted CEE Tier 1
212987004 | Central HP <5.4 tons | HEIL | HRCU-A-CB (Split System: Heat Pump with Remote Outdoor Unit-Air-Source) | DLCURAH18ABK |  |  | EA*4X24L17A* | *96MSN0601412A* | 17300 | 16 | 8.5 | 18200 | 19400 | 106.6% | 2.34 | 0 | 10.5 |  |  |  |  | R-410A | 1.4417 | Residential & Commercial | USHP | Ducted CEE Tier 1
213774598 | Central HP <5.4 tons | AIRQUEST | HRCU-A-CB (Split System: Heat Pump with Remote Outdoor Unit-Air-Source) | HVH825GKA3* |  |  | EHD4X48AAL+WALLCON | *80CTL0902120B* | 24200 | 16 | 8.1 | 21200 | 16600 | 78.3% | 2.02 | 0 | 10.5 |  |  |  |  | R-410A | 2.0167 | Residential & Commercial | USHP | Ducted CEE Tier 1
214574709 | Central HP <5.4 tons | BRYANT HEATING AND COOLING SYSTEMS | HRCU-A-CB (Split System: Heat Pump with Remote Outdoor Unit-Air-Source) | 288BNV037*0**B* |  |  | CNPV*6024AL*+UI | 935CB66100C21*** | 32800 | 19 | 8.5 | 32200 | 24600 | 76.4% | 1.98 | 0 | 12 |  |  |  |  | R-410A | 2.7333 | Residential & Commercial | USHP | Ducted CEE Tier 1
215940006 | Central HP <5.4 tons | HEIL | HRCU-A-CB (Split System: Heat Pump with Remote Outdoor Unit-Air-Source) | H5H3V36*K*AAA* |  |  | ESH5X36M12A*+WALLCON | *97CTN1202422A* | 33400 | 19 | 9 | 34800 | 26600 | 76.44% | 1.92 | 0 | 11 |  |  |  |  | R-454B | 2.7833 | Residential & Commercial | USHP | Ducted CEE Tier 1
215682902 | Central HP <5.4 tons | TEMPSTAR | HRCU-A-CB (Split System: Heat Pump with Remote Outdoor Unit-Air-Source) | T5H0V60*K*AAA* |  |  | EVM5X60M24A*+WALLCON | *97CTN0802120A* | 56500 | 18 | 9 | 63500 | 44500 | 70.08% | 2.08 | 0 | 9 |  |  |  |  | R-454B | 4.7083 | Residential & Commercial | USHP
215677002 | Central HP <5.4 tons | TEMPSTAR | HRCU-A-CB (Split System: Heat Pump with Remote Outdoor Unit-Air-Source) | T5H0V60*K*AAA* |  |  | EVM5X60M21A*+WALLCON | *80CTL0702120B* | 56500 | 18 | 9 | 64000 | 45000 | 70.31% | 2.06 | 0 | 9 |  |  |  |  | R-454B | 4.7083 | Residential & Commercial | USHP
215677252 | Central HP <5.4 tons | TEMPSTAR | HRCU-A-CB (Split System: Heat Pump with Remote Outdoor Unit-Air-Source) | T5H0V60*K*AAA* |  |  | EVM5X61M24A*+WALLCON | *95CSU0802120B* | 57500 | 18 | 9 | 64000 | 45000 | 70.31% | 2.08 | 0 | 9 |  |  |  |  | R-454B | 4.7917 | Residential & Commercial | USHP
216570943 | Central HP <5.4 tons | AMERICAN STANDARD | HRCU-A-CB (Split System: Heat Pump with Remote Outdoor Unit-Air-Source) | 5A6V0X36A1 |  |  | 5PX*B004AS3 | S8V2A040M3PDB | 33800 | 19 | 9.7 | 31600 | 24800 | 78.48% | 2.1 | 0 | 12 |  |  |  |  | R-454B | 2.8167 | Residential & Commercial | USHP | Ducted CEE Tier 1
216570945 | Central HP <5.4 tons | AMERICAN STANDARD | HRCU-A-CB (Split System: Heat Pump with Remote Outdoor Unit-Air-Source) | 5A6V0X36A1 |  |  | 5PX*B006AS3 | *UHMB080CCV3+LRP | 35200 | 20.4 | 9.7 | 32400 | 25000 | 77.16% | 2.1 | 0 | 12.5 |  |  |  |  | R-454B | 2.9333 | Residential & Commercial | USHP | Ducted CEE Tier 1
216738593 | Central HP <5.4 tons | AIRQUEST | HRCU-A-CB (Split System: Heat Pump with Remote Outdoor Unit-Air-Source) | D5CUHAH24AAK |  |  | ESH5X36M12A* | *96MSN1002122A* | 22400 | 15.5 | 8.1 | 20800 | 18400 | 88.46% | 1.85 | 0 | 10.5 |  |  |  |  | R-454B | 1.8667 | Residential & Commercial | USHP | Ducted CEE Tier 1
214570719 | Central HP <5.4 tons | BRYANT HEATING AND COOLING SYSTEMS | HRCU-A-CB (Split System: Heat Pump with Remote Outdoor Unit-Air-Source) | 288BNV025*0**C* |  |  | CAP**4821AL*+UI | 986TD60080C21*** | 24200 | 17 | 8.5 | 20800 | 16500 | 79.33% | 2.02 | 0 | 11 |  |  |  |  | R-410A | 2.0167 | Residential & Commercial | USHP | Ducted CEE Tier 1
213771654 | Central HP <5.4 tons | TEMPSTAR | HRCU-A-CB (Split System: Heat Pump with Remote Outdoor Unit-Air-Source) | TVH825GKA2* |  |  | EA*4X48L21A*+WALLCON | *96CTN0601714B* | 24000 | 16.5 | 8.1 | 21000 | 16600 | 79.05% | 2 | 0 | 10.5 |  |  |  |  | R-410A | 2 | Residential & Commercial | USHP | Ducted CEE Tier 1
213075910 | Central HP <5.4 tons | CARRIER | HRCU-A-CB (Split System: Heat Pump with Remote Outdoor Unit-Air-Source) | 38MURAQ36AB3* |  |  | CAP**4224AL* | 59SU5B100M21**20 | 35600 | 16 | 8.1 | 38500 | 35200 | 91.43% | 1.9 | 0 | 10 |  |  |  |  | R-410A | 2.9667 | Residential & Commercial | USHP | Ducted CEE Tier 1
213076694 | Central HP <5.4 tons | CARRIER | HRCU-A-CB (Split System: Heat Pump with Remote Outdoor Unit-Air-Source) | 38MURAQ36AB3* |  |  | CNPV*4221AL* | 58TP*B090V21**20 | 35600 | 15.5 | 8.1 | 39000 | 35200 | 90.26% | 1.9 | 0 | 10 |  |  |  |  | R-410A | 2.9667 | Residential & Commercial | USHP | Ducted CEE Tier 1
213076787 | Central HP <5.4 tons | CARRIER | HRCU-A-CB (Split System: Heat Pump with Remote Outdoor Unit-Air-Source) | 38MURAQ36AB3* |  |  | CAP**4821AL* | 58TP*B110V21**22 | 36200 | 16 | 8.5 | 38000 | 34800 | 91.58% | 2.04 | 0 | 10 |  |  |  |  | R-410A | 3.0167 | Residential & Commercial | USHP | Ducted CEE Tier 1
213076835 | Central HP <5.4 tons | CARRIER | HRCU-A-CB (Split System: Heat Pump with Remote Outdoor Unit-Air-Source) | 38MURAQ36AB3* |  |  | CNPV*4821AL* | 58TP*B110V21**22 | 36400 | 16.5 | 8.1 | 38500 | 35000 | 90.91% | 2.02 | 0 | 10.5 |  |  |  |  | R-410A | 3.0333 | Residential & Commercial | USHP | Ducted CEE Tier 1
214574389 | Central HP <5.4 tons | BRYANT HEATING AND COOLING SYSTEMS | HRCU-A-CB (Split System: Heat Pump with Remote Outdoor Unit-Air-Source) | 288BNV037*0**B* |  |  | CSPH*6012AL*+UI | 88*TB60070C21*** | 33000 | 17 | 8.5 | 32200 | 25000 | 77.64% | 2 | 0 | 11 |  |  |  |  | R-410A | 2.75 | Residential & Commercial | USHP | Ducted CEE Tier 1
213778928 | Central HP <5.4 tons | AIRQUEST | HRCU-A-CB (Split System: Heat Pump with Remote Outdoor Unit-Air-Source) | HVH837GKA** |  |  | EA*4X36L21A*+WALLCON | *96CTN1002122B* | 31600 | 17 | 8.1 | 32800 | 24200 | 73.78% | 1.86 | 0 | 11 |  |  |  |  | R-410A | 2.6333 | Residential & Commercial | USHP | Ducted CEE Tier 1
213778978 | Central HP <5.4 tons | AIRQUEST | HRCU-A-CB (Split System: Heat Pump with Remote Outdoor Unit-Air-Source) | HVH837GKA** |  |  | EA*4X37L21A*+WALLCON | *80CTL1102120B* | 33000 | 17 | 8.5 | 32800 | 25000 | 76.22% | 1.98 | 0 | 11.5 |  |  |  |  | R-410A | 2.75 | Residential & Commercial | USHP | Ducted CEE Tier 1
213779008 | Central HP <5.4 tons | AIRQUEST | HRCU-A-CB (Split System: Heat Pump with Remote Outdoor Unit-Air-Source) | HVH837GKA** |  |  | EA*4X37L21A*+WALLCON | *97CMN0801714B* | 32800 | 17 | 8.1 | 33000 | 25200 | 76.36% | 1.96 | 0 | 11 |  |  |  |  | R-410A | 2.7333 | Residential & Commercial | USHP | Ducted CEE Tier 1
211081502 | Central HP <5.4 tons | AMERICAN STANDARD | HRCU-A-CB (Split System: Heat Pump with Remote Outdoor Unit-Air-Source) | 4A6V8X60A1 |  |  | 4TXCC009DS3 | S8V2C100M5PDA | 54000 | 18 | 8.2 | 52000 | 40000 | 76.92% | 1.78 | 11.7 | 11.7 |  |  |  |  | R-410A | 4.5 | Residential & Commercial | USHP | Ducted CEE Tier 1
216571269 | Central HP <5.4 tons | AMERICAN STANDARD | HRCU-A-CB (Split System: Heat Pump with Remote Outdoor Unit-Air-Source) | 5A6V8X36A1 |  |  | 5PX*C009AS3 | S8V2C100M5PDB | 33200 | 18.1 | 8.5 | 33200 | 25400 | 76.51% | 2.1 | 0 | 10.5 |  |  |  |  | R-454B | 2.7667 | Residential & Commercial | USHP | Ducted CEE Tier 1
216571319 | Central HP <5.4 tons | AMERICAN STANDARD | HRCU-A-CB (Split System: Heat Pump with Remote Outdoor Unit-Air-Source) | 5A6V8X36A1 |  |  | 5TXCD008AS3 | S8V2D120M5PDB | 33400 | 18.1 | 8.5 | 33400 | 25600 | 76.65% | 2.1 | 0 | 10.5 |  |  |  |  | R-454B | 2.7833 | Residential & Commercial | USHP | Ducted CEE Tier 1
213077135 | Central HP <5.4 tons | CARRIER | HRCU-A-CB (Split System: Heat Pump with Remote Outdoor Unit-Air-Source) | 38MURAQ36AB3* |  |  | CAP**3621AL* | 59SP6B100V21**20 | 35200 | 16 | 8.1 | 38500 | 35200 | 91.43% | 1.82 | 0 | 9.5 |  |  |  |  | R-410A | 2.9333 | Residential & Commercial | USHP
213077235 | Central HP <5.4 tons | CARRIER | HRCU-A-CB (Split System: Heat Pump with Remote Outdoor Unit-Air-Source) | 38MURAQ36AB3* |  |  | CAP**4224AL* | 59SP6B120V24**22 | 35400 | 16 | 8.1 | 38500 | 35000 | 90.91% | 1.9 | 0 | 10 |  |  |  |  | R-410A | 2.95 | Residential & Commercial | USHP | Ducted CEE Tier 1
216644293 | Central HP <5.4 tons | BRYANT HEATING AND COOLING SYSTEMS | HRCU-A-CB (Split System: Heat Pump with Remote Outdoor Unit-Air-Source) | 37MUHAQ18AA3 |  |  | CAA**1917AM* | 935SB48060M17*** | 17900 | 15.2 | 9.5 | 19800 | 17700 | 89.39% | 1.98 | 0 | 11 |  |  |  |  | R-454B | 1.4917 | Residential & Commercial | USHP | Ducted CEE Tier 1
216769994 | Central HP <5.4 tons | TRANE | HRCU-A-CB (Split System: Heat Pump with Remote Outdoor Unit-Air-Source) | 5TWR7036A1 |  |  | 5TXCC009AS3 | S9V2C100U5PSC | 34000 | 17.1 | 9 | 32200 | 23800 | 73.91% | 2.21 | 0 | 12 |  |  |  |  | R-454B | 2.8333 | Residential & Commercial | USHP | Ducted CEE Tier 1
206133429 | Central HP <5.4 tons | COMFORTMAKER | HRCU-A-CB (Split System: Heat Pump with Remote Outdoor Unit-Air-Source) | CVH825GKA2* |  |  | EA*4X37L17A*+WALLCON | *80CSU0601716A* | 24200 | 16.5 | 8.1 | 21400 | 16700 | 78.04% | 2 | 11.5 | 10.5 |  |  |  |  | R-410A | 2.0167 | Residential & Commercial | USHP | Ducted CEE Tier 1
213077636 | Central HP <5.4 tons | CARRIER | HRCU-A-CB (Split System: Heat Pump with Remote Outdoor Unit-Air-Source) | 38MURAQ36AB3* |  |  | CAP**4321AL* | 59TP6C100V21**20 | 36200 | 16.5 | 8.5 | 38000 | 34800 | 91.58% | 2.04 | 0 | 10 |  |  |  |  | R-410A | 3.0167 | Residential & Commercial | USHP | Ducted CEE Tier 1
213077711 | Central HP <5.4 tons | CARRIER | HRCU-A-CB (Split System: Heat Pump with Remote Outdoor Unit-Air-Source) | 38MURAQ36AB3* |  |  | CAP**3721AL* | 59TP6C100V21**22 | 36600 | 16.5 | 8.5 | 38000 | 34800 | 91.58% | 2.08 | 0 | 10 |  |  |  |  | R-410A | 3.05 | Residential & Commercial | USHP | Ducted CEE Tier 1
211081434 | Central HP <5.4 tons | AMERICAN STANDARD | HRCU-A-CB (Split System: Heat Pump with Remote Outdoor Unit-Air-Source) | 4A6V0X60A1 |  |  | 4PX*CU60BS3 | S8V2C100M5PDA | 54000 | 19 | 8.2 | 52000 | 40000 | 76.92% | 1.78 | 11.7 | 11.7 |  |  |  |  | R-410A | 4.5 | Residential & Commercial | USHP | Ducted CEE Tier 1
214244079 | Central HP <5.4 tons | CARRIER | HRCU-A-CB (Split System: Heat Pump with Remote Outdoor Unit-Air-Source) | 25VNA424A*031* |  |  | CNPV*4221AL*+UI | 59TN6C060C17**14 | 23400 | 19.5 | 10 | 26600 | 20000 | 75.19% | 2.42 | 0 | 13 |  |  |  |  | R-410A | 1.95 | Residential & Commercial | USHP | Ducted CEE Tier 1
214569519 | Central HP <5.4 tons | BRYANT HEATING AND COOLING SYSTEMS | HRCU-A-CB (Split System: Heat Pump with Remote Outdoor Unit-Air-Source) | 284ANV036*0**B* |  |  | CAP**3721AL*+UI | 935CB60080C21*** | 34400 | 19 | 9.5 | 36400 | 25800 | 70.88% | 2.04 | 0 | 12 |  |  |  |  | R-410A | 2.8667 | Residential & Commercial | USHP | Ducted CEE Tier 1
214569683 | Central HP <5.4 tons | BRYANT HEATING AND COOLING SYSTEMS | HRCU-A-CB (Split System: Heat Pump with Remote Outdoor Unit-Air-Source) | 284ANV036*0**B* |  |  | CNPV*4821AL*+UI | 986TD60080C21*** | 34000 | 19.5 | 9 | 36600 | 26000 | 71.04% | 2.04 | 0 | 12.5 |  |  |  |  | R-410A | 2.8333 | Residential & Commercial | USHP | Ducted CEE Tier 1
213078841 | Central HP <5.4 tons | CARRIER | HRCU-A-CB (Split System: Heat Pump with Remote Outdoor Unit-Air-Source) | 38MURAQ36AB3* |  |  | CAP**3717AL* | 58SU*B040M17**12 | 36000 | 15.5 | 8.5 | 38500 | 34800 | 90.39% | 2.02 | 0 | 10 |  |  |  |  | R-410A | 3 | Residential & Commercial | USHP | Ducted CEE Tier 1
212986595 | Central HP <5.4 tons | CARRIER | HRCU-A-CB (Split System: Heat Pump with Remote Outdoor Unit-Air-Source) | 38MURAQ24AB3* |  |  | CAP**3721AL* | 59SC6A040M17**12 | 24000 | 16 | 8.1 | 25200 | 22000 | 87.3% | 1.82 | 0 | 10 |  |  |  |  | R-410A | 2 | Residential & Commercial | USHP | Ducted CEE Tier 1
213077215 | Central HP <5.4 tons | CARRIER | HRCU-A-CB (Split System: Heat Pump with Remote Outdoor Unit-Air-Source) | 38MURAQ36AB3* |  |  | CNPV*4821AL* | 59SP6B100V21**20 | 36000 | 16.5 | 8.1 | 38500 | 35000 | 90.91% | 2 | 0 | 10 |  |  |  |  | R-410A | 3 | Residential & Commercial | USHP | Ducted CEE Tier 1
213077332 | Central HP <5.4 tons | CARRIER | HRCU-A-CB (Split System: Heat Pump with Remote Outdoor Unit-Air-Source) | 38MURAQ36AB3* |  |  | CAP**3617AL* | GG96VTAB48080B** | 35200 | 15.2 | 8.1 | 39000 | 35400 | 90.77% | 1.82 | 0 | 9.5 |  |  |  |  | R-410A | 2.9333 | Residential & Commercial | USHP
214569551 | Central HP <5.4 tons | BRYANT HEATING AND COOLING SYSTEMS | HRCU-A-CB (Split System: Heat Pump with Remote Outdoor Unit-Air-Source) | 284ANV036*0**B* |  |  | CAP**4321AL*+UI | 935CB60080C21*** | 34400 | 19 | 9.5 | 36400 | 25600 | 70.33% | 2.04 | 0 | 12 |  |  |  |  | R-410A | 2.8667 | Residential & Commercial | USHP | Ducted CEE Tier 1
214569569 | Central HP <5.4 tons | BRYANT HEATING AND COOLING SYSTEMS | HRCU-A-CB (Split System: Heat Pump with Remote Outdoor Unit-Air-Source) | 284ANV036*0**B* |  |  | CAP**4821AL*+UI | 987MC60080C21*** | 33800 | 19 | 9.5 | 36600 | 25800 | 70.49% | 2.04 | 0 | 12 |  |  |  |  | R-410A | 2.8167 | Residential & Commercial | USHP | Ducted CEE Tier 1
214569483 | Central HP <5.4 tons | BRYANT HEATING AND COOLING SYSTEMS | HRCU-A-CB (Split System: Heat Pump with Remote Outdoor Unit-Air-Source) | 284ANV048*0**B* |  |  | CNPV*4821AL*+UI | 935CB60080C21*** | 43500 | 20.5 | 9 | 46500 | 36600 | 78.71% | 2.16 | 0 | 11.5 |  |  |  |  | R-410A | 3.625 | Residential & Commercial | USHP | Ducted CEE Tier 1
216571169 | Central HP <5.4 tons | AMERICAN STANDARD | HRCU-A-CB (Split System: Heat Pump with Remote Outdoor Unit-Air-Source) | 5A6V0X60A1 |  |  | 5TXCD008AS3 | *UHMD120CCV5+LRP | 52000 | 18.6 | 9 | 53500 | 38500 | 71.96% | 2 | 0 | 10 |  |  |  |  | R-454B | 4.3333 | Residential & Commercial | USHP | Ducted CEE Tier 1
214569701 | Central HP <5.4 tons | BRYANT HEATING AND COOLING SYSTEMS | HRCU-A-CB (Split System: Heat Pump with Remote Outdoor Unit-Air-Source) | 284ANV036*0**B* |  |  | CNPV*6024AL*+UI | 935CB66100C21*** | 34400 | 20 | 9 | 36200 | 25400 | 70.17% | 2.04 | 0 | 12.5 |  |  |  |  | R-410A | 2.8667 | Residential & Commercial | USHP | Ducted CEE Tier 1
216644578 | Central HP <5.4 tons | BRYANT HEATING AND COOLING SYSTEMS | HRCU-A-CB (Split System: Heat Pump with Remote Outdoor Unit-Air-Source) | 37MUHAQ18AA3 |  |  | CAA**3017AM* | OVLAAB036098 | 18200 | 15.2 | 9.5 | 20400 | 18400 | 90.2% | 1.94 | 0 | 11 |  |  |  |  | R-454B | 1.5167 | Residential & Commercial | USHP | Ducted CEE Tier 1
214569499 | Central HP <5.4 tons | BRYANT HEATING AND COOLING SYSTEMS | HRCU-A-CB (Split System: Heat Pump with Remote Outdoor Unit-Air-Source) | 284ANV048*0**B* |  |  | CNPV*4824AL*+UI | 987MC60060C21*** | 43000 | 20 | 9 | 47000 | 37000 | 78.72% | 2.12 | 0 | 11 |  |  |  |  | R-410A | 3.5833 | Residential & Commercial | USHP | Ducted CEE Tier 1
210596742 | Central HP <5.4 tons | COMFORTMAKER | HRCU-A-CB (Split System: Heat Pump with Remote Outdoor Unit-Air-Source) | CVH825GKA2* |  |  | EA*4X42L24A*+WALLCON | *97CMN1002122A* | 23800 | 16.5 | 8.1 | 21400 | 16600 | 77.57% | 1.96 | 0 | 11 |  |  |  |  | R-410A | 1.9833 | Residential & Commercial | USHP | Ducted CEE Tier 1
210596809 | Central HP <5.4 tons | COMFORTMAKER | HRCU-A-CB (Split System: Heat Pump with Remote Outdoor Unit-Air-Source) | CVH825GKA2* |  |  | EA*4X48L21A*+WALLCON | *80CSU0601716A* | 24000 | 17 | 8.1 | 21000 | 16600 | 79.05% | 2.02 | 0 | 11 |  |  |  |  | R-410A | 2 | Residential & Commercial | USHP | Ducted CEE Tier 1
210597124 | Central HP <5.4 tons | COMFORTMAKER | HRCU-A-CB (Split System: Heat Pump with Remote Outdoor Unit-Air-Source) | CVH825GKA2* |  |  | END4X42L17**+WALLCON | *80CSU0401712A* | 24000 | 17 | 8.1 | 21400 | 16600 | 77.57% | 1.98 | 0 | 11 |  |  |  |  | R-410A | 2 | Residential & Commercial | USHP | Ducted CEE Tier 1
216767175 | Central HP <5.4 tons | TRANE | HRCU-A-CB (Split System: Heat Pump with Remote Outdoor Unit-Air-Source) | 5TWX7048A1 |  |  | 5TXCD008AS3 | S8V2C100M5PDB | 43000 | 15.5 | 8.7 | 44500 | 32600 | 73.26% | 2.19 | 0 | 11.7 |  |  |  |  | R-454B | 3.5833 | Residential & Commercial | USHP | Ducted CEE Tier 1
216767189 | Central HP <5.4 tons | TRANE | HRCU-A-CB (Split System: Heat Pump with Remote Outdoor Unit-Air-Source) | 5TWX7048A1 |  |  | 5TXCD010AS3 | S9X1D120U5PSB | 44000 | 15.5 | 8.7 | 44000 | 32400 | 73.64% | 2.21 | 0 | 12 |  |  |  |  | R-454B | 3.6667 | Residential & Commercial | USHP | Ducted CEE Tier 1
216767198 | Central HP <5.4 tons | TRANE | HRCU-A-CB (Split System: Heat Pump with Remote Outdoor Unit-Air-Source) | 5TWX7048A1 |  |  | 5TXCD010AS3+P0V0C000M50SD | 0 | 44000 | 16 | 8.7 | 43500 | 32000 | 73.56% | 2.22 | 0 | 12.5 |  |  |  |  | R-454B | 3.6667 | Residential & Commercial | USHP | Ducted CEE Tier 1
216736742 | Central HP <5.4 tons | BRYANT HEATING AND COOLING SYSTEMS | HRCU-A-CB (Split System: Heat Pump with Remote Outdoor Unit-Air-Source) | 37MUHAQ24AA3 |  |  | CSAH*2412AM* | 935SB48060M17*** | 22600 | 15.5 | 8.1 | 21200 | 19100 | 90.09% | 1.85 | 0 | 10.5 |  |  |  |  | R-454B | 1.8833 | Residential & Commercial | USHP | Ducted CEE Tier 1
212975400 | Central HP <5.4 tons | AIRQUEST | HRCU-A-CB (Split System: Heat Pump with Remote Outdoor Unit-Air-Source) | DLCURAH18ABK |  |  | EA*4X24L17A* | *96VTN0601412B* | 17300 | 16 | 8.5 | 18200 | 19400 | 106.6% | 2.34 | 0 | 10.5 |  |  |  |  | R-410A | 1.4417 | Residential & Commercial | USHP | Ducted CEE Tier 1
216571321 | Central HP <5.4 tons | AMERICAN STANDARD | HRCU-A-CB (Split System: Heat Pump with Remote Outdoor Unit-Air-Source) | 5A6V8X36A1 |  |  | 5TXCD008AS3 | S8V2D120M5PCB | 33400 | 18.1 | 8.5 | 33400 | 25600 | 76.65% | 2.1 | 0 | 10.5 |  |  |  |  | R-454B | 2.7833 | Residential & Commercial | USHP | Ducted CEE Tier 1
212989237 | Central HP <5.4 tons | CARRIER | HRCU-A-CB (Split System: Heat Pump with Remote Outdoor Unit-Air-Source) | 38MURAQ24AB3* |  |  | CNPV*3617AL* | 59SU5B060M17**16 | 23600 | 17 | 8.5 | 26400 | 24400 | 92.42% | 2.02 | 0 | 10.5 |  |  |  |  | R-410A | 1.9667 | Residential & Commercial | USHP | Ducted CEE Tier 1
210596992 | Central HP <5.4 tons | COMFORTMAKER | HRCU-A-CB (Split System: Heat Pump with Remote Outdoor Unit-Air-Source) | CVH825GKA2* |  |  | EHD4X48AAL+WALLCON | *97CMN0801714A* | 24200 | 16 | 8.1 | 21400 | 16700 | 78.04% | 2 | 0 | 10.5 |  |  |  |  | R-410A | 2.0167 | Residential & Commercial | USHP | Ducted CEE Tier 1
210597010 | Central HP <5.4 tons | COMFORTMAKER | HRCU-A-CB (Split System: Heat Pump with Remote Outdoor Unit-Air-Source) | CVH825GKA2* |  |  | EN(A,D)4X48L24**+WALLCON | *95CSU1002122A* | 24200 | 17 | 8.1 | 21200 | 16600 | 78.3% | 2.02 | 0 | 11.5 |  |  |  |  | R-410A | 2.0167 | Residential & Commercial | USHP | Ducted CEE Tier 1
213771511 | Central HP <5.4 tons | DAY & NIGHT | HRCU-A-CB (Split System: Heat Pump with Remote Outdoor Unit-Air-Source) | CVH825GKA2* |  |  | EA*4X43L21A*+WALLCON | *97CMN0801714B* | 24400 | 16.5 | 8.1 | 21200 | 16700 | 78.77% | 2.02 | 0 | 11 |  |  |  |  | R-410A | 2.0333 | Residential & Commercial | USHP | Ducted CEE Tier 1
213771611 | Central HP <5.4 tons | DAY & NIGHT | HRCU-A-CB (Split System: Heat Pump with Remote Outdoor Unit-Air-Source) | CVH825GKA2* |  |  | EA*4X48L21A*+WALLCON | *95CSU0601716B* | 24000 | 16.5 | 8.1 | 21000 | 16500 | 78.57% | 2 | 0 | 10.5 |  |  |  |  | R-410A | 2 | Residential & Commercial | USHP | Ducted CEE Tier 1
215667875 | Central HP <5.4 tons | TEMPSTAR | HRCU-A-CB (Split System: Heat Pump with Remote Outdoor Unit-Air-Source) | T5H0V24*K*AAA* |  |  | EA*5X37M21A*+WALLCON | *80CTL1102120B* | 24000 | 17.5 | 9 | 23200 | 16300 | 70.26% | 2.02 | 0 | 10.5 |  |  |  |  | R-454B | 2 | Residential & Commercial | USHP | Ducted CEE Tier 1
210720633 | Central HP <5.4 tons | CARRIER | HRCU-A-CB (Split System: Heat Pump with Remote Outdoor Unit-Air-Source) | 25VNA436A*031* |  |  | CAP**3717AL*+UI | 59TN6B080C17**14 | 33800 | 18.5 | 9.5 | 35600 | 26200 | 73.6% | 2 | 0 | 11.7 |  |  |  |  | R-410A | 2.8167 | Residential & Commercial | USHP | Ducted CEE Tier 1
210720665 | Central HP <5.4 tons | CARRIER | HRCU-A-CB (Split System: Heat Pump with Remote Outdoor Unit-Air-Source) | 25VNA436A*031* |  |  | CNPV*4221AL*+UI | 58CU*A040C17**12 | 33000 | 19 | 9 | 35400 | 26600 | 75.14% | 1.98 | 0 | 12 |  |  |  |  | R-410A | 2.75 | Residential & Commercial | USHP | Ducted CEE Tier 1
214569583 | Central HP <5.4 tons | BRYANT HEATING AND COOLING SYSTEMS | HRCU-A-CB (Split System: Heat Pump with Remote Outdoor Unit-Air-Source) | 284ANV036*0**B* |  |  | CAP**4824AL*+UI | 986TD60080C21*** | 33800 | 19.5 | 9.5 | 36400 | 25600 | 70.33% | 2.04 | 0 | 12 |  |  |  |  | R-410A | 2.8167 | Residential & Commercial | USHP | Ducted CEE Tier 1
211206982 | Central HP <5.4 tons | JOHNSON CONTROLS | HRCU-A-CB (Split System: Heat Pump with Remote Outdoor Unit-Air-Source) | HL20B4821 |  |  | XAMC48HE3N1+CC | TM8V100C16MP12 | 43500 | 19 | 9 | 44500 | 36200 | 81.35% | 2.14 | 0 | 12 |  |  |  |  | R-410A | 3.625 | Residential & Commercial | USHP | Ducted CEE Tier 1
216643305 | Central HP <5.4 tons | BRYANT HEATING AND COOLING SYSTEMS | HRCU-A-CB (Split System: Heat Pump with Remote Outdoor Unit-Air-Source) | 37MUHAQ18AA3 |  |  | CAA**1917AM* | 8(0,1)*SB36070M17*** | 18200 | 15.2 | 11 | 19800 | 17700 | 89.39% | 1.98 | 0 | 11.5 |  |  |  |  | R-454B | 1.5167 | Residential & Commercial | USHP | Ducted CEE Tier 1
216570927 | Central HP <5.4 tons | AMERICAN STANDARD | HRCU-A-CB (Split System: Heat Pump with Remote Outdoor Unit-Air-Source) | 5A6V0X24A1 |  |  | 5TXCB003AS3 | *DHMB060CCV3+LRP | 20000 | 18.2 | 9.4 | 23000 | 17800 | 77.39% | 2 | 0 | 10.5 |  |  |  |  | R-454B | 1.6667 | Residential & Commercial | USHP | Ducted CEE Tier 1
206135777 | Central HP <5.4 tons | COMFORTMAKER | HRCU-A-CB (Split System: Heat Pump with Remote Outdoor Unit-Air-Source) | CVH837GKA** |  |  | EA*4X48L21A*+WALLCON | *80CSU0601716A* | 32200 | 17 | 8.1 | 32600 | 25000 | 76.69% | 1.96 | 12 | 11 |  |  |  |  | R-410A | 2.6833 | Residential & Commercial | USHP | Ducted CEE Tier 1
213078022 | Central HP <5.4 tons | CARRIER | HRCU-A-CB (Split System: Heat Pump with Remote Outdoor Unit-Air-Source) | 38MURAQ36AB3* |  |  | CNPV*4821AL* | 58S(B,C)*B070M17**12 | 35600 | 16.5 | 8.1 | 38500 | 34800 | 90.39% | 1.98 | 0 | 10 |  |  |  |  | R-410A | 2.9667 | Residential & Commercial | USHP | Ducted CEE Tier 1
213078508 | Central HP <5.4 tons | CARRIER | HRCU-A-CB (Split System: Heat Pump with Remote Outdoor Unit-Air-Source) | 38MURAQ36AB3* |  |  | CAP**4221AL* | 58S(B,C)*B090M21**20 | 35400 | 16.5 | 8.1 | 38500 | 35000 | 90.91% | 1.88 | 0 | 10 |  |  |  |  | R-410A | 2.95 | Residential & Commercial | USHP | Ducted CEE Tier 1
216767214 | Central HP <5.4 tons | TRANE | HRCU-A-CB (Split System: Heat Pump with Remote Outdoor Unit-Air-Source) | 5TWX7060A1 |  |  | 5PX*D008AS3+P0V0D000M50SD | 0 | 51500 | 15.5 | 8.7 | 51500 | 38500 | 74.76% | 2.19 | 0 | 11.2 |  |  |  |  | R-454B | 4.2917 | Residential & Commercial | USHP | Ducted CEE Tier 1
216767250 | Central HP <5.4 tons | TRANE | HRCU-A-CB (Split System: Heat Pump with Remote Outdoor Unit-Air-Source) | 5TWX7060A1 |  |  | 5TXCD008AS3 | S9V2C080U5VSB | 51000 | 15.2 | 8.7 | 51500 | 39000 | 75.73% | 2.16 | 0 | 10 |  |  |  |  | R-454B | 4.25 | Residential & Commercial | USHP | Ducted CEE Tier 1
216769938 | Central HP <5.4 tons | TRANE | HRCU-A-CB (Split System: Heat Pump with Remote Outdoor Unit-Air-Source) | 5TWR7036A1 |  |  | 5PX*D008AS3 | *UHMD120CCV5 | 33600 | 17.1 | 9 | 32400 | 24000 | 74.07% | 2.19 | 0 | 12 |  |  |  |  | R-454B | 2.8 | Residential & Commercial | USHP | Ducted CEE Tier 1
215941026 | Central HP <5.4 tons | HEIL | HRCU-A-CB (Split System: Heat Pump with Remote Outdoor Unit-Air-Source) | H5H3V48*K*AAA* |  |  | EA*5X60M24A*+WALLCON | *97CTN1202422A* | 44500 | 21 | 9.5 | 48000 | 36400 | 75.83% | 2 | 0 | 11 |  |  |  |  | R-454B | 3.7083 | Residential & Commercial | USHP | Ducted CEE Tier 1
213077584 | Central HP <5.4 tons | CARRIER | HRCU-A-CB (Split System: Heat Pump with Remote Outdoor Unit-Air-Source) | 38MURAQ36AB3* |  |  | CAP**3621AL* | 59TP6C100V21**20 | 35200 | 16 | 8.1 | 38500 | 35200 | 91.43% | 1.82 | 0 | 10 |  |  |  |  | R-410A | 2.9333 | Residential & Commercial | USHP | Ducted CEE Tier 1
213077934 | Central HP <5.4 tons | CARRIER | HRCU-A-CB (Split System: Heat Pump with Remote Outdoor Unit-Air-Source) | 38MURAQ36AB3* |  |  | CAP**3717AL* | 58S(B,C)*B070M17**12 | 36200 | 15.5 | 8.5 | 38500 | 35000 | 90.91% | 2.02 | 0 | 10 |  |  |  |  | R-410A | 3.0167 | Residential & Commercial | USHP | Ducted CEE Tier 1
213077967 | Central HP <5.4 tons | CARRIER | HRCU-A-CB (Split System: Heat Pump with Remote Outdoor Unit-Air-Source) | 38MURAQ36AB3* |  |  | CAP**4321AL* | 58S(B,C)*B070M17**12 | 36200 | 16 | 8.5 | 38000 | 34800 | 91.58% | 2.04 | 0 | 10 |  |  |  |  | R-410A | 3.0167 | Residential & Commercial | USHP | Ducted CEE Tier 1
214244017 | Central HP <5.4 tons | CARRIER | HRCU-A-CB (Split System: Heat Pump with Remote Outdoor Unit-Air-Source) | 25VNA424A*031* |  |  | CNPV*3617AL*+UI | 59TN6C040C14**10 | 22800 | 17.5 | 9.5 | 27000 | 20600 | 76.3% | 2.28 | 0 | 12 |  |  |  |  | R-410A | 1.9 | Residential & Commercial | USHP | Ducted CEE Tier 1
214244035 | Central HP <5.4 tons | CARRIER | HRCU-A-CB (Split System: Heat Pump with Remote Outdoor Unit-Air-Source) | 25VNA424A*031* |  |  | CNPV*3621AL*+UI | 59MN7C080C17**14 | 23200 | 19.5 | 9.5 | 26800 | 20000 | 74.63% | 2.36 | 0 | 13 |  |  |  |  | R-410A | 1.9333 | Residential & Commercial | USHP | Ducted CEE Tier 1
214243967 | Central HP <5.4 tons | CARRIER | HRCU-A-CB (Split System: Heat Pump with Remote Outdoor Unit-Air-Source) | 25VNA448A*031* |  |  | CNPV*4824AL*+UI | 59MN7C120C24**22 | 44000 | 20.5 | 8.5 | 46500 | 36400 | 78.28% | 2.16 | 0 | 11.7 |  |  |  |  | R-410A | 3.6667 | Residential & Commercial | USHP | Ducted CEE Tier 1
210597383 | Central HP <5.4 tons | COMFORTMAKER | HRCU-A-CB (Split System: Heat Pump with Remote Outdoor Unit-Air-Source) | CVH837GKA** |  |  | EA*4X60L24A*+WALLCON | *95CSU1002122A* | 32800 | 18 | 8.5 | 31800 | 24800 | 77.99% | 2 | 0 | 11.5 |  |  |  |  | R-410A | 2.7333 | Residential & Commercial | USHP | Ducted CEE Tier 1
210597506 | Central HP <5.4 tons | COMFORTMAKER | HRCU-A-CB (Split System: Heat Pump with Remote Outdoor Unit-Air-Source) | CVH837GKA** |  |  | EHD4X60AAL+WALLCON | *80CTL0701412A* | 32800 | 17 | 8.1 | 32400 | 25000 | 77.16% | 2 | 0 | 11 |  |  |  |  | R-410A | 2.7333 | Residential & Commercial | USHP | Ducted CEE Tier 1
216767264 | Central HP <5.4 tons | TRANE | HRCU-A-CB (Split System: Heat Pump with Remote Outdoor Unit-Air-Source) | 5TWX7060A1 |  |  | 5TXCD010AS3 | S9V2C080U5VSB | 52500 | 15.5 | 8.7 | 51000 | 38500 | 75.49% | 2.2 | 0 | 11 |  |  |  |  | R-454B | 4.375 | Residential & Commercial | USHP | Ducted CEE Tier 1
215853319 | Central HP <5.4 tons | JOHNSON CONTROLS | HRCU-A-CB (Split System: Heat Pump with Remote Outdoor Unit-Air-Source) | HH836E2S11 |  |  | CTU48C5XFS1+JMC16C2SN1+TXV | 0 | 34400 | 19 | 9 | 32000 | 25200 | 78.75% | 2 | 0 | 11.7 |  |  |  |  | R-454B | 2.8667 | Residential & Commercial | USHP | Ducted CEE Tier 1
215853321 | Central HP <5.4 tons | JOHNSON CONTROLS | HRCU-A-CB (Split System: Heat Pump with Remote Outdoor Unit-Air-Source) | HH836E2S11 |  |  | CTM36C5CDS1+JMVT17CC2N1 | 0 | 34400 | 19 | 9 | 31600 | 25800 | 81.65% | 2 | 0 | 11.7 |  |  |  |  | R-454B | 2.8667 | Residential & Commercial | USHP | Ducted CEE Tier 1
215941266 | Central HP <5.4 tons | HEIL | HRCU-A-CB (Split System: Heat Pump with Remote Outdoor Unit-Air-Source) | H5H3V48*K*AAA* |  |  | EVM5X48M21A*+WALLCON | *96CTN0802120B* | 44500 | 19.5 | 8.1 | 52000 | 38500 | 74.04% | 1.9 | 0 | 10.5 |  |  |  |  | R-454B | 3.7083 | Residential & Commercial | USHP | Ducted CEE Tier 1
213077115 | Central HP <5.4 tons | CARRIER | HRCU-A-CB (Split System: Heat Pump with Remote Outdoor Unit-Air-Source) | 38MURAQ36AB3* |  |  | CNPV*4821AL* | 59SP6B080V21**20 | 35600 | 16.5 | 8.1 | 38500 | 34800 | 90.39% | 1.98 | 0 | 10 |  |  |  |  | R-410A | 2.9667 | Residential & Commercial | USHP | Ducted CEE Tier 1
213077383 | Central HP <5.4 tons | CARRIER | HRCU-A-CB (Split System: Heat Pump with Remote Outdoor Unit-Air-Source) | 38MURAQ36AB3* |  |  | CAP**4221AL* | 59TP6C080V17**16 | 35000 | 15.5 | 8.1 | 38500 | 35200 | 91.43% | 1.86 | 0 | 9.5 |  |  |  |  | R-410A | 2.9167 | Residential & Commercial | USHP
216453267 | Central HP <5.4 tons | TRANE | HRCU-A-CB (Split System: Heat Pump with Remote Outdoor Unit-Air-Source) | 5TWV0X60A1 |  |  | 5TXCD008AS3 | S8V2D120M5PDB | 52000 | 18.6 | 9 | 54500 | 38500 | 70.64% | 2 | 0 | 10 |  |  |  |  | R-454B | 4.3333 | Residential & Commercial | USHP | Ducted CEE Tier 1
216453251 | Central HP <5.4 tons | TRANE | HRCU-A-CB (Split System: Heat Pump with Remote Outdoor Unit-Air-Source) | 5TWV0X60A1 |  |  | 5PX*DD10AS3 | S8V2D120M5PDB | 52000 | 18.2 | 9 | 54000 | 38000 | 70.37% | 2 | 0 | 10 |  |  |  |  | R-454B | 4.3333 | Residential & Commercial | USHP | Ducted CEE Tier 1
213077371 | Central HP <5.4 tons | CARRIER | HRCU-A-CB (Split System: Heat Pump with Remote Outdoor Unit-Air-Source) | 38MURAQ36AB3* |  |  | CAP**3721AL* | GG96VTAB48080B** | 36400 | 15.5 | 8.5 | 38500 | 35000 | 90.91% | 2.06 | 0 | 10 |  |  |  |  | R-410A | 3.0333 | Residential & Commercial | USHP | Ducted CEE Tier 1
213077396 | Central HP <5.4 tons | CARRIER | HRCU-A-CB (Split System: Heat Pump with Remote Outdoor Unit-Air-Source) | 38MURAQ36AB3* |  |  | CAP**4321AL* | 59TP6C080V17**16 | 36600 | 15.5 | 8.5 | 38500 | 35000 | 90.91% | 2.06 | 0 | 10 |  |  |  |  | R-410A | 3.05 | Residential & Commercial | USHP | Ducted CEE Tier 1
213077623 | Central HP <5.4 tons | CARRIER | HRCU-A-CB (Split System: Heat Pump with Remote Outdoor Unit-Air-Source) | 38MURAQ36AB3* |  |  | CAP**4224AL* | 59TP6C100V21**20 | 35400 | 16.5 | 8.1 | 38500 | 35000 | 90.91% | 1.88 | 0 | 10 |  |  |  |  | R-410A | 2.95 | Residential & Commercial | USHP | Ducted CEE Tier 1
213077721 | Central HP <5.4 tons | CARRIER | HRCU-A-CB (Split System: Heat Pump with Remote Outdoor Unit-Air-Source) | 38MURAQ36AB3* |  |  | CAP**4221AL* | 59TP6C100V21**22 | 35400 | 16.5 | 8.1 | 38500 | 35000 | 90.91% | 1.88 | 0 | 10 |  |  |  |  | R-410A | 2.95 | Residential & Commercial | USHP | Ducted CEE Tier 1
213077828 | Central HP <5.4 tons | CARRIER | HRCU-A-CB (Split System: Heat Pump with Remote Outdoor Unit-Air-Source) | 38MURAQ36AB3* |  |  | CAP**3717AL* | 58S(B,C)*B045M14**12 | 36000 | 15.2 | 8.5 | 38500 | 35200 | 91.43% | 2 | 0 | 10 |  |  |  |  | R-410A | 3 | Residential & Commercial | USHP | Ducted CEE Tier 1
213893310 | Central HP <5.4 tons | DAY & NIGHT | HRCU-A-CB (Split System: Heat Pump with Remote Outdoor Unit-Air-Source) | CVH825GKA3* |  |  | EA*4X25L17A*+WALLCON | *96CTN0401410B* | 24000 | 15.5 | 8.1 | 21600 | 17000 | 78.7% | 1.96 | 0 | 10 |  |  |  |  | R-410A | 2 | Residential & Commercial | USHP | Ducted CEE Tier 1
215941076 | Central HP <5.4 tons | HEIL | HRCU-A-CB (Split System: Heat Pump with Remote Outdoor Unit-Air-Source) | H5H3V48*K*AAA* |  |  | EA*5X61M21A*+WALLCON | *97CTN0802120A* | 45000 | 21 | 9.5 | 48500 | 37000 | 76.29% | 2 | 0 | 11 |  |  |  |  | R-454B | 3.75 | Residential & Commercial | USHP | Ducted CEE Tier 1
212984049 | Central HP <5.4 tons | CARRIER | HRCU-A-CB (Split System: Heat Pump with Remote Outdoor Unit-Air-Source) | 38MURAQ24AB3* |  |  | CAP**3017AL* | 59SC2E060M17**14 | 23600 | 17 | 8.5 | 26400 | 24600 | 93.18% | 2.04 | 0 | 10 |  |  |  |  | R-410A | 1.9667 | Residential & Commercial | USHP | Ducted CEE Tier 1
212984133 | Central HP <5.4 tons | CARRIER | HRCU-A-CB (Split System: Heat Pump with Remote Outdoor Unit-Air-Source) | 38MURAQ24AB3* |  |  | CNPV*3617AL* | 59SC2E060M17**14 | 23600 | 17 | 8.5 | 26400 | 24400 | 92.42% | 2.02 | 0 | 10.5 |  |  |  |  | R-410A | 1.9667 | Residential & Commercial | USHP | Ducted CEE Tier 1
214573509 | Central HP <5.4 tons | BRYANT HEATING AND COOLING SYSTEMS | HRCU-A-CB (Split System: Heat Pump with Remote Outdoor Unit-Air-Source) | 288BNV037*0**A* |  |  | CNPV*4824AL*+UI | 935CB66100C21*** | 32400 | 17.5 | 8.5 | 32600 | 24800 | 76.07% | 1.98 | 0 | 11.5 |  |  |  |  | R-410A | 2.7 | Residential & Commercial | USHP | Ducted CEE Tier 1
216643115 | Central HP <5.4 tons | BRYANT HEATING AND COOLING SYSTEMS | HRCU-A-CB (Split System: Heat Pump with Remote Outdoor Unit-Air-Source) | 37MUHAQ18AA3 |  |  | CAA**1917AM* | 8(0,1)*SB36045M14*** | 18300 | 15.2 | 10.5 | 19800 | 17700 | 89.39% | 2 | 0 | 11 |  |  |  |  | R-454B | 1.525 | Residential & Commercial | USHP | Ducted CEE Tier 1
213078574 | Central HP <5.4 tons | CARRIER | HRCU-A-CB (Split System: Heat Pump with Remote Outdoor Unit-Air-Source) | 38MURAQ36AB3* |  |  | CNPV*4824AL* | 58S(B,C)*B090M21**20 | 36000 | 16.5 | 8.1 | 38500 | 35000 | 90.91% | 2 | 0 | 10.5 |  |  |  |  | R-410A | 3 | Residential & Commercial | USHP | Ducted CEE Tier 1
213078776 | Central HP <5.4 tons | CARRIER | HRCU-A-CB (Split System: Heat Pump with Remote Outdoor Unit-Air-Source) | 38MURAQ36AB3* |  |  | CNPV*4824AL* | 58S(B,C)*B135M24**20 | 36000 | 16.5 | 8.1 | 38500 | 35000 | 90.91% | 2 | 0 | 10.5 |  |  |  |  | R-410A | 3 | Residential & Commercial | USHP | Ducted CEE Tier 1
212987074 | Central HP <5.4 tons | HEIL | HRCU-A-CB (Split System: Heat Pump with Remote Outdoor Unit-Air-Source) | DLCURAH18ABK |  |  | EN(A,D)4X30L14** | *96MSN0601412A* | 17500 | 16 | 8.1 | 18000 | 18600 | 103.3% | 2.24 | 0 | 11 |  |  |  |  | R-410A | 1.4583 | Residential & Commercial | USHP | Ducted CEE Tier 1
212988776 | Central HP <5.4 tons | HEIL | HRCU-A-CB (Split System: Heat Pump with Remote Outdoor Unit-Air-Source) | DLCURAH18ABK |  |  | EA*4X19L17A* | *95MSU0401712A* | 17700 | 16.5 | 8.1 | 17700 | 17900 | 101.1% | 2.16 | 0 | 10.5 |  |  |  |  | R-410A | 1.475 | Residential & Commercial | USHP | Ducted CEE Tier 1
213078949 | Central HP <5.4 tons | CARRIER | HRCU-A-CB (Split System: Heat Pump with Remote Outdoor Unit-Air-Source) | 38MURAQ36AB3* |  |  | CAP**3617AL* | 58SU*B060M17**16 | 34800 | 16 | 8.1 | 38500 | 35200 | 91.43% | 1.82 | 0 | 9.5 |  |  |  |  | R-410A | 2.9 | Residential & Commercial | USHP
213079201 | Central HP <5.4 tons | CARRIER | HRCU-A-CB (Split System: Heat Pump with Remote Outdoor Unit-Air-Source) | 38MURAQ36AB3* |  |  | CAP**3621AL* | 58SU*B100M21**20 | 35000 | 16 | 8.5 | 38500 | 35200 | 91.43% | 1.8 | 0 | 9.5 |  |  |  |  | R-410A | 2.9167 | Residential & Commercial | USHP
206135717 | Central HP <5.4 tons | COMFORTMAKER | HRCU-A-CB (Split System: Heat Pump with Remote Outdoor Unit-Air-Source) | CVH837GKA** |  |  | EA*4X42L24A*+WALLCON | *80CSU1002120A* | 31800 | 17 | 8.1 | 33200 | 24400 | 73.49% | 1.88 | 11.5 | 11 |  |  |  |  | R-410A | 2.65 | Residential & Commercial | USHP | Ducted CEE Tier 1
206135969 | Central HP <5.4 tons | COMFORTMAKER | HRCU-A-CB (Split System: Heat Pump with Remote Outdoor Unit-Air-Source) | CVH837GKA** |  |  | EHD4X42AAL+WALLCON | *80CSU0401712A* | 32400 | 16.5 | 8.1 | 33200 | 24800 | 74.7% | 1.94 | 11.5 | 11 |  |  |  |  | R-410A | 2.7 | Residential & Commercial | USHP | Ducted CEE Tier 1
214574609 | Central HP <5.4 tons | BRYANT HEATING AND COOLING SYSTEMS | HRCU-A-CB (Split System: Heat Pump with Remote Outdoor Unit-Air-Source) | 288BNV037*0**B* |  |  | CNPV*4821AL*+UI | 987MC60080C21*** | 32400 | 17.5 | 8.5 | 32800 | 24800 | 75.61% | 1.96 | 0 | 11.5 |  |  |  |  | R-410A | 2.7 | Residential & Commercial | USHP | Ducted CEE Tier 1
215853335 | Central HP <5.4 tons | JOHNSON CONTROLS | HRCU-A-CB (Split System: Heat Pump with Remote Outdoor Unit-Air-Source) | HH836E2S11 |  |  | CTU36B5XDS1+TXV | Z9ES060B12SMPS1 | 33200 | 17 | 8.5 | 31000 | 25400 | 81.94% | 2 | 0 | 11 |  |  |  |  | R-454B | 2.7667 | Residential & Commercial | USHP | Ducted CEE Tier 1
215941086 | Central HP <5.4 tons | HEIL | HRCU-A-CB (Split System: Heat Pump with Remote Outdoor Unit-Air-Source) | H5H3V48*K*AAA* |  |  | EA*5X61M21A*+WALLCON | *97CTN1002122A* | 45500 | 21 | 9.5 | 48500 | 36800 | 75.88% | 2 | 0 | 11 |  |  |  |  | R-454B | 3.7917 | Residential & Commercial | USHP | Ducted CEE Tier 1
216643263 | Central HP <5.4 tons | BRYANT HEATING AND COOLING SYSTEMS | HRCU-A-CB (Split System: Heat Pump with Remote Outdoor Unit-Air-Source) | 37MUHAQ18AA3 |  |  | CAA**2517AM* | 8(0,1)*SB36070M14*** | 18400 | 15.2 | 10.5 | 19800 | 17600 | 88.89% | 2 | 0 | 11.5 |  |  |  |  | R-454B | 1.5333 | Residential & Commercial | USHP | Ducted CEE Tier 1
212981796 | Central HP <5.4 tons | CARRIER | HRCU-A-CB (Split System: Heat Pump with Remote Outdoor Unit-Air-Source) | 38MURAQ24AB3* |  |  | CNPV*3617AL* | 58SU*B040M17**12 | 23800 | 16.5 | 8.5 | 25800 | 23800 | 92.25% | 1.98 | 0 | 10.5 |  |  |  |  | R-410A | 1.9833 | Residential & Commercial | USHP | Ducted CEE Tier 1
212982348 | Central HP <5.4 tons | CARRIER | HRCU-A-CB (Split System: Heat Pump with Remote Outdoor Unit-Air-Source) | 38MURAQ24AB3* |  |  | CNPV*3617AL* | 58SU*B060M17**16 | 23600 | 17 | 8.5 | 25600 | 24000 | 93.75% | 2 | 0 | 10.5 |  |  |  |  | R-410A | 1.9667 | Residential & Commercial | USHP | Ducted CEE Tier 1
212983217 | Central HP <5.4 tons | CARRIER | HRCU-A-CB (Split System: Heat Pump with Remote Outdoor Unit-Air-Source) | 38MURAQ24AB3* |  |  | CNPV*3017AL* | 59SC2E040M17**12 | 23400 | 15.5 | 8.1 | 26200 | 24200 | 92.37% | 1.98 | 0 | 10 |  |  |  |  | R-410A | 1.95 | Residential & Commercial | USHP | Ducted CEE Tier 1
212983536 | Central HP <5.4 tons | CARRIER | HRCU-A-CB (Split System: Heat Pump with Remote Outdoor Unit-Air-Source) | 38MURAQ24AB3* |  |  | CAP**3014AL* | 59SC2E060M14**12 | 23800 | 16.5 | 8.5 | 26400 | 24200 | 91.67% | 2 | 0 | 10 |  |  |  |  | R-410A | 1.9833 | Residential & Commercial | USHP | Ducted CEE Tier 1
216643346 | Central HP <5.4 tons | BRYANT HEATING AND COOLING SYSTEMS | HRCU-A-CB (Split System: Heat Pump with Remote Outdoor Unit-Air-Source) | 37MUHAQ18AA3 |  |  | CAA**1917AM* | 82*SB36045V14*** | 18300 | 15.2 | 9.5 | 20000 | 17800 | 89% | 2 | 0 | 11 |  |  |  |  | R-454B | 1.525 | Residential & Commercial | USHP | Ducted CEE Tier 1
216643396 | Central HP <5.4 tons | BRYANT HEATING AND COOLING SYSTEMS | HRCU-A-CB (Split System: Heat Pump with Remote Outdoor Unit-Air-Source) | 37MUHAQ18AA3 |  |  | CAA**2517AM* | 82*SB36045V14*** | 18500 | 15.2 | 9.5 | 20000 | 17600 | 88% | 2.02 | 0 | 11.5 |  |  |  |  | R-454B | 1.5417 | Residential & Commercial | USHP | Ducted CEE Tier 1
216643596 | Central HP <5.4 tons | BRYANT HEATING AND COOLING SYSTEMS | HRCU-A-CB (Split System: Heat Pump with Remote Outdoor Unit-Air-Source) | 37MUHAQ18AA3 |  |  | CAA**2417AM* | 83*SB48060M17*** | 17800 | 15.2 | 10 | 20600 | 18500 | 89.81% | 1.98 | 0 | 11 |  |  |  |  | R-454B | 1.4833 | Residential & Commercial | USHP | Ducted CEE Tier 1
216643766 | Central HP <5.4 tons | BRYANT HEATING AND COOLING SYSTEMS | HRCU-A-CB (Split System: Heat Pump with Remote Outdoor Unit-Air-Source) | 37MUHAQ18AA3 |  |  | CAA**1917AM* | 82*TB36070V14*** | 18400 | 15.2 | 9.5 | 19800 | 17700 | 89.39% | 2 | 0 | 11.5 |  |  |  |  | R-454B | 1.5333 | Residential & Commercial | USHP | Ducted CEE Tier 1
214584670 | Central HP <5.4 tons | JOHNSON CONTROLS | HRCU-A-CB (Split System: Heat Pump with Remote Outdoor Unit-Air-Source) | HH860E2S11 |  |  | CTF60C5CHS1 | Z8ES100C20SMPS1 | 53500 | 19 | 9 | 53500 | 38000 | 71.03% | 2 | 0 | 12 |  |  |  |  | R-454B | 4.4583 | Residential & Commercial | USHP | Ducted CEE Tier 1
212972003 | Central HP <5.4 tons | CARRIER | HRCU-A-CB (Split System: Heat Pump with Remote Outdoor Unit-Air-Source) | 38MURAQ24AB3* |  |  | CNPV*2417AL* | 58TP*B090V17**16 | 23400 | 16.5 | 8.5 | 27000 | 25000 | 92.59% | 2.06 | 0 | 10 |  |  |  |  | R-410A | 1.95 | Residential & Commercial | USHP | Ducted CEE Tier 1
212972422 | Central HP <5.4 tons | CARRIER | HRCU-A-CB (Split System: Heat Pump with Remote Outdoor Unit-Air-Source) | 38MURAQ24AB3* |  |  | CNPV*3621AL* | 58TP*B110V21**22 | 23800 | 17 | 8.5 | 26400 | 24000 | 90.91% | 1.98 | 0 | 10.5 |  |  |  |  | R-410A | 1.9833 | Residential & Commercial | USHP | Ducted CEE Tier 1
215932515 | Central HP <5.4 tons | BRYANT HEATING AND COOLING SYSTEMS | HRCU-A-CB (Split System: Heat Pump with Remote Outdoor Unit-Air-Source) | 293VAN036**AA* |  |  | CAA**4821AM*+UI | 986TD42080C17*** | 33200 | 20 | 9.5 | 34800 | 26600 | 76.44% | 2.02 | 0 | 11 |  |  |  |  | R-454B | 2.7667 | Residential & Commercial | USHP | Ducted CEE Tier 1
215932765 | Central HP <5.4 tons | BRYANT HEATING AND COOLING SYSTEMS | HRCU-A-CB (Split System: Heat Pump with Remote Outdoor Unit-Air-Source) | 293VAN036**AA* |  |  | CAA**6121AM*+UI | 935CB66100C21*** | 34400 | 20.5 | 9.5 | 34200 | 26000 | 76.02% | 2.08 | 0 | 12 |  |  |  |  | R-454B | 2.8667 | Residential & Commercial | USHP | Ducted CEE Tier 1
215941756 | Central HP <5.4 tons | HEIL | HRCU-A-CB (Split System: Heat Pump with Remote Outdoor Unit-Air-Source) | H5H3V48*K*AAA* |  |  | EVD5X60M24A*+WALLCON | *97CTN1202422A* | 45500 | 20.5 | 8.1 | 52500 | 38000 | 72.38% | 1.95 | 0 | 11.5 |  |  |  |  | R-454B | 3.7917 | Residential & Commercial | USHP | Ducted CEE Tier 1
216735923 | Central HP <5.4 tons | BRYANT HEATING AND COOLING SYSTEMS | HRCU-A-CB (Split System: Heat Pump with Remote Outdoor Unit-Air-Source) | 37MUHAQ24AA3 |  |  | CAA**3721AM* | 935SB60080M21*** | 22800 | 16 | 8.5 | 20400 | 18300 | 89.71% | 1.98 | 0 | 11 |  |  |  |  | R-454B | 1.9 | Residential & Commercial | USHP | Ducted CEE Tier 1
206133469 | Central HP <5.4 tons | COMFORTMAKER | HRCU-A-CB (Split System: Heat Pump with Remote Outdoor Unit-Air-Source) | CVH825GKA2* |  |  | EA*4X37L21A*+WALLCON | *80CSU1002120A* | 24400 | 16.5 | 8.1 | 21200 | 16700 | 78.77% | 2.02 | 11.5 | 11 |  |  |  |  | R-410A | 2.0333 | Residential & Commercial | USHP | Ducted CEE Tier 1
216675771 | Central HP <5.4 tons | BRYANT HEATING AND COOLING SYSTEMS | HRCU-A-CB (Split System: Heat Pump with Remote Outdoor Unit-Air-Source) | 37MURAQ24AA3 |  |  | CAA**2417AM* | 8(0,1)*SB36070M14*** | 23400 | 15.2 | 8.5 | 24600 | 19600 | 79.67% | 1.9 | 0 | 9.8 |  |  |  |  | R-454B | 1.95 | Residential & Commercial | USHP
212983935 | Central HP <5.4 tons | DAY & NIGHT | HRCU-A-CB (Split System: Heat Pump with Remote Outdoor Unit-Air-Source) | DLCURAH30ABK |  |  | EA*4X37L21A* | *92MSN0601714A* | 30200 | 15.2 | 8.1 | 33400 | 26400 | 79.04% | 1.84 | 0 | 9 |  |  |  |  | R-410A | 2.5167 | Residential & Commercial | USHP
215940356 | Central HP <5.4 tons | HEIL | HRCU-A-CB (Split System: Heat Pump with Remote Outdoor Unit-Air-Source) | H5H3V36*K*AAA* |  |  | EVM5X49M21A*+WALLCON | *97CTN0601716A* | 35200 | 21 | 8.5 | 38500 | 29400 | 76.36% | 2.02 | 0 | 11.7 |  |  |  |  | R-454B | 2.9333 | Residential & Commercial | USHP | Ducted CEE Tier 1
215940376 | Central HP <5.4 tons | HEIL | HRCU-A-CB (Split System: Heat Pump with Remote Outdoor Unit-Air-Source) | H5H3V36*K*AAA* |  |  | EVM5X49M21A*+WALLCON | *97CTN0802120A* | 35600 | 21.5 | 8.5 | 38000 | 28600 | 75.26% | 2.04 | 0 | 12 |  |  |  |  | R-454B | 2.9667 | Residential & Commercial | USHP | Ducted CEE Tier 1
215940176 | Central HP <5.4 tons | HEIL | HRCU-A-CB (Split System: Heat Pump with Remote Outdoor Unit-Air-Source) | H5H3V36*K*AAA* |  |  | ESH5X60M12A*+WALLCON | *96CTN0802120B* | 34200 | 19.5 | 9 | 34200 | 26000 | 76.02% | 1.96 | 0 | 11.7 |  |  |  |  | R-454B | 2.85 | Residential & Commercial | USHP | Ducted CEE Tier 1
215940206 | Central HP <5.4 tons | HEIL | HRCU-A-CB (Split System: Heat Pump with Remote Outdoor Unit-Air-Source) | H5H3V36*K*AAA* |  |  | ESH5X60M12A*+WALLCON | *97CTN0601716A* | 33800 | 18.5 | 9 | 35000 | 26800 | 76.57% | 1.92 | 0 | 11 |  |  |  |  | R-454B | 2.8167 | Residential & Commercial | USHP | Ducted CEE Tier 1
216675757 | Central HP <5.4 tons | TEMPSTAR | HRCU-A-CB (Split System: Heat Pump with Remote Outdoor Unit-Air-Source) | D5CURAH24AAK |  |  | EA*5X37M21A* | *80MS(N,L)0451714A* | 24400 | 15.2 | 8.5 | 23000 | 19000 | 82.61% | 1.96 | 0 | 10 |  |  |  |  | R-454B | 2.0333 | Residential & Commercial | USHP | Ducted CEE Tier 1
215942513 | Central HP <5.4 tons | AIRQUEST | HRCU-A-CB (Split System: Heat Pump with Remote Outdoor Unit-Air-Source) | H5H3V36*K*AAA* |  |  | EVD5X61M21A*+WALLCON | *97CMN0601714B* | 35600 | 21.5 | 8.5 | 37400 | 28200 | 75.4% | 2.06 | 0 | 11.7 |  |  |  |  | R-454B | 2.9667 | Residential & Commercial | USHP | Ducted CEE Tier 1
213077923 | Central HP <5.4 tons | CARRIER | HRCU-A-CB (Split System: Heat Pump with Remote Outdoor Unit-Air-Source) | 38MURAQ36AB3* |  |  | CAP**3621AL* | 58S(B,C)*B070M17**12 | 34800 | 16 | 8.1 | 38500 | 35200 | 91.43% | 1.82 | 0 | 9.5 |  |  |  |  | R-410A | 2.9 | Residential & Commercial | USHP
213078057 | Central HP <5.4 tons | CARRIER | HRCU-A-CB (Split System: Heat Pump with Remote Outdoor Unit-Air-Source) | 38MURAQ36AB3* |  |  | CAP**3717AL* | 58S(B,C)*B070M17**16 | 36000 | 15.5 | 8.5 | 38500 | 35000 | 90.91% | 2 | 0 | 10 |  |  |  |  | R-410A | 3 | Residential & Commercial | USHP | Ducted CEE Tier 1
215941596 | Central HP <5.4 tons | HEIL | HRCU-A-CB (Split System: Heat Pump with Remote Outdoor Unit-Air-Source) | H5H3V48*K*AAA* |  |  | EVD5X48M24A*+WALLCON | *97CTN0802120A* | 44500 | 20 | 8.1 | 52000 | 38000 | 73.08% | 1.9 | 0 | 11 |  |  |  |  | R-454B | 3.7083 | Residential & Commercial | USHP | Ducted CEE Tier 1
215941126 | Central HP <5.4 tons | HEIL | HRCU-A-CB (Split System: Heat Pump with Remote Outdoor Unit-Air-Source) | H5H3V48*K*AAA* |  |  | EA*5X61M24A*+WALLCON | *97CTN1202422A* | 45500 | 21.5 | 9.5 | 48500 | 36600 | 75.46% | 2 | 0 | 11.5 |  |  |  |  | R-454B | 3.7917 | Residential & Commercial | USHP | Ducted CEE Tier 1
215940526 | Central HP <5.4 tons | HEIL | HRCU-A-CB (Split System: Heat Pump with Remote Outdoor Unit-Air-Source) | H5H3V36*K*AAA* |  |  | EVD5X36M21A*+WALLCON | *80CSU0601716B* | 34400 | 21 | 8.5 | 38500 | 28000 | 72.73% | 2.04 | 0 | 12 |  |  |  |  | R-454B | 2.8667 | Residential & Commercial | USHP | Ducted CEE Tier 1
206765505 | Central HP <5.4 tons | COMFORTMAKER | HRCU-A-CB (Split System: Heat Pump with Remote Outdoor Unit-Air-Source) | CVH825GKA3* |  |  | EA*4X25L17A*+WALLCON | *80CTL0701716A* | 24400 | 16.5 | 8.1 | 21200 | 16600 | 78.3% | 2.02 | 11 | 11 |  |  |  |  | R-410A | 2.0333 | Residential & Commercial | USHP | Ducted CEE Tier 1
212970638 | Central HP <5.4 tons | AIRQUEST | HRCU-A-CB (Split System: Heat Pump with Remote Outdoor Unit-Air-Source) | DLCURAH36ABK |  |  | EA*4X36L21A* | *80VSL0902120B* | 35000 | 16 | 8.1 | 38500 | 35200 | 91.43% | 1.82 | 0 | 9.5 |  |  |  |  | R-410A | 2.9167 | Residential & Commercial | USHP
212970688 | Central HP <5.4 tons | AIRQUEST | HRCU-A-CB (Split System: Heat Pump with Remote Outdoor Unit-Air-Source) | DLCURAH36ABK |  |  | EA*4X48L21A* | *80VSL0902120B* | 35600 | 16.5 | 8.5 | 38500 | 34600 | 89.87% | 2.02 | 0 | 10 |  |  |  |  | R-410A | 2.9667 | Residential & Commercial | USHP | Ducted CEE Tier 1
212970738 | Central HP <5.4 tons | AIRQUEST | HRCU-A-CB (Split System: Heat Pump with Remote Outdoor Unit-Air-Source) | DLCURAH36ABK |  |  | EN(A,D)4X48L24** | *80VSL0902120B* | 36000 | 16.5 | 8.1 | 38500 | 35000 | 90.91% | 2 | 0 | 10 |  |  |  |  | R-410A | 3 | Residential & Commercial | USHP | Ducted CEE Tier 1
215941586 | Central HP <5.4 tons | HEIL | HRCU-A-CB (Split System: Heat Pump with Remote Outdoor Unit-Air-Source) | H5H3V48*K*AAA* |  |  | EVD5X48M24A*+WALLCON | *96CTN0802120B* | 44500 | 20 | 8.1 | 52000 | 38000 | 73.08% | 1.9 | 0 | 11 |  |  |  |  | R-454B | 3.7083 | Residential & Commercial | USHP | Ducted CEE Tier 1
212988042 | Central HP <5.4 tons | HEIL | HRCU-A-CB (Split System: Heat Pump with Remote Outdoor Unit-Air-Source) | DLCURAH30ABK |  |  | EA*4X37L21A* | *96MSN1002120A* | 30800 | 15.2 | 8.5 | 33200 | 26200 | 78.92% | 1.84 | 0 | 9 |  |  |  |  | R-410A | 2.5667 | Residential & Commercial | USHP
210720655 | Central HP <5.4 tons | CARRIER | HRCU-A-CB (Split System: Heat Pump with Remote Outdoor Unit-Air-Source) | 25VNA436A*031* |  |  | CAP**6121AL*+UI | 59CU5A080C21**20 | 34800 | 20 | 9 | 34400 | 25000 | 72.67% | 2.02 | 0 | 12.5 |  |  |  |  | R-410A | 2.9 | Residential & Commercial | USHP | Ducted CEE Tier 1
210720671 | Central HP <5.4 tons | CARRIER | HRCU-A-CB (Split System: Heat Pump with Remote Outdoor Unit-Air-Source) | 25VNA436A*031* |  |  | CNPV*4821AL*+UI | 58CU*A040C17**12 | 33800 | 19.5 | 9 | 35200 | 26000 | 73.86% | 2.02 | 0 | 12 |  |  |  |  | R-410A | 2.8167 | Residential & Commercial | USHP | Ducted CEE Tier 1
215942482 | Central HP <5.4 tons | HEIL | HRCU-A-CB (Split System: Heat Pump with Remote Outdoor Unit-Air-Source) | H5H3V36*K*AAA* |  |  | EVD5X61M21A*+WALLCON | *80CTL0702120B* | 35800 | 22 | 8.5 | 37400 | 28400 | 75.94% | 2.02 | 0 | 12.5 |  |  |  |  | R-454B | 2.9833 | Residential & Commercial | USHP | Ducted CEE Tier 1
215942562 | Central HP <5.4 tons | HEIL | HRCU-A-CB (Split System: Heat Pump with Remote Outdoor Unit-Air-Source) | H5H3V36*K*AAA* |  |  | EVD5X61M24A*+WALLCON | *80CTL0702120B* | 35800 | 22 | 8.5 | 37400 | 28200 | 75.4% | 2.04 | 0 | 12.5 |  |  |  |  | R-454B | 2.9833 | Residential & Commercial | USHP | Ducted CEE Tier 1
215942582 | Central HP <5.4 tons | HEIL | HRCU-A-CB (Split System: Heat Pump with Remote Outdoor Unit-Air-Source) | H5H3V36*K*AAA* |  |  | EVD5X61M24A*+WALLCON | *97CMN0802120B* | 36000 | 22 | 8.5 | 37400 | 28200 | 75.4% | 2.04 | 0 | 12.5 |  |  |  |  | R-454B | 3 | Residential & Commercial | USHP | Ducted CEE Tier 1
214569633 | Central HP <5.4 tons | BRYANT HEATING AND COOLING SYSTEMS | HRCU-A-CB (Split System: Heat Pump with Remote Outdoor Unit-Air-Source) | 284ANV036*0**B* |  |  | CSPH*4212AL*+UI | 88*TB60070C21*** | 34000 | 18.5 | 9 | 36600 | 26000 | 71.04% | 2.04 | 0 | 11.5 |  |  |  |  | R-410A | 2.8333 | Residential & Commercial | USHP | Ducted CEE Tier 1
214569667 | Central HP <5.4 tons | BRYANT HEATING AND COOLING SYSTEMS | HRCU-A-CB (Split System: Heat Pump with Remote Outdoor Unit-Air-Source) | 284ANV036*0**B* |  |  | CSPH*6012AL*+UI | 986TD60080C21*** | 34600 | 19 | 9 | 36000 | 25200 | 70% | 2.04 | 0 | 12 |  |  |  |  | R-410A | 2.8833 | Residential & Commercial | USHP | Ducted CEE Tier 1
216644664 | Central HP <5.4 tons | BRYANT HEATING AND COOLING SYSTEMS | HRCU-A-CB (Split System: Heat Pump with Remote Outdoor Unit-Air-Source) | 37MUHAQ18AA3 |  |  | FM(C,U)5Z30**AL* | 0 | 18500 | 15.5 | 12 | 20600 | 18600 | 90.29% | 2.08 | 0 | 11.5 |  |  |  |  | R-454B | 1.5417 | Residential & Commercial | USHP | Ducted CEE Tier 1
215940226 | Central HP <5.4 tons | HEIL | HRCU-A-CB (Split System: Heat Pump with Remote Outdoor Unit-Air-Source) | H5H3V36*K*AAA* |  |  | ESH5X60M12A*+WALLCON | *97CTN0802120A* | 34200 | 19.5 | 9 | 34200 | 26000 | 76.02% | 1.96 | 0 | 11.7 |  |  |  |  | R-454B | 2.85 | Residential & Commercial | USHP | Ducted CEE Tier 1
215940306 | Central HP <5.4 tons | HEIL | HRCU-A-CB (Split System: Heat Pump with Remote Outdoor Unit-Air-Source) | H5H3V36*K*AAA* |  |  | EVM5X44M21A*+WALLCON | *97CTN0802120A* | 35600 | 21.5 | 8.5 | 38000 | 28600 | 75.26% | 2.04 | 0 | 12 |  |  |  |  | R-454B | 2.9667 | Residential & Commercial | USHP | Ducted CEE Tier 1
215939906 | Central HP <5.4 tons | HEIL | HRCU-A-CB (Split System: Heat Pump with Remote Outdoor Unit-Air-Source) | H5H3V36*K*AAA* |  |  | EA*5X61M24A*+WALLCON | *97CTN0802120A* | 34400 | 20.5 | 9.5 | 34400 | 26000 | 75.58% | 2.06 | 0 | 12 |  |  |  |  | R-454B | 2.8667 | Residential & Commercial | USHP | Ducted CEE Tier 1
216767275 | Central HP <5.4 tons | TRANE | HRCU-A-CB (Split System: Heat Pump with Remote Outdoor Unit-Air-Source) | 5TWR7048A1 |  |  | 5PX*D008AS3+P0V0C000M50SD | 0 | 43500 | 16.5 | 9 | 44000 | 32400 | 73.64% | 2.23 | 0 | 12.5 |  |  |  |  | R-454B | 3.625 | Residential & Commercial | USHP | Ducted CEE Tier 1
215942663 | Central HP <5.4 tons | AIRQUEST | HRCU-A-CB (Split System: Heat Pump with Remote Outdoor Unit-Air-Source) | H5H3V36*K*AAA* |  |  | EVD5X61M24A*+WALLCON | *97CTN0802120A* | 36000 | 22 | 8.5 | 37400 | 28200 | 75.4% | 2.04 | 0 | 12.5 |  |  |  |  | R-454B | 3 | Residential & Commercial | USHP | Ducted CEE Tier 1
215939876 | Central HP <5.4 tons | HEIL | HRCU-A-CB (Split System: Heat Pump with Remote Outdoor Unit-Air-Source) | H5H3V36*K*AAA* |  |  | EA*5X61M21A*+WALLCON | *97CTN0802120A* | 34400 | 20 | 9 | 34400 | 26200 | 76.16% | 1.96 | 0 | 11.7 |  |  |  |  | R-454B | 2.8667 | Residential & Commercial | USHP | Ducted CEE Tier 1
215939926 | Central HP <5.4 tons | HEIL | HRCU-A-CB (Split System: Heat Pump with Remote Outdoor Unit-Air-Source) | H5H3V36*K*AAA* |  |  | EA*5X61M24A*+WALLCON | *97CTN1202422A* | 34400 | 20.5 | 9.5 | 34200 | 26000 | 76.02% | 2.08 | 0 | 12 |  |  |  |  | R-454B | 2.8667 | Residential & Commercial | USHP | Ducted CEE Tier 1
215940046 | Central HP <5.4 tons | HEIL | HRCU-A-CB (Split System: Heat Pump with Remote Outdoor Unit-Air-Source) | H5H3V36*K*AAA* |  |  | ESH5X42M12A*+WALLCON | *97CTN0601716A* | 33200 | 18.5 | 9 | 35600 | 27200 | 76.4% | 1.92 | 0 | 10.5 |  |  |  |  | R-454B | 2.7667 | Residential & Commercial | USHP | Ducted CEE Tier 1
215940146 | Central HP <5.4 tons | HEIL | HRCU-A-CB (Split System: Heat Pump with Remote Outdoor Unit-Air-Source) | H5H3V36*K*AAA* |  |  | ESH5X48M12A*+WALLCON | *97CTN0802120A* | 33800 | 19.5 | 9 | 34800 | 26600 | 76.44% | 1.94 | 0 | 11.5 |  |  |  |  | R-454B | 2.8167 | Residential & Commercial | USHP | Ducted CEE Tier 1
212973592 | Central HP <5.4 tons | CARRIER | HRCU-A-CB (Split System: Heat Pump with Remote Outdoor Unit-Air-Source) | 38MURAQ24AB3* |  |  | CNPV*2414AL* | 59SP6B060V14**12 | 23200 | 16.5 | 8.5 | 26800 | 25400 | 94.78% | 2.12 | 0 | 10 |  |  |  |  | R-410A | 1.9333 | Residential & Commercial | USHP | Ducted CEE Tier 1
212973822 | Central HP <5.4 tons | CARRIER | HRCU-A-CB (Split System: Heat Pump with Remote Outdoor Unit-Air-Source) | 38MURAQ24AB3* |  |  | CAP**2417AL* | 59SP6B080V17**16 | 23600 | 16.5 | 8.5 | 27000 | 25600 | 94.81% | 2.14 | 0 | 10 |  |  |  |  | R-410A | 1.9667 | Residential & Commercial | USHP | Ducted CEE Tier 1
215931745 | Central HP <5.4 tons | BRYANT HEATING AND COOLING SYSTEMS | HRCU-A-CB (Split System: Heat Pump with Remote Outdoor Unit-Air-Source) | 293VAN060**AA* |  |  | CAA**6124AM*+UI | 987MC60080C21*** | 56500 | 18.5 | 8.5 | 60500 | 46500 | 76.86% | 2.02 | 0 | 11 |  |  |  |  | R-454B | 4.7083 | Residential & Commercial | USHP | Ducted CEE Tier 1
211257343 | Central HP <5.4 tons | TEMPSTAR | HRCU-A-CB (Split System: Heat Pump with Remote Outdoor Unit-Air-Source) | DLCURAH18ABK |  |  | FJMA4*24L*B* | 0 | 18500 | 15.5 | 9 | 19300 | 18300 | 94.82% | 2.2 | 0 | 10.5 |  |  |  |  | R-410A | 1.5417 | Residential & Commercial | USHP | Ducted CEE Tier 1
211264714 | Central HP <5.4 tons | COMFORTMAKER | HRCU-A-CB (Split System: Heat Pump with Remote Outdoor Unit-Air-Source) | DLCURAH18ABK |  |  | EN(A,D)4X30L17** | OMV112K14A | 18200 | 15.5 | 8.5 | 18900 | 18400 | 97.35% | 2.2 | 0 | 11 |  |  |  |  | R-410A | 1.5167 | Residential & Commercial | USHP | Ducted CEE Tier 1
216453167 | Central HP <5.4 tons | TRANE | HRCU-A-CB (Split System: Heat Pump with Remote Outdoor Unit-Air-Source) | 5TWV0X48A1 |  |  | 5PX*D008AS3 | S8V2D120M5PCB | 45000 | 20.2 | 10 | 47500 | 34000 | 71.58% | 2.1 | 0 | 12 |  |  |  |  | R-454B | 3.75 | Residential & Commercial | USHP | Ducted CEE Tier 1
213078000 | Central HP <5.4 tons | CARRIER | HRCU-A-CB (Split System: Heat Pump with Remote Outdoor Unit-Air-Source) | 38MURAQ36AB3* |  |  | CNPV*4217AL* | 58S(B,C)*B070M17**12 | 35600 | 16 | 8.1 | 38500 | 35000 | 90.91% | 1.94 | 0 | 10 |  |  |  |  | R-410A | 2.9667 | Residential & Commercial | USHP | Ducted CEE Tier 1
213078033 | Central HP <5.4 tons | CARRIER | HRCU-A-CB (Split System: Heat Pump with Remote Outdoor Unit-Air-Source) | 38MURAQ36AB3* |  |  | CAP**3617AL* | 58S(B,C)*B070M17**16 | 35200 | 15.5 | 8.1 | 39000 | 35200 | 90.26% | 1.84 | 0 | 9.5 |  |  |  |  | R-410A | 2.9333 | Residential & Commercial | USHP
213078069 | Central HP <5.4 tons | CARRIER | HRCU-A-CB (Split System: Heat Pump with Remote Outdoor Unit-Air-Source) | 38MURAQ36AB3* |  |  | CAP**3721AL* | 58S(B,C)*B070M17**16 | 36600 | 16 | 8.5 | 38500 | 35000 | 90.91% | 2.06 | 0 | 10 |  |  |  |  | R-410A | 3.05 | Residential & Commercial | USHP | Ducted CEE Tier 1
215676892 | Central HP <5.4 tons | TEMPSTAR | HRCU-A-CB (Split System: Heat Pump with Remote Outdoor Unit-Air-Source) | T5H0V48*K*AAA* |  |  | EVD5X61M24A*+WALLCON | *80CTL1352422B* | 48500 | 19.5 | 9.5 | 50000 | 36600 | 73.2% | 2.1 | 0 | 10.5 |  |  |  |  | R-454B | 4.0417 | Residential & Commercial | USHP | Ducted CEE Tier 1
215940196 | Central HP <5.4 tons | HEIL | HRCU-A-CB (Split System: Heat Pump with Remote Outdoor Unit-Air-Source) | H5H3V36*K*AAA* |  |  | ESH5X60M12A*+WALLCON | *80CSU0601716B* | 34200 | 19.5 | 9 | 34200 | 26000 | 76.02% | 1.94 | 0 | 11.7 |  |  |  |  | R-454B | 2.85 | Residential & Commercial | USHP | Ducted CEE Tier 1
215940446 | Central HP <5.4 tons | HEIL | HRCU-A-CB (Split System: Heat Pump with Remote Outdoor Unit-Air-Source) | H5H3V36*K*AAA* |  |  | EVM5X60M21A*+WALLCON | *97CTN0802120A* | 35600 | 21.5 | 8.5 | 38000 | 28600 | 75.26% | 2.04 | 0 | 12 |  |  |  |  | R-454B | 2.9667 | Residential & Commercial | USHP | Ducted CEE Tier 1
215940996 | Central HP <5.4 tons | HEIL | HRCU-A-CB (Split System: Heat Pump with Remote Outdoor Unit-Air-Source) | H5H3V48*K*AAA* |  |  | EA*5X60M24A*+WALLCON | *96CTN0802120B* | 44500 | 21 | 9.5 | 48500 | 36600 | 75.46% | 2 | 0 | 11 |  |  |  |  | R-454B | 3.7083 | Residential & Commercial | USHP | Ducted CEE Tier 1
215681812 | Central HP <5.4 tons | TEMPSTAR | HRCU-A-CB (Split System: Heat Pump with Remote Outdoor Unit-Air-Source) | T5H0V48*K*AAA* |  |  | EVM5X48M21A*+WALLCON | *97CTN1002122A* | 47000 | 18.5 | 9 | 50000 | 36400 | 72.8% | 2 | 0 | 10 |  |  |  |  | R-454B | 3.9167 | Residential & Commercial | USHP | Ducted CEE Tier 1
215681912 | Central HP <5.4 tons | TEMPSTAR | HRCU-A-CB (Split System: Heat Pump with Remote Outdoor Unit-Air-Source) | T5H0V48*K*AAA* |  |  | EVM5X60M21A*+WALLCON | *80CSU0401712B* | 48000 | 18.5 | 9 | 50000 | 36600 | 73.2% | 2 | 0 | 10 |  |  |  |  | R-454B | 4 | Residential & Commercial | USHP | Ducted CEE Tier 1
215682062 | Central HP <5.4 tons | TEMPSTAR | HRCU-A-CB (Split System: Heat Pump with Remote Outdoor Unit-Air-Source) | T5H0V48*K*AAA* |  |  | EVM5X61M24A*+WALLCON | *80CSU1002120B* | 48500 | 19 | 9 | 50000 | 36600 | 73.2% | 2.12 | 0 | 10 |  |  |  |  | R-454B | 4.0417 | Residential & Commercial | USHP | Ducted CEE Tier 1
215682262 | Central HP <5.4 tons | TEMPSTAR | HRCU-A-CB (Split System: Heat Pump with Remote Outdoor Unit-Air-Source) | T5H0V48*K*AAA* |  |  | EVD5X49M24A*+WALLCON | *80CSU1002120B* | 48000 | 18.5 | 9 | 50000 | 36600 | 73.2% | 2 | 0 | 10 |  |  |  |  | R-454B | 4 | Residential & Commercial | USHP | Ducted CEE Tier 1
215682312 | Central HP <5.4 tons | TEMPSTAR | HRCU-A-CB (Split System: Heat Pump with Remote Outdoor Unit-Air-Source) | T5H0V48*K*AAA* |  |  | EVD5X60M21A*+WALLCON | *80CSU0401712B* | 48000 | 18.5 | 9 | 50000 | 36600 | 73.2% | 2 | 0 | 10 |  |  |  |  | R-454B | 4 | Residential & Commercial | USHP | Ducted CEE Tier 1
213079409 | Central HP <5.4 tons | CARRIER | HRCU-A-CB (Split System: Heat Pump with Remote Outdoor Unit-Air-Source) | 38MURAQ36AB3* |  |  | CAP**3721AL* | 59SC2E060M17**14 | 36600 | 16 | 8.5 | 38500 | 35000 | 90.91% | 2.06 | 0 | 10 |  |  |  |  | R-410A | 3.05 | Residential & Commercial | USHP | Ducted CEE Tier 1
213079709 | Central HP <5.4 tons | CARRIER | HRCU-A-CB (Split System: Heat Pump with Remote Outdoor Unit-Air-Source) | 38MURAQ36AB3* |  |  | CNPV*4821AL* | 59SC2E080M21**20 | 35800 | 16.5 | 8.1 | 38500 | 34800 | 90.39% | 2 | 0 | 10 |  |  |  |  | R-410A | 2.9833 | Residential & Commercial | USHP | Ducted CEE Tier 1
213079777 | Central HP <5.4 tons | CARRIER | HRCU-A-CB (Split System: Heat Pump with Remote Outdoor Unit-Air-Source) | 38MURAQ36AB3* |  |  | CAP**4321AL* | 59SC2E100M21**20 | 36600 | 16.5 | 8.5 | 38000 | 34800 | 91.58% | 2.08 | 0 | 10 |  |  |  |  | R-410A | 3.05 | Residential & Commercial | USHP | Ducted CEE Tier 1
213079825 | Central HP <5.4 tons | CARRIER | HRCU-A-CB (Split System: Heat Pump with Remote Outdoor Unit-Air-Source) | 38MURAQ36AB3* |  |  | CNPV*4824AL* | 59SC2E100M21**20 | 36000 | 16.5 | 8.1 | 38500 | 34800 | 90.39% | 2 | 0 | 10.5 |  |  |  |  | R-410A | 3 | Residential & Commercial | USHP | Ducted CEE Tier 1
213079929 | Central HP <5.4 tons | CARRIER | HRCU-A-CB (Split System: Heat Pump with Remote Outdoor Unit-Air-Source) | 38MURAQ36AB3* |  |  | CAP**4824AL* | 59SC2E120M24**20 | 36200 | 16 | 8.5 | 38000 | 34800 | 91.58% | 2.04 | 0 | 10 |  |  |  |  | R-410A | 3.0167 | Residential & Commercial | USHP | Ducted CEE Tier 1
213825958 | Central HP <5.4 tons | TRANE | HRCU-A-CB (Split System: Heat Pump with Remote Outdoor Unit-Air-Source) | 4TWV8X24A1 |  |  | 4TXCB004DS3 | *UHMB060CCV3 | 23800 | 18 | 8.5 | 18100 | 12700 | 70.17% | 1.8 | 0 | 12.5 |  |  |  |  | R-410A | 1.9833 | Residential & Commercial | USHP | Ducted CEE Tier 1
212969996 | Central HP <5.4 tons | CARRIER | HRCU-A-CB (Split System: Heat Pump with Remote Outdoor Unit-Air-Source) | 38MURAQ18AB3* |  |  | CAP**3017AL* | 58SP*B070V17**16 | 17500 | 16.5 | 8.5 | 18000 | 18700 | 103.9% | 2.26 | 0 | 10.5 |  |  |  |  | R-410A | 1.4583 | Residential & Commercial | USHP | Ducted CEE Tier 1
212970882 | Central HP <5.4 tons | CARRIER | HRCU-A-CB (Split System: Heat Pump with Remote Outdoor Unit-Air-Source) | 38MURAQ18AB3* |  |  | CAP**2517AL* | 58TP*B045V14**12 | 18300 | 16.5 | 8.5 | 18100 | 17600 | 97.24% | 2.14 | 0 | 11 |  |  |  |  | R-410A | 1.525 | Residential & Commercial | USHP | Ducted CEE Tier 1
206771257 | Central HP <5.4 tons | COMFORTMAKER | HRCU-A-CB (Split System: Heat Pump with Remote Outdoor Unit-Air-Source) | CVH837GKA2* |  |  | EA*4X37L21A*+WALLCON | *80CTL0701716A* | 32800 | 17.5 | 8.5 | 33000 | 25200 | 76.36% | 1.98 | 11 | 11.5 |  |  |  |  | R-410A | 2.7333 | Residential & Commercial | USHP | Ducted CEE Tier 1
206771446 | Central HP <5.4 tons | COMFORTMAKER | HRCU-A-CB (Split System: Heat Pump with Remote Outdoor Unit-Air-Source) | CVH837GKA2* |  |  | EA*4X42L21A*+WALLCON | *97CMN0801714A* | 31600 | 17 | 8.1 | 33400 | 24800 | 74.25% | 1.86 | 11.5 | 11 |  |  |  |  | R-410A | 2.6333 | Residential & Commercial | USHP | Ducted CEE Tier 1
206771914 | Central HP <5.4 tons | COMFORTMAKER | HRCU-A-CB (Split System: Heat Pump with Remote Outdoor Unit-Air-Source) | CVH837GKA2* |  |  | EA*4X48L24A*+WALLCON | *96CTN1202422A* | 32400 | 17.5 | 8.5 | 32400 | 24800 | 76.54% | 2 | 12 | 11.7 |  |  |  |  | R-410A | 2.7 | Residential & Commercial | USHP | Ducted CEE Tier 1
215681322 | Central HP <5.4 tons | TEMPSTAR | HRCU-A-CB (Split System: Heat Pump with Remote Outdoor Unit-Air-Source) | T5H0V48*K*AAA* |  |  | EA*5X48M21A*+WALLCON | *80CSU0601716B* | 44000 | 17 | 9 | 48500 | 34200 | 70.52% | 2.04 | 0 | 9.5 |  |  |  |  | R-454B | 3.6667 | Residential & Commercial | USHP
215681422 | Central HP <5.4 tons | TEMPSTAR | HRCU-A-CB (Split System: Heat Pump with Remote Outdoor Unit-Air-Source) | T5H0V48*K*AAA* |  |  | EA*5X60M24A*+WALLCON | *97CTN1002122A* | 45000 | 18 | 9 | 47500 | 33600 | 70.74% | 2.06 | 0 | 10 |  |  |  |  | R-454B | 3.75 | Residential & Commercial | USHP | Ducted CEE Tier 1
215681892 | Central HP <5.4 tons | TEMPSTAR | HRCU-A-CB (Split System: Heat Pump with Remote Outdoor Unit-Air-Source) | T5H0V48*K*AAA* |  |  | EVM5X49M21A*+WALLCON | *97CTN1002122A* | 48000 | 19 | 9 | 50000 | 36800 | 73.6% | 2 | 0 | 10.5 |  |  |  |  | R-454B | 4 | Residential & Commercial | USHP | Ducted CEE Tier 1
215681942 | Central HP <5.4 tons | TEMPSTAR | HRCU-A-CB (Split System: Heat Pump with Remote Outdoor Unit-Air-Source) | T5H0V48*K*AAA* |  |  | EVM5X60M21A*+WALLCON | *80CSU1002120B* | 48000 | 18.5 | 9 | 50000 | 36600 | 73.2% | 2 | 0 | 10 |  |  |  |  | R-454B | 4 | Residential & Commercial | USHP | Ducted CEE Tier 1
215682392 | Central HP <5.4 tons | TEMPSTAR | HRCU-A-CB (Split System: Heat Pump with Remote Outdoor Unit-Air-Source) | T5H0V48*K*AAA* |  |  | EVD5X60M24A*+WALLCON | *80CSU0802120B* | 48000 | 19 | 9 | 50000 | 36200 | 72.4% | 2.12 | 0 | 10 |  |  |  |  | R-454B | 4 | Residential & Commercial | USHP | Ducted CEE Tier 1
216570959 | Central HP <5.4 tons | AMERICAN STANDARD | HRCU-A-CB (Split System: Heat Pump with Remote Outdoor Unit-Air-Source) | 5A6V0X36A1 |  |  | 5PX*BD06AS3 | S8V2B060M4PDB | 35000 | 19.6 | 9.4 | 33600 | 25200 | 75% | 2.1 | 0 | 12 |  |  |  |  | R-454B | 2.9167 | Residential & Commercial | USHP | Ducted CEE Tier 1
206136199 | Central HP <5.4 tons | COMFORTMAKER | HRCU-A-CB (Split System: Heat Pump with Remote Outdoor Unit-Air-Source) | CVH837GKA** |  |  | EA*4X48L24A*+WALLCON | *95CSU1002122A* | 32400 | 17.5 | 8.5 | 32400 | 24800 | 76.54% | 2 | 12 | 11.5 |  |  |  |  | R-410A | 2.7 | Residential & Commercial | USHP | Ducted CEE Tier 1
216571095 | Central HP <5.4 tons | AMERICAN STANDARD | HRCU-A-CB (Split System: Heat Pump with Remote Outdoor Unit-Air-Source) | 5A6V0X48A1 |  |  | 5PX*CD09AS3 | S8V2C080M5PDB | 45500 | 20 | 9.4 | 46500 | 33600 | 72.26% | 2 | 0 | 12 |  |  |  |  | R-454B | 3.7917 | Residential & Commercial | USHP | Ducted CEE Tier 1
216571113 | Central HP <5.4 tons | AMERICAN STANDARD | HRCU-A-CB (Split System: Heat Pump with Remote Outdoor Unit-Air-Source) | 5A6V0X48A1 |  |  | 5PX*DD10AS3 | S8V2C080M5PCB | 44000 | 20 | 9.7 | 46500 | 33600 | 72.26% | 2.1 | 0 | 11.7 |  |  |  |  | R-454B | 3.6667 | Residential & Commercial | USHP | Ducted CEE Tier 1
206772716 | Central HP <5.4 tons | COMFORTMAKER | HRCU-A-CB (Split System: Heat Pump with Remote Outdoor Unit-Air-Source) | CVH837GKA2* |  |  | EHD4X42AAL+WALLCON | *80CTL0902120A* | 32400 | 16.5 | 8.1 | 33200 | 24800 | 74.7% | 1.96 | 12 | 11 |  |  |  |  | R-410A | 2.7 | Residential & Commercial | USHP | Ducted CEE Tier 1
206772725 | Central HP <5.4 tons | COMFORTMAKER | HRCU-A-CB (Split System: Heat Pump with Remote Outdoor Unit-Air-Source) | CVH837GKA2* |  |  | EHD4X42AAL+WALLCON | *80CTL1352422A* | 32600 | 17 | 8.1 | 33000 | 24800 | 75.15% | 1.96 | 11 | 11 |  |  |  |  | R-410A | 2.7167 | Residential & Commercial | USHP | Ducted CEE Tier 1
212978217 | Central HP <5.4 tons | HEIL | HRCU-A-CB (Split System: Heat Pump with Remote Outdoor Unit-Air-Source) | DLCURAH24ABK |  |  | EN(A,D,W)4X36L17** | *80MS(N,L)0701412A* | 23600 | 17 | 8.1 | 26000 | 24000 | 92.31% | 2 | 0 | 10.5 |  |  |  |  | R-410A | 1.9667 | Residential & Commercial | USHP | Ducted CEE Tier 1
212978660 | Central HP <5.4 tons | HEIL | HRCU-A-CB (Split System: Heat Pump with Remote Outdoor Unit-Air-Source) | DLCURAH24ABK |  |  | EA*4X36L17A* | *80MS(N,L)0701712A* | 23600 | 17.5 | 8.5 | 26000 | 24200 | 93.08% | 2.02 | 0 | 10 |  |  |  |  | R-410A | 1.9667 | Residential & Commercial | USHP | Ducted CEE Tier 1
212978097 | Central HP <5.4 tons | HEIL | HRCU-A-CB (Split System: Heat Pump with Remote Outdoor Unit-Air-Source) | DLCURAH24ABK |  |  | EA*4X24L17A* | *80MS(N,L)0701412A* | 23400 | 17 | 9 | 26800 | 26400 | 98.51% | 2.24 | 0 | 10 |  |  |  |  | R-410A | 1.95 | Residential & Commercial | USHP | Ducted CEE Tier 1
212978133 | Central HP <5.4 tons | HEIL | HRCU-A-CB (Split System: Heat Pump with Remote Outdoor Unit-Air-Source) | DLCURAH24ABK |  |  | EA*4X30L17A* | *80MS(N,L)0701412A* | 23600 | 17.5 | 8.5 | 26200 | 24600 | 93.89% | 2.06 | 0 | 10 |  |  |  |  | R-410A | 1.9667 | Residential & Commercial | USHP | Ducted CEE Tier 1
212971350 | Central HP <5.4 tons | CARRIER | HRCU-A-CB (Split System: Heat Pump with Remote Outdoor Unit-Air-Source) | 38MURAQ18AB3* |  |  | CAP**1917AL* | 58TP*B070V14**12 | 18100 | 16.5 | 8.5 | 18000 | 17700 | 98.33% | 2.16 | 0 | 11 |  |  |  |  | R-410A | 1.5083 | Residential & Commercial | USHP | Ducted CEE Tier 1
212971366 | Central HP <5.4 tons | CARRIER | HRCU-A-CB (Split System: Heat Pump with Remote Outdoor Unit-Air-Source) | 38MURAQ18AB3* |  |  | CNPV*3014AL* | 58TP*B070V14**12 | 17400 | 16.5 | 8.1 | 17900 | 18600 | 103.9% | 2.24 | 0 | 11 |  |  |  |  | R-410A | 1.45 | Residential & Commercial | USHP | Ducted CEE Tier 1
212971467 | Central HP <5.4 tons | CARRIER | HRCU-A-CB (Split System: Heat Pump with Remote Outdoor Unit-Air-Source) | 38MURAQ18AB3* |  |  | CAP**3017AL* | 58TP*B070V17**16 | 17700 | 16.5 | 8.5 | 18200 | 18700 | 102.7% | 2.24 | 0 | 10.5 |  |  |  |  | R-410A | 1.475 | Residential & Commercial | USHP | Ducted CEE Tier 1
210596659 | Central HP <5.4 tons | COMFORTMAKER | HRCU-A-CB (Split System: Heat Pump with Remote Outdoor Unit-Air-Source) | CVH825GKA2* |  |  | EA*4X42L21A*+WALLCON | *80CTL0451712A* | 23600 | 16.5 | 8.1 | 21600 | 16800 | 77.78% | 1.94 | 0 | 10.5 |  |  |  |  | R-410A | 1.9667 | Residential & Commercial | USHP | Ducted CEE Tier 1
215940896 | Central HP <5.4 tons | HEIL | HRCU-A-CB (Split System: Heat Pump with Remote Outdoor Unit-Air-Source) | H5H3V36*K*AAA* |  |  | EVD5X60M24A*+WALLCON | *97CTN1002122A* | 35600 | 22 | 8.5 | 38000 | 28400 | 74.74% | 2.04 | 0 | 12.5 |  |  |  |  | R-454B | 2.9667 | Residential & Commercial | USHP | Ducted CEE Tier 1
215941466 | Central HP <5.4 tons | HEIL | HRCU-A-CB (Split System: Heat Pump with Remote Outdoor Unit-Air-Source) | H5H3V48*K*AAA* |  |  | EVM5X60M24A*+WALLCON | *97CTN1002122A* | 45500 | 20.5 | 8.1 | 52500 | 38000 | 72.38% | 1.9 | 0 | 11.5 |  |  |  |  | R-454B | 3.7917 | Residential & Commercial | USHP | Ducted CEE Tier 1
215941616 | Central HP <5.4 tons | HEIL | HRCU-A-CB (Split System: Heat Pump with Remote Outdoor Unit-Air-Source) | H5H3V48*K*AAA* |  |  | EVD5X48M24A*+WALLCON | *97CTN1202422A* | 45000 | 20.5 | 8.1 | 52000 | 38000 | 73.08% | 1.9 | 0 | 11 |  |  |  |  | R-454B | 3.75 | Residential & Commercial | USHP | Ducted CEE Tier 1
215682112 | Central HP <5.4 tons | TEMPSTAR | HRCU-A-CB (Split System: Heat Pump with Remote Outdoor Unit-Air-Source) | T5H0V48*K*AAA* |  |  | EVD5X48M21A*+WALLCON | *80CSU0401712B* | 47000 | 18 | 9 | 50000 | 36400 | 72.8% | 2.02 | 0 | 9.5 |  |  |  |  | R-454B | 3.9167 | Residential & Commercial | USHP
215682332 | Central HP <5.4 tons | TEMPSTAR | HRCU-A-CB (Split System: Heat Pump with Remote Outdoor Unit-Air-Source) | T5H0V48*K*AAA* |  |  | EVD5X60M21A*+WALLCON | *80CSU0802120B* | 48500 | 19 | 9 | 50000 | 36400 | 72.8% | 2.12 | 0 | 10 |  |  |  |  | R-454B | 4.0417 | Residential & Commercial | USHP | Ducted CEE Tier 1
215682362 | Central HP <5.4 tons | TEMPSTAR | HRCU-A-CB (Split System: Heat Pump with Remote Outdoor Unit-Air-Source) | T5H0V48*K*AAA* |  |  | EVD5X60M21A*+WALLCON | *97CTN0802120A* | 48000 | 19 | 9 | 50000 | 36800 | 73.6% | 2 | 0 | 10 |  |  |  |  | R-454B | 4 | Residential & Commercial | USHP | Ducted CEE Tier 1
215682462 | Central HP <5.4 tons | TEMPSTAR | HRCU-A-CB (Split System: Heat Pump with Remote Outdoor Unit-Air-Source) | T5H0V48*K*AAA* |  |  | EVD5X61M21A*+WALLCON | *80CSU0601716B* | 48500 | 19 | 9 | 50000 | 36800 | 73.6% | 2.1 | 0 | 10 |  |  |  |  | R-454B | 4.0417 | Residential & Commercial | USHP | Ducted CEE Tier 1
215682512 | Central HP <5.4 tons | TEMPSTAR | HRCU-A-CB (Split System: Heat Pump with Remote Outdoor Unit-Air-Source) | T5H0V48*K*AAA* |  |  | EVD5X61M21A*+WALLCON | *97CTN1002122A* | 48500 | 19.5 | 9.5 | 50000 | 36800 | 73.6% | 2.12 | 0 | 10.5 |  |  |  |  | R-454B | 4.0417 | Residential & Commercial | USHP | Ducted CEE Tier 1
215674243 | Central HP <5.4 tons | TEMPSTAR | HRCU-A-CB (Split System: Heat Pump with Remote Outdoor Unit-Air-Source) | T5H0V48*K*AAA* |  |  | EA*5X60M24A*+WALLCON | *97CMN0602120B* | 45000 | 17.5 | 9 | 47500 | 34000 | 71.58% | 2.06 | 0 | 9.5 |  |  |  |  | R-454B | 3.75 | Residential & Commercial | USHP
206772752 | Central HP <5.4 tons | COMFORTMAKER | HRCU-A-CB (Split System: Heat Pump with Remote Outdoor Unit-Air-Source) | CVH837GKA2* |  |  | EHD4X42AAL+WALLCON | *96CTN1202422A* | 32600 | 17 | 8.1 | 33000 | 24800 | 75.15% | 1.96 | 11 | 11 |  |  |  |  | R-410A | 2.7167 | Residential & Commercial | USHP | Ducted CEE Tier 1
206773468 | Central HP <5.4 tons | COMFORTMAKER | HRCU-A-CB (Split System: Heat Pump with Remote Outdoor Unit-Air-Source) | CVH837GKA2* |  |  | EA*4X42L24A*+WALLCON | *95CSU1002122A* | 31800 | 17.5 | 8.1 | 33000 | 24400 | 73.94% | 1.9 | 11.5 | 11 |  |  |  |  | R-410A | 2.65 | Residential & Commercial | USHP | Ducted CEE Tier 1
215939813 | Central HP <5.4 tons | TEMPSTAR | HRCU-A-CB (Split System: Heat Pump with Remote Outdoor Unit-Air-Source) | T5H3V36*K*AAA* |  |  | EA*5X60M24A*+WALLCON | *97CTN1002122A* | 34000 | 20.5 | 9.5 | 34000 | 25800 | 75.88% | 2.06 | 0 | 12 |  |  |  |  | R-454B | 2.8333 | Residential & Commercial | USHP | Ducted CEE Tier 1
215939833 | Central HP <5.4 tons | TEMPSTAR | HRCU-A-CB (Split System: Heat Pump with Remote Outdoor Unit-Air-Source) | T5H3V36*K*AAA* |  |  | EA*5X61M21A*+WALLCON | *96CTN0802120B* | 34400 | 20 | 9 | 34400 | 26200 | 76.16% | 1.95 | 0 | 11.7 |  |  |  |  | R-454B | 2.8667 | Residential & Commercial | USHP | Ducted CEE Tier 1
215939933 | Central HP <5.4 tons | TEMPSTAR | HRCU-A-CB (Split System: Heat Pump with Remote Outdoor Unit-Air-Source) | T5H3V36*K*AAA* |  |  | EA*5X61M24A*+WALLCON | *97CTN1202422A* | 34400 | 20.5 | 9.5 | 34200 | 26000 | 76.02% | 2.08 | 0 | 12 |  |  |  |  | R-454B | 2.8667 | Residential & Commercial | USHP | Ducted CEE Tier 1
215939983 | Central HP <5.4 tons | TEMPSTAR | HRCU-A-CB (Split System: Heat Pump with Remote Outdoor Unit-Air-Source) | T5H3V36*K*AAA* |  |  | ESH5X36M12A*+WALLCON | *97CTN0801716A* | 33000 | 18.5 | 9 | 35400 | 27200 | 76.84% | 1.92 | 0 | 10.5 |  |  |  |  | R-454B | 2.75 | Residential & Commercial | USHP | Ducted CEE Tier 1
215941066 | Central HP <5.4 tons | HEIL | HRCU-A-CB (Split System: Heat Pump with Remote Outdoor Unit-Air-Source) | H5H3V48*K*AAA* |  |  | EA*5X61M21A*+WALLCON | *97CTN0801716A* | 44500 | 20 | 9 | 49000 | 37600 | 76.73% | 2 | 0 | 11 |  |  |  |  | R-454B | 3.7083 | Residential & Commercial | USHP | Ducted CEE Tier 1
215681722 | Central HP <5.4 tons | TEMPSTAR | HRCU-A-CB (Split System: Heat Pump with Remote Outdoor Unit-Air-Source) | T5H0V48*K*AAA* |  |  | ESH5X60M12A*+WALLCON | *97CTN0801716A* | 45000 | 16 | 8.5 | 48500 | 34200 | 70.52% | 1.94 | 0 | 9 |  |  |  |  | R-454B | 3.75 | Residential & Commercial | USHP
215940083 | Central HP <5.4 tons | TEMPSTAR | HRCU-A-CB (Split System: Heat Pump with Remote Outdoor Unit-Air-Source) | T5H3V36*K*AAA* |  |  | ESH5X42M12A*+WALLCON | *97CTN1002122A* | 33600 | 19 | 9 | 34600 | 26600 | 76.88% | 1.94 | 0 | 11.5 |  |  |  |  | R-454B | 2.8 | Residential & Commercial | USHP | Ducted CEE Tier 1
215940183 | Central HP <5.4 tons | TEMPSTAR | HRCU-A-CB (Split System: Heat Pump with Remote Outdoor Unit-Air-Source) | T5H3V36*K*AAA* |  |  | ESH5X60M12A*+WALLCON | *96CTN0802120B* | 34200 | 19.5 | 9 | 34200 | 26000 | 76.02% | 1.96 | 0 | 11.7 |  |  |  |  | R-454B | 2.85 | Residential & Commercial | USHP | Ducted CEE Tier 1
215940333 | Central HP <5.4 tons | TEMPSTAR | HRCU-A-CB (Split System: Heat Pump with Remote Outdoor Unit-Air-Source) | T5H3V36*K*AAA* |  |  | EVM5X49M21A*+WALLCON | *96CTN0802120B* | 35600 | 21.5 | 8.5 | 38000 | 28600 | 75.26% | 2.04 | 0 | 12 |  |  |  |  | R-454B | 2.9667 | Residential & Commercial | USHP | Ducted CEE Tier 1
215940483 | Central HP <5.4 tons | TEMPSTAR | HRCU-A-CB (Split System: Heat Pump with Remote Outdoor Unit-Air-Source) | T5H3V36*K*AAA* |  |  | EVM5X60M24A*+WALLCON | *97CTN0802120A* | 35400 | 21.5 | 8.5 | 38000 | 28600 | 75.26% | 2.04 | 0 | 12 |  |  |  |  | R-454B | 2.95 | Residential & Commercial | USHP | Ducted CEE Tier 1
215940533 | Central HP <5.4 tons | TEMPSTAR | HRCU-A-CB (Split System: Heat Pump with Remote Outdoor Unit-Air-Source) | T5H3V36*K*AAA* |  |  | EVD5X36M21A*+WALLCON | *80CSU0601716B* | 34400 | 21 | 8.5 | 38500 | 28000 | 72.73% | 2.04 | 0 | 12 |  |  |  |  | R-454B | 2.8667 | Residential & Commercial | USHP | Ducted CEE Tier 1
215940833 | Central HP <5.4 tons | TEMPSTAR | HRCU-A-CB (Split System: Heat Pump with Remote Outdoor Unit-Air-Source) | T5H3V36*K*AAA* |  |  | EVD5X60M21A*+WALLCON | *80CSU0601716B* | 35600 | 22 | 8.5 | 38000 | 28600 | 75.26% | 2.02 | 0 | 12.5 |  |  |  |  | R-454B | 2.9667 | Residential & Commercial | USHP | Ducted CEE Tier 1
215940853 | Central HP <5.4 tons | TEMPSTAR | HRCU-A-CB (Split System: Heat Pump with Remote Outdoor Unit-Air-Source) | T5H3V36*K*AAA* |  |  | EVD5X60M21A*+WALLCON | *97CTN0801716A* | 35400 | 21 | 8.5 | 38500 | 29000 | 75.32% | 2 | 0 | 12 |  |  |  |  | R-454B | 2.95 | Residential & Commercial | USHP | Ducted CEE Tier 1
215682422 | Central HP <5.4 tons | TEMPSTAR | HRCU-A-CB (Split System: Heat Pump with Remote Outdoor Unit-Air-Source) | T5H0V48*K*AAA* |  |  | EVD5X60M24A*+WALLCON | *97CTN1002122A* | 48000 | 19 | 9 | 50000 | 36600 | 73.2% | 2 | 0 | 10 |  |  |  |  | R-454B | 4 | Residential & Commercial | USHP | Ducted CEE Tier 1
215853323 | Central HP <5.4 tons | JOHNSON CONTROLS | HRCU-A-CB (Split System: Heat Pump with Remote Outdoor Unit-Air-Source) | HH836E2S11 |  |  | CTM36C5CDS1+JME12C2SN1 | 0 | 33400 | 19 | 9 | 30400 | 24800 | 81.58% | 2 | 0 | 12 |  |  |  |  | R-454B | 2.7833 | Residential & Commercial | USHP | Ducted CEE Tier 1
215853340 | Central HP <5.4 tons | JOHNSON CONTROLS | HRCU-A-CB (Split System: Heat Pump with Remote Outdoor Unit-Air-Source) | HH836E2S11 |  |  | CTM36C5CDS1 | Z9ES080C20SMPS1 | 34200 | 18 | 8.5 | 32200 | 26400 | 81.99% | 2 | 0 | 11 |  |  |  |  | R-454B | 2.85 | Residential & Commercial | USHP | Ducted CEE Tier 1
213080027 | Central HP <5.4 tons | CARRIER | HRCU-A-CB (Split System: Heat Pump with Remote Outdoor Unit-Air-Source) | 38MURAQ36AB3* |  |  | CAP**3721AL* | 59SC6A080M17**16 | 36400 | 15.5 | 8.5 | 38000 | 35000 | 92.11% | 2.06 | 0 | 10 |  |  |  |  | R-410A | 3.0333 | Residential & Commercial | USHP | Ducted CEE Tier 1
213774588 | Central HP <5.4 tons | AIRQUEST | HRCU-A-CB (Split System: Heat Pump with Remote Outdoor Unit-Air-Source) | HVH825GKA3* |  |  | EHD4X48AAL+WALLCON | *80CTL0901716B* | 24400 | 16.5 | 8.1 | 21200 | 16600 | 78.3% | 2 | 0 | 10.5 |  |  |  |  | R-410A | 2.0333 | Residential & Commercial | USHP | Ducted CEE Tier 1
215676902 | Central HP <5.4 tons | TEMPSTAR | HRCU-A-CB (Split System: Heat Pump with Remote Outdoor Unit-Air-Source) | T5H0V48*K*AAA* |  |  | EVD5X61M24A*+WALLCON | *95CSU1002122B* | 48500 | 19 | 9 | 50000 | 36600 | 73.2% | 2.1 | 0 | 10.5 |  |  |  |  | R-454B | 4.0417 | Residential & Commercial | USHP | Ducted CEE Tier 1
210470369 | Central HP <5.4 tons | COMFORTMAKER | HRCU-A-CB (Split System: Heat Pump with Remote Outdoor Unit-Air-Source) | CVH837GKA2* |  |  | EA*4X60L24A*+WALLCON | *97CMN0602120A* | 32600 | 17 | 8.1 | 32200 | 25000 | 77.64% | 1.96 | 0 | 11.5 |  |  |  |  | R-410A | 2.7167 | Residential & Commercial | USHP | Ducted CEE Tier 1
213076382 | Central HP <5.4 tons | CARRIER | HRCU-A-CB (Split System: Heat Pump with Remote Outdoor Unit-Air-Source) | 38MURAQ18AB3* |  |  | CAP**2417AL* | 59TP6C060V17**16 | 17400 | 16 | 8.5 | 18400 | 19500 | 106% | 2.34 | 0 | 10.5 |  |  |  |  | R-410A | 1.45 | Residential & Commercial | USHP | Ducted CEE Tier 1
215676872 | Central HP <5.4 tons | TEMPSTAR | HRCU-A-CB (Split System: Heat Pump with Remote Outdoor Unit-Air-Source) | T5H0V48*K*AAA* |  |  | EVD5X61M24A*+WALLCON | *80CTL0702120B* | 48500 | 19 | 9 | 50000 | 36800 | 73.6% | 2 | 0 | 10.5 |  |  |  |  | R-454B | 4.0417 | Residential & Commercial | USHP | Ducted CEE Tier 1
215942402 | Central HP <5.4 tons | HEIL | HRCU-A-CB (Split System: Heat Pump with Remote Outdoor Unit-Air-Source) | H5H3V36*K*AAA* |  |  | EVM5X60M21A*+WALLCON | *97CMN0601714B* | 35200 | 21 | 8.5 | 37400 | 28000 | 74.87% | 2.06 | 0 | 11.7 |  |  |  |  | R-454B | 2.9333 | Residential & Commercial | USHP | Ducted CEE Tier 1
210596860 | Central HP <5.4 tons | COMFORTMAKER | HRCU-A-CB (Split System: Heat Pump with Remote Outdoor Unit-Air-Source) | CVH825GKA2* |  |  | EA*4X48L24A*+WALLCON | *95CSU0802120A* | 24200 | 17 | 8.1 | 21000 | 16500 | 78.57% | 2.02 | 0 | 11 |  |  |  |  | R-410A | 2.0167 | Residential & Commercial | USHP | Ducted CEE Tier 1
210596962 | Central HP <5.4 tons | COMFORTMAKER | HRCU-A-CB (Split System: Heat Pump with Remote Outdoor Unit-Air-Source) | CVH825GKA2* |  |  | EHD4X48AAL+WALLCON | *80CTL1352422A* | 24200 | 16 | 8.1 | 21200 | 16600 | 78.3% | 2.02 | 0 | 11 |  |  |  |  | R-410A | 2.0167 | Residential & Commercial | USHP | Ducted CEE Tier 1
210596977 | Central HP <5.4 tons | COMFORTMAKER | HRCU-A-CB (Split System: Heat Pump with Remote Outdoor Unit-Air-Source) | CVH825GKA2* |  |  | EHD4X48AAL+WALLCON | *96CTN0801714A* | 24200 | 16 | 8.1 | 21400 | 16700 | 78.04% | 2 | 0 | 10.5 |  |  |  |  | R-410A | 2.0167 | Residential & Commercial | USHP | Ducted CEE Tier 1
215682482 | Central HP <5.4 tons | TEMPSTAR | HRCU-A-CB (Split System: Heat Pump with Remote Outdoor Unit-Air-Source) | T5H0V48*K*AAA* |  |  | EVD5X61M21A*+WALLCON | *80CSU1002120B* | 48500 | 19 | 9 | 50000 | 36800 | 73.6% | 2.12 | 0 | 10 |  |  |  |  | R-454B | 4.0417 | Residential & Commercial | USHP | Ducted CEE Tier 1
215682532 | Central HP <5.4 tons | TEMPSTAR | HRCU-A-CB (Split System: Heat Pump with Remote Outdoor Unit-Air-Source) | T5H0V48*K*AAA* |  |  | EVD5X61M24A*+WALLCON | *80CSU0802120B* | 49000 | 19 | 9 | 50000 | 36400 | 72.8% | 2.12 | 0 | 10.5 |  |  |  |  | R-454B | 4.0833 | Residential & Commercial | USHP | Ducted CEE Tier 1
216571129 | Central HP <5.4 tons | AMERICAN STANDARD | HRCU-A-CB (Split System: Heat Pump with Remote Outdoor Unit-Air-Source) | 5A6V0X48A1 |  |  | 5TXCC009AS3 | *UHMC100CCV4+LRP | 45000 | 20 | 9.7 | 46500 | 33600 | 72.26% | 2.1 | 0 | 12 |  |  |  |  | R-454B | 3.75 | Residential & Commercial | USHP | Ducted CEE Tier 1
212983261 | Central HP <5.4 tons | CARRIER | HRCU-A-CB (Split System: Heat Pump with Remote Outdoor Unit-Air-Source) | 38MURAQ18AB3* |  |  | CAP**2417AL* | 59SC2E040M17**12 | 17200 | 15.5 | 8.5 | 18300 | 19400 | 106% | 2.32 | 0 | 10 |  |  |  |  | R-410A | 1.4333 | Residential & Commercial | USHP | Ducted CEE Tier 1
212983706 | Central HP <5.4 tons | CARRIER | HRCU-A-CB (Split System: Heat Pump with Remote Outdoor Unit-Air-Source) | 38MURAQ18AB3* |  |  | CNPV*2417AL* | 59SC2E060M14**12 | 17500 | 16 | 8.5 | 18500 | 19200 | 103.8% | 2.3 | 0 | 11 |  |  |  |  | R-410A | 1.4583 | Residential & Commercial | USHP | Ducted CEE Tier 1
215940406 | Central HP <5.4 tons | HEIL | HRCU-A-CB (Split System: Heat Pump with Remote Outdoor Unit-Air-Source) | H5H3V36*K*AAA* |  |  | EVM5X60M21A*+WALLCON | *80CSU0401712B* | 35600 | 22 | 8.5 | 38000 | 28600 | 75.26% | 2.02 | 0 | 12.5 |  |  |  |  | R-454B | 2.9667 | Residential & Commercial | USHP | Ducted CEE Tier 1
212984999 | Central HP <5.4 tons | CARRIER | HRCU-A-CB (Split System: Heat Pump with Remote Outdoor Unit-Air-Source) | 38MURAQ30AB3* |  |  | CAP**4321AL* | 59SC2E080M21**20 | 30600 | 15.5 | 8.5 | 33400 | 26400 | 79.04% | 1.86 | 0 | 9 |  |  |  |  | R-410A | 2.55 | Residential & Commercial | USHP
215676342 | Central HP <5.4 tons | TEMPSTAR | HRCU-A-CB (Split System: Heat Pump with Remote Outdoor Unit-Air-Source) | T5H0V48*K*AAA* |  |  | EVD5X49M24A*+WALLCON | *95CSU1002122B* | 48000 | 19 | 9 | 50000 | 36400 | 72.8% | 2.02 | 0 | 10 |  |  |  |  | R-454B | 4 | Residential & Commercial | USHP | Ducted CEE Tier 1
215676392 | Central HP <5.4 tons | TEMPSTAR | HRCU-A-CB (Split System: Heat Pump with Remote Outdoor Unit-Air-Source) | T5H0V48*K*AAA* |  |  | EVD5X49M24A*+WALLCON | *96CTN1002122B* | 48000 | 19 | 9 | 50000 | 36600 | 73.2% | 2 | 0 | 10 |  |  |  |  | R-454B | 4 | Residential & Commercial | USHP | Ducted CEE Tier 1
215676492 | Central HP <5.4 tons | TEMPSTAR | HRCU-A-CB (Split System: Heat Pump with Remote Outdoor Unit-Air-Source) | T5H0V48*K*AAA* |  |  | EVD5X60M21A*+WALLCON | *80CTL1102120B* | 48000 | 19 | 9.5 | 50000 | 36600 | 73.2% | 2.1 | 0 | 10.5 |  |  |  |  | R-454B | 4 | Residential & Commercial | USHP | Ducted CEE Tier 1
215676612 | Central HP <5.4 tons | TEMPSTAR | HRCU-A-CB (Split System: Heat Pump with Remote Outdoor Unit-Air-Source) | T5H0V48*K*AAA* |  |  | EVD5X60M24A*+WALLCON | *80CTL0702120B* | 47500 | 19 | 9 | 50000 | 36800 | 73.6% | 2 | 0 | 10 |  |  |  |  | R-454B | 3.9583 | Residential & Commercial | USHP | Ducted CEE Tier 1
215676712 | Central HP <5.4 tons | TEMPSTAR | HRCU-A-CB (Split System: Heat Pump with Remote Outdoor Unit-Air-Source) | T5H0V48*K*AAA* |  |  | EVD5X61M21A*+WALLCON | *80CTL0451712B* | 48000 | 18.5 | 9 | 50000 | 37600 | 75.2% | 1.98 | 0 | 9.5 |  |  |  |  | R-454B | 4 | Residential & Commercial | USHP
215676862 | Central HP <5.4 tons | TEMPSTAR | HRCU-A-CB (Split System: Heat Pump with Remote Outdoor Unit-Air-Source) | T5H0V48*K*AAA* |  |  | EVD5X61M24A*+WALLCON | *80CSU1002120A* | 48500 | 19 | 9 | 50000 | 36800 | 73.6% | 2.1 | 0 | 10 |  |  |  |  | R-454B | 4.0417 | Residential & Commercial | USHP | Ducted CEE Tier 1
211225703 | Central HP <5.4 tons | CARRIER | HRCU-A-CB (Split System: Heat Pump with Remote Outdoor Unit-Air-Source) | 38MURAQ36AB3* |  |  | CAP**3717AL* | 58SP*A070V17**16 | 36200 | 15.2 | 8.1 | 38500 | 35000 | 90.91% | 2.02 | 0 | 10 |  |  |  |  | R-410A | 3.0167 | Residential & Commercial | USHP | Ducted CEE Tier 1
204456710 | Central HP <5.4 tons | COMFORTMAKER | HRCU-A-CB (Split System: Heat Pump with Remote Outdoor Unit-Air-Source) | CVH825GKA2* |  |  | EA*4X36L21A*+WALLCON | *96CTN0801714A* | 23600 | 16.5 | 8.1 | 21400 | 16700 | 78.04% | 1.94 | 11 | 11 |  |  |  |  | R-410A | 1.9667 | Residential & Commercial | USHP | Ducted CEE Tier 1
216453199 | Central HP <5.4 tons | TRANE | HRCU-A-CB (Split System: Heat Pump with Remote Outdoor Unit-Air-Source) | 5TWV0X48A1 |  |  | 5TXCC009AS3 | S8V2C100M5PDB | 45500 | 20 | 9.7 | 47000 | 33800 | 71.91% | 2.1 | 0 | 12 |  |  |  |  | R-454B | 3.7917 | Residential & Commercial | USHP | Ducted CEE Tier 1
216738020 | Central HP <5.4 tons | AIRQUEST | HRCU-A-CB (Split System: Heat Pump with Remote Outdoor Unit-Air-Source) | D5CUHAH24AAK |  |  | ESH5X36M12A* | *80MS(N,L)0701412A* | 22600 | 16 | 8.1 | 20800 | 18400 | 88.46% | 1.85 | 0 | 10.5 |  |  |  |  | R-454B | 1.8833 | Residential & Commercial | USHP | Ducted CEE Tier 1
215942472 | Central HP <5.4 tons | HEIL | HRCU-A-CB (Split System: Heat Pump with Remote Outdoor Unit-Air-Source) | H5H3V36*K*AAA* |  |  | EVD5X61M21A*+WALLCON | *80CSU0601716A* | 35800 | 22 | 8.5 | 37400 | 28400 | 75.94% | 2.04 | 0 | 12 |  |  |  |  | R-454B | 2.9833 | Residential & Commercial | USHP | Ducted CEE Tier 1
216769890 | Central HP <5.4 tons | TRANE | HRCU-A-CB (Split System: Heat Pump with Remote Outdoor Unit-Air-Source) | 5TWR7024A1 |  |  | 5TXCC005AS3 | *DHMC100CCV4 | 21800 | 15.2 | 8.5 | 21200 | 16900 | 79.72% | 1.97 | 0 | 11.7 |  |  |  |  | R-454B | 1.8167 | Residential & Commercial | USHP | Ducted CEE Tier 1
211388243 | Central HP <5.4 tons | JOHNSON CONTROLS | HRCU-A-CB (Split System: Heat Pump with Remote Outdoor Unit-Air-Source) | HMH72B341 |  |  | XAFC36DBCN1 | TM9V060B12MP12 | 34000 | 17.5 | 8.1 | 34000 | 24200 | 71.18% | 2.06 | 0 | 9.5 |  |  |  |  | R-410A | 2.8333 | Residential & Commercial | USHP
213078255 | Central HP <5.4 tons | CARRIER | HRCU-A-CB (Split System: Heat Pump with Remote Outdoor Unit-Air-Source) | 38MURAQ36AB3* |  |  | CAP**3617AL* | 58S(B,C)*B090M17**14 | 35000 | 16 | 8.1 | 38500 | 35200 | 91.43% | 1.82 | 0 | 9.5 |  |  |  |  | R-410A | 2.9167 | Residential & Commercial | USHP
213078291 | Central HP <5.4 tons | CARRIER | HRCU-A-CB (Split System: Heat Pump with Remote Outdoor Unit-Air-Source) | 38MURAQ36AB3* |  |  | CAP**3721AL* | 58S(B,C)*B090M17**14 | 36200 | 16.5 | 8.5 | 38000 | 34800 | 91.58% | 2.04 | 0 | 10 |  |  |  |  | R-410A | 3.0167 | Residential & Commercial | USHP | Ducted CEE Tier 1
215942452 | Central HP <5.4 tons | HEIL | HRCU-A-CB (Split System: Heat Pump with Remote Outdoor Unit-Air-Source) | H5H3V36*K*AAA* |  |  | EVD5X60M21A*+WALLCON | *97CMN0601714B* | 35200 | 21 | 8.5 | 37400 | 28000 | 74.87% | 2.06 | 0 | 11.7 |  |  |  |  | R-454B | 2.9333 | Residential & Commercial | USHP | Ducted CEE Tier 1
213077435 | Central HP <5.4 tons | CARRIER | HRCU-A-CB (Split System: Heat Pump with Remote Outdoor Unit-Air-Source) | 38MURAQ36AB3* |  |  | CNPV*4217AL* | 59TP6C080V17**16 | 35800 | 15.5 | 8.1 | 39000 | 35200 | 90.26% | 1.96 | 0 | 10 |  |  |  |  | R-410A | 2.9833 | Residential & Commercial | USHP | Ducted CEE Tier 1
212976673 | Central HP <5.4 tons | TEMPSTAR | HRCU-A-CB (Split System: Heat Pump with Remote Outdoor Unit-Air-Source) | DLCURAH24ABK |  |  | EA*4X36L21A* | *96VTN1002120B* | 23600 | 17.5 | 8.5 | 26200 | 23800 | 90.84% | 1.98 | 0 | 10 |  |  |  |  | R-410A | 1.9667 | Residential & Commercial | USHP | Ducted CEE Tier 1
204299360 | Central HP <5.4 tons | COMFORTMAKER | HRCU-A-CB (Split System: Heat Pump with Remote Outdoor Unit-Air-Source) | CVH837GKA** |  |  | EA*4X48L24A*+WALLCON | *80CTL0902120A* | 32400 | 17.5 | 8.5 | 32600 | 25000 | 76.69% | 1.98 | 12 | 11.7 |  |  |  |  | R-410A | 2.7 | Residential & Commercial | USHP | Ducted CEE Tier 1
212978181 | Central HP <5.4 tons | HEIL | HRCU-A-CB (Split System: Heat Pump with Remote Outdoor Unit-Air-Source) | DLCURAH24ABK |  |  | EN(A,D)4X24L17** | *80MS(N,L)0701412A* | 23200 | 17 | 8.5 | 26800 | 25400 | 94.78% | 2.14 | 0 | 10 |  |  |  |  | R-410A | 1.9333 | Residential & Commercial | USHP | Ducted CEE Tier 1
212979210 | Central HP <5.4 tons | HEIL | HRCU-A-CB (Split System: Heat Pump with Remote Outdoor Unit-Air-Source) | DLCURAH24ABK |  |  | EN(A,D)4X24L17** | *80MS(N,L)0701716A* | 23200 | 16.5 | 8.5 | 26800 | 25400 | 94.78% | 2.14 | 0 | 10 |  |  |  |  | R-410A | 1.9333 | Residential & Commercial | USHP | Ducted CEE Tier 1
212980537 | Central HP <5.4 tons | HEIL | HRCU-A-CB (Split System: Heat Pump with Remote Outdoor Unit-Air-Source) | DLCURAH30ABK |  |  | EA*4X42L24A* | *80MS(N,L)0902120A* | 29600 | 15.2 | 8.1 | 33800 | 27600 | 81.66% | 1.78 | 0 | 9 |  |  |  |  | R-410A | 2.4667 | Residential & Commercial | USHP
215941226 | Central HP <5.4 tons | HEIL | HRCU-A-CB (Split System: Heat Pump with Remote Outdoor Unit-Air-Source) | H5H3V48*K*AAA* |  |  | ESH5X60M12A*+WALLCON | *97CTN0801716A* | 44000 | 19.5 | 9 | 49000 | 37400 | 76.33% | 1.8 | 0 | 10.5 |  |  |  |  | R-454B | 3.6667 | Residential & Commercial | USHP | Ducted CEE Tier 1
210597076 | Central HP <5.4 tons | COMFORTMAKER | HRCU-A-CB (Split System: Heat Pump with Remote Outdoor Unit-Air-Source) | CVH825GKA2* |  |  | EN(A,D,W)4X48L21**+WALLCON | *80CSU0401712A* | 24200 | 17.5 | 8.1 | 21200 | 16600 | 78.3% | 2.02 | 0 | 11.5 |  |  |  |  | R-410A | 2.0167 | Residential & Commercial | USHP | Ducted CEE Tier 1
210597362 | Central HP <5.4 tons | COMFORTMAKER | HRCU-A-CB (Split System: Heat Pump with Remote Outdoor Unit-Air-Source) | CVH837GKA** |  |  | EA*4X42L21A*+WALLCON | *80CSU1002120A* | 31800 | 17 | 8.1 | 33200 | 24400 | 73.49% | 1.88 | 0 | 11 |  |  |  |  | R-410A | 2.65 | Residential & Commercial | USHP | Ducted CEE Tier 1
210597395 | Central HP <5.4 tons | COMFORTMAKER | HRCU-A-CB (Split System: Heat Pump with Remote Outdoor Unit-Air-Source) | CVH837GKA** |  |  | EA*4X60L24A*+WALLCON | *97CMN0602120A* | 32600 | 17 | 8.1 | 32200 | 25000 | 77.64% | 1.96 | 0 | 11.5 |  |  |  |  | R-410A | 2.7167 | Residential & Commercial | USHP | Ducted CEE Tier 1
212972672 | Central HP <5.4 tons | CARRIER | HRCU-A-CB (Split System: Heat Pump with Remote Outdoor Unit-Air-Source) | 38MURAQ18AB3* |  |  | CAP**2414AL* | 59SP6B040V14**10 | 17200 | 16 | 8.5 | 18200 | 19400 | 106.6% | 2.34 | 0 | 10 |  |  |  |  | R-410A | 1.4333 | Residential & Commercial | USHP | Ducted CEE Tier 1
212973672 | Central HP <5.4 tons | CARRIER | HRCU-A-CB (Split System: Heat Pump with Remote Outdoor Unit-Air-Source) | 38MURAQ18AB3* |  |  | CAP**2517AL* | 59SP6B080V17**16 | 17800 | 16.5 | 8.1 | 17600 | 17800 | 101.1% | 2.14 | 0 | 10.5 |  |  |  |  | R-410A | 1.4833 | Residential & Commercial | USHP | Ducted CEE Tier 1
213080063 | Central HP <5.4 tons | CARRIER | HRCU-A-CB (Split System: Heat Pump with Remote Outdoor Unit-Air-Source) | 38MURAQ36AB3* |  |  | CAP**4821AL* | 59SC6A080M17**16 | 35800 | 15.5 | 8.5 | 38000 | 34800 | 91.58% | 2.02 | 0 | 10 |  |  |  |  | R-410A | 2.9833 | Residential & Commercial | USHP | Ducted CEE Tier 1
215678272 | Central HP <5.4 tons | TEMPSTAR | HRCU-A-CB (Split System: Heat Pump with Remote Outdoor Unit-Air-Source) | T5H0V24*K*AAA* |  |  | EA*5X30M17A*+WALLCON | *80CSU0401712B* | 23200 | 17 | 8.5 | 23600 | 16600 | 70.34% | 1.98 | 0 | 10 |  |  |  |  | R-454B | 1.9333 | Residential & Commercial | USHP | Ducted CEE Tier 1
213080788 | Central HP <5.4 tons | CARRIER | HRCU-A-CB (Split System: Heat Pump with Remote Outdoor Unit-Air-Source) | 38MURAQ36AB3* |  |  | CAP**3721AL* | 59SU5B080M21**20 | 36600 | 16 | 8.5 | 38500 | 35000 | 90.91% | 2.06 | 0 | 10 |  |  |  |  | R-410A | 3.05 | Residential & Commercial | USHP | Ducted CEE Tier 1
215678372 | Central HP <5.4 tons | TEMPSTAR | HRCU-A-CB (Split System: Heat Pump with Remote Outdoor Unit-Air-Source) | T5H0V24*K*AAA* |  |  | EA*5X37M17A*+WALLCON | *97CTN0601716A* | 23600 | 16.5 | 9 | 23600 | 16600 | 70.34% | 1.98 | 0 | 10 |  |  |  |  | R-454B | 1.9667 | Residential & Commercial | USHP | Ducted CEE Tier 1
213779268 | Central HP <5.4 tons | AIRQUEST | HRCU-A-CB (Split System: Heat Pump with Remote Outdoor Unit-Air-Source) | HVH837GKA** |  |  | EA*4X43L21A*+WALLCON | *80CTL0901716B* | 33000 | 17 | 8.5 | 32800 | 25000 | 76.22% | 1.98 | 0 | 11 |  |  |  |  | R-410A | 2.75 | Residential & Commercial | USHP | Ducted CEE Tier 1
213077585 | Central HP <5.4 tons | CARRIER | HRCU-A-CB (Split System: Heat Pump with Remote Outdoor Unit-Air-Source) | 38MURAQ36AB3* |  |  | CAP**3621AL* | GG96VTAB60100C** | 35200 | 16 | 8.1 | 38500 | 35200 | 91.43% | 1.82 | 0 | 10 |  |  |  |  | R-410A | 2.9333 | Residential & Commercial | USHP | Ducted CEE Tier 1
213077701 | Central HP <5.4 tons | CARRIER | HRCU-A-CB (Split System: Heat Pump with Remote Outdoor Unit-Air-Source) | 38MURAQ36AB3* |  |  | CAP**3621AL* | 59TP6C100V21**22 | 35000 | 16.5 | 8.1 | 38500 | 35200 | 91.43% | 1.82 | 0 | 10 |  |  |  |  | R-410A | 2.9167 | Residential & Commercial | USHP | Ducted CEE Tier 1
213078185 | Central HP <5.4 tons | CARRIER | HRCU-A-CB (Split System: Heat Pump with Remote Outdoor Unit-Air-Source) | 38MURAQ36AB3* |  |  | CAP**4221AL* | 58S(B,C)*B070M21**16 | 35000 | 16.5 | 8.1 | 38500 | 35000 | 90.91% | 1.88 | 0 | 9.5 |  |  |  |  | R-410A | 2.9167 | Residential & Commercial | USHP
206773477 | Central HP <5.4 tons | COMFORTMAKER | HRCU-A-CB (Split System: Heat Pump with Remote Outdoor Unit-Air-Source) | CVH837GKA2* |  |  | EA*4X43L21A*+WALLCON | *95CSU0802120A* | 33000 | 17.5 | 8.5 | 32800 | 25000 | 76.22% | 2 | 12 | 11.5 |  |  |  |  | R-410A | 2.75 | Residential & Commercial | USHP | Ducted CEE Tier 1
206773486 | Central HP <5.4 tons | COMFORTMAKER | HRCU-A-CB (Split System: Heat Pump with Remote Outdoor Unit-Air-Source) | CVH837GKA2* |  |  | EA*4X43L21A*+WALLCON | *95CSU1002122A* | 33000 | 17.5 | 8.5 | 32800 | 25000 | 76.22% | 2 | 12 | 11.5 |  |  |  |  | R-410A | 2.75 | Residential & Commercial | USHP | Ducted CEE Tier 1
212980603 | Central HP <5.4 tons | HEIL | HRCU-A-CB (Split System: Heat Pump with Remote Outdoor Unit-Air-Source) | DLCURAH24ABK |  |  | EN(A,D)4X36L21** | *80MS(N,L)0902120A* | 23600 | 17 | 8.5 | 26200 | 24400 | 93.13% | 2.04 | 0 | 10.5 |  |  |  |  | R-410A | 1.9667 | Residential & Commercial | USHP | Ducted CEE Tier 1
212981743 | Central HP <5.4 tons | HEIL | HRCU-A-CB (Split System: Heat Pump with Remote Outdoor Unit-Air-Source) | DLCURAH24ABK |  |  | EA*4X36L21A* | *80MSU1002120A* | 23600 | 17 | 8.5 | 26200 | 24000 | 91.6% | 2 | 0 | 10 |  |  |  |  | R-410A | 1.9667 | Residential & Commercial | USHP | Ducted CEE Tier 1
212979960 | Central HP <5.4 tons | HEIL | HRCU-A-CB (Split System: Heat Pump with Remote Outdoor Unit-Air-Source) | DLCURAH18ABK |  |  | EA*4X24L17A* | *80MS(N,L)0901714A* | 17500 | 16 | 8.5 | 18500 | 19400 | 104.9% | 2.34 | 0 | 10.5 |  |  |  |  | R-410A | 1.4583 | Residential & Commercial | USHP | Ducted CEE Tier 1
212981827 | Central HP <5.4 tons | HEIL | HRCU-A-CB (Split System: Heat Pump with Remote Outdoor Unit-Air-Source) | DLCURAH18ABK |  |  | EA*4X19L17A* | *80MSU1002120A* | 17800 | 16 | 8.1 | 17900 | 17900 | 100% | 2.14 | 0 | 10.5 |  |  |  |  | R-410A | 1.4833 | Residential & Commercial | USHP | Ducted CEE Tier 1
211225739 | Central HP <5.4 tons | CARRIER | HRCU-A-CB (Split System: Heat Pump with Remote Outdoor Unit-Air-Source) | 38MURAQ36AB3* |  |  | CAP**3721AL* | 58SU*A060E17**16 | 37000 | 16 | 8.5 | 38500 | 34800 | 90.39% | 2.12 | 0 | 10 |  |  |  |  | R-410A | 3.0833 | Residential & Commercial | USHP | Ducted CEE Tier 1
211225789 | Central HP <5.4 tons | CARRIER | HRCU-A-CB (Split System: Heat Pump with Remote Outdoor Unit-Air-Source) | 38MURAQ36AB3* |  |  | CAP**4221AL* | 58SU*A100E21**20 | 35400 | 16 | 8.1 | 38500 | 35000 | 90.91% | 1.88 | 0 | 10 |  |  |  |  | R-410A | 2.95 | Residential & Commercial | USHP | Ducted CEE Tier 1
211225814 | Central HP <5.4 tons | CARRIER | HRCU-A-CB (Split System: Heat Pump with Remote Outdoor Unit-Air-Source) | 38MURAQ36AB3* |  |  | CAP**4221AL* | 59TP6B080V21**20 | 35000 | 16 | 8.1 | 38500 | 35000 | 90.91% | 1.86 | 0 | 9.5 |  |  |  |  | R-410A | 2.9167 | Residential & Commercial | USHP
211225828 | Central HP <5.4 tons | CARRIER | HRCU-A-CB (Split System: Heat Pump with Remote Outdoor Unit-Air-Source) | 38MURAQ36AB3* |  |  | CAP**4224AL* | 58S(B,C)*A135E24**20 | 35600 | 16 | 8.1 | 38500 | 35000 | 90.91% | 1.9 | 0 | 10 |  |  |  |  | R-410A | 2.9667 | Residential & Commercial | USHP | Ducted CEE Tier 1
211225855 | Central HP <5.4 tons | CARRIER | HRCU-A-CB (Split System: Heat Pump with Remote Outdoor Unit-Air-Source) | 38MURAQ36AB3* |  |  | CAP**4224AL* | 59SU5A100E21**22 | 36600 | 15.2 | 8.1 | 40000 | 35200 | 88% | 1.94 | 0 | 10 |  |  |  |  | R-410A | 3.05 | Residential & Commercial | USHP | Ducted CEE Tier 1
211225871 | Central HP <5.4 tons | CARRIER | HRCU-A-CB (Split System: Heat Pump with Remote Outdoor Unit-Air-Source) | 38MURAQ36AB3* |  |  | CAP**4321AL* | 58S(B,C)*A090E21**16 | 36800 | 16 | 8.5 | 38500 | 34800 | 90.39% | 2.1 | 0 | 10 |  |  |  |  | R-410A | 3.0667 | Residential & Commercial | USHP | Ducted CEE Tier 1
215853456 | Central HP <5.4 tons | JOHNSON CONTROLS | HRCU-A-CB (Split System: Heat Pump with Remote Outdoor Unit-Air-Source) | HH836E2S11 |  |  | CTF36B5CDS1 | TL9E060B12UH11 | 33000 | 18 | 8.5 | 30800 | 25200 | 81.82% | 2 | 0 | 11 |  |  |  |  | R-454B | 2.75 | Residential & Commercial | USHP | Ducted CEE Tier 1
215675852 | Central HP <5.4 tons | TEMPSTAR | HRCU-A-CB (Split System: Heat Pump with Remote Outdoor Unit-Air-Source) | T5H0V48*K*AAA* |  |  | EVM5X60M24A*+WALLCON | *80CSU0802120A* | 48000 | 19 | 9 | 50000 | 36400 | 72.8% | 2.12 | 0 | 10 |  |  |  |  | R-454B | 4 | Residential & Commercial | USHP | Ducted CEE Tier 1
214242848 | Central HP <5.4 tons | AIRQUEST | HRCU-A-CB (Split System: Heat Pump with Remote Outdoor Unit-Air-Source) | HVH825GKA2* |  |  | EN(A,D)4X36L21**+WALLCON | *96CTN1002122B* | 23600 | 16.5 | 8.1 | 21400 | 16700 | 78.04% | 1.92 | 0 | 11 |  |  |  |  | R-410A | 1.9667 | Residential & Commercial | USHP | Ducted CEE Tier 1
216769956 | Central HP <5.4 tons | TRANE | HRCU-A-CB (Split System: Heat Pump with Remote Outdoor Unit-Air-Source) | 5TWR7036A1 |  |  | 5TXCC005AS3 | S9V2C080U5PSC | 32400 | 16 | 8.7 | 32200 | 23800 | 73.91% | 2.13 | 0 | 12 |  |  |  |  | R-454B | 2.7 | Residential & Commercial | USHP | Ducted CEE Tier 1
215941136 | Central HP <5.4 tons | HEIL | HRCU-A-CB (Split System: Heat Pump with Remote Outdoor Unit-Air-Source) | H5H3V48*K*AAA* |  |  | ESH5X48M12A*+WALLCON | *96CTN0802120B* | 44000 | 20 | 9 | 48500 | 36600 | 75.46% | 1.8 | 0 | 10.5 |  |  |  |  | R-454B | 3.6667 | Residential & Commercial | USHP | Ducted CEE Tier 1
211260496 | Central HP <5.4 tons | AIRQUEST | HRCU-A-CB (Split System: Heat Pump with Remote Outdoor Unit-Air-Source) | DLCURAH18ABK |  |  | EA*4X24L17A* | *96VTN0601412A* | 17900 | 16 | 8.5 | 18800 | 19000 | 101.1% | 2.28 | 0 | 10.5 |  |  |  |  | R-410A | 1.4917 | Residential & Commercial | USHP | Ducted CEE Tier 1
211260847 | Central HP <5.4 tons | AIRQUEST | HRCU-A-CB (Split System: Heat Pump with Remote Outdoor Unit-Air-Source) | DLCURAH18ABK |  |  | EA*4X25L17A* | *96VTN0401712A* | 18200 | 15.5 | 8.5 | 18200 | 17500 | 96.15% | 2.12 | 0 | 10.5 |  |  |  |  | R-410A | 1.5167 | Residential & Commercial | USHP | Ducted CEE Tier 1
211225962 | Central HP <5.4 tons | CARRIER | HRCU-A-CB (Split System: Heat Pump with Remote Outdoor Unit-Air-Source) | 38MURAQ36AB3* |  |  | CAP**4821AL* | OVLAAB048112 | 35800 | 15.5 | 8.5 | 38500 | 34800 | 90.39% | 2.04 | 0 | 9.5 |  |  |  |  | R-410A | 2.9833 | Residential & Commercial | USHP
211225996 | Central HP <5.4 tons | CARRIER | HRCU-A-CB (Split System: Heat Pump with Remote Outdoor Unit-Air-Source) | 38MURAQ36AB3* |  |  | CAP**4824AL* | 59SP6A100V21**20 | 36000 | 16 | 8.5 | 38500 | 34600 | 89.87% | 2.06 | 0 | 10 |  |  |  |  | R-410A | 3 | Residential & Commercial | USHP | Ducted CEE Tier 1
211260140 | Central HP <5.4 tons | AIRQUEST | HRCU-A-CB (Split System: Heat Pump with Remote Outdoor Unit-Air-Source) | DLCURAH18ABK |  |  | EA*4X24L14A* | *95ESN0601412A* | 17800 | 16 | 8.5 | 18700 | 19000 | 101.6% | 2.28 | 0 | 10.5 |  |  |  |  | R-410A | 1.4833 | Residential & Commercial | USHP | Ducted CEE Tier 1
211260376 | Central HP <5.4 tons | AIRQUEST | HRCU-A-CB (Split System: Heat Pump with Remote Outdoor Unit-Air-Source) | DLCURAH18ABK |  |  | EA*4X24L17A* | *80ESU0401712A* | 18400 | 16.5 | 9 | 19200 | 18700 | 97.4% | 2.26 | 0 | 11 |  |  |  |  | R-410A | 1.5333 | Residential & Commercial | USHP | Ducted CEE Tier 1
211260406 | Central HP <5.4 tons | AIRQUEST | HRCU-A-CB (Split System: Heat Pump with Remote Outdoor Unit-Air-Source) | DLCURAH18ABK |  |  | EA*4X24L17A* | *96VTN0401712A* | 17700 | 15.5 | 8.5 | 18700 | 19100 | 102.1% | 2.28 | 0 | 10.5 |  |  |  |  | R-410A | 1.475 | Residential & Commercial | USHP | Ducted CEE Tier 1
213076395 | Central HP <5.4 tons | CARRIER | HRCU-A-CB (Split System: Heat Pump with Remote Outdoor Unit-Air-Source) | 38MURAQ24AB3* |  |  | CNPV*2417AL* | 59TP6C060V17**16 | 23200 | 16.5 | 8.5 | 26800 | 25400 | 94.78% | 2.12 | 0 | 10 |  |  |  |  | R-410A | 1.9333 | Residential & Commercial | USHP | Ducted CEE Tier 1
211259904 | Central HP <5.4 tons | AIRQUEST | HRCU-A-CB (Split System: Heat Pump with Remote Outdoor Unit-Air-Source) | DLCURAH18ABK |  |  | EA*4X19L17A* | *80ES(N,L)0451712A* | 19100 | 16 | 9 | 19100 | 17400 | 91.1% | 2.14 | 0 | 11 |  |  |  |  | R-410A | 1.5917 | Residential & Commercial | USHP | Ducted CEE Tier 1
213779468 | Central HP <5.4 tons | AIRQUEST | HRCU-A-CB (Split System: Heat Pump with Remote Outdoor Unit-Air-Source) | HVH837GKA** |  |  | EA*4X48L21A*+WALLCON | *96CTN0801714B* | 32200 | 17 | 8.1 | 32800 | 25000 | 76.22% | 1.96 | 0 | 11 |  |  |  |  | R-410A | 2.6833 | Residential & Commercial | USHP | Ducted CEE Tier 1
215677322 | Central HP <5.4 tons | TEMPSTAR | HRCU-A-CB (Split System: Heat Pump with Remote Outdoor Unit-Air-Source) | T5H0V60*K*AAA* |  |  | EVD5X60M21A*+WALLCON | *80CSU0802120A* | 57000 | 18 | 9 | 63500 | 44500 | 70.08% | 2.08 | 0 | 9 |  |  |  |  | R-454B | 4.75 | Residential & Commercial | USHP
213078375 | Central HP <5.4 tons | CARRIER | HRCU-A-CB (Split System: Heat Pump with Remote Outdoor Unit-Air-Source) | 38MURAQ36AB3* |  |  | CNPV*4821AL* | 58S(B,C)*B090M17**14 | 36000 | 16.5 | 8.1 | 38500 | 35000 | 90.91% | 2 | 0 | 10.5 |  |  |  |  | R-410A | 3 | Residential & Commercial | USHP | Ducted CEE Tier 1
213078807 | Central HP <5.4 tons | CARRIER | HRCU-A-CB (Split System: Heat Pump with Remote Outdoor Unit-Air-Source) | 38MURAQ36AB3* |  |  | CNPV*4824AL* | 58S(B,C)*B155M24**20 | 36200 | 16.5 | 8.1 | 38500 | 35000 | 90.91% | 2.02 | 0 | 10.5 |  |  |  |  | R-410A | 3.0167 | Residential & Commercial | USHP | Ducted CEE Tier 1
213079669 | Central HP <5.4 tons | CARRIER | HRCU-A-CB (Split System: Heat Pump with Remote Outdoor Unit-Air-Source) | 38MURAQ36AB3* |  |  | CAP**4224AL* | 59SC2E080M21**20 | 35200 | 16.5 | 8.1 | 38500 | 35000 | 90.91% | 1.88 | 0 | 10 |  |  |  |  | R-410A | 2.9333 | Residential & Commercial | USHP | Ducted CEE Tier 1
213079837 | Central HP <5.4 tons | CARRIER | HRCU-A-CB (Split System: Heat Pump with Remote Outdoor Unit-Air-Source) | 38MURAQ36AB3* |  |  | CAP**3621AL* | 59SC2E100M21**22 | 35200 | 16 | 8.1 | 38500 | 35200 | 91.43% | 1.84 | 0 | 9.5 |  |  |  |  | R-410A | 2.9333 | Residential & Commercial | USHP
213779028 | Central HP <5.4 tons | AIRQUEST | HRCU-A-CB (Split System: Heat Pump with Remote Outdoor Unit-Air-Source) | HVH837GKA** |  |  | EA*4X37L21A*+WALLCON | *96CTN0601714B* | 32600 | 17 | 8.1 | 33000 | 25400 | 76.97% | 1.94 | 0 | 11 |  |  |  |  | R-410A | 2.7167 | Residential & Commercial | USHP | Ducted CEE Tier 1
213779128 | Central HP <5.4 tons | AIRQUEST | HRCU-A-CB (Split System: Heat Pump with Remote Outdoor Unit-Air-Source) | HVH837GKA** |  |  | EA*4X42L21A*+WALLCON | *97CMN0801714B* | 31600 | 16.5 | 8.1 | 33400 | 24600 | 73.65% | 1.86 | 0 | 10.5 |  |  |  |  | R-410A | 2.6333 | Residential & Commercial | USHP | Ducted CEE Tier 1
213779328 | Central HP <5.4 tons | AIRQUEST | HRCU-A-CB (Split System: Heat Pump with Remote Outdoor Unit-Air-Source) | HVH837GKA** |  |  | EA*4X43L21A*+WALLCON | *97CMN1002122B* | 33000 | 17 | 8.5 | 32600 | 25000 | 76.69% | 1.98 | 0 | 11.5 |  |  |  |  | R-410A | 2.75 | Residential & Commercial | USHP | Ducted CEE Tier 1
213779478 | Central HP <5.4 tons | AIRQUEST | HRCU-A-CB (Split System: Heat Pump with Remote Outdoor Unit-Air-Source) | HVH837GKA** |  |  | EA*4X48L21A*+WALLCON | *96CTN1002122B* | 32400 | 17 | 8.1 | 32600 | 24800 | 76.07% | 1.98 | 0 | 11 |  |  |  |  | R-410A | 2.7 | Residential & Commercial | USHP | Ducted CEE Tier 1
213779528 | Central HP <5.4 tons | AIRQUEST | HRCU-A-CB (Split System: Heat Pump with Remote Outdoor Unit-Air-Source) | HVH837GKA** |  |  | EA*4X48L24A*+WALLCON | *97CMN1202422B* | 32200 | 17 | 8.1 | 32600 | 24800 | 76.07% | 1.98 | 0 | 11 |  |  |  |  | R-410A | 2.6833 | Residential & Commercial | USHP | Ducted CEE Tier 1
213779628 | Central HP <5.4 tons | AIRQUEST | HRCU-A-CB (Split System: Heat Pump with Remote Outdoor Unit-Air-Source) | HVH837GKA** |  |  | EA*4X61L21A*+WALLCON | *80CTL0451712B* | 33000 | 17 | 8.1 | 32400 | 25200 | 77.78% | 1.94 | 0 | 11 |  |  |  |  | R-410A | 2.75 | Residential & Commercial | USHP | Ducted CEE Tier 1
213780078 | Central HP <5.4 tons | AIRQUEST | HRCU-A-CB (Split System: Heat Pump with Remote Outdoor Unit-Air-Source) | HVH837GKA** |  |  | EHD4X42AAL+WALLCON | *97CMN1002122B* | 32600 | 16.5 | 8.1 | 33000 | 24600 | 74.55% | 1.94 | 0 | 11 |  |  |  |  | R-410A | 2.7167 | Residential & Commercial | USHP | Ducted CEE Tier 1
213780398 | Central HP <5.4 tons | AIRQUEST | HRCU-A-CB (Split System: Heat Pump with Remote Outdoor Unit-Air-Source) | HVH837GKA** |  |  | EHD4X60AAL+WALLCON | *97CMN1002122B* | 33000 | 16.5 | 8.1 | 32200 | 24800 | 77.02% | 2 | 0 | 11.5 |  |  |  |  | R-410A | 2.75 | Residential & Commercial | USHP | Ducted CEE Tier 1
215677512 | Central HP <5.4 tons | TEMPSTAR | HRCU-A-CB (Split System: Heat Pump with Remote Outdoor Unit-Air-Source) | T5H0V60*K*AAA* |  |  | EVD5X60M24A*+WALLCON | *97CMN0602120B* | 55500 | 17.5 | 8.5 | 64000 | 45500 | 71.09% | 1.94 | 0 | 8.5 |  |  |  |  | R-454B | 4.625 | Residential & Commercial | USHP
212988692 | Central HP <5.4 tons | HEIL | HRCU-A-CB (Split System: Heat Pump with Remote Outdoor Unit-Air-Source) | DLCURAH24ABK |  |  | EA*4X36L21A* | *95MSU0401712A* | 23400 | 17 | 8.5 | 26000 | 24400 | 93.85% | 2.02 | 0 | 10 |  |  |  |  | R-410A | 1.95 | Residential & Commercial | USHP | Ducted CEE Tier 1
213780698 | Central HP <5.4 tons | AIRQUEST | HRCU-A-CB (Split System: Heat Pump with Remote Outdoor Unit-Air-Source) | HVH837GKA2* |  |  | EA*4X36L17A*+WALLCON | *97CMN0801714B* | 31400 | 16.5 | 8.1 | 33200 | 24400 | 73.49% | 1.82 | 0 | 10.5 |  |  |  |  | R-410A | 2.6167 | Residential & Commercial | USHP | Ducted CEE Tier 1
213780898 | Central HP <5.4 tons | AIRQUEST | HRCU-A-CB (Split System: Heat Pump with Remote Outdoor Unit-Air-Source) | HVH837GKA2* |  |  | EA*4X37L21A*+WALLCON | *95CSU0601716B* | 32800 | 17 | 8.5 | 33000 | 25200 | 76.36% | 1.96 | 0 | 11 |  |  |  |  | R-410A | 2.7333 | Residential & Commercial | USHP | Ducted CEE Tier 1
213780948 | Central HP <5.4 tons | AIRQUEST | HRCU-A-CB (Split System: Heat Pump with Remote Outdoor Unit-Air-Source) | HVH837GKA2* |  |  | EA*4X37L21A*+WALLCON | *96CTN0801714B* | 32800 | 17 | 8.5 | 33000 | 25200 | 76.36% | 1.96 | 0 | 11 |  |  |  |  | R-410A | 2.7333 | Residential & Commercial | USHP | Ducted CEE Tier 1
215676992 | Central HP <5.4 tons | TEMPSTAR | HRCU-A-CB (Split System: Heat Pump with Remote Outdoor Unit-Air-Source) | T5H0V60*K*AAA* |  |  | EVM5X60M21A*+WALLCON | *80CTL0701716B* | 55000 | 18 | 9 | 59500 | 43500 | 73.11% | 2.1 | 0 | 9.5 |  |  |  |  | R-454B | 4.5833 | Residential & Commercial | USHP
215677842 | Central HP <5.4 tons | TEMPSTAR | HRCU-A-CB (Split System: Heat Pump with Remote Outdoor Unit-Air-Source) | T5H0V60*K*AAA* |  |  | EA*5X60M24A*+WALLCON | *97CMN0802120B* | 54500 | 18 | 8.5 | 59500 | 42000 | 70.59% | 1.9 | 0 | 8.5 |  |  |  |  | R-454B | 4.5417 | Residential & Commercial | USHP
206136179 | Central HP <5.4 tons | COMFORTMAKER | HRCU-A-CB (Split System: Heat Pump with Remote Outdoor Unit-Air-Source) | CVH837GKA** |  |  | EA*4X48L21A*+WALLCON | *95CSU1002122A* | 32400 | 17.5 | 8.5 | 32600 | 24800 | 76.07% | 2 | 12 | 11.5 |  |  |  |  | R-410A | 2.7 | Residential & Commercial | USHP | Ducted CEE Tier 1
211260353 | Central HP <5.4 tons | AIRQUEST | HRCU-A-CB (Split System: Heat Pump with Remote Outdoor Unit-Air-Source) | DLCURAH18ABK |  |  | EA*4X24L17A* | *80VSL0451716A* | 17600 | 16 | 8.5 | 18500 | 19100 | 103.2% | 2.3 | 0 | 10.5 |  |  |  |  | R-410A | 1.4667 | Residential & Commercial | USHP | Ducted CEE Tier 1
211260469 | Central HP <5.4 tons | AIRQUEST | HRCU-A-CB (Split System: Heat Pump with Remote Outdoor Unit-Air-Source) | DLCURAH18ABK |  |  | EA*4X24L17A* | *95ESN0601412A* | 17800 | 16 | 8.5 | 18700 | 19000 | 101.6% | 2.28 | 0 | 10.5 |  |  |  |  | R-410A | 1.4833 | Residential & Commercial | USHP | Ducted CEE Tier 1
211260522 | Central HP <5.4 tons | AIRQUEST | HRCU-A-CB (Split System: Heat Pump with Remote Outdoor Unit-Air-Source) | DLCURAH18ABK |  |  | EA*4X24L17A* | *96VTN0601714A* | 17600 | 15.5 | 8.5 | 18600 | 19100 | 102.7% | 2.3 | 0 | 10.5 |  |  |  |  | R-410A | 1.4667 | Residential & Commercial | USHP | Ducted CEE Tier 1
211261021 | Central HP <5.4 tons | AIRQUEST | HRCU-A-CB (Split System: Heat Pump with Remote Outdoor Unit-Air-Source) | DLCURAH18ABK |  |  | EA*4X25L17A* | *92ESN0601412A* | 18700 | 16.5 | 8.5 | 18500 | 17400 | 94.05% | 2.12 | 0 | 11 |  |  |  |  | R-410A | 1.5583 | Residential & Commercial | USHP | Ducted CEE Tier 1
214574319 | Central HP <5.4 tons | BRYANT HEATING AND COOLING SYSTEMS | HRCU-A-CB (Split System: Heat Pump with Remote Outdoor Unit-Air-Source) | 288BNV037*0**B* |  |  | CSPH*4212AL*+UI | 986TD60080C21*** | 32600 | 17.5 | 8.5 | 32800 | 24800 | 75.61% | 1.96 | 0 | 11 |  |  |  |  | R-410A | 2.7167 | Residential & Commercial | USHP | Ducted CEE Tier 1
211261388 | Central HP <5.4 tons | AIRQUEST | HRCU-A-CB (Split System: Heat Pump with Remote Outdoor Unit-Air-Source) | DLCURAH18ABK |  |  | EA*4X30L14A* | *96VTN0601412A* | 18000 | 16 | 8.5 | 18500 | 18500 | 100% | 2.22 | 0 | 10.5 |  |  |  |  | R-410A | 1.5 | Residential & Commercial | USHP | Ducted CEE Tier 1
216734550 | Central HP <5.4 tons | HEIL | HRCU-A-CB (Split System: Heat Pump with Remote Outdoor Unit-Air-Source) | D5CUHAH24AAK |  |  | EA*5X36M17A* | *97CMN0601714B* | 22200 | 16 | 8.1 | 20800 | 18700 | 89.9% | 1.85 | 0 | 10.5 |  |  |  |  | R-454B | 1.85 | Residential & Commercial | USHP | Ducted CEE Tier 1
216735629 | Central HP <5.4 tons | HEIL | HRCU-A-CB (Split System: Heat Pump with Remote Outdoor Unit-Air-Source) | D5CUHAH24AAK |  |  | EA*5X37M21A* | *80CTL0902120B* | 23400 | 16 | 8.5 | 20800 | 18600 | 89.42% | 1.98 | 0 | 11 |  |  |  |  | R-454B | 1.95 | Residential & Commercial | USHP | Ducted CEE Tier 1
213779788 | Central HP <5.4 tons | AIRQUEST | HRCU-A-CB (Split System: Heat Pump with Remote Outdoor Unit-Air-Source) | HVH837GKA** |  |  | EA*4X61L24A*+WALLCON | *97CMN1202422B* | 33200 | 17.5 | 8.5 | 32000 | 24800 | 77.5% | 1.98 | 0 | 11.7 |  |  |  |  | R-410A | 2.7667 | Residential & Commercial | USHP | Ducted CEE Tier 1
213780388 | Central HP <5.4 tons | AIRQUEST | HRCU-A-CB (Split System: Heat Pump with Remote Outdoor Unit-Air-Source) | HVH837GKA** |  |  | EHD4X60AAL+WALLCON | *97CMN0801714B* | 32800 | 16.5 | 8.1 | 32600 | 25000 | 76.69% | 1.96 | 0 | 11 |  |  |  |  | R-410A | 2.7333 | Residential & Commercial | USHP | Ducted CEE Tier 1
216735688 | Central HP <5.4 tons | HEIL | HRCU-A-CB (Split System: Heat Pump with Remote Outdoor Unit-Air-Source) | D5CUHAH24AAK |  |  | EA*5X37M21A* | *95CSU0802120B* | 23600 | 15.5 | 8.5 | 21000 | 18600 | 88.57% | 1.98 | 0 | 11 |  |  |  |  | R-454B | 1.9667 | Residential & Commercial | USHP | Ducted CEE Tier 1
212983213 | Central HP <5.4 tons | HEIL | HRCU-A-CB (Split System: Heat Pump with Remote Outdoor Unit-Air-Source) | DLCURAH24ABK |  |  | EN(A,D)4X24L17** | *92MSN0401712A* | 23000 | 15.5 | 8.5 | 27000 | 25600 | 94.81% | 2.12 | 0 | 10 |  |  |  |  | R-410A | 1.9167 | Residential & Commercial | USHP | Ducted CEE Tier 1
212985342 | Central HP <5.4 tons | HEIL | HRCU-A-CB (Split System: Heat Pump with Remote Outdoor Unit-Air-Source) | DLCURAH24ABK |  |  | EA*4X36L21A* | *92MSN1002120A* | 23800 | 17.5 | 8.5 | 26200 | 23600 | 90.08% | 1.96 | 0 | 10 |  |  |  |  | R-410A | 1.9833 | Residential & Commercial | USHP | Ducted CEE Tier 1
212984140 | Central HP <5.4 tons | HEIL | HRCU-A-CB (Split System: Heat Pump with Remote Outdoor Unit-Air-Source) | DLCURAH24ABK |  |  | EN(A,D,W)4X36L17** | *92MSN0601714A* | 23600 | 17 | 8.5 | 26400 | 24400 | 92.42% | 2.02 | 0 | 10.5 |  |  |  |  | R-410A | 1.9667 | Residential & Commercial | USHP | Ducted CEE Tier 1
212984656 | Central HP <5.4 tons | HEIL | HRCU-A-CB (Split System: Heat Pump with Remote Outdoor Unit-Air-Source) | DLCURAH24ABK |  |  | EN(A,D)4X24L17** | *92MSN0801716A* | 23600 | 17 | 8.5 | 27000 | 24400 | 90.37% | 2.02 | 0 | 10 |  |  |  |  | R-410A | 1.9667 | Residential & Commercial | USHP | Ducted CEE Tier 1
212986146 | Central HP <5.4 tons | HEIL | HRCU-A-CB (Split System: Heat Pump with Remote Outdoor Unit-Air-Source) | DLCURAH24ABK |  |  | EA*4X24L17A* | *96MSN0401410A* | 23200 | 16 | 8.5 | 27000 | 26400 | 97.78% | 2.2 | 0 | 9.5 |  |  |  |  | R-410A | 1.9333 | Residential & Commercial | USHP
215940826 | Central HP <5.4 tons | HEIL | HRCU-A-CB (Split System: Heat Pump with Remote Outdoor Unit-Air-Source) | H5H3V36*K*AAA* |  |  | EVD5X60M21A*+WALLCON | *80CSU0601716B* | 35600 | 22 | 8.5 | 38000 | 28600 | 75.26% | 2.02 | 0 | 12.5 |  |  |  |  | R-454B | 2.9667 | Residential & Commercial | USHP | Ducted CEE Tier 1
215942362 | Central HP <5.4 tons | HEIL | HRCU-A-CB (Split System: Heat Pump with Remote Outdoor Unit-Air-Source) | H5H3V36*K*AAA* |  |  | EVM5X44M21A*+WALLCON | *97CMN0601714B* | 35200 | 21 | 8.5 | 37400 | 28000 | 74.87% | 2.06 | 0 | 11.7 |  |  |  |  | R-454B | 2.9333 | Residential & Commercial | USHP | Ducted CEE Tier 1
215941476 | Central HP <5.4 tons | HEIL | HRCU-A-CB (Split System: Heat Pump with Remote Outdoor Unit-Air-Source) | H5H3V48*K*AAA* |  |  | EVM5X60M24A*+WALLCON | *97CTN1202422A* | 45500 | 20.5 | 8.1 | 52500 | 38000 | 72.38% | 1.95 | 0 | 11.5 |  |  |  |  | R-454B | 3.7917 | Residential & Commercial | USHP | Ducted CEE Tier 1
215941526 | Central HP <5.4 tons | HEIL | HRCU-A-CB (Split System: Heat Pump with Remote Outdoor Unit-Air-Source) | H5H3V48*K*AAA* |  |  | EVD5X48M21A*+WALLCON | *96CTN0802120B* | 44500 | 19.5 | 8.1 | 52000 | 38500 | 74.04% | 1.9 | 0 | 10.5 |  |  |  |  | R-454B | 3.7083 | Residential & Commercial | USHP | Ducted CEE Tier 1
214573369 | Central HP <5.4 tons | BRYANT HEATING AND COOLING SYSTEMS | HRCU-A-CB (Split System: Heat Pump with Remote Outdoor Unit-Air-Source) | 288BNV037*0**A* |  |  | CNPV*4221AL*+UI | 88*TB60070C21*** | 31800 | 17 | 8.1 | 33000 | 24600 | 74.55% | 1.88 | 0 | 11 |  |  |  |  | R-410A | 2.65 | Residential & Commercial | USHP | Ducted CEE Tier 1
215942422 | Central HP <5.4 tons | HEIL | HRCU-A-CB (Split System: Heat Pump with Remote Outdoor Unit-Air-Source) | H5H3V36*K*AAA* |  |  | EVM5X61M24A*+WALLCON | *80CSU1002120A* | 36000 | 22 | 8.5 | 37400 | 28200 | 75.4% | 2.04 | 0 | 12.5 |  |  |  |  | R-454B | 3 | Residential & Commercial | USHP | Ducted CEE Tier 1
215940066 | Central HP <5.4 tons | HEIL | HRCU-A-CB (Split System: Heat Pump with Remote Outdoor Unit-Air-Source) | H5H3V36*K*AAA* |  |  | ESH5X42M12A*+WALLCON | *97CTN0802120A* | 33600 | 19 | 9 | 34800 | 26600 | 76.44% | 1.92 | 0 | 11.5 |  |  |  |  | R-454B | 2.8 | Residential & Commercial | USHP | Ducted CEE Tier 1
215940696 | Central HP <5.4 tons | HEIL | HRCU-A-CB (Split System: Heat Pump with Remote Outdoor Unit-Air-Source) | H5H3V36*K*AAA* |  |  | EVD5X42M24A*+WALLCON | *97CTN0802120A* | 35400 | 21.5 | 8.5 | 38000 | 28600 | 75.26% | 2.04 | 0 | 12 |  |  |  |  | R-454B | 2.95 | Residential & Commercial | USHP | Ducted CEE Tier 1
215935484 | Central HP <5.4 tons | CARRIER | HRCU-A-CB (Split System: Heat Pump with Remote Outdoor Unit-Air-Source) | 27VNA336A*030* |  |  | CVAMA6124XMA*+UI | 59CU5B100C21**22 | 36000 | 22.5 | 8.5 | 37600 | 28200 | 75% | 2.06 | 0 | 12.5 |  |  |  |  | R-454B | 3 | Residential & Commercial | USHP | Ducted CEE Tier 1
213078267 | Central HP <5.4 tons | CARRIER | HRCU-A-CB (Split System: Heat Pump with Remote Outdoor Unit-Air-Source) | 38MURAQ36AB3* |  |  | CAP**3621AL* | 58S(B,C)*B090M17**14 | 35200 | 16 | 8.1 | 38500 | 35200 | 91.43% | 1.84 | 0 | 9.5 |  |  |  |  | R-410A | 2.9333 | Residential & Commercial | USHP
213078519 | Central HP <5.4 tons | CARRIER | HRCU-A-CB (Split System: Heat Pump with Remote Outdoor Unit-Air-Source) | 38MURAQ36AB3* |  |  | CAP**4224AL* | 58S(B,C)*B090M21**20 | 35400 | 16.5 | 8.1 | 38500 | 35000 | 90.91% | 1.9 | 0 | 10 |  |  |  |  | R-410A | 2.95 | Residential & Commercial | USHP | Ducted CEE Tier 1
216739048 | Central HP <5.4 tons | AIRQUEST | HRCU-A-CB (Split System: Heat Pump with Remote Outdoor Unit-Air-Source) | D5CUHAH24AAK |  |  | FHMA5*30L*B* | 0 | 23400 | 16 | 8.5 | 21200 | 18800 | 88.68% | 1.96 | 0 | 11 |  |  |  |  | R-454B | 1.95 | Residential & Commercial | USHP | Ducted CEE Tier 1
215942412 | Central HP <5.4 tons | HEIL | HRCU-A-CB (Split System: Heat Pump with Remote Outdoor Unit-Air-Source) | H5H3V36*K*AAA* |  |  | EVM5X60M21A*+WALLCON | *96CTN0601714B* | 35200 | 21 | 8.5 | 37400 | 28000 | 74.87% | 2.06 | 0 | 11.7 |  |  |  |  | R-454B | 2.9333 | Residential & Commercial | USHP | Ducted CEE Tier 1
213781048 | Central HP <5.4 tons | AIRQUEST | HRCU-A-CB (Split System: Heat Pump with Remote Outdoor Unit-Air-Source) | HVH837GKA2* |  |  | EA*4X42L21A*+WALLCON | *97CMN1002122B* | 31800 | 17 | 8.1 | 33000 | 24400 | 73.94% | 1.88 | 0 | 11 |  |  |  |  | R-410A | 2.65 | Residential & Commercial | USHP | Ducted CEE Tier 1
213781248 | Central HP <5.4 tons | AIRQUEST | HRCU-A-CB (Split System: Heat Pump with Remote Outdoor Unit-Air-Source) | HVH837GKA2* |  |  | EA*4X43L21A*+WALLCON | *96CTN0601714B* | 32800 | 17 | 8.1 | 33000 | 25400 | 76.97% | 1.96 | 0 | 11 |  |  |  |  | R-410A | 2.7333 | Residential & Commercial | USHP | Ducted CEE Tier 1
215936647 | Central HP <5.4 tons | AIRQUEST | HRCU-A-CB (Split System: Heat Pump with Remote Outdoor Unit-Air-Source) | H5H3V36*K*AAA* |  |  | EVD5X60M21A*+WALLCON | *95CSU0601716B* | 35400 | 21.5 | 8.5 | 38500 | 29000 | 75.32% | 2.02 | 0 | 12 |  |  |  |  | R-454B | 2.95 | Residential & Commercial | USHP | Ducted CEE Tier 1
215936897 | Central HP <5.4 tons | AIRQUEST | HRCU-A-CB (Split System: Heat Pump with Remote Outdoor Unit-Air-Source) | H5H3V36*K*AAA* |  |  | EVD5X61M21A*+WALLCON | *97CMN0602120B* | 35600 | 21.5 | 8.5 | 38000 | 28600 | 75.26% | 1.98 | 0 | 12 |  |  |  |  | R-454B | 2.9667 | Residential & Commercial | USHP | Ducted CEE Tier 1
206136279 | Central HP <5.4 tons | COMFORTMAKER | HRCU-A-CB (Split System: Heat Pump with Remote Outdoor Unit-Air-Source) | CVH837GKA** |  |  | EN(A,D,W)4X48L21**+WALLCON | *95CSU0802120A* | 32400 | 17.5 | 8.1 | 32800 | 24800 | 75.61% | 1.96 | 12 | 11.7 |  |  |  |  | R-410A | 2.7 | Residential & Commercial | USHP | Ducted CEE Tier 1
212984976 | Central HP <5.4 tons | HEIL | HRCU-A-CB (Split System: Heat Pump with Remote Outdoor Unit-Air-Source) | DLCURAH30ABK |  |  | EA*4X37L21A* | *92MSN0802120A* | 30600 | 15.2 | 8.1 | 33200 | 26200 | 78.92% | 1.86 | 0 | 9 |  |  |  |  | R-410A | 2.55 | Residential & Commercial | USHP
210596662 | Central HP <5.4 tons | COMFORTMAKER | HRCU-A-CB (Split System: Heat Pump with Remote Outdoor Unit-Air-Source) | CVH825GKA2* |  |  | EA*4X42L21A*+WALLCON | *80CTL0701716A* | 23800 | 16.5 | 8.1 | 21400 | 16600 | 77.57% | 1.96 | 0 | 11 |  |  |  |  | R-410A | 1.9833 | Residential & Commercial | USHP | Ducted CEE Tier 1
215937117 | Central HP <5.4 tons | AIRQUEST | HRCU-A-CB (Split System: Heat Pump with Remote Outdoor Unit-Air-Source) | H5H3V48*K*AAA* |  |  | EVM5X48M21A*+WALLCON | *96CTN1002122B* | 44500 | 20 | 8.1 | 52000 | 38500 | 74.04% | 2 | 0 | 11 |  |  |  |  | R-454B | 3.7083 | Residential & Commercial | USHP | Ducted CEE Tier 1
215937467 | Central HP <5.4 tons | AIRQUEST | HRCU-A-CB (Split System: Heat Pump with Remote Outdoor Unit-Air-Source) | H5H3V48*K*AAA* |  |  | EVM5X60M24A*+WALLCON | *80CTL0902120B* | 45500 | 21 | 8.1 | 52500 | 38000 | 72.38% | 1.95 | 0 | 11.5 |  |  |  |  | R-454B | 3.7917 | Residential & Commercial | USHP | Ducted CEE Tier 1
209095665 | Central HP <5.4 tons | LENNOX | HRCU-A-CB (Split System: Heat Pump with Remote Outdoor Unit-Air-Source) | LISC024036-200U432 |  |  | LIAH036-200U432-1 | 0 | 34000 | 16 | 9 | 35000 | 28000 | 80% | 1.8 | 10 | 10 |  |  |  |  | R-410A | 2.8333 | Residential & Commercial | USHP | Ducted CEE Tier 1
213772578 | Central HP <5.4 tons | AIRQUEST | HRCU-A-CB (Split System: Heat Pump with Remote Outdoor Unit-Air-Source) | HVH825GKA2* |  |  | EHD4X48AAL+WALLCON | *96CTN1002122B* | 24200 | 16 | 8.1 | 21200 | 16600 | 78.3% | 2.02 | 0 | 11 |  |  |  |  | R-410A | 2.0167 | Residential & Commercial | USHP | Ducted CEE Tier 1
213773148 | Central HP <5.4 tons | AIRQUEST | HRCU-A-CB (Split System: Heat Pump with Remote Outdoor Unit-Air-Source) | HVH825GKA3* |  |  | EA*4X36L21A*+WALLCON | *96CTN1002122B* | 23600 | 16.5 | 8.1 | 21400 | 16600 | 77.57% | 1.94 | 0 | 10.5 |  |  |  |  | R-410A | 1.9667 | Residential & Commercial | USHP | Ducted CEE Tier 1
209095664 | Central HP <5.4 tons | LENNOX | HRCU-A-CB (Split System: Heat Pump with Remote Outdoor Unit-Air-Source) | LISC024036-200U432 |  |  | LIAH024-200U432-1 | 0 | 24000 | 17 | 9 | 24000 | 22000 | 91.67% | 1.8 | 12.5 | 12 |  |  |  |  | R-410A | 2 | Residential & Commercial | USHP | Ducted CEE Tier 1
216734430 | Central HP <5.4 tons | AIRQUEST | HRCU-A-CB (Split System: Heat Pump with Remote Outdoor Unit-Air-Source) | D5CUHAH24AAK |  |  | EA*5X36M17A* | *80VSL0701412B* | 22600 | 16.5 | 8.5 | 20800 | 18700 | 89.9% | 1.96 | 0 | 11 |  |  |  |  | R-454B | 1.8833 | Residential & Commercial | USHP | Ducted CEE Tier 1
216734664 | Central HP <5.4 tons | AIRQUEST | HRCU-A-CB (Split System: Heat Pump with Remote Outdoor Unit-Air-Source) | D5CUHAH24AAK |  |  | EA*5X36M17A* | *96MSM0601716A* | 22200 | 15.5 | 8.1 | 20800 | 18700 | 89.9% | 1.85 | 0 | 10.5 |  |  |  |  | R-454B | 1.85 | Residential & Commercial | USHP | Ducted CEE Tier 1
216734713 | Central HP <5.4 tons | AIRQUEST | HRCU-A-CB (Split System: Heat Pump with Remote Outdoor Unit-Air-Source) | D5CUHAH24AAK |  |  | EA*5X36M17A* | *96VSN0601716B* | 22400 | 16 | 8.5 | 20800 | 18700 | 89.9% | 1.96 | 0 | 10.5 |  |  |  |  | R-454B | 1.8667 | Residential & Commercial | USHP | Ducted CEE Tier 1
216734331 | Central HP <5.4 tons | AIRQUEST | HRCU-A-CB (Split System: Heat Pump with Remote Outdoor Unit-Air-Source) | D5CUHAH24AAK |  |  | EA*5X30M17A* | OMV112K14A | 22600 | 15.5 | 8.5 | 21400 | 19100 | 89.25% | 1.96 | 0 | 10.5 |  |  |  |  | R-454B | 1.8833 | Residential & Commercial | USHP | Ducted CEE Tier 1
211260590 | Central HP <5.4 tons | AIRQUEST | HRCU-A-CB (Split System: Heat Pump with Remote Outdoor Unit-Air-Source) | DLCURAH18ABK |  |  | EA*4X24L17A* | *92ESN0601714A* | 17700 | 16.5 | 8.5 | 18500 | 19100 | 103.2% | 2.3 | 0 | 10.5 |  |  |  |  | R-410A | 1.475 | Residential & Commercial | USHP | Ducted CEE Tier 1
215938453 | Central HP <5.4 tons | TEMPSTAR | HRCU-A-CB (Split System: Heat Pump with Remote Outdoor Unit-Air-Source) | T5H3V48*K*AAA* |  |  | EVD5X61M21A*+WALLCON | *80CTL0901716B* | 45000 | 21 | 8.1 | 53500 | 37600 | 70.28% | 1.95 | 0 | 12 |  |  |  |  | R-454B | 3.75 | Residential & Commercial | USHP | Ducted CEE Tier 1
216739131 | Central HP <5.4 tons | AIRQUEST | HRCU-A-CB (Split System: Heat Pump with Remote Outdoor Unit-Air-Source) | D5CUHAH24AAK |  |  | FMA5X24**AL* | 0 | 22600 | 17 | 9 | 21400 | 19500 | 91.12% | 2.1 | 0 | 11 |  |  |  |  | R-454B | 1.8833 | Residential & Commercial | USHP | Ducted CEE Tier 1
211260885 | Central HP <5.4 tons | AIRQUEST | HRCU-A-CB (Split System: Heat Pump with Remote Outdoor Unit-Air-Source) | DLCURAH18ABK |  |  | EA*4X25L17A* | *95ESN0401410A* | 18300 | 16 | 8.5 | 18200 | 17500 | 96.15% | 2.12 | 0 | 10.5 |  |  |  |  | R-410A | 1.525 | Residential & Commercial | USHP | Ducted CEE Tier 1
211262137 | Central HP <5.4 tons | AIRQUEST | HRCU-A-CB (Split System: Heat Pump with Remote Outdoor Unit-Air-Source) | DLCURAH18ABK |  |  | EA*4X30L17A* | *92ESN0401712A* | 17900 | 15.5 | 8.5 | 18600 | 18500 | 99.46% | 2.22 | 0 | 10.5 |  |  |  |  | R-410A | 1.4917 | Residential & Commercial | USHP | Ducted CEE Tier 1
211260725 | Central HP <5.4 tons | AIRQUEST | HRCU-A-CB (Split System: Heat Pump with Remote Outdoor Unit-Air-Source) | DLCURAH18ABK |  |  | EA*4X25L17A* | *96VSN0401712A* | 18200 | 15.5 | 8.5 | 18200 | 17500 | 96.15% | 2.12 | 0 | 10.5 |  |  |  |  | R-410A | 1.5167 | Residential & Commercial | USHP | Ducted CEE Tier 1
211261554 | Central HP <5.4 tons | AIRQUEST | HRCU-A-CB (Split System: Heat Pump with Remote Outdoor Unit-Air-Source) | DLCURAH18ABK |  |  | EA*4X30L17A* | *96VSN0601714A* | 17800 | 16 | 8.5 | 18400 | 18500 | 100.5% | 2.22 | 0 | 10.5 |  |  |  |  | R-410A | 1.4833 | Residential & Commercial | USHP | Ducted CEE Tier 1
216571145 | Central HP <5.4 tons | AMERICAN STANDARD | HRCU-A-CB (Split System: Heat Pump with Remote Outdoor Unit-Air-Source) | 5A6V0X48A1 |  |  | 5TXCD010AS3 | *UHMD120CCV5+LRP | 45000 | 20 | 9.7 | 46500 | 33400 | 71.83% | 2.1 | 0 | 12 |  |  |  |  | R-454B | 3.75 | Residential & Commercial | USHP | Ducted CEE Tier 1
213607725 | Central HP <5.4 tons | AIRQUEST | HRCU-A-CB (Split System: Heat Pump with Remote Outdoor Unit-Air-Source) | DLCURAH36ABK |  |  | FTMA4B36L0C* | 0 | 35400 | 16.5 | 8.5 | 38000 | 35200 | 92.63% | 1.86 | 0 | 10 |  |  |  |  | R-410A | 2.95 | Residential & Commercial | USHP | Ducted CEE Tier 1
216571279 | Central HP <5.4 tons | AMERICAN STANDARD | HRCU-A-CB (Split System: Heat Pump with Remote Outdoor Unit-Air-Source) | 5A6V8X36A1 |  |  | 5PX*CD09AS3 | S8V2C100M5PDB | 33400 | 18.1 | 8.5 | 33000 | 25400 | 76.97% | 2.1 | 0 | 10.5 |  |  |  |  | R-454B | 2.7833 | Residential & Commercial | USHP | Ducted CEE Tier 1
215677112 | Central HP <5.4 tons | TEMPSTAR | HRCU-A-CB (Split System: Heat Pump with Remote Outdoor Unit-Air-Source) | T5H0V60*K*AAA* |  |  | EVM5X60M24A*+WALLCON | *80CTL0702120B* | 56000 | 18 | 9 | 63500 | 45000 | 70.87% | 2.06 | 0 | 9 |  |  |  |  | R-454B | 4.6667 | Residential & Commercial | USHP
209095667 | Central HP <5.4 tons | LENNOX | HRCU-A-CB (Split System: Heat Pump with Remote Outdoor Unit-Air-Source) | LISC048060-200U432 |  |  | LIAH060-200U432-1 | 0 | 54000 | 16 | 9 | 54000 | 41000 | 75.93% | 1.8 | 10.5 | 10 |  |  |  |  | R-410A | 4.5 | Residential & Commercial | USHP | Ducted CEE Tier 1
214569685 | Central HP <5.4 tons | BRYANT HEATING AND COOLING SYSTEMS | HRCU-A-CB (Split System: Heat Pump with Remote Outdoor Unit-Air-Source) | 284ANV036*0**B* |  |  | CNPV*4824AL*+UI | 88*TB60070C21*** | 33800 | 19.5 | 9 | 36800 | 26000 | 70.65% | 2.04 | 0 | 12.5 |  |  |  |  | R-410A | 2.8167 | Residential & Commercial | USHP | Ducted CEE Tier 1
214584675 | Central HP <5.4 tons | JOHNSON CONTROLS | HRCU-A-CB (Split System: Heat Pump with Remote Outdoor Unit-Air-Source) | HH836E2S11 |  |  | CTF36C5CDS1 | Z8ES120C16SMPS1 | 34400 | 18 | 8.5 | 31600 | 25800 | 81.65% | 2 | 0 | 11.7 |  |  |  |  | R-454B | 2.8667 | Residential & Commercial | USHP | Ducted CEE Tier 1
216767272 | Central HP <5.4 tons | TRANE | HRCU-A-CB (Split System: Heat Pump with Remote Outdoor Unit-Air-Source) | 5TWX7060A1 |  |  | 5TXCD010AS3 | S8V2C100M5PDB | 52500 | 15.5 | 8.7 | 51000 | 38500 | 75.49% | 2.2 | 0 | 11 |  |  |  |  | R-454B | 4.375 | Residential & Commercial | USHP | Ducted CEE Tier 1
215853320 | Central HP <5.4 tons | JOHNSON CONTROLS | HRCU-A-CB (Split System: Heat Pump with Remote Outdoor Unit-Air-Source) | HH836E2S11 |  |  | CTM36B5CDS1+JMVT12BC2N1 | 0 | 33200 | 18 | 9 | 30400 | 24800 | 81.58% | 2 | 0 | 11.7 |  |  |  |  | R-454B | 2.7667 | Residential & Commercial | USHP | Ducted CEE Tier 1
211261590 | Central HP <5.4 tons | AIRQUEST | HRCU-A-CB (Split System: Heat Pump with Remote Outdoor Unit-Air-Source) | DLCURAH18ABK |  |  | EA*4X30L17A* | *96VSN0401712A* | 17900 | 15.5 | 8.5 | 18500 | 18500 | 100% | 2.22 | 0 | 10.5 |  |  |  |  | R-410A | 1.4917 | Residential & Commercial | USHP | Ducted CEE Tier 1
211261975 | Central HP <5.4 tons | AIRQUEST | HRCU-A-CB (Split System: Heat Pump with Remote Outdoor Unit-Air-Source) | DLCURAH18ABK |  |  | EA*4X30L17A* | *96VTN0601714A* | 17800 | 16 | 8.5 | 18400 | 18500 | 100.5% | 2.22 | 0 | 10.5 |  |  |  |  | R-410A | 1.4833 | Residential & Commercial | USHP | Ducted CEE Tier 1
211261324 | Central HP <5.4 tons | AIRQUEST | HRCU-A-CB (Split System: Heat Pump with Remote Outdoor Unit-Air-Source) | DLCURAH18ABK |  |  | EA*4X30L14A* | *95ESN0401410A* | 17900 | 15.5 | 8.5 | 18500 | 18500 | 100% | 2.22 | 0 | 10.5 |  |  |  |  | R-410A | 1.4917 | Residential & Commercial | USHP | Ducted CEE Tier 1
213076297 | Central HP <5.4 tons | CARRIER | HRCU-A-CB (Split System: Heat Pump with Remote Outdoor Unit-Air-Source) | 38MURAQ36AB3* |  |  | CAP**4824AL* | 59SU5B100M21**22 | 36200 | 16.5 | 8.5 | 38000 | 34800 | 91.58% | 2.04 | 0 | 10 |  |  |  |  | R-410A | 3.0167 | Residential & Commercial | USHP | Ducted CEE Tier 1
212988656 | Central HP <5.4 tons | HEIL | HRCU-A-CB (Split System: Heat Pump with Remote Outdoor Unit-Air-Source) | DLCURAH24ABK |  |  | EA*4X25L17A* | *95MSU0401712A* | 24200 | 16.5 | 8.5 | 25200 | 21800 | 86.51% | 1.82 | 0 | 10 |  |  |  |  | R-410A | 2.0167 | Residential & Commercial | USHP | Ducted CEE Tier 1
206135927 | Central HP <5.4 tons | COMFORTMAKER | HRCU-A-CB (Split System: Heat Pump with Remote Outdoor Unit-Air-Source) | CVH837GKA** |  |  | EN(A,D,W)4X48L21**+WALLCON | *80CSU1002120A* | 32400 | 17 | 8.1 | 33000 | 24800 | 75.15% | 1.94 | 12.2 | 11.5 |  |  |  |  | R-410A | 2.7 | Residential & Commercial | USHP | Ducted CEE Tier 1
216769892 | Central HP <5.4 tons | TRANE | HRCU-A-CB (Split System: Heat Pump with Remote Outdoor Unit-Air-Source) | 5TWR7024A1 |  |  | 5TXCC007AS3 | *UHMC100CCV4 | 23600 | 17.1 | 9 | 21600 | 17100 | 79.17% | 2.06 | 0 | 12.5 |  |  |  |  | R-454B | 1.9667 | Residential & Commercial | USHP | Ducted CEE Tier 1
213773198 | Central HP <5.4 tons | AIRQUEST | HRCU-A-CB (Split System: Heat Pump with Remote Outdoor Unit-Air-Source) | HVH825GKA3* |  |  | EA*4X37L17A*+WALLCON | *95CSU0601716B* | 24200 | 16.5 | 8.1 | 21400 | 16700 | 78.04% | 1.98 | 0 | 10.5 |  |  |  |  | R-410A | 2.0167 | Residential & Commercial | USHP | Ducted CEE Tier 1
213773248 | Central HP <5.4 tons | AIRQUEST | HRCU-A-CB (Split System: Heat Pump with Remote Outdoor Unit-Air-Source) | HVH825GKA3* |  |  | EA*4X37L17A*+WALLCON | *96CTN0801714B* | 24200 | 16.5 | 8.1 | 21400 | 16700 | 78.04% | 1.98 | 0 | 10.5 |  |  |  |  | R-410A | 2.0167 | Residential & Commercial | USHP | Ducted CEE Tier 1
215853341 | Central HP <5.4 tons | JOHNSON CONTROLS | HRCU-A-CB (Split System: Heat Pump with Remote Outdoor Unit-Air-Source) | HH836E2S11 |  |  | CTF36C5CDS1 | Z9ES080C20SMPS1 | 34200 | 18 | 8.5 | 32000 | 26400 | 82.5% | 2 | 0 | 11 |  |  |  |  | R-454B | 2.85 | Residential & Commercial | USHP | Ducted CEE Tier 1
216571085 | Central HP <5.4 tons | AMERICAN STANDARD | HRCU-A-CB (Split System: Heat Pump with Remote Outdoor Unit-Air-Source) | 5A6V0X48A1 |  |  | 5PX*C009AS3 | S8V2C080M5PDB | 45000 | 20 | 9.7 | 47000 | 33600 | 71.49% | 2.1 | 0 | 12 |  |  |  |  | R-454B | 3.75 | Residential & Commercial | USHP | Ducted CEE Tier 1
216570937 | Central HP <5.4 tons | AMERICAN STANDARD | HRCU-A-CB (Split System: Heat Pump with Remote Outdoor Unit-Air-Source) | 5A6V0X36A1 |  |  | 5PX*B004AS3 | S8V2A040M3PCB | 33800 | 19 | 9.7 | 31600 | 24800 | 78.48% | 2.1 | 0 | 12 |  |  |  |  | R-454B | 2.8167 | Residential & Commercial | USHP | Ducted CEE Tier 1
216570969 | Central HP <5.4 tons | AMERICAN STANDARD | HRCU-A-CB (Split System: Heat Pump with Remote Outdoor Unit-Air-Source) | 5A6V0X36A1 |  |  | 5PX*C005AS3 | S8V2C080M5PDB | 34000 | 19.2 | 9.4 | 31000 | 25000 | 80.65% | 2.1 | 0 | 12 |  |  |  |  | R-454B | 2.8333 | Residential & Commercial | USHP | Ducted CEE Tier 1
216571119 | Central HP <5.4 tons | AMERICAN STANDARD | HRCU-A-CB (Split System: Heat Pump with Remote Outdoor Unit-Air-Source) | 5A6V0X48A1 |  |  | 5TXCC007AS3 | S8V2C080M5PCB | 44500 | 20 | 9.7 | 47500 | 34000 | 71.58% | 2.1 | 0 | 11.7 |  |  |  |  | R-454B | 3.7083 | Residential & Commercial | USHP | Ducted CEE Tier 1
216571137 | Central HP <5.4 tons | AMERICAN STANDARD | HRCU-A-CB (Split System: Heat Pump with Remote Outdoor Unit-Air-Source) | 5A6V0X48A1 |  |  | 5TXCD008AS3 | *UHMC100CCV4+LRP | 44500 | 20 | 9.7 | 47000 | 34000 | 72.34% | 2.1 | 0 | 12 |  |  |  |  | R-454B | 3.7083 | Residential & Commercial | USHP | Ducted CEE Tier 1
215936917 | Central HP <5.4 tons | AIRQUEST | HRCU-A-CB (Split System: Heat Pump with Remote Outdoor Unit-Air-Source) | H5H3V36*K*AAA* |  |  | EVD5X61M21A*+WALLCON | *96CTN0601714B* | 35600 | 21.5 | 8.5 | 37600 | 28200 | 75% | 2 | 0 | 12 |  |  |  |  | R-454B | 2.9667 | Residential & Commercial | USHP | Ducted CEE Tier 1
216732529 | Central HP <5.4 tons | AIRQUEST | HRCU-A-CB (Split System: Heat Pump with Remote Outdoor Unit-Air-Source) | D5CUHAH24AAK |  |  | EA*5X24M14A* | *80VSL0701412B* | 22200 | 16.5 | 8.5 | 21000 | 19200 | 91.43% | 1.96 | 0 | 10.5 |  |  |  |  | R-454B | 1.85 | Residential & Commercial | USHP | Ducted CEE Tier 1
216733313 | Central HP <5.4 tons | AIRQUEST | HRCU-A-CB (Split System: Heat Pump with Remote Outdoor Unit-Air-Source) | D5CUHAH24AAK |  |  | EA*5X25M17A* | *80VTL0451412B* | 22800 | 16.5 | 8.5 | 20600 | 18400 | 89.32% | 1.98 | 0 | 11 |  |  |  |  | R-454B | 1.9 | Residential & Commercial | USHP | Ducted CEE Tier 1
216570971 | Central HP <5.4 tons | AMERICAN STANDARD | HRCU-A-CB (Split System: Heat Pump with Remote Outdoor Unit-Air-Source) | 5A6V0X36A1 |  |  | 5PX*C005AS3 | S8V2C100M5PCB | 34200 | 19.2 | 9.4 | 31400 | 25000 | 79.62% | 2.1 | 0 | 12 |  |  |  |  | R-454B | 2.85 | Residential & Commercial | USHP | Ducted CEE Tier 1
216571035 | Central HP <5.4 tons | AMERICAN STANDARD | HRCU-A-CB (Split System: Heat Pump with Remote Outdoor Unit-Air-Source) | 5A6V0X36A1 |  |  | 5TXCB006AS3 | S8V2A040M3PDB | 34800 | 20 | 9.4 | 32400 | 25000 | 77.16% | 2.1 | 0 | 12 |  |  |  |  | R-454B | 2.9 | Residential & Commercial | USHP | Ducted CEE Tier 1
216571187 | Central HP <5.4 tons | AMERICAN STANDARD | HRCU-A-CB (Split System: Heat Pump with Remote Outdoor Unit-Air-Source) | 5A6V8X24A1 |  |  | 5PX*B003AS3 | S8V2B080M4PCB | 21400 | 18.1 | 8.5 | 24400 | 18900 | 77.46% | 2.1 | 0 | 11.2 |  |  |  |  | R-454B | 1.7833 | Residential & Commercial | USHP | Ducted CEE Tier 1
215938393 | Central HP <5.4 tons | TEMPSTAR | HRCU-A-CB (Split System: Heat Pump with Remote Outdoor Unit-Air-Source) | T5H3V48*K*AAA* |  |  | EVD5X60M24A*+WALLCON | *96CTN1002122B* | 45500 | 20.5 | 8.1 | 52500 | 38000 | 72.38% | 1.9 | 0 | 11.5 |  |  |  |  | R-454B | 3.7917 | Residential & Commercial | USHP | Ducted CEE Tier 1
213164341 | Central HP <5.4 tons | ACD | HRCU-A-C (Split System: Heat Pump with Remote Outdoor Unit with No Indoor Fan --Air Source) | FXD-ACD60 |  |  | GCAT60H/NAA | 0 | 50500 | 15.2 | 8.5 | 53000 | 37200 | 70.19% | 1.8 | 0 | 9.5 |  |  |  |  | R-410A | 4.2083 | Residential & Commercial | USHP
214584660 | Central HP <5.4 tons | JOHNSON CONTROLS | HRCU-A-CB (Split System: Heat Pump with Remote Outdoor Unit-Air-Source) | HH824E2S11 |  |  | CTM30B5ACS1 | Z8ET080B12LMPS1 | 23000 | 18 | 9.5 | 23000 | 18400 | 80% | 2 | 0 | 12 |  |  |  |  | R-454B | 1.9167 | Residential & Commercial | USHP | Ducted CEE Tier 1
215853334 | Central HP <5.4 tons | JOHNSON CONTROLS | HRCU-A-CB (Split System: Heat Pump with Remote Outdoor Unit-Air-Source) | HH836E2S11 |  |  | CTU36B5XDS1+TXV | Z9ES080B12SMPS1 | 33600 | 18 | 8.5 | 31400 | 25600 | 81.53% | 2 | 0 | 11 |  |  |  |  | R-454B | 2.8 | Residential & Commercial | USHP | Ducted CEE Tier 1
214584710 | Central HP <5.4 tons | JOHNSON CONTROLS | HRCU-A-CB (Split System: Heat Pump with Remote Outdoor Unit-Air-Source) | HH836E2S11 |  |  | CTM36C5CDS1 | Z8ES080C16SMPS1 | 34000 | 18 | 8.5 | 31200 | 25400 | 81.41% | 2 | 0 | 11.7 |  |  |  |  | R-454B | 2.8333 | Residential & Commercial | USHP | Ducted CEE Tier 1
213607740 | Central HP <5.4 tons | AIRQUEST | HRCU-A-CB (Split System: Heat Pump with Remote Outdoor Unit-Air-Source) | DLCURAH36ABK |  |  | FTMA4B48L0C* | 0 | 36400 | 17 | 9 | 37200 | 34600 | 93.01% | 2.08 | 0 | 10 |  |  |  |  | R-410A | 3.0333 | Residential & Commercial | USHP | Ducted CEE Tier 1
209095666 | Central HP <5.4 tons | LENNOX | HRCU-A-CB (Split System: Heat Pump with Remote Outdoor Unit-Air-Source) | LISC048060-200U432 |  |  | LIAH048-200U432-1 | 0 | 48000 | 17 | 9 | 48000 | 39000 | 81.25% | 1.8 | 11.5 | 11 |  |  |  |  | R-410A | 4 | Residential & Commercial | USHP | Ducted CEE Tier 1
213164338 | Central HP <5.4 tons | ACD | HRCU-A-C (Split System: Heat Pump with Remote Outdoor Unit with No Indoor Fan --Air Source) | FXD-ACD36 |  |  | GCAT24F/NAA | 0 | 23000 | 15.2 | 8.5 | 24000 | 21600 | 90% | 1.8 | 0 | 11 |  |  |  |  | R-410A | 1.9167 | Residential & Commercial | USHP | Ducted CEE Tier 1
216570875 | Central HP <5.4 tons | AMERICAN STANDARD | HRCU-A-CB (Split System: Heat Pump with Remote Outdoor Unit-Air-Source) | 5A6V0X24A1 |  |  | 5PX*B006AS3 | *UHMB080CCV3+LRP | 22200 | 22.4 | 10 | 22400 | 17700 | 79.02% | 2.2 | 0 | 12 |  |  |  |  | R-454B | 1.85 | Residential & Commercial | USHP | Ducted CEE Tier 1
216570889 | Central HP <5.4 tons | AMERICAN STANDARD | HRCU-A-CB (Split System: Heat Pump with Remote Outdoor Unit-Air-Source) | 5A6V0X24A1 |  |  | 5PX*B006AS3 | L8V1A040U3VSB+LRP | 22000 | 21.4 | 10 | 22800 | 18200 | 79.82% | 2.2 | 0 | 11.7 |  |  |  |  | R-454B | 1.8333 | Residential & Commercial | USHP | Ducted CEE Tier 1
206136079 | Central HP <5.4 tons | COMFORTMAKER | HRCU-A-CB (Split System: Heat Pump with Remote Outdoor Unit-Air-Source) | CVH837GKA** |  |  | EA*4X37L21A*+WALLCON | *95CSU0802120A* | 33000 | 17.5 | 8.5 | 32800 | 25000 | 76.22% | 2 | 12 | 11.5 |  |  |  |  | R-410A | 2.75 | Residential & Commercial | USHP | Ducted CEE Tier 1
216570941 | Central HP <5.4 tons | AMERICAN STANDARD | HRCU-A-CB (Split System: Heat Pump with Remote Outdoor Unit-Air-Source) | 5A6V0X36A1 |  |  | 5PX*B004AS3 | *DHMB060CCV3+LRP | 32000 | 17 | 9.4 | 31200 | 24600 | 78.85% | 2 | 0 | 11.2 |  |  |  |  | R-454B | 2.6667 | Residential & Commercial | USHP | Ducted CEE Tier 1
216571203 | Central HP <5.4 tons | AMERICAN STANDARD | HRCU-A-CB (Split System: Heat Pump with Remote Outdoor Unit-Air-Source) | 5A6V8X24A1 |  |  | 5PX*B006AS3 | S8V2B080M4PCB | 22000 | 18.1 | 8.5 | 23000 | 18600 | 80.87% | 2.2 | 0 | 11.5 |  |  |  |  | R-454B | 1.8333 | Residential & Commercial | USHP | Ducted CEE Tier 1
216571155 | Central HP <5.4 tons | AMERICAN STANDARD | HRCU-A-CB (Split System: Heat Pump with Remote Outdoor Unit-Air-Source) | 5A6V0X60A1 |  |  | 5PX*D010AS3 | S8V2C080M5PCB | 53500 | 19 | 9 | 53500 | 38000 | 71.03% | 2 | 0 | 10 |  |  |  |  | R-454B | 4.4583 | Residential & Commercial | USHP | Ducted CEE Tier 1
216733388 | Central HP <5.4 tons | AIRQUEST | HRCU-A-CB (Split System: Heat Pump with Remote Outdoor Unit-Air-Source) | D5CUHAH24AAK |  |  | EA*5X25M17A* | *92MSN0601412A* | 23200 | 16 | 8.5 | 20800 | 18500 | 88.94% | 1.96 | 0 | 11 |  |  |  |  | R-454B | 1.9333 | Residential & Commercial | USHP | Ducted CEE Tier 1
216733408 | Central HP <5.4 tons | AIRQUEST | HRCU-A-CB (Split System: Heat Pump with Remote Outdoor Unit-Air-Source) | D5CUHAH24AAK |  |  | EA*5X25M17A* | *92MSN0801716A* | 22800 | 16.5 | 8.5 | 20600 | 18300 | 88.83% | 1.98 | 0 | 11 |  |  |  |  | R-454B | 1.9 | Residential & Commercial | USHP | Ducted CEE Tier 1
216737243 | Central HP <5.4 tons | BRYANT HEATING AND COOLING SYSTEMS | HRCU-A-CB (Split System: Heat Pump with Remote Outdoor Unit-Air-Source) | 37MUHAQ24AA3 |  |  | CSAH*3012AM* | 83*SB60100M21*** | 22400 | 15.5 | 8.1 | 21000 | 18900 | 90% | 1.85 | 0 | 10.5 |  |  |  |  | R-454B | 1.8667 | Residential & Commercial | USHP | Ducted CEE Tier 1
214584750 | Central HP <5.4 tons | JOHNSON CONTROLS | HRCU-A-CB (Split System: Heat Pump with Remote Outdoor Unit-Air-Source) | HH836E2S11 |  |  | CTM48C5CFS1 | Z8ES120C16SMPS1 | 34000 | 19 | 9 | 31400 | 25200 | 80.25% | 2 | 0 | 11.7 |  |  |  |  | R-454B | 2.8333 | Residential & Commercial | USHP | Ducted CEE Tier 1
215853328 | Central HP <5.4 tons | JOHNSON CONTROLS | HRCU-A-CB (Split System: Heat Pump with Remote Outdoor Unit-Air-Source) | HH836E2S11 |  |  | CTM36C5CDS1+JMC17C2SN1 | 0 | 34400 | 19 | 9 | 31600 | 25800 | 81.65% | 2 | 0 | 11.7 |  |  |  |  | R-454B | 2.8667 | Residential & Commercial | USHP | Ducted CEE Tier 1
211226005 | Central HP <5.4 tons | CARRIER | HRCU-A-CB (Split System: Heat Pump with Remote Outdoor Unit-Air-Source) | 38MURAQ36AB3* |  |  | CAP**4824AL* | OVLAAB048112 | 35800 | 15.5 | 8.5 | 38500 | 34800 | 90.39% | 2.04 | 0 | 10 |  |  |  |  | R-410A | 2.9833 | Residential & Commercial | USHP | Ducted CEE Tier 1
211226037 | Central HP <5.4 tons | CARRIER | HRCU-A-CB (Split System: Heat Pump with Remote Outdoor Unit-Air-Source) | 38MURAQ36AB3* |  |  | CNPV*4821AL* | 58S(B,C)*A090E21**20 | 36600 | 16 | 8.1 | 39500 | 34800 | 88.1% | 2.04 | 0 | 10.5 |  |  |  |  | R-410A | 3.05 | Residential & Commercial | USHP | Ducted CEE Tier 1
211226046 | Central HP <5.4 tons | CARRIER | HRCU-A-CB (Split System: Heat Pump with Remote Outdoor Unit-Air-Source) | 38MURAQ36AB3* |  |  | CNPV*4821AL* | 58TP*A070V17**16 | 36000 | 16 | 8.1 | 38500 | 34800 | 90.39% | 2.02 | 0 | 10 |  |  |  |  | R-410A | 3 | Residential & Commercial | USHP | Ducted CEE Tier 1
211226055 | Central HP <5.4 tons | CARRIER | HRCU-A-CB (Split System: Heat Pump with Remote Outdoor Unit-Air-Source) | 38MURAQ36AB3* |  |  | CNPV*4821AL* | 59SC2D100E21**20 | 35800 | 16.5 | 8.1 | 38500 | 34800 | 90.39% | 2 | 0 | 10 |  |  |  |  | R-410A | 2.9833 | Residential & Commercial | USHP | Ducted CEE Tier 1
211226089 | Central HP <5.4 tons | CARRIER | HRCU-A-CB (Split System: Heat Pump with Remote Outdoor Unit-Air-Source) | 38MURAQ36AB3* |  |  | CNPV*4824AL* | 58S(B,C)*A155E24**20 | 37200 | 16 | 8.1 | 39500 | 35000 | 88.61% | 2.08 | 0 | 10.5 |  |  |  |  | R-410A | 3.1 | Residential & Commercial | USHP | Ducted CEE Tier 1
213773298 | Central HP <5.4 tons | AIRQUEST | HRCU-A-CB (Split System: Heat Pump with Remote Outdoor Unit-Air-Source) | HVH825GKA3* |  |  | EA*4X37L21A*+WALLCON | *80CTL1102120B* | 24400 | 17 | 8.1 | 21200 | 16600 | 78.3% | 2.02 | 0 | 11 |  |  |  |  | R-410A | 2.0333 | Residential & Commercial | USHP | Ducted CEE Tier 1
213773348 | Central HP <5.4 tons | AIRQUEST | HRCU-A-CB (Split System: Heat Pump with Remote Outdoor Unit-Air-Source) | HVH825GKA3* |  |  | EA*4X37L21A*+WALLCON | *96CTN0601714B* | 24400 | 16.5 | 8.1 | 21200 | 16700 | 78.77% | 2 | 0 | 10.5 |  |  |  |  | R-410A | 2.0333 | Residential & Commercial | USHP | Ducted CEE Tier 1
213607800 | Central HP <5.4 tons | AIRQUEST | HRCU-A-CB (Split System: Heat Pump with Remote Outdoor Unit-Air-Source) | DLCURAH48ABK |  |  | FTMA4B60L0D* | 0 | 48500 | 17 | 8.5 | 48500 | 34000 | 70.1% | 2.02 | 0 | 10 |  |  |  |  | R-410A | 4.0417 | Residential & Commercial | USHP | Ducted CEE Tier 1
212985258 | Central HP <5.4 tons | HEIL | HRCU-A-CB (Split System: Heat Pump with Remote Outdoor Unit-Air-Source) | DLCURAH30ABK |  |  | EA*4X36L21A* | *92MSN1002120A* | 30000 | 15.2 | 8.1 | 34400 | 28000 | 81.4% | 1.78 | 0 | 9 |  |  |  |  | R-410A | 2.5 | Residential & Commercial | USHP
213076324 | Central HP <5.4 tons | CARRIER | HRCU-A-CB (Split System: Heat Pump with Remote Outdoor Unit-Air-Source) | 38MURAQ36AB3* |  |  | CNPV*4821AL* | 59SU5B100M21**22 | 36200 | 16.5 | 8.1 | 38500 | 35000 | 90.91% | 2.02 | 0 | 10.5 |  |  |  |  | R-410A | 3.0167 | Residential & Commercial | USHP | Ducted CEE Tier 1
212986314 | Central HP <5.4 tons | HEIL | HRCU-A-CB (Split System: Heat Pump with Remote Outdoor Unit-Air-Source) | DLCURAH18ABK |  |  | EA*4X30L14A* | *96MSN0401410A* | 17600 | 16 | 8.5 | 18300 | 18900 | 103.3% | 2.26 | 0 | 10.5 |  |  |  |  | R-410A | 1.4667 | Residential & Commercial | USHP | Ducted CEE Tier 1
212985619 | Central HP <5.4 tons | HEIL | HRCU-A-CB (Split System: Heat Pump with Remote Outdoor Unit-Air-Source) | DLCURAH30ABK |  |  | EA*4X42L24A* | *92MSN1202420A* | 30000 | 15.2 | 8.1 | 34200 | 27600 | 80.7% | 1.8 | 0 | 9 |  |  |  |  | R-410A | 2.5 | Residential & Commercial | USHP
213076042 | Central HP <5.4 tons | CARRIER | HRCU-A-CB (Split System: Heat Pump with Remote Outdoor Unit-Air-Source) | 38MURAQ30AB3* |  |  | CAP**4224AL* | 59SU5B100M21**20 | 29800 | 15.2 | 8.1 | 38000 | 27600 | 72.63% | 1.78 | 0 | 9 |  |  |  |  | R-410A | 2.4833 | Residential & Commercial | USHP
206133691 | Central HP <5.4 tons | COMFORTMAKER | HRCU-A-CB (Split System: Heat Pump with Remote Outdoor Unit-Air-Source) | CVH825GKA2* |  |  | EHD4X36AAL+WALLCON | *80CSU0401712A* | 24000 | 16 | 8.1 | 21400 | 16600 | 77.57% | 1.98 | 11 | 10.5 |  |  |  |  | R-410A | 2 | Residential & Commercial | USHP | Ducted CEE Tier 1
212981875 | Central HP <5.4 tons | HEIL | HRCU-A-CB (Split System: Heat Pump with Remote Outdoor Unit-Air-Source) | DLCURAH18ABK |  |  | EN(A,D)4X24L17** | *80MSU1002120A* | 17900 | 15.5 | 8.5 | 19000 | 19000 | 100% | 2.28 | 0 | 10.5 |  |  |  |  | R-410A | 1.4917 | Residential & Commercial | USHP | Ducted CEE Tier 1
210596771 | Central HP <5.4 tons | COMFORTMAKER | HRCU-A-CB (Split System: Heat Pump with Remote Outdoor Unit-Air-Source) | CVH825GKA2* |  |  | EA*4X43L21A*+WALLCON | *80CTL0901716A* | 24600 | 17.5 | 8.5 | 21000 | 16500 | 78.57% | 2.04 | 0 | 11.7 |  |  |  |  | R-410A | 2.05 | Residential & Commercial | USHP | Ducted CEE Tier 1
210596821 | Central HP <5.4 tons | COMFORTMAKER | HRCU-A-CB (Split System: Heat Pump with Remote Outdoor Unit-Air-Source) | CVH825GKA2* |  |  | EA*4X48L21A*+WALLCON | *80CTL0901716A* | 24200 | 17.5 | 8.1 | 20800 | 16500 | 79.33% | 2.04 | 0 | 11.5 |  |  |  |  | R-410A | 2.0167 | Residential & Commercial | USHP | Ducted CEE Tier 1
210596830 | Central HP <5.4 tons | COMFORTMAKER | HRCU-A-CB (Split System: Heat Pump with Remote Outdoor Unit-Air-Source) | CVH825GKA2* |  |  | EA*4X48L21A*+WALLCON | *95CSU1002122A* | 24200 | 17 | 8.1 | 21000 | 16500 | 78.57% | 2.02 | 0 | 11 |  |  |  |  | R-410A | 2.0167 | Residential & Commercial | USHP | Ducted CEE Tier 1
210596839 | Central HP <5.4 tons | COMFORTMAKER | HRCU-A-CB (Split System: Heat Pump with Remote Outdoor Unit-Air-Source) | CVH825GKA2* |  |  | EA*4X48L21A*+WALLCON | *96CTN1002122A* | 24000 | 16.5 | 8.1 | 21000 | 16500 | 78.57% | 2.02 | 0 | 11 |  |  |  |  | R-410A | 2 | Residential & Commercial | USHP | Ducted CEE Tier 1
210596848 | Central HP <5.4 tons | COMFORTMAKER | HRCU-A-CB (Split System: Heat Pump with Remote Outdoor Unit-Air-Source) | CVH825GKA2* |  |  | EA*4X48L21A*+WALLCON | *97CMN0801714A* | 24000 | 16.5 | 8.1 | 21000 | 16600 | 79.05% | 2 | 0 | 11 |  |  |  |  | R-410A | 2 | Residential & Commercial | USHP | Ducted CEE Tier 1
210597016 | Central HP <5.4 tons | COMFORTMAKER | HRCU-A-CB (Split System: Heat Pump with Remote Outdoor Unit-Air-Source) | CVH825GKA2* |  |  | EN(A,D)4X48L24**+WALLCON | *96CTN1202422A* | 24200 | 17 | 8.1 | 21200 | 16600 | 78.3% | 2.02 | 0 | 11.5 |  |  |  |  | R-410A | 2.0167 | Residential & Commercial | USHP | Ducted CEE Tier 1
216570909 | Central HP <5.4 tons | AMERICAN STANDARD | HRCU-A-CB (Split System: Heat Pump with Remote Outdoor Unit-Air-Source) | 5A6V0X24A1 |  |  | 5TXCB003AS3 | S8V2B060M4PCB | 21600 | 20.6 | 10 | 24000 | 18400 | 76.67% | 2.2 | 0 | 11.5 |  |  |  |  | R-454B | 1.8 | Residential & Commercial | USHP | Ducted CEE Tier 1
212984740 | Central HP <5.4 tons | HEIL | HRCU-A-CB (Split System: Heat Pump with Remote Outdoor Unit-Air-Source) | DLCURAH18ABK |  |  | EA*4X30L17A* | *92MSN0801716A* | 17900 | 16.5 | 8.5 | 18500 | 18700 | 101.1% | 2.26 | 0 | 10.5 |  |  |  |  | R-410A | 1.4917 | Residential & Commercial | USHP | Ducted CEE Tier 1
213772918 | Central HP <5.4 tons | AIRQUEST | HRCU-A-CB (Split System: Heat Pump with Remote Outdoor Unit-Air-Source) | HVH825GKA3* |  |  | EA*4X30L17A*+WALLCON | *96CTN0601714B* | 23400 | 16 | 8.1 | 21600 | 16700 | 77.31% | 1.9 | 0 | 10.5 |  |  |  |  | R-410A | 1.95 | Residential & Commercial | USHP | Ducted CEE Tier 1
210597389 | Central HP <5.4 tons | COMFORTMAKER | HRCU-A-CB (Split System: Heat Pump with Remote Outdoor Unit-Air-Source) | CVH837GKA** |  |  | EA*4X60L24A*+WALLCON | *96CTN1002122A* | 32800 | 17.5 | 8.5 | 31800 | 24800 | 77.99% | 2 | 0 | 11.7 |  |  |  |  | R-410A | 2.7333 | Residential & Commercial | USHP | Ducted CEE Tier 1
212986194 | Central HP <5.4 tons | HEIL | HRCU-A-CB (Split System: Heat Pump with Remote Outdoor Unit-Air-Source) | DLCURAH24ABK |  |  | EA*4X36L17A* | *96MSN0401410A* | 23600 | 16 | 8.5 | 26200 | 24000 | 91.6% | 1.98 | 0 | 10 |  |  |  |  | R-410A | 1.9667 | Residential & Commercial | USHP | Ducted CEE Tier 1
215936307 | Central HP <5.4 tons | AIRQUEST | HRCU-A-CB (Split System: Heat Pump with Remote Outdoor Unit-Air-Source) | H5H3V36*K*AAA* |  |  | EVD5X48M24A*+WALLCON | *80CTL0702120B* | 35000 | 21.5 | 8.5 | 38500 | 28400 | 73.77% | 2.04 | 0 | 12 |  |  |  |  | R-454B | 2.9167 | Residential & Commercial | USHP | Ducted CEE Tier 1
212986230 | Central HP <5.4 tons | HEIL | HRCU-A-CB (Split System: Heat Pump with Remote Outdoor Unit-Air-Source) | DLCURAH24ABK |  |  | EN(A,D)4X24L17** | *96MSN0401410A* | 23200 | 16 | 8.5 | 27000 | 25200 | 93.33% | 2.1 | 0 | 10 |  |  |  |  | R-410A | 1.9333 | Residential & Commercial | USHP | Ducted CEE Tier 1
212986864 | Central HP <5.4 tons | HEIL | HRCU-A-CB (Split System: Heat Pump with Remote Outdoor Unit-Air-Source) | DLCURAH24ABK |  |  | EA*4X24L14A* | *96MSN0601412A* | 23200 | 16.5 | 8.5 | 27000 | 26400 | 97.78% | 2.22 | 0 | 10 |  |  |  |  | R-410A | 1.9333 | Residential & Commercial | USHP | Ducted CEE Tier 1
213772268 | Central HP <5.4 tons | AIRQUEST | HRCU-A-CB (Split System: Heat Pump with Remote Outdoor Unit-Air-Source) | HVH825GKA2* |  |  | EHD4X42AAL+WALLCON | *80CTL0701412B* | 24200 | 16.5 | 8.1 | 21200 | 16600 | 78.3% | 2 | 0 | 10.5 |  |  |  |  | R-410A | 2.0167 | Residential & Commercial | USHP | Ducted CEE Tier 1
213772318 | Central HP <5.4 tons | AIRQUEST | HRCU-A-CB (Split System: Heat Pump with Remote Outdoor Unit-Air-Source) | HVH825GKA2* |  |  | EHD4X42AAL+WALLCON | *80CTL1352422B* | 24200 | 16 | 8.1 | 21400 | 16600 | 77.57% | 2 | 0 | 10.5 |  |  |  |  | R-410A | 2.0167 | Residential & Commercial | USHP | Ducted CEE Tier 1
214584735 | Central HP <5.4 tons | JOHNSON CONTROLS | HRCU-A-CB (Split System: Heat Pump with Remote Outdoor Unit-Air-Source) | HH824E2S11 |  |  | CTF36B5ADS1 | Z8ET080B12LMPS1 | 23000 | 19 | 9.5 | 23000 | 18600 | 80.87% | 2 | 0 | 12 |  |  |  |  | R-454B | 1.9167 | Residential & Commercial | USHP | Ducted CEE Tier 1
212986914 | Central HP <5.4 tons | HEIL | HRCU-A-CB (Split System: Heat Pump with Remote Outdoor Unit-Air-Source) | DLCURAH24ABK |  |  | EA*4X36L17A* | *96MSN0601412A* | 23600 | 16.5 | 8.5 | 26200 | 23800 | 90.84% | 1.98 | 0 | 10 |  |  |  |  | R-410A | 1.9667 | Residential & Commercial | USHP | Ducted CEE Tier 1
212989136 | Central HP <5.4 tons | HEIL | HRCU-A-CB (Split System: Heat Pump with Remote Outdoor Unit-Air-Source) | DLCURAH24ABK |  |  | EA*4X24L17A* | *95MSU0601716A* | 23400 | 17 | 9 | 26800 | 26400 | 98.51% | 2.24 | 0 | 10 |  |  |  |  | R-410A | 1.95 | Residential & Commercial | USHP | Ducted CEE Tier 1
213773398 | Central HP <5.4 tons | AIRQUEST | HRCU-A-CB (Split System: Heat Pump with Remote Outdoor Unit-Air-Source) | HVH825GKA3* |  |  | EA*4X42L21A*+WALLCON | *80CTL0901716B* | 23800 | 16.5 | 8.1 | 21400 | 16600 | 77.57% | 1.96 | 0 | 10.5 |  |  |  |  | R-410A | 1.9833 | Residential & Commercial | USHP | Ducted CEE Tier 1
213773598 | Central HP <5.4 tons | AIRQUEST | HRCU-A-CB (Split System: Heat Pump with Remote Outdoor Unit-Air-Source) | HVH825GKA3* |  |  | EA*4X43L21A*+WALLCON | *80CTL0902120B* | 24400 | 17 | 8.1 | 21200 | 16600 | 78.3% | 2.02 | 0 | 11 |  |  |  |  | R-410A | 2.0333 | Residential & Commercial | USHP | Ducted CEE Tier 1
213773668 | Central HP <5.4 tons | AIRQUEST | HRCU-A-CB (Split System: Heat Pump with Remote Outdoor Unit-Air-Source) | HVH825GKA3* |  |  | EA*4X43L21A*+WALLCON | *96CTN0801714B* | 24400 | 16.5 | 8.1 | 21200 | 16600 | 78.3% | 2.02 | 0 | 11 |  |  |  |  | R-410A | 2.0333 | Residential & Commercial | USHP | Ducted CEE Tier 1
213773768 | Central HP <5.4 tons | AIRQUEST | HRCU-A-CB (Split System: Heat Pump with Remote Outdoor Unit-Air-Source) | HVH825GKA3* |  |  | EA*4X48L21A*+WALLCON | *97CMN1002122B* | 24000 | 16.5 | 8.1 | 21000 | 16500 | 78.57% | 2.02 | 0 | 11 |  |  |  |  | R-410A | 2 | Residential & Commercial | USHP | Ducted CEE Tier 1
215936657 | Central HP <5.4 tons | AIRQUEST | HRCU-A-CB (Split System: Heat Pump with Remote Outdoor Unit-Air-Source) | H5H3V36*K*AAA* |  |  | EVD5X60M21A*+WALLCON | *95CSU0802120B* | 35600 | 21.5 | 8.5 | 38000 | 28600 | 75.26% | 2.04 | 0 | 12 |  |  |  |  | R-454B | 2.9667 | Residential & Commercial | USHP | Ducted CEE Tier 1
215936807 | Central HP <5.4 tons | AIRQUEST | HRCU-A-CB (Split System: Heat Pump with Remote Outdoor Unit-Air-Source) | H5H3V36*K*AAA* |  |  | EVD5X60M24A*+WALLCON | *97CMN0602120B* | 35200 | 21 | 8.5 | 38500 | 28800 | 74.81% | 2.02 | 0 | 12 |  |  |  |  | R-454B | 2.9333 | Residential & Commercial | USHP | Ducted CEE Tier 1
210470259 | Central HP <5.4 tons | COMFORTMAKER | HRCU-A-CB (Split System: Heat Pump with Remote Outdoor Unit-Air-Source) | CVH837GKA2* |  |  | EA*4X60L24A*+WALLCON | *80CSU1002120A* | 32800 | 17 | 8.1 | 32000 | 24800 | 77.5% | 1.96 | 0 | 11 |  |  |  |  | R-410A | 2.7333 | Residential & Commercial | USHP | Ducted CEE Tier 1
210470391 | Central HP <5.4 tons | COMFORTMAKER | HRCU-A-CB (Split System: Heat Pump with Remote Outdoor Unit-Air-Source) | CVH837GKA2* |  |  | EA*4X61L21A*+WALLCON | *95CSU1002122A* | 33200 | 18 | 8.5 | 32000 | 24800 | 77.5% | 2 | 0 | 11.5 |  |  |  |  | R-410A | 2.7667 | Residential & Commercial | USHP | Ducted CEE Tier 1
215853342 | Central HP <5.4 tons | JOHNSON CONTROLS | HRCU-A-CB (Split System: Heat Pump with Remote Outdoor Unit-Air-Source) | HH836E2S11 |  |  | CTF36C5CDS1 | Z9ES100C20SMPS1 | 34800 | 18 | 8.5 | 33000 | 27200 | 82.42% | 2 | 0 | 11 |  |  |  |  | R-454B | 2.9 | Residential & Commercial | USHP | Ducted CEE Tier 1
210596800 | Central HP <5.4 tons | COMFORTMAKER | HRCU-A-CB (Split System: Heat Pump with Remote Outdoor Unit-Air-Source) | CVH825GKA2* |  |  | EA*4X43L21A*+WALLCON | *97CMN0801714A* | 24400 | 16.5 | 8.1 | 21200 | 16700 | 78.77% | 2.02 | 0 | 11 |  |  |  |  | R-410A | 2.0333 | Residential & Commercial | USHP | Ducted CEE Tier 1
210596803 | Central HP <5.4 tons | COMFORTMAKER | HRCU-A-CB (Split System: Heat Pump with Remote Outdoor Unit-Air-Source) | CVH825GKA2* |  |  | EA*4X43L21A*+WALLCON | *97CMN1002122A* | 24400 | 16.5 | 8.5 | 21200 | 16600 | 78.3% | 2.04 | 0 | 11 |  |  |  |  | R-410A | 2.0333 | Residential & Commercial | USHP | Ducted CEE Tier 1
210596920 | Central HP <5.4 tons | COMFORTMAKER | HRCU-A-CB (Split System: Heat Pump with Remote Outdoor Unit-Air-Source) | CVH825GKA2* |  |  | EHD4X42AAL+WALLCON | *96CTN1002122A* | 24200 | 16 | 8.1 | 21400 | 16600 | 77.57% | 2 | 0 | 10.5 |  |  |  |  | R-410A | 2.0167 | Residential & Commercial | USHP | Ducted CEE Tier 1
210596950 | Central HP <5.4 tons | COMFORTMAKER | HRCU-A-CB (Split System: Heat Pump with Remote Outdoor Unit-Air-Source) | CVH825GKA2* |  |  | EHD4X48AAL+WALLCON | *80CTL0451712A* | 24200 | 16 | 8.1 | 21400 | 16700 | 78.04% | 2 | 0 | 10.5 |  |  |  |  | R-410A | 2.0167 | Residential & Commercial | USHP | Ducted CEE Tier 1
213078303 | Central HP <5.4 tons | CARRIER | HRCU-A-CB (Split System: Heat Pump with Remote Outdoor Unit-Air-Source) | 38MURAQ36AB3* |  |  | CAP**4221AL* | 58S(B,C)*B090M17**14 | 35400 | 16.5 | 8.1 | 38500 | 35000 | 90.91% | 1.88 | 0 | 10 |  |  |  |  | R-410A | 2.95 | Residential & Commercial | USHP | Ducted CEE Tier 1
216732804 | Central HP <5.4 tons | AIRQUEST | HRCU-A-CB (Split System: Heat Pump with Remote Outdoor Unit-Air-Source) | D5CUHAH24AAK |  |  | EA*5X24M17A* | *80CTL0901716B* | 21800 | 15.5 | 8.5 | 21000 | 19100 | 90.95% | 1.98 | 0 | 10.5 |  |  |  |  | R-454B | 1.8167 | Residential & Commercial | USHP | Ducted CEE Tier 1
216733647 | Central HP <5.4 tons | AIRQUEST | HRCU-A-CB (Split System: Heat Pump with Remote Outdoor Unit-Air-Source) | D5CUHAH24AAK |  |  | EA*5X25M17A* | OMV112K14A | 23400 | 16 | 8.5 | 21200 | 18800 | 88.68% | 1.96 | 0 | 11 |  |  |  |  | R-454B | 1.95 | Residential & Commercial | USHP | Ducted CEE Tier 1
215938017 | Central HP <5.4 tons | AIRQUEST | HRCU-A-CB (Split System: Heat Pump with Remote Outdoor Unit-Air-Source) | H5H3V48*K*AAA* |  |  | EVD5X49M24A*+WALLCON | *80CTL0902120B* | 45500 | 21 | 8.1 | 52500 | 38000 | 72.38% | 1.95 | 0 | 11.5 |  |  |  |  | R-454B | 3.7917 | Residential & Commercial | USHP | Ducted CEE Tier 1
215938167 | Central HP <5.4 tons | AIRQUEST | HRCU-A-CB (Split System: Heat Pump with Remote Outdoor Unit-Air-Source) | H5H3V48*K*AAA* |  |  | EVD5X60M21A*+WALLCON | *80CTL0901716B* | 44500 | 20.5 | 8.1 | 53500 | 37600 | 70.28% | 1.95 | 0 | 11.5 |  |  |  |  | R-454B | 3.7083 | Residential & Commercial | USHP | Ducted CEE Tier 1
215676592 | Central HP <5.4 tons | TEMPSTAR | HRCU-A-CB (Split System: Heat Pump with Remote Outdoor Unit-Air-Source) | T5H0V48*K*AAA* |  |  | EVD5X60M24A*+WALLCON | *80CSU0802120A* | 48000 | 19 | 9 | 50000 | 36400 | 72.8% | 2.12 | 0 | 10 |  |  |  |  | R-454B | 4 | Residential & Commercial | USHP | Ducted CEE Tier 1
215676692 | Central HP <5.4 tons | TEMPSTAR | HRCU-A-CB (Split System: Heat Pump with Remote Outdoor Unit-Air-Source) | T5H0V48*K*AAA* |  |  | EVD5X61M21A*+WALLCON | *80CSU0601716A* | 48500 | 19 | 9 | 50000 | 36800 | 73.6% | 2 | 0 | 10 |  |  |  |  | R-454B | 4.0417 | Residential & Commercial | USHP | Ducted CEE Tier 1
216733983 | Central HP <5.4 tons | AIRQUEST | HRCU-A-CB (Split System: Heat Pump with Remote Outdoor Unit-Air-Source) | D5CUHAH24AAK |  |  | EA*5X30M17A* | *80VTL0451412B* | 22200 | 16.5 | 8.1 | 20800 | 18700 | 89.9% | 1.85 | 0 | 10.5 |  |  |  |  | R-454B | 1.85 | Residential & Commercial | USHP | Ducted CEE Tier 1
214584600 | Central HP <5.4 tons | JOHNSON CONTROLS | HRCU-A-CB (Split System: Heat Pump with Remote Outdoor Unit-Air-Source) | HH860E2S11 |  |  | CTM60C5CGS1 | Z8ES080C20SMPS1 | 44000 | 18 | 9 | 44500 | 33400 | 75.06% | 2 | 0 | 12 |  |  |  |  | R-454B | 3.6667 | Residential & Commercial | USHP | Ducted CEE Tier 1
214584650 | Central HP <5.4 tons | JOHNSON CONTROLS | HRCU-A-CB (Split System: Heat Pump with Remote Outdoor Unit-Air-Source) | HH860E2S11 |  |  | CTM60C5CGS1 | Z8ES100C20SMPS1 | 44500 | 18 | 9 | 44500 | 33400 | 75.06% | 2 | 0 | 12 |  |  |  |  | R-454B | 3.7083 | Residential & Commercial | USHP | Ducted CEE Tier 1
211226132 | Central HP <5.4 tons | CARRIER | HRCU-A-CB (Split System: Heat Pump with Remote Outdoor Unit-Air-Source) | 38MURAQ36AB3* |  |  | FV4CN(B,F)005L | 0 | 36200 | 17 | 8.5 | 37600 | 34400 | 91.49% | 2.06 | 0 | 10 |  |  |  |  | R-410A | 3.0167 | Residential & Commercial | USHP | Ducted CEE Tier 1
215676532 | Central HP <5.4 tons | TEMPSTAR | HRCU-A-CB (Split System: Heat Pump with Remote Outdoor Unit-Air-Source) | T5H0V48*K*AAA* |  |  | EVD5X60M21A*+WALLCON | *97CMN0602120B* | 47500 | 18.5 | 9 | 50000 | 37200 | 74.4% | 1.98 | 0 | 10 |  |  |  |  | R-454B | 3.9583 | Residential & Commercial | USHP | Ducted CEE Tier 1
216570899 | Central HP <5.4 tons | AMERICAN STANDARD | HRCU-A-CB (Split System: Heat Pump with Remote Outdoor Unit-Air-Source) | 5A6V0X24A1 |  |  | 5PX*BD06AS3 | S8V2A040M3PCB | 21800 | 21 | 10 | 23400 | 18100 | 77.35% | 2.2 | 0 | 11.7 |  |  |  |  | R-454B | 1.8167 | Residential & Commercial | USHP | Ducted CEE Tier 1
216570915 | Central HP <5.4 tons | AMERICAN STANDARD | HRCU-A-CB (Split System: Heat Pump with Remote Outdoor Unit-Air-Source) | 5A6V0X24A1 |  |  | 5TXCB003AS3 | L8V1B080U4VSB+LRP | 21400 | 20 | 10 | 24000 | 18300 | 76.25% | 2.1 | 0 | 11.5 |  |  |  |  | R-454B | 1.7833 | Residential & Commercial | USHP | Ducted CEE Tier 1
215676632 | Central HP <5.4 tons | TEMPSTAR | HRCU-A-CB (Split System: Heat Pump with Remote Outdoor Unit-Air-Source) | T5H0V48*K*AAA* |  |  | EVD5X60M24A*+WALLCON | *80CTL1102120B* | 48000 | 19 | 9 | 50000 | 36400 | 72.8% | 2 | 0 | 10.5 |  |  |  |  | R-454B | 4 | Residential & Commercial | USHP | Ducted CEE Tier 1
211259858 | Central HP <5.4 tons | AIRQUEST | HRCU-A-CB (Split System: Heat Pump with Remote Outdoor Unit-Air-Source) | DLCURAH18ABK |  |  | EA*4X19L17A* | *95ESN0261410A* | 18600 | 16 | 8.5 | 18600 | 17500 | 94.09% | 2.12 | 0 | 11 |  |  |  |  | R-410A | 1.55 | Residential & Commercial | USHP | Ducted CEE Tier 1
211260508 | Central HP <5.4 tons | AIRQUEST | HRCU-A-CB (Split System: Heat Pump with Remote Outdoor Unit-Air-Source) | DLCURAH18ABK |  |  | EA*4X24L17A* | *95ESN0261410A* | 18000 | 15.5 | 8.5 | 19000 | 18900 | 99.47% | 2.26 | 0 | 10.5 |  |  |  |  | R-410A | 1.5 | Residential & Commercial | USHP | Ducted CEE Tier 1
211260640 | Central HP <5.4 tons | AIRQUEST | HRCU-A-CB (Split System: Heat Pump with Remote Outdoor Unit-Air-Source) | DLCURAH18ABK |  |  | EA*4X24L17A* | *80ESU0601716A | 18500 | 16 | 9 | 19400 | 18600 | 95.88% | 2.26 | 0 | 10.5 |  |  |  |  | R-410A | 1.5417 | Residential & Commercial | USHP | Ducted CEE Tier 1
211260651 | Central HP <5.4 tons | AIRQUEST | HRCU-A-CB (Split System: Heat Pump with Remote Outdoor Unit-Air-Source) | DLCURAH18ABK |  |  | EA*4X24L17A* | OMV098J12* | 18200 | 16 | 9 | 19200 | 18800 | 97.92% | 2.26 | 0 | 10.5 |  |  |  |  | R-410A | 1.5167 | Residential & Commercial | USHP | Ducted CEE Tier 1
211260792 | Central HP <5.4 tons | AIRQUEST | HRCU-A-CB (Split System: Heat Pump with Remote Outdoor Unit-Air-Source) | DLCURAH18ABK |  |  | EA*4X25L17A* | *80VSL0451716A* | 18100 | 16 | 8.5 | 18000 | 17500 | 97.22% | 2.12 | 0 | 10.5 |  |  |  |  | R-410A | 1.5083 | Residential & Commercial | USHP | Ducted CEE Tier 1
211261626 | Central HP <5.4 tons | AIRQUEST | HRCU-A-CB (Split System: Heat Pump with Remote Outdoor Unit-Air-Source) | DLCURAH18ABK |  |  | EA*4X30L17A* | *96VSN0801716A* | 17600 | 16 | 8.5 | 18100 | 18600 | 102.8% | 2.24 | 0 | 10.5 |  |  |  |  | R-410A | 1.4667 | Residential & Commercial | USHP | Ducted CEE Tier 1
211261646 | Central HP <5.4 tons | AIRQUEST | HRCU-A-CB (Split System: Heat Pump with Remote Outdoor Unit-Air-Source) | DLCURAH18ABK |  |  | EA*4X30L17A* | *95ESU0401712A* | 17800 | 16 | 8.5 | 18300 | 18500 | 101.1% | 2.22 | 0 | 10.5 |  |  |  |  | R-410A | 1.4833 | Residential & Commercial | USHP | Ducted CEE Tier 1
212986295 | Central HP <5.4 tons | CARRIER | HRCU-A-CB (Split System: Heat Pump with Remote Outdoor Unit-Air-Source) | 38MURAQ18AB3* |  |  | CAP**2417AL* | 59SC6A040M14**10 | 17400 | 16 | 8.5 | 18500 | 19500 | 105.4% | 2.34 | 0 | 10.5 |  |  |  |  | R-410A | 1.45 | Residential & Commercial | USHP | Ducted CEE Tier 1
216571159 | Central HP <5.4 tons | AMERICAN STANDARD | HRCU-A-CB (Split System: Heat Pump with Remote Outdoor Unit-Air-Source) | 5A6V0X60A1 |  |  | 5PX*DD10AS3 | *DHMD120CCV5+LRP | 52000 | 18.6 | 9 | 53500 | 38000 | 71.03% | 2 | 0 | 10 |  |  |  |  | R-454B | 4.3333 | Residential & Commercial | USHP | Ducted CEE Tier 1
216570975 | Central HP <5.4 tons | AMERICAN STANDARD | HRCU-A-CB (Split System: Heat Pump with Remote Outdoor Unit-Air-Source) | 5A6V0X36A1 |  |  | 5PX*C005AS3 | *DHMC100CCV4+LRP | 32200 | 17.2 | 9.7 | 31200 | 24200 | 77.56% | 2.1 | 0 | 11.5 |  |  |  |  | R-454B | 2.6833 | Residential & Commercial | USHP | Ducted CEE Tier 1
216571005 | Central HP <5.4 tons | AMERICAN STANDARD | HRCU-A-CB (Split System: Heat Pump with Remote Outdoor Unit-Air-Source) | 5A6V0X36A1 |  |  | 5PX*CD07AS3 | S8V2C100M5PCB | 35200 | 20 | 9.4 | 33600 | 25200 | 75% | 2.1 | 0 | 12.5 |  |  |  |  | R-454B | 2.9333 | Residential & Commercial | USHP | Ducted CEE Tier 1
212986984 | Central HP <5.4 tons | HEIL | HRCU-A-CB (Split System: Heat Pump with Remote Outdoor Unit-Air-Source) | DLCURAH18ABK |  |  | EA*4X19L17A* | *96MSN0601412A* | 17800 | 16.5 | 8.1 | 17800 | 17900 | 100.6% | 2.16 | 0 | 10.5 |  |  |  |  | R-410A | 1.4833 | Residential & Commercial | USHP | Ducted CEE Tier 1
216734438 | Central HP <5.4 tons | HEIL | HRCU-A-CB (Split System: Heat Pump with Remote Outdoor Unit-Air-Source) | D5CUHAH24AAK |  |  | EA*5X36M17A* | *80VSL0701716B* | 22200 | 16.5 | 8.1 | 20800 | 18700 | 89.9% | 1.85 | 0 | 10.5 |  |  |  |  | R-454B | 1.85 | Residential & Commercial | USHP | Ducted CEE Tier 1
215676372 | Central HP <5.4 tons | TEMPSTAR | HRCU-A-CB (Split System: Heat Pump with Remote Outdoor Unit-Air-Source) | T5H0V48*K*AAA* |  |  | EVD5X49M24A*+WALLCON | *97CMN1002122B* | 48000 | 19 | 9 | 50000 | 36600 | 73.2% | 2 | 0 | 10 |  |  |  |  | R-454B | 4 | Residential & Commercial | USHP | Ducted CEE Tier 1
216734791 | Central HP <5.4 tons | HEIL | HRCU-A-CB (Split System: Heat Pump with Remote Outdoor Unit-Air-Source) | D5CUHAH24AAK |  |  | EA*5X36M17A* | *96VTN0401712B* | 22200 | 15.5 | 8.1 | 20800 | 18700 | 89.9% | 1.85 | 0 | 10.5 |  |  |  |  | R-454B | 1.85 | Residential & Commercial | USHP | Ducted CEE Tier 1
216734872 | Central HP <5.4 tons | HEIL | HRCU-A-CB (Split System: Heat Pump with Remote Outdoor Unit-Air-Source) | D5CUHAH24AAK |  |  | EA*5X36M17A* | OMV112K14A | 22800 | 16 | 8.5 | 21200 | 19000 | 89.62% | 1.96 | 0 | 10.5 |  |  |  |  | R-454B | 1.9 | Residential & Commercial | USHP | Ducted CEE Tier 1
216735057 | Central HP <5.4 tons | HEIL | HRCU-A-CB (Split System: Heat Pump with Remote Outdoor Unit-Air-Source) | D5CUHAH24AAK |  |  | EA*5X37M17A* | *80VTL0451412B* | 23000 | 16.5 | 8.5 | 20800 | 18500 | 88.94% | 1.96 | 0 | 11 |  |  |  |  | R-454B | 1.9167 | Residential & Commercial | USHP | Ducted CEE Tier 1
216735697 | Central HP <5.4 tons | HEIL | HRCU-A-CB (Split System: Heat Pump with Remote Outdoor Unit-Air-Source) | D5CUHAH24AAK |  |  | EA*5X37M21A* | *95CSU1002122B* | 23800 | 15.5 | 8.5 | 21000 | 18700 | 89.05% | 1.98 | 0 | 11 |  |  |  |  | R-454B | 1.9833 | Residential & Commercial | USHP | Ducted CEE Tier 1
207497904 | Central HP <5.4 tons | ACD | HRCU-A-CB (Split System: Heat Pump with Remote Outdoor Unit-Air-Source) | FXD-ACD60 |  |  | AH260 | 0 | 54000 | 16 | 9 | 54000 | 41000 | 75.93% | 1.8 | 10.5 | 10 |  |  |  |  | R-410A | 4.5 | Residential & Commercial | USHP | Ducted CEE Tier 1
214571199 | Central HP <5.4 tons | BRYANT HEATING AND COOLING SYSTEMS | HRCU-A-CB (Split System: Heat Pump with Remote Outdoor Unit-Air-Source) | 288BNV025*0**C* |  |  | CNPV*4221AL*+UI | 986TD60080C21*** | 23800 | 16.5 | 8.1 | 21400 | 16600 | 77.57% | 1.96 | 0 | 11 |  |  |  |  | R-410A | 1.9833 | Residential & Commercial | USHP | Ducted CEE Tier 1
213078787 | Central HP <5.4 tons | CARRIER | HRCU-A-CB (Split System: Heat Pump with Remote Outdoor Unit-Air-Source) | 38MURAQ36AB3* |  |  | CAP**4224AL* | 58S(B,C)*B155M24**20 | 35600 | 16.5 | 8.1 | 38500 | 35000 | 90.91% | 1.9 | 0 | 10 |  |  |  |  | R-410A | 2.9667 | Residential & Commercial | USHP | Ducted CEE Tier 1
213078853 | Central HP <5.4 tons | CARRIER | HRCU-A-CB (Split System: Heat Pump with Remote Outdoor Unit-Air-Source) | 38MURAQ36AB3* |  |  | CAP**3721AL* | 58SU*B040M17**12 | 36600 | 16 | 8.5 | 38500 | 34800 | 90.39% | 2.08 | 0 | 10 |  |  |  |  | R-410A | 3.05 | Residential & Commercial | USHP | Ducted CEE Tier 1
215319028 | Central HP <5.4 tons | KENMORE | HRCU-A-CB (Split System: Heat Pump with Remote Outdoor Unit-Air-Source) | D5CUHAH24AAK |  |  | D5FUAAH24XAK | 0 | 23000 | 18.4 | 10 | 24000 | 21600 | 90% | 1.87 | 0 | 11.7 |  |  |  |  | R-454B | 1.9167 | Residential & Commercial | USHP | Ducted CEE Tier 1
215853476 | Central HP <5.4 tons | LUXAIRE | HRCU-A-CB (Split System: Heat Pump with Remote Outdoor Unit-Air-Source) | HH860E2S11 |  |  | JHE60C5CH2SS1 | 0 | 54000 | 19 | 9 | 53500 | 38500 | 71.96% | 2 | 0 | 11.7 |  |  |  |  | R-454B | 4.5 | Residential & Commercial | USHP | Ducted CEE Tier 1
210597091 | Central HP <5.4 tons | COMFORTMAKER | HRCU-A-CB (Split System: Heat Pump with Remote Outdoor Unit-Air-Source) | CVH825GKA2* |  |  | EN(A,D,W)4X48L21**+WALLCON | *80CTL0901716A* | 24200 | 17.5 | 8.1 | 21200 | 16500 | 77.83% | 2.02 | 0 | 11.7 |  |  |  |  | R-410A | 2.0167 | Residential & Commercial | USHP | Ducted CEE Tier 1
212987014 | Central HP <5.4 tons | HEIL | HRCU-A-CB (Split System: Heat Pump with Remote Outdoor Unit-Air-Source) | DLCURAH18ABK |  |  | EA*4X25L17A* | *96MSN0601412A* | 17800 | 16.5 | 8.1 | 17700 | 17700 | 100% | 2.14 | 0 | 10.5 |  |  |  |  | R-410A | 1.4833 | Residential & Commercial | USHP | Ducted CEE Tier 1
213772618 | Central HP <5.4 tons | AIRQUEST | HRCU-A-CB (Split System: Heat Pump with Remote Outdoor Unit-Air-Source) | HVH825GKA3* |  |  | EA*4X24L17A*+WALLCON | *80CTL0451712B* | 23200 | 16 | 8.1 | 22000 | 16900 | 76.82% | 1.88 | 0 | 10 |  |  |  |  | R-410A | 1.9333 | Residential & Commercial | USHP | Ducted CEE Tier 1
212985294 | Central HP <5.4 tons | HEIL | HRCU-A-CB (Split System: Heat Pump with Remote Outdoor Unit-Air-Source) | DLCURAH30ABK |  |  | EA*4X42L24A* | *92MSN1002120A* | 30200 | 15.2 | 8.1 | 34200 | 27400 | 80.12% | 1.8 | 0 | 9 |  |  |  |  | R-410A | 2.5167 | Residential & Commercial | USHP
212987766 | Central HP <5.4 tons | HEIL | HRCU-A-CB (Split System: Heat Pump with Remote Outdoor Unit-Air-Source) | DLCURAH30ABK |  |  | EA*4X43L21A* | *96MSN0802120A* | 30200 | 15.2 | 8.1 | 33400 | 26400 | 79.04% | 1.84 | 0 | 9 |  |  |  |  | R-410A | 2.5167 | Residential & Commercial | USHP
216570911 | Central HP <5.4 tons | AMERICAN STANDARD | HRCU-A-CB (Split System: Heat Pump with Remote Outdoor Unit-Air-Source) | 5A6V0X24A1 |  |  | 5TXCB003AS3 | S8V2A040M3PDB | 21400 | 20.4 | 10 | 24000 | 18300 | 76.25% | 2.2 | 0 | 11.5 |  |  |  |  | R-454B | 1.7833 | Residential & Commercial | USHP | Ducted CEE Tier 1
213076333 | Central HP <5.4 tons | CARRIER | HRCU-A-CB (Split System: Heat Pump with Remote Outdoor Unit-Air-Source) | 38MURAQ36AB3* |  |  | CNPV*4824AL* | 59SU5B100M21**22 | 36200 | 16.5 | 8.1 | 38500 | 35000 | 90.91% | 2.02 | 0 | 10.5 |  |  |  |  | R-410A | 3.0167 | Residential & Commercial | USHP | Ducted CEE Tier 1
215319031 | Central HP <5.4 tons | KENMORE | HRCU-A-CB (Split System: Heat Pump with Remote Outdoor Unit-Air-Source) | D5CUHAH36AAK |  |  | D5FUAAH36XAK | 0 | 36000 | 17.4 | 10.3 | 37000 | 39000 | 105.4% | 1.9 | 0 | 11.7 |  |  |  |  | R-454B | 3 | Residential & Commercial | USHP | Ducted CEE Tier 1
216571079 | Central HP <5.4 tons | AMERICAN STANDARD | HRCU-A-CB (Split System: Heat Pump with Remote Outdoor Unit-Air-Source) | 5A6V0X48A1 |  |  | 5PX*C007AS3 | S8V2C080M5PDB | 44500 | 20 | 9.7 | 47500 | 34000 | 71.58% | 2.1 | 0 | 11.7 |  |  |  |  | R-454B | 3.7083 | Residential & Commercial | USHP | Ducted CEE Tier 1
216571111 | Central HP <5.4 tons | AMERICAN STANDARD | HRCU-A-CB (Split System: Heat Pump with Remote Outdoor Unit-Air-Source) | 5A6V0X48A1 |  |  | 5PX*D010AS3 | *UHMD120CCV5+LRP | 45000 | 20 | 9.7 | 46500 | 33400 | 71.83% | 2.1 | 0 | 12 |  |  |  |  | R-454B | 3.75 | Residential & Commercial | USHP | Ducted CEE Tier 1
213492151 | Central HP <5.4 tons | DIYCOOL | HRCU-A-C (Split System: Heat Pump with Remote Outdoor Unit with No Indoor Fan --Air Source) | ACIQ-36-HPB |  |  | ACIQ-36-ACL-17 | 0 | 35000 | 15.5 | 8.6 | 38000 | 31600 | 83.16% | 1.85 | 0 | 10 |  |  |  |  | R-410A | 2.9167 | Residential & Commercial | USHP | Ducted CEE Tier 1
206771050 | Central HP <5.4 tons | COMFORTMAKER | HRCU-A-CB (Split System: Heat Pump with Remote Outdoor Unit-Air-Source) | CVH837GKA2* |  |  | EA*4X36L21A*+WALLCON | *80CTL0701716A* | 31400 | 17 | 8.1 | 33400 | 24400 | 73.05% | 1.84 | 11.5 | 11 |  |  |  |  | R-410A | 2.6167 | Residential & Commercial | USHP | Ducted CEE Tier 1
206771536 | Central HP <5.4 tons | COMFORTMAKER | HRCU-A-CB (Split System: Heat Pump with Remote Outdoor Unit-Air-Source) | CVH837GKA2* |  |  | EA*4X42L24A*+WALLCON | *80CTL1352422A* | 31800 | 17.5 | 8.1 | 33000 | 24400 | 73.94% | 1.9 | 12 | 11.5 |  |  |  |  | R-410A | 2.65 | Residential & Commercial | USHP | Ducted CEE Tier 1
206772319 | Central HP <5.4 tons | COMFORTMAKER | HRCU-A-CB (Split System: Heat Pump with Remote Outdoor Unit-Air-Source) | CVH837GKA2* |  |  | EN(A,D,W)4X48L21**+WALLCON | *96CTN1002122A* | 32400 | 17.5 | 8.1 | 33000 | 24800 | 75.15% | 1.96 | 11.5 | 11.7 |  |  |  |  | R-410A | 2.7 | Residential & Commercial | USHP | Ducted CEE Tier 1
215675862 | Central HP <5.4 tons | TEMPSTAR | HRCU-A-CB (Split System: Heat Pump with Remote Outdoor Unit-Air-Source) | T5H0V48*K*AAA* |  |  | EVM5X60M24A*+WALLCON | *80CSU1002120A* | 48000 | 18.5 | 9 | 50000 | 36600 | 73.2% | 2 | 0 | 10 |  |  |  |  | R-454B | 4 | Residential & Commercial | USHP | Ducted CEE Tier 1
215675912 | Central HP <5.4 tons | TEMPSTAR | HRCU-A-CB (Split System: Heat Pump with Remote Outdoor Unit-Air-Source) | T5H0V48*K*AAA* |  |  | EVM5X60M24A*+WALLCON | *95CSU0802120B* | 47500 | 18.5 | 9 | 50000 | 36800 | 73.6% | 2 | 0 | 10 |  |  |  |  | R-454B | 3.9583 | Residential & Commercial | USHP | Ducted CEE Tier 1
216571189 | Central HP <5.4 tons | AMERICAN STANDARD | HRCU-A-CB (Split System: Heat Pump with Remote Outdoor Unit-Air-Source) | 5A6V8X24A1 |  |  | 5PX*B006AS3 | *UHMB060CCV3+LRP | 22000 | 18.1 | 8.5 | 22800 | 18300 | 80.26% | 2.2 | 0 | 11.5 |  |  |  |  | R-454B | 1.8333 | Residential & Commercial | USHP | Ducted CEE Tier 1
216571257 | Central HP <5.4 tons | AMERICAN STANDARD | HRCU-A-CB (Split System: Heat Pump with Remote Outdoor Unit-Air-Source) | 5A6V8X36A1 |  |  | 5PX*B006AS3 | L8V1B080U4VSB+LRP | 32600 | 18.1 | 8.5 | 33400 | 25800 | 77.25% | 2.1 | 0 | 10 |  |  |  |  | R-454B | 2.7167 | Residential & Commercial | USHP | Ducted CEE Tier 1
216571307 | Central HP <5.4 tons | AMERICAN STANDARD | HRCU-A-CB (Split System: Heat Pump with Remote Outdoor Unit-Air-Source) | 5A6V8X36A1 |  |  | 5TXCC007AS3 | S8V2C080M5PCB | 32800 | 18.1 | 8.5 | 33200 | 25400 | 76.51% | 2.1 | 0 | 10.5 |  |  |  |  | R-454B | 2.7333 | Residential & Commercial | USHP | Ducted CEE Tier 1
215941116 | Central HP <5.4 tons | HEIL | HRCU-A-CB (Split System: Heat Pump with Remote Outdoor Unit-Air-Source) | H5H3V48*K*AAA* |  |  | EA*5X61M24A*+WALLCON | *97CTN1002122A* | 45500 | 21.5 | 9.5 | 48500 | 36800 | 75.88% | 2 | 0 | 11 |  |  |  |  | R-454B | 3.7917 | Residential & Commercial | USHP | Ducted CEE Tier 1
215319027 | Central HP <5.4 tons | KENMORE | HRCU-A-CB (Split System: Heat Pump with Remote Outdoor Unit-Air-Source) | D5CUHAH18AAK |  |  | D5FUAAH18XAK | 0 | 18000 | 19 | 9.8 | 19000 | 18000 | 94.74% | 2 | 0 | 12.5 |  |  |  |  | R-454B | 1.5 | Residential & Commercial | USHP | Ducted CEE Tier 1
213772588 | Central HP <5.4 tons | AIRQUEST | HRCU-A-CB (Split System: Heat Pump with Remote Outdoor Unit-Air-Source) | HVH825GKA2* |  |  | EHD4X48AAL+WALLCON | *96CTN1202422B* | 24200 | 16.5 | 8.1 | 21200 | 16600 | 78.3% | 2.02 | 0 | 11 |  |  |  |  | R-410A | 2.0167 | Residential & Commercial | USHP | Ducted CEE Tier 1
215937967 | Central HP <5.4 tons | AIRQUEST | HRCU-A-CB (Split System: Heat Pump with Remote Outdoor Unit-Air-Source) | H5H3V48*K*AAA* |  |  | EVD5X48M24A*+WALLCON | *97CMN1202422B* | 44500 | 20 | 8.1 | 52000 | 38000 | 73.08% | 1.9 | 0 | 11 |  |  |  |  | R-454B | 3.7083 | Residential & Commercial | USHP | Ducted CEE Tier 1
215676942 | Central HP <5.4 tons | TEMPSTAR | HRCU-A-CB (Split System: Heat Pump with Remote Outdoor Unit-Air-Source) | T5H0V48*K*AAA* |  |  | EVD5X61M24A*+WALLCON | *97CMN1202422B* | 48500 | 19.5 | 9.5 | 50000 | 36800 | 73.6% | 2.12 | 0 | 10.5 |  |  |  |  | R-454B | 4.0417 | Residential & Commercial | USHP | Ducted CEE Tier 1
210597001 | Central HP <5.4 tons | COMFORTMAKER | HRCU-A-CB (Split System: Heat Pump with Remote Outdoor Unit-Air-Source) | CVH825GKA2* |  |  | EN(A,D)4X48L24**+WALLCON | *80CSU1002120A* | 24000 | 16.5 | 8.1 | 21400 | 16600 | 77.57% | 2 | 0 | 11 |  |  |  |  | R-410A | 2 | Residential & Commercial | USHP | Ducted CEE Tier 1
210597121 | Central HP <5.4 tons | COMFORTMAKER | HRCU-A-CB (Split System: Heat Pump with Remote Outdoor Unit-Air-Source) | CVH825GKA2* |  |  | EN(A,D,W)4X48L21**+WALLCON | *97CMN1002122A* | 24200 | 17 | 8.1 | 21400 | 16600 | 77.57% | 2.02 | 0 | 11.5 |  |  |  |  | R-410A | 2.0167 | Residential & Commercial | USHP | Ducted CEE Tier 1
207497901 | Central HP <5.4 tons | ACD | HRCU-A-CB (Split System: Heat Pump with Remote Outdoor Unit-Air-Source) | FXD-ACD36 |  |  | AH224 | 0 | 24000 | 17 | 9 | 24000 | 22000 | 91.67% | 1.8 | 12.5 | 12 |  |  |  |  | R-410A | 2 | Residential & Commercial | USHP | Ducted CEE Tier 1
215682552 | Central HP <5.4 tons | TEMPSTAR | HRCU-A-CB (Split System: Heat Pump with Remote Outdoor Unit-Air-Source) | T5H0V48*K*AAA* |  |  | EVD5X61M24A*+WALLCON | *97CTN0802120A* | 48500 | 19 | 9.5 | 50000 | 36800 | 73.6% | 2.1 | 0 | 10.5 |  |  |  |  | R-454B | 4.0417 | Residential & Commercial | USHP | Ducted CEE Tier 1
215676752 | Central HP <5.4 tons | TEMPSTAR | HRCU-A-CB (Split System: Heat Pump with Remote Outdoor Unit-Air-Source) | T5H0V48*K*AAA* |  |  | EVD5X61M21A*+WALLCON | *80CTL0902120B* | 48500 | 19.5 | 9.5 | 50000 | 36600 | 73.2% | 2.12 | 0 | 10.5 |  |  |  |  | R-454B | 4.0417 | Residential & Commercial | USHP | Ducted CEE Tier 1
215676952 | Central HP <5.4 tons | TEMPSTAR | HRCU-A-CB (Split System: Heat Pump with Remote Outdoor Unit-Air-Source) | T5H0V48*K*AAA* |  |  | EVD5X61M24A*+WALLCON | *96CTN1002122B* | 48500 | 19.5 | 9.5 | 50000 | 36800 | 73.6% | 2.12 | 0 | 10.5 |  |  |  |  | R-454B | 4.0417 | Residential & Commercial | USHP | Ducted CEE Tier 1
206765757 | Central HP <5.4 tons | COMFORTMAKER | HRCU-A-CB (Split System: Heat Pump with Remote Outdoor Unit-Air-Source) | CVH825GKA3* |  |  | EA*4X36L21A*+WALLCON | *96CTN0601714A* | 23400 | 16.5 | 8.1 | 21600 | 16700 | 77.31% | 1.92 | 11 | 10.5 |  |  |  |  | R-410A | 1.95 | Residential & Commercial | USHP | Ducted CEE Tier 1
206767118 | Central HP <5.4 tons | COMFORTMAKER | HRCU-A-CB (Split System: Heat Pump with Remote Outdoor Unit-Air-Source) | CVH825GKA3* |  |  | EA*4X30L17A*+WALLCON | *80CSU0601716A* | 23400 | 16.5 | 8.1 | 21600 | 16700 | 77.31% | 1.9 | 11 | 10.5 |  |  |  |  | R-410A | 1.95 | Residential & Commercial | USHP | Ducted CEE Tier 1
206767145 | Central HP <5.4 tons | COMFORTMAKER | HRCU-A-CB (Split System: Heat Pump with Remote Outdoor Unit-Air-Source) | CVH825GKA3* |  |  | EA*4X36L21A*+WALLCON | *80CSU0401712A* | 23600 | 17 | 8.1 | 21400 | 16600 | 77.57% | 1.94 | 11.5 | 10.5 |  |  |  |  | R-410A | 1.9667 | Residential & Commercial | USHP | Ducted CEE Tier 1
206767670 | Central HP <5.4 tons | COMFORTMAKER | HRCU-A-CB (Split System: Heat Pump with Remote Outdoor Unit-Air-Source) | CVH825GKA3* |  |  | EHD4X30AAL+WALLCON | *95CSU0802120A* | 23800 | 16 | 8.1 | 21800 | 16700 | 76.61% | 1.98 | 11 | 10.5 |  |  |  |  | R-410A | 1.9833 | Residential & Commercial | USHP | Ducted CEE Tier 1
215319040 | Central HP <5.4 tons | KENMORE | HRCU-A-CB (Split System: Heat Pump with Remote Outdoor Unit-Air-Source) | D5CURAH60AAK |  |  | D5FUAAH60XAK | 0 | 54000 | 15.2 | 8.4 | 54000 | 38000 | 70.37% | 1.8 | 0 | 8.7 |  |  |  |  | R-454B | 4.5 | Residential & Commercial | USHP
215319038 | Central HP <5.4 tons | KENMORE | HRCU-A-CB (Split System: Heat Pump with Remote Outdoor Unit-Air-Source) | D5CURAH36AAK |  |  | D5FUAAH36XAK | 0 | 36000 | 16.2 | 8.7 | 36000 | 27000 | 75% | 2 | 0 | 10 |  |  |  |  | R-454B | 3 | Residential & Commercial | USHP | Ducted CEE Tier 1
215675942 | Central HP <5.4 tons | TEMPSTAR | HRCU-A-CB (Split System: Heat Pump with Remote Outdoor Unit-Air-Source) | T5H0V48*K*AAA* |  |  | EVM5X60M24A*+WALLCON | *97CMN1202422B* | 48000 | 19 | 9 | 50000 | 36600 | 73.2% | 2 | 0 | 10 |  |  |  |  | R-454B | 4 | Residential & Commercial | USHP | Ducted CEE Tier 1
215675992 | Central HP <5.4 tons | TEMPSTAR | HRCU-A-CB (Split System: Heat Pump with Remote Outdoor Unit-Air-Source) | T5H0V48*K*AAA* |  |  | EVM5X61M24A*+WALLCON | *80CTL0902120B* | 48500 | 19.5 | 9.5 | 50000 | 36600 | 73.2% | 2.1 | 0 | 10.5 |  |  |  |  | R-454B | 4.0417 | Residential & Commercial | USHP | Ducted CEE Tier 1
213164340 | Central HP <5.4 tons | ACD | HRCU-A-C (Split System: Heat Pump with Remote Outdoor Unit with No Indoor Fan --Air Source) | FXD-ACD60 |  |  | GCAT48H/NAA | 0 | 47000 | 15.2 | 8.5 | 48000 | 33600 | 70% | 1.8 | 0 | 10 |  |  |  |  | R-410A | 3.9167 | Residential & Commercial | USHP | Ducted CEE Tier 1
210597133 | Central HP <5.4 tons | COMFORTMAKER | HRCU-A-CB (Split System: Heat Pump with Remote Outdoor Unit-Air-Source) | CVH825GKA2* |  |  | END4X42L17**+WALLCON | *80CTL0701412A* | 24000 | 17 | 8.1 | 21400 | 16600 | 77.57% | 2 | 0 | 11 |  |  |  |  | R-410A | 2 | Residential & Commercial | USHP | Ducted CEE Tier 1
213492142 | Central HP <5.4 tons | DIYCOOL | HRCU-A-C (Split System: Heat Pump with Remote Outdoor Unit with No Indoor Fan --Air Source) | ACIQ-36-HPC |  |  | ACIQ-36-ACL-17 | 0 | 35000 | 15.2 | 8.5 | 36000 | 30000 | 83.33% | 1.8 | 0 | 10 |  |  |  |  | R-410A | 2.9167 | Residential & Commercial | USHP | Ducted CEE Tier 1
212985953 | Central HP <5.4 tons | CARRIER | HRCU-A-CB (Split System: Heat Pump with Remote Outdoor Unit-Air-Source) | 38MURAQ18AB3* |  |  | CNPV*2417AL* | 59SC6A026M14**10 | 17300 | 20 | 8.1 | 18300 | 19200 | 104.9% | 2.3 | 0 | 10.5 |  |  |  |  | R-410A | 1.4417 | Residential & Commercial | USHP | Ducted CEE Tier 1
215676302 | Central HP <5.4 tons | TEMPSTAR | HRCU-A-CB (Split System: Heat Pump with Remote Outdoor Unit-Air-Source) | T5H0V48*K*AAA* |  |  | EVD5X49M24A*+WALLCON | *80CTL0702120B* | 47500 | 19 | 9 | 50000 | 36800 | 73.6% | 2 | 0 | 10 |  |  |  |  | R-454B | 3.9583 | Residential & Commercial | USHP | Ducted CEE Tier 1
215674507 | Central HP <5.4 tons | AIRQUEST | HRCU-A-CB (Split System: Heat Pump with Remote Outdoor Unit-Air-Source) | H5H0V48*K*AAA* |  |  | EA*5X61M24A*+WALLCON | *80CTL1352422B* | 46000 | 18.5 | 9 | 47500 | 33600 | 70.74% | 2.08 | 0 | 10 |  |  |  |  | R-454B | 3.8333 | Residential & Commercial | USHP | Ducted CEE Tier 1
215674961 | Central HP <5.4 tons | AIRQUEST | HRCU-A-CB (Split System: Heat Pump with Remote Outdoor Unit-Air-Source) | H5H0V48*K*AAA* |  |  | ESH5X48M12A*+WALLCON | *97CMN0602120B* | 44500 | 16 | 8.5 | 49500 | 34800 | 70.3% | 1.92 | 0 | 9 |  |  |  |  | R-454B | 3.7083 | Residential & Commercial | USHP
215937427 | Central HP <5.4 tons | AIRQUEST | HRCU-A-CB (Split System: Heat Pump with Remote Outdoor Unit-Air-Source) | H5H3V48*K*AAA* |  |  | EVM5X60M21A*+WALLCON | *96CTN0801714B* | 44000 | 20 | 8.1 | 53500 | 37600 | 70.28% | 2 | 0 | 11.5 |  |  |  |  | R-454B | 3.6667 | Residential & Commercial | USHP | Ducted CEE Tier 1
213773218 | Central HP <5.4 tons | AIRQUEST | HRCU-A-CB (Split System: Heat Pump with Remote Outdoor Unit-Air-Source) | HVH825GKA3* |  |  | EA*4X37L17A*+WALLCON | *97CMN0801714B* | 24200 | 16 | 8.1 | 21400 | 16700 | 78.04% | 1.98 | 0 | 10.5 |  |  |  |  | R-410A | 2.0167 | Residential & Commercial | USHP | Ducted CEE Tier 1
213773318 | Central HP <5.4 tons | AIRQUEST | HRCU-A-CB (Split System: Heat Pump with Remote Outdoor Unit-Air-Source) | HVH825GKA3* |  |  | EA*4X37L21A*+WALLCON | *97CMN0601714B* | 24200 | 16 | 8.1 | 21200 | 16700 | 78.77% | 2 | 0 | 10.5 |  |  |  |  | R-410A | 2.0167 | Residential & Commercial | USHP | Ducted CEE Tier 1
213773688 | Central HP <5.4 tons | AIRQUEST | HRCU-A-CB (Split System: Heat Pump with Remote Outdoor Unit-Air-Source) | HVH825GKA3* |  |  | EA*4X48L21A*+WALLCON | *80CTL0451712B* | 24000 | 16.5 | 8.1 | 21000 | 16700 | 79.52% | 2 | 0 | 10.5 |  |  |  |  | R-410A | 2 | Residential & Commercial | USHP | Ducted CEE Tier 1
213773738 | Central HP <5.4 tons | AIRQUEST | HRCU-A-CB (Split System: Heat Pump with Remote Outdoor Unit-Air-Source) | HVH825GKA3* |  |  | EA*4X48L21A*+WALLCON | *95CSU0601716B* | 24000 | 16.5 | 8.1 | 21000 | 16600 | 79.05% | 2 | 0 | 10.5 |  |  |  |  | R-410A | 2 | Residential & Commercial | USHP | Ducted CEE Tier 1
215937477 | Central HP <5.4 tons | AIRQUEST | HRCU-A-CB (Split System: Heat Pump with Remote Outdoor Unit-Air-Source) | H5H3V48*K*AAA* |  |  | EVM5X60M24A*+WALLCON | *80CTL1102120B* | 45500 | 21 | 8.1 | 52500 | 38000 | 72.38% | 1.95 | 0 | 11.5 |  |  |  |  | R-454B | 3.7917 | Residential & Commercial | USHP | Ducted CEE Tier 1
215937977 | Central HP <5.4 tons | AIRQUEST | HRCU-A-CB (Split System: Heat Pump with Remote Outdoor Unit-Air-Source) | H5H3V48*K*AAA* |  |  | EVD5X48M24A*+WALLCON | *96CTN1002122B* | 44500 | 20 | 8.1 | 52000 | 38000 | 73.08% | 1.9 | 0 | 11 |  |  |  |  | R-454B | 3.7083 | Residential & Commercial | USHP | Ducted CEE Tier 1
215319049 | Central HP <5.4 tons | KENMORE | HRCU-A-CB (Split System: Heat Pump with Remote Outdoor Unit-Air-Source) | D5CLHAH36AAK |  |  | D5FLAAH36XAK | 0 | 36000 | 17.3 | 9.5 | 38000 | 38000 | 100% | 2.06 | 0 | 11.7 |  |  |  |  | R-454B | 3 | Residential & Commercial | USHP | Ducted CEE Tier 1
216571167 | Central HP <5.4 tons | AMERICAN STANDARD | HRCU-A-CB (Split System: Heat Pump with Remote Outdoor Unit-Air-Source) | 5A6V0X60A1 |  |  | 5TXCD008AS3 | S8V2C080M5PDB | 52000 | 18.6 | 9 | 54000 | 38500 | 71.3% | 2 | 0 | 10 |  |  |  |  | R-454B | 4.3333 | Residential & Commercial | USHP | Ducted CEE Tier 1
212988680 | Central HP <5.4 tons | HEIL | HRCU-A-CB (Split System: Heat Pump with Remote Outdoor Unit-Air-Source) | DLCURAH24ABK |  |  | EA*4X36L17A* | *95MSU0401712A* | 23600 | 16.5 | 8.5 | 26200 | 23800 | 90.84% | 1.96 | 0 | 10 |  |  |  |  | R-410A | 1.9667 | Residential & Commercial | USHP | Ducted CEE Tier 1
216571067 | Central HP <5.4 tons | AMERICAN STANDARD | HRCU-A-CB (Split System: Heat Pump with Remote Outdoor Unit-Air-Source) | 5A6V0X36A1 |  |  | 5TXCC007AS3 | S8V2C080M5PDB | 35000 | 20 | 9.7 | 31800 | 25000 | 78.62% | 2.2 | 0 | 12.5 |  |  |  |  | R-454B | 2.9167 | Residential & Commercial | USHP | Ducted CEE Tier 1
216571099 | Central HP <5.4 tons | AMERICAN STANDARD | HRCU-A-CB (Split System: Heat Pump with Remote Outdoor Unit-Air-Source) | 5A6V0X48A1 |  |  | 5PX*D008AS3 | S8V2C080M5PDB | 44500 | 20 | 9.7 | 47000 | 34000 | 72.34% | 2.1 | 0 | 12 |  |  |  |  | R-454B | 3.7083 | Residential & Commercial | USHP | Ducted CEE Tier 1
216571115 | Central HP <5.4 tons | AMERICAN STANDARD | HRCU-A-CB (Split System: Heat Pump with Remote Outdoor Unit-Air-Source) | 5A6V0X48A1 |  |  | 5PX*DD10AS3 | S8V2C080M5PDB | 44000 | 20 | 9.7 | 46500 | 33600 | 72.26% | 2.1 | 0 | 11.7 |  |  |  |  | R-454B | 3.6667 | Residential & Commercial | USHP | Ducted CEE Tier 1
210596692 | Central HP <5.4 tons | COMFORTMAKER | HRCU-A-CB (Split System: Heat Pump with Remote Outdoor Unit-Air-Source) | CVH825GKA2* |  |  | EA*4X42L21A*+WALLCON | *96CTN1002122A* | 23800 | 16.5 | 8.1 | 21400 | 16600 | 77.57% | 1.96 | 0 | 11 |  |  |  |  | R-410A | 1.9833 | Residential & Commercial | USHP | Ducted CEE Tier 1
210596775 | Central HP <5.4 tons | COMFORTMAKER | HRCU-A-CB (Split System: Heat Pump with Remote Outdoor Unit-Air-Source) | CVH825GKA2* |  |  | EA*4X43L21A*+WALLCON | *95CSU0601716A* | 24400 | 16.5 | 8.1 | 21200 | 16700 | 78.77% | 2.02 | 0 | 10.5 |  |  |  |  | R-410A | 2.0333 | Residential & Commercial | USHP | Ducted CEE Tier 1
215681512 | Central HP <5.4 tons | TEMPSTAR | HRCU-A-CB (Split System: Heat Pump with Remote Outdoor Unit-Air-Source) | T5H0V48*K*AAA* |  |  | EA*5X61M21A*+WALLCON | *97CTN1002122A* | 46000 | 18 | 9 | 47500 | 33800 | 71.16% | 2.08 | 0 | 10 |  |  |  |  | R-454B | 3.8333 | Residential & Commercial | USHP | Ducted CEE Tier 1
212983686 | Central HP <5.4 tons | CARRIER | HRCU-A-CB (Split System: Heat Pump with Remote Outdoor Unit-Air-Source) | 38MURAQ18AB3* |  |  | CNPV*1814AL* | 59SC2E060M14**12 | 17300 | 16 | 8.5 | 18500 | 19800 | 107% | 2.38 | 0 | 10.5 |  |  |  |  | R-410A | 1.4417 | Residential & Commercial | USHP | Ducted CEE Tier 1
212984721 | Central HP <5.4 tons | CARRIER | HRCU-A-CB (Split System: Heat Pump with Remote Outdoor Unit-Air-Source) | 38MURAQ18AB3* |  |  | CAP**2517AL* | 59SC2E080M17**16 | 18300 | 16.5 | 8.5 | 18100 | 17600 | 97.24% | 2.14 | 0 | 11 |  |  |  |  | R-410A | 1.525 | Residential & Commercial | USHP | Ducted CEE Tier 1
213076751 | Central HP <5.4 tons | CARRIER | HRCU-A-CB (Split System: Heat Pump with Remote Outdoor Unit-Air-Source) | 38MURAQ36AB3* |  |  | CAP**4221AL* | 58TP*B110V21**22 | 35600 | 16 | 8.1 | 38500 | 35200 | 91.43% | 1.9 | 0 | 10 |  |  |  |  | R-410A | 2.9667 | Residential & Commercial | USHP | Ducted CEE Tier 1
212988018 | Central HP <5.4 tons | HEIL | HRCU-A-CB (Split System: Heat Pump with Remote Outdoor Unit-Air-Source) | DLCURAH36ABK |  |  | EA*4X48L24A* | *96MSN1002120A* | 36000 | 16.5 | 8.5 | 37800 | 34600 | 91.53% | 2.04 | 0 | 10 |  |  |  |  | R-410A | 3 | Residential & Commercial | USHP | Ducted CEE Tier 1
210597419 | Central HP <5.4 tons | COMFORTMAKER | HRCU-A-CB (Split System: Heat Pump with Remote Outdoor Unit-Air-Source) | CVH837GKA** |  |  | EA*4X61L21A*+WALLCON | *80CTL0901716A* | 33200 | 18 | 8.5 | 32000 | 24800 | 77.5% | 2 | 0 | 12 |  |  |  |  | R-410A | 2.7667 | Residential & Commercial | USHP | Ducted CEE Tier 1
213078420 | Central HP <5.4 tons | CARRIER | HRCU-A-CB (Split System: Heat Pump with Remote Outdoor Unit-Air-Source) | 38MURAQ36AB3* |  |  | CAP**4224AL* | 58S(B,C)*B090M21**16 | 35200 | 16.5 | 8.1 | 38500 | 35000 | 90.91% | 1.88 | 0 | 10 |  |  |  |  | R-410A | 2.9333 | Residential & Commercial | USHP | Ducted CEE Tier 1
216738790 | Central HP <5.4 tons | AIRQUEST | HRCU-A-CB (Split System: Heat Pump with Remote Outdoor Unit-Air-Source) | D5CUHAH24AAK |  |  | ESH5X36M12A* | *96CTN1202422B* | 23200 | 15.2 | 8.1 | 21000 | 18700 | 89.05% | 1.85 | 0 | 10.5 |  |  |  |  | R-454B | 1.9333 | Residential & Commercial | USHP | Ducted CEE Tier 1
216732520 | Central HP <5.4 tons | AIRQUEST | HRCU-A-CB (Split System: Heat Pump with Remote Outdoor Unit-Air-Source) | D5CUHAH24AAK |  |  | EA*5X24M14A* | *80VSL0451412B* | 21800 | 16 | 8.5 | 21000 | 19100 | 90.95% | 1.98 | 0 | 10.5 |  |  |  |  | R-454B | 1.8167 | Residential & Commercial | USHP | Ducted CEE Tier 1
216732688 | Central HP <5.4 tons | AIRQUEST | HRCU-A-CB (Split System: Heat Pump with Remote Outdoor Unit-Air-Source) | D5CUHAH24AAK |  |  | EA*5X24M17A* | *80MS(N,L)0701712A* | 22200 | 16 | 8.5 | 21000 | 19200 | 91.43% | 1.96 | 0 | 10.5 |  |  |  |  | R-454B | 1.85 | Residential & Commercial | USHP | Ducted CEE Tier 1
216733045 | Central HP <5.4 tons | AIRQUEST | HRCU-A-CB (Split System: Heat Pump with Remote Outdoor Unit-Air-Source) | D5CUHAH24AAK |  |  | EA*5X24M17A* | *96VTN0401410B* | 21800 | 15.2 | 8.1 | 21000 | 19200 | 91.43% | 1.9 | 0 | 10 |  |  |  |  | R-454B | 1.8167 | Residential & Commercial | USHP | Ducted CEE Tier 1
215938087 | Central HP <5.4 tons | AIRQUEST | HRCU-A-CB (Split System: Heat Pump with Remote Outdoor Unit-Air-Source) | H5H3V48*K*AAA* |  |  | EVD5X49M24A*+WALLCON | *97CMN1002122B* | 45500 | 20.5 | 8.1 | 52500 | 38000 | 72.38% | 1.9 | 0 | 11.5 |  |  |  |  | R-454B | 3.7917 | Residential & Commercial | USHP | Ducted CEE Tier 1
216733056 | Central HP <5.4 tons | AIRQUEST | HRCU-A-CB (Split System: Heat Pump with Remote Outdoor Unit-Air-Source) | D5CUHAH24AAK |  |  | EA*5X24M17A* | *96VTN0401712B* | 22000 | 15.5 | 8.5 | 21200 | 19300 | 91.04% | 1.98 | 0 | 10 |  |  |  |  | R-454B | 1.8333 | Residential & Commercial | USHP | Ducted CEE Tier 1
216732538 | Central HP <5.4 tons | AIRQUEST | HRCU-A-CB (Split System: Heat Pump with Remote Outdoor Unit-Air-Source) | D5CUHAH24AAK |  |  | EA*5X24M14A* | *80CTL0701412B* | 22000 | 16 | 8.5 | 21000 | 19100 | 90.95% | 1.96 | 0 | 10.5 |  |  |  |  | R-454B | 1.8333 | Residential & Commercial | USHP | Ducted CEE Tier 1
216732656 | Central HP <5.4 tons | AIRQUEST | HRCU-A-CB (Split System: Heat Pump with Remote Outdoor Unit-Air-Source) | D5CUHAH24AAK |  |  | EA*5X24M17A* | *80CSU0601716A* | 22600 | 16.5 | 8.5 | 21400 | 19400 | 90.65% | 1.94 | 0 | 10.5 |  |  |  |  | R-454B | 1.8833 | Residential & Commercial | USHP | Ducted CEE Tier 1
216733197 | Central HP <5.4 tons | AIRQUEST | HRCU-A-CB (Split System: Heat Pump with Remote Outdoor Unit-Air-Source) | D5CUHAH24AAK |  |  | EA*5X25M17A* | *80MS(N,L)0701716A* | 23000 | 16.5 | 8.5 | 20600 | 18400 | 89.32% | 1.98 | 0 | 11 |  |  |  |  | R-454B | 1.9167 | Residential & Commercial | USHP | Ducted CEE Tier 1
216733731 | Central HP <5.4 tons | AIRQUEST | HRCU-A-CB (Split System: Heat Pump with Remote Outdoor Unit-Air-Source) | D5CUHAH24AAK |  |  | EA*5X30M14A* | *92MSN0601412A* | 22400 | 15.5 | 8.1 | 21000 | 18900 | 90% | 1.9 | 0 | 10.5 |  |  |  |  | R-454B | 1.8667 | Residential & Commercial | USHP | Ducted CEE Tier 1
216734190 | Central HP <5.4 tons | AIRQUEST | HRCU-A-CB (Split System: Heat Pump with Remote Outdoor Unit-Air-Source) | D5CUHAH24AAK |  |  | EA*5X30M17A* | *95MSU0401712A* | 22200 | 16 | 8.1 | 21000 | 18900 | 90% | 1.85 | 0 | 10.5 |  |  |  |  | R-454B | 1.85 | Residential & Commercial | USHP | Ducted CEE Tier 1
216571175 | Central HP <5.4 tons | AMERICAN STANDARD | HRCU-A-CB (Split System: Heat Pump with Remote Outdoor Unit-Air-Source) | 5A6V0X60A1 |  |  | 5TXCD010AS3 | S8V2C080M5PDB | 53500 | 19 | 9 | 53500 | 38500 | 71.96% | 2 | 0 | 10 |  |  |  |  | R-454B | 4.4583 | Residential & Commercial | USHP | Ducted CEE Tier 1
213164339 | Central HP <5.4 tons | ACD | HRCU-A-C (Split System: Heat Pump with Remote Outdoor Unit with No Indoor Fan --Air Source) | FXD-ACD36 |  |  | GCAT36F/NAA | 0 | 32000 | 15.2 | 8.5 | 36000 | 26000 | 72.22% | 1.8 | 0 | 9.5 |  |  |  |  | R-410A | 2.6667 | Residential & Commercial | USHP
213433274 | Central HP <5.4 tons | DIYCOOL | HRCU-A-CB (Split System: Heat Pump with Remote Outdoor Unit-Air-Source) | ACIQ-36-HPB |  |  | ACIQ-36W-P | 0 | 36000 | 17 | 9.9 | 36000 | 36000 | 100% | 1.9 | 0 | 10 |  |  |  |  | R-410A | 3 | Residential & Commercial | USHP | Ducted CEE Tier 1
214242437 | Central HP <5.4 tons | HEIL | HRCU-A-CB (Split System: Heat Pump with Remote Outdoor Unit-Air-Source) | HVH825GKA2* |  |  | EN(A,D)4X24L17**+WALLCON | *80CTL0701716B* | 23200 | 16 | 8.1 | 22000 | 16900 | 76.82% | 1.92 | 0 | 10.5 |  |  |  |  | R-410A | 1.9333 | Residential & Commercial | USHP | Ducted CEE Tier 1
214243157 | Central HP <5.4 tons | HEIL | HRCU-A-CB (Split System: Heat Pump with Remote Outdoor Unit-Air-Source) | HVH825GKA2* |  |  | EN(A,D,W)4X48L21**+WALLCON | *97CMN1002122B* | 24200 | 17 | 8.1 | 21200 | 16600 | 78.3% | 2.02 | 0 | 11.5 |  |  |  |  | R-410A | 2.0167 | Residential & Commercial | USHP | Ducted CEE Tier 1
214243257 | Central HP <5.4 tons | HEIL | HRCU-A-CB (Split System: Heat Pump with Remote Outdoor Unit-Air-Source) | HVH825GKA2* |  |  | EN(A,D)4X48L24**+WALLCON | *96CTN1202422B* | 24200 | 17 | 8.1 | 21200 | 16600 | 78.3% | 2.02 | 0 | 11.5 |  |  |  |  | R-410A | 2.0167 | Residential & Commercial | USHP | Ducted CEE Tier 1
210596806 | Central HP <5.4 tons | COMFORTMAKER | HRCU-A-CB (Split System: Heat Pump with Remote Outdoor Unit-Air-Source) | CVH825GKA2* |  |  | EA*4X48L21A*+WALLCON | *80CSU0401712A* | 24200 | 17 | 8.1 | 21000 | 16500 | 78.57% | 2.02 | 0 | 11 |  |  |  |  | R-410A | 2.0167 | Residential & Commercial | USHP | Ducted CEE Tier 1
213829726 | Central HP <5.4 tons | RUUD | HRCU-A-CB (Split System: Heat Pump with Remote Outdoor Unit-Air-Source) | UP18AZ36AJVC |  |  | RCFZ3621MEAAM | R801V0504A17UHU | 34200 | 19 | 8.5 | 34200 | 43500 | 127.2% | 2.2 | 0 | 12.5 |  |  |  |  | R-410A | 2.85 | Residential & Commercial | USHP | Ducted CEE Tier 1
215319043 | Central HP <5.4 tons | KENMORE | HRCU-A-CB (Split System: Heat Pump with Remote Outdoor Unit-Air-Source) | D5CUHAH48AAK |  |  | D5FUHAH60XAK | 0 | 48000 | 17.5 | 9.5 | 48000 | 48000 | 100% | 2 | 0 | 12 |  |  |  |  | R-454B | 4 | Residential & Commercial | USHP | Ducted CEE Tier 1
213079321 | Central HP <5.4 tons | CARRIER | HRCU-A-CB (Split System: Heat Pump with Remote Outdoor Unit-Air-Source) | 38MURAQ36AB3* |  |  | CNPV*4824AL* | 58SU*B100M21**20 | 35800 | 16.5 | 8.5 | 38500 | 34800 | 90.39% | 2 | 0 | 10 |  |  |  |  | R-410A | 2.9833 | Residential & Commercial | USHP | Ducted CEE Tier 1
215677693 | Central HP <5.4 tons | CARRIER | HRCU-A-CB (Split System: Heat Pump with Remote Outdoor Unit-Air-Source) | 27VNA060A*030* |  |  | CVAVA6124XMA*+UI | 59MN7C080C21**20 | 57500 | 18.5 | 9 | 64000 | 45000 | 70.31% | 2.06 | 0 | 9 |  |  |  |  | R-454B | 4.7917 | Residential & Commercial | USHP
212365449 | Central HP <5.4 tons | Custom Comfort | HRCU-A-CB (Split System: Heat Pump with Remote Outdoor Unit-Air-Source) | CCOXHASZ60CHP |  |  | CCOXHAAHUC60 | 0 | 55000 | 15.5 | 9.2 | 60000 | 53500 | 89.17% | 1.96 | 9 | 9 |  |  |  |  | R-410A | 4.5833 | Residential & Commercial | USHP
213785773 | Central HP <5.4 tons | Custom Comfort | HRCU-A-C (Split System: Heat Pump with Remote Outdoor Unit with No Indoor Fan --Air Source) | CCOXHA24V36HP |  |  | CCOACC3036B | 0 | 35000 | 15.5 | 8.6 | 38000 | 31600 | 83.16% | 1.85 | 0 | 10 |  |  |  |  | R-410A | 2.9167 | Residential & Commercial | USHP | Ducted CEE Tier 1
216734260 | Central HP <5.4 tons | AIRQUEST | HRCU-A-CB (Split System: Heat Pump with Remote Outdoor Unit-Air-Source) | D5CUHAH24AAK |  |  | EA*5X30M17A* | *96VTN0601412B* | 22200 | 16 | 8.1 | 20800 | 18800 | 90.38% | 1.85 | 0 | 10.5 |  |  |  |  | R-454B | 1.85 | Residential & Commercial | USHP | Ducted CEE Tier 1
214584725 | Central HP <5.4 tons | JOHNSON CONTROLS | HRCU-A-CB (Split System: Heat Pump with Remote Outdoor Unit-Air-Source) | HH824E2S11 |  |  | CTF30A5ADS1 | Z8ES040A12SMPS1 | 23000 | 18 | 9.5 | 23000 | 18900 | 82.17% | 2 | 0 | 12 |  |  |  |  | R-454B | 1.9167 | Residential & Commercial | USHP | Ducted CEE Tier 1
211227027 | Central HP <5.4 tons | COMFORTMAKER | HRCU-A-CB (Split System: Heat Pump with Remote Outdoor Unit-Air-Source) | DLCURAH36ABK |  |  | EA*4X37L21A* | *92ESN1002122A* | 37400 | 15.5 | 8.5 | 39000 | 35000 | 89.74% | 2.16 | 0 | 10 |  |  |  |  | R-410A | 3.1167 | Residential & Commercial | USHP | Ducted CEE Tier 1
211227080 | Central HP <5.4 tons | COMFORTMAKER | HRCU-A-CB (Split System: Heat Pump with Remote Outdoor Unit-Air-Source) | DLCURAH36ABK |  |  | EA*4X37L21A* | *95ESN1002122A* | 37400 | 15.5 | 8.5 | 39000 | 35000 | 89.74% | 2.16 | 0 | 10 |  |  |  |  | R-410A | 3.1167 | Residential & Commercial | USHP | Ducted CEE Tier 1
211227311 | Central HP <5.4 tons | COMFORTMAKER | HRCU-A-CB (Split System: Heat Pump with Remote Outdoor Unit-Air-Source) | DLCURAH36ABK |  |  | EA*4X42L21A* | *80ES(N,L)0701716A* | 35200 | 16 | 8.1 | 38500 | 35000 | 90.91% | 1.88 | 0 | 9.5 |  |  |  |  | R-410A | 2.9333 | Residential & Commercial | USHP
211227346 | Central HP <5.4 tons | COMFORTMAKER | HRCU-A-CB (Split System: Heat Pump with Remote Outdoor Unit-Air-Source) | DLCURAH36ABK |  |  | EA*4X42L21A* | *80ES(N,L)0902116A* | 35800 | 16 | 8.1 | 38500 | 35000 | 90.91% | 1.9 | 0 | 10 |  |  |  |  | R-410A | 2.9833 | Residential & Commercial | USHP | Ducted CEE Tier 1
211227429 | Central HP <5.4 tons | COMFORTMAKER | HRCU-A-CB (Split System: Heat Pump with Remote Outdoor Unit-Air-Source) | DLCURAH36ABK |  |  | EA*4X42L21A* | *80ESU0601716A | 35000 | 16.5 | 8.1 | 38500 | 35000 | 90.91% | 1.86 | 0 | 10 |  |  |  |  | R-410A | 2.9167 | Residential & Commercial | USHP | Ducted CEE Tier 1
211227731 | Central HP <5.4 tons | COMFORTMAKER | HRCU-A-CB (Split System: Heat Pump with Remote Outdoor Unit-Air-Source) | DLCURAH36ABK |  |  | EA*4X42L21A* | OMV098J12* | 35000 | 15.2 | 8.1 | 38500 | 35200 | 91.43% | 1.86 | 0 | 9.5 |  |  |  |  | R-410A | 2.9167 | Residential & Commercial | USHP
211227816 | Central HP <5.4 tons | COMFORTMAKER | HRCU-A-CB (Split System: Heat Pump with Remote Outdoor Unit-Air-Source) | DLCURAH36ABK |  |  | EA*4X42L24A* | *80ES(N,L)1102120A* | 35400 | 16 | 8.1 | 38500 | 35000 | 90.91% | 1.88 | 0 | 10 |  |  |  |  | R-410A | 2.95 | Residential & Commercial | USHP | Ducted CEE Tier 1
216735141 | Central HP <5.4 tons | HEIL | HRCU-A-CB (Split System: Heat Pump with Remote Outdoor Unit-Air-Source) | D5CUHAH24AAK |  |  | EA*5X37M17A* | *92MSN0601714A* | 22800 | 16 | 8.5 | 20600 | 18400 | 89.32% | 1.96 | 0 | 11 |  |  |  |  | R-454B | 1.9 | Residential & Commercial | USHP | Ducted CEE Tier 1
216735172 | Central HP <5.4 tons | HEIL | HRCU-A-CB (Split System: Heat Pump with Remote Outdoor Unit-Air-Source) | D5CUHAH24AAK |  |  | EA*5X37M17A* | *96MSN0401410A* | 22800 | 15.2 | 8.1 | 20800 | 18500 | 88.94% | 1.9 | 0 | 10.5 |  |  |  |  | R-454B | 1.9 | Residential & Commercial | USHP | Ducted CEE Tier 1
216735205 | Central HP <5.4 tons | HEIL | HRCU-A-CB (Split System: Heat Pump with Remote Outdoor Unit-Air-Source) | D5CUHAH24AAK |  |  | EA*5X37M17A* | *96MSN0801716A* | 23000 | 16 | 8.5 | 20800 | 18500 | 88.94% | 1.98 | 0 | 11 |  |  |  |  | R-454B | 1.9167 | Residential & Commercial | USHP | Ducted CEE Tier 1
215677022 | Central HP <5.4 tons | TEMPSTAR | HRCU-A-CB (Split System: Heat Pump with Remote Outdoor Unit-Air-Source) | T5H0V60*K*AAA* |  |  | EVM5X60M21A*+WALLCON | *80CTL1102120B* | 57000 | 18.5 | 9 | 63500 | 44500 | 70.08% | 2.08 | 0 | 9.5 |  |  |  |  | R-454B | 4.75 | Residential & Commercial | USHP
213772538 | Central HP <5.4 tons | AIRQUEST | HRCU-A-CB (Split System: Heat Pump with Remote Outdoor Unit-Air-Source) | HVH825GKA2* |  |  | EHD4X48AAL+WALLCON | *97CMN1202422B* | 24200 | 16 | 8.1 | 21200 | 16600 | 78.3% | 2.02 | 0 | 10.5 |  |  |  |  | R-410A | 2.0167 | Residential & Commercial | USHP | Ducted CEE Tier 1
216735224 | Central HP <5.4 tons | HEIL | HRCU-A-CB (Split System: Heat Pump with Remote Outdoor Unit-Air-Source) | D5CUHAH24AAK |  |  | EA*5X37M17A* | *96VSN0401712B* | 22800 | 16 | 8.5 | 20800 | 18600 | 89.42% | 1.96 | 0 | 10.5 |  |  |  |  | R-454B | 1.9 | Residential & Commercial | USHP | Ducted CEE Tier 1
216735374 | Central HP <5.4 tons | HEIL | HRCU-A-CB (Split System: Heat Pump with Remote Outdoor Unit-Air-Source) | D5CUHAH24AAK |  |  | EA*5X37M17A* | *97VTN0801716A* | 23000 | 16.5 | 8.5 | 20800 | 18500 | 88.94% | 1.96 | 0 | 11 |  |  |  |  | R-454B | 1.9167 | Residential & Commercial | USHP | Ducted CEE Tier 1
216735406 | Central HP <5.4 tons | HEIL | HRCU-A-CB (Split System: Heat Pump with Remote Outdoor Unit-Air-Source) | D5CUHAH24AAK |  |  | EA*5X37M17A* | OMV112K14A | 23400 | 15.5 | 8.5 | 21400 | 18900 | 88.32% | 1.96 | 0 | 10.5 |  |  |  |  | R-454B | 1.95 | Residential & Commercial | USHP | Ducted CEE Tier 1
212974625 | Central HP <5.4 tons | CARRIER | HRCU-A-CB (Split System: Heat Pump with Remote Outdoor Unit-Air-Source) | 38MURAQ18AB3* |  |  | CAP**2414AL* | 59TP6C040V14**10 | 17300 | 15.5 | 8.5 | 18400 | 19400 | 105.4% | 2.32 | 0 | 10.5 |  |  |  |  | R-410A | 1.4417 | Residential & Commercial | USHP | Ducted CEE Tier 1
216735000 | Central HP <5.4 tons | AIRQUEST | HRCU-A-CB (Split System: Heat Pump with Remote Outdoor Unit-Air-Source) | D5CUHAH24AAK |  |  | EA*5X37M17A* | *80MSU0401712A* | 22800 | 16.5 | 8.5 | 20600 | 18400 | 89.32% | 1.96 | 0 | 11 |  |  |  |  | R-454B | 1.9 | Residential & Commercial | USHP | Ducted CEE Tier 1
216735216 | Central HP <5.4 tons | AIRQUEST | HRCU-A-CB (Split System: Heat Pump with Remote Outdoor Unit-Air-Source) | D5CUHAH24AAK |  |  | EA*5X37M17A* | *96VSN0401410B* | 22600 | 15.5 | 8.1 | 20800 | 18500 | 88.94% | 1.85 | 0 | 10.5 |  |  |  |  | R-454B | 1.8833 | Residential & Commercial | USHP | Ducted CEE Tier 1
216735364 | Central HP <5.4 tons | AIRQUEST | HRCU-A-CB (Split System: Heat Pump with Remote Outdoor Unit-Air-Source) | D5CUHAH24AAK |  |  | EA*5X37M17A* | *97VTN0601716A* | 22800 | 16 | 8.5 | 20600 | 18400 | 89.32% | 1.96 | 0 | 11 |  |  |  |  | R-454B | 1.9 | Residential & Commercial | USHP | Ducted CEE Tier 1
216735565 | Central HP <5.4 tons | AIRQUEST | HRCU-A-CB (Split System: Heat Pump with Remote Outdoor Unit-Air-Source) | D5CUHAH24AAK |  |  | EA*5X37M21A* | *80MSU0601716A* | 23000 | 16.5 | 8.5 | 20400 | 18300 | 89.71% | 1.98 | 0 | 11 |  |  |  |  | R-454B | 1.9167 | Residential & Commercial | USHP | Ducted CEE Tier 1
215932785 | Central HP <5.4 tons | BRYANT HEATING AND COOLING SYSTEMS | HRCU-A-CB (Split System: Heat Pump with Remote Outdoor Unit-Air-Source) | 293VAN036**AA* |  |  | CAA**6121AM*+UI | 987MC60060C21*** | 34200 | 20 | 9 | 34800 | 26600 | 76.44% | 1.92 | 0 | 11.5 |  |  |  |  | R-454B | 2.85 | Residential & Commercial | USHP | Ducted CEE Tier 1
216732728 | Central HP <5.4 tons | AIRQUEST | HRCU-A-CB (Split System: Heat Pump with Remote Outdoor Unit-Air-Source) | D5CUHAH24AAK |  |  | EA*5X24M17A* | *80VSL0701412B* | 22200 | 16.5 | 8.5 | 21000 | 19200 | 91.43% | 1.96 | 0 | 10.5 |  |  |  |  | R-454B | 1.85 | Residential & Commercial | USHP | Ducted CEE Tier 1
216732814 | Central HP <5.4 tons | AIRQUEST | HRCU-A-CB (Split System: Heat Pump with Remote Outdoor Unit-Air-Source) | D5CUHAH24AAK |  |  | EA*5X24M17A* | *80VTL0451412B* | 22000 | 16 | 8.5 | 21000 | 19100 | 90.95% | 1.96 | 0 | 10.5 |  |  |  |  | R-454B | 1.8333 | Residential & Commercial | USHP | Ducted CEE Tier 1
216733007 | Central HP <5.4 tons | AIRQUEST | HRCU-A-CB (Split System: Heat Pump with Remote Outdoor Unit-Air-Source) | D5CUHAH24AAK |  |  | EA*5X24M17A* | *95MSU0601716A* | 22000 | 16 | 8.5 | 21000 | 19100 | 90.95% | 1.96 | 0 | 10.5 |  |  |  |  | R-454B | 1.8333 | Residential & Commercial | USHP | Ducted CEE Tier 1
207497902 | Central HP <5.4 tons | ACD | HRCU-A-CB (Split System: Heat Pump with Remote Outdoor Unit-Air-Source) | FXD-ACD36 |  |  | AH236 | 0 | 34000 | 16 | 9 | 35000 | 28000 | 80% | 1.8 | 10 | 10 |  |  |  |  | R-410A | 2.8333 | Residential & Commercial | USHP | Ducted CEE Tier 1
215319033 | Central HP <5.4 tons | KENMORE | HRCU-A-CB (Split System: Heat Pump with Remote Outdoor Unit-Air-Source) | D5CUHAH60AAK |  |  | D5FUAAH60XAK | 0 | 54000 | 16 | 9 | 56000 | 52000 | 92.86% | 1.8 | 0 | 10 |  |  |  |  | R-454B | 4.5 | Residential & Commercial | USHP | Ducted CEE Tier 1
210596675 | Central HP <5.4 tons | COMFORTMAKER | HRCU-A-CB (Split System: Heat Pump with Remote Outdoor Unit-Air-Source) | CVH825GKA2* |  |  | EA*4X42L21A*+WALLCON | *95CSU0802120A* | 23800 | 16.5 | 8.1 | 21400 | 16600 | 77.57% | 1.96 | 0 | 11 |  |  |  |  | R-410A | 1.9833 | Residential & Commercial | USHP | Ducted CEE Tier 1
210596708 | Central HP <5.4 tons | COMFORTMAKER | HRCU-A-CB (Split System: Heat Pump with Remote Outdoor Unit-Air-Source) | CVH825GKA2* |  |  | EA*4X42L21A*+WALLCON | *97CMN1002122A* | 23800 | 16.5 | 8.1 | 21400 | 16600 | 77.57% | 1.96 | 0 | 11 |  |  |  |  | R-410A | 1.9833 | Residential & Commercial | USHP | Ducted CEE Tier 1
210596794 | Central HP <5.4 tons | COMFORTMAKER | HRCU-A-CB (Split System: Heat Pump with Remote Outdoor Unit-Air-Source) | CVH825GKA2* |  |  | EA*4X43L21A*+WALLCON | *97CMN0601714A* | 24200 | 16.5 | 8.1 | 21200 | 16800 | 79.25% | 2 | 0 | 11 |  |  |  |  | R-410A | 2.0167 | Residential & Commercial | USHP | Ducted CEE Tier 1
210596845 | Central HP <5.4 tons | COMFORTMAKER | HRCU-A-CB (Split System: Heat Pump with Remote Outdoor Unit-Air-Source) | CVH825GKA2* |  |  | EA*4X48L21A*+WALLCON | *97CMN0602120A* | 24000 | 16.5 | 8.1 | 21000 | 16600 | 79.05% | 2 | 0 | 11 |  |  |  |  | R-410A | 2 | Residential & Commercial | USHP | Ducted CEE Tier 1
211225729 | Central HP <5.4 tons | CARRIER | HRCU-A-CB (Split System: Heat Pump with Remote Outdoor Unit-Air-Source) | 38MURAQ36AB3* |  |  | CAP**3721AL* | 58S(B,C)*A070E21**16 | 37200 | 15.5 | 8.5 | 38500 | 35000 | 90.91% | 2.12 | 0 | 10 |  |  |  |  | R-410A | 3.1 | Residential & Commercial | USHP | Ducted CEE Tier 1
211225829 | Central HP <5.4 tons | CARRIER | HRCU-A-CB (Split System: Heat Pump with Remote Outdoor Unit-Air-Source) | 38MURAQ36AB3* |  |  | CAP**4224AL* | 58S(B,C)*A155E24**20 | 36400 | 15.5 | 8.1 | 39500 | 35200 | 89.11% | 1.94 | 0 | 10 |  |  |  |  | R-410A | 3.0333 | Residential & Commercial | USHP | Ducted CEE Tier 1
211225881 | Central HP <5.4 tons | CARRIER | HRCU-A-CB (Split System: Heat Pump with Remote Outdoor Unit-Air-Source) | 38MURAQ36AB3* |  |  | CAP**4321AL* | 58SU*A100E21**20 | 36400 | 16 | 8.5 | 38500 | 34800 | 90.39% | 2.08 | 0 | 10 |  |  |  |  | R-410A | 3.0333 | Residential & Commercial | USHP | Ducted CEE Tier 1
216732977 | Central HP <5.4 tons | AIRQUEST | HRCU-A-CB (Split System: Heat Pump with Remote Outdoor Unit-Air-Source) | D5CUHAH24AAK |  |  | EA*5X24M17A* | *96VSN0601716B* | 22000 | 16 | 8.5 | 21000 | 19100 | 90.95% | 1.96 | 0 | 10.5 |  |  |  |  | R-454B | 1.8333 | Residential & Commercial | USHP | Ducted CEE Tier 1
216732858 | Central HP <5.4 tons | AIRQUEST | HRCU-A-CB (Split System: Heat Pump with Remote Outdoor Unit-Air-Source) | D5CUHAH24AAK |  |  | EA*5X24M17A* | *97CMN0801714B* | 21800 | 15.5 | 8.5 | 21000 | 19100 | 90.95% | 1.98 | 0 | 10.5 |  |  |  |  | R-454B | 1.8167 | Residential & Commercial | USHP | Ducted CEE Tier 1
216733176 | Central HP <5.4 tons | AIRQUEST | HRCU-A-CB (Split System: Heat Pump with Remote Outdoor Unit-Air-Source) | D5CUHAH24AAK |  |  | EA*5X25M17A* | *80MS(N,L)0701412A* | 23000 | 16.5 | 8.5 | 20600 | 18400 | 89.32% | 1.98 | 0 | 11 |  |  |  |  | R-454B | 1.9167 | Residential & Commercial | USHP | Ducted CEE Tier 1
216733245 | Central HP <5.4 tons | AIRQUEST | HRCU-A-CB (Split System: Heat Pump with Remote Outdoor Unit-Air-Source) | D5CUHAH24AAK |  |  | EA*5X25M17A* | *80VSL0901716B* | 23200 | 16.5 | 8.5 | 20800 | 18500 | 88.94% | 1.96 | 0 | 11 |  |  |  |  | R-454B | 1.9333 | Residential & Commercial | USHP | Ducted CEE Tier 1
210596875 | Central HP <5.4 tons | COMFORTMAKER | HRCU-A-CB (Split System: Heat Pump with Remote Outdoor Unit-Air-Source) | CVH825GKA2* |  |  | EA*4X48L24A*+WALLCON | *97CMN1002122A* | 24200 | 16.5 | 8.1 | 21000 | 16500 | 78.57% | 2.02 | 0 | 11 |  |  |  |  | R-410A | 2.0167 | Residential & Commercial | USHP | Ducted CEE Tier 1
210596893 | Central HP <5.4 tons | COMFORTMAKER | HRCU-A-CB (Split System: Heat Pump with Remote Outdoor Unit-Air-Source) | CVH825GKA2* |  |  | EHD4X42AAL+WALLCON | *80CTL0701412A* | 24200 | 16.5 | 8.1 | 21200 | 16600 | 78.3% | 2.02 | 0 | 11 |  |  |  |  | R-410A | 2.0167 | Residential & Commercial | USHP | Ducted CEE Tier 1
210596959 | Central HP <5.4 tons | COMFORTMAKER | HRCU-A-CB (Split System: Heat Pump with Remote Outdoor Unit-Air-Source) | CVH825GKA2* |  |  | EHD4X48AAL+WALLCON | *80CTL0901716A* | 24400 | 17 | 8.1 | 21200 | 16500 | 77.83% | 2.04 | 0 | 11 |  |  |  |  | R-410A | 2.0333 | Residential & Commercial | USHP | Ducted CEE Tier 1
210596995 | Central HP <5.4 tons | COMFORTMAKER | HRCU-A-CB (Split System: Heat Pump with Remote Outdoor Unit-Air-Source) | CVH825GKA2* |  |  | EHD4X48AAL+WALLCON | *97CMN1002122A* | 24200 | 16 | 8.1 | 21200 | 16700 | 78.77% | 2.04 | 0 | 11 |  |  |  |  | R-410A | 2.0167 | Residential & Commercial | USHP | Ducted CEE Tier 1
210597109 | Central HP <5.4 tons | COMFORTMAKER | HRCU-A-CB (Split System: Heat Pump with Remote Outdoor Unit-Air-Source) | CVH825GKA2* |  |  | EN(A,D,W)4X48L21**+WALLCON | *96CTN1002122A* | 24200 | 17 | 8.1 | 21400 | 16600 | 77.57% | 2.02 | 0 | 11.5 |  |  |  |  | R-410A | 2.0167 | Residential & Commercial | USHP | Ducted CEE Tier 1
213492143 | Central HP <5.4 tons | DIYCOOL | HRCU-A-C (Split System: Heat Pump with Remote Outdoor Unit with No Indoor Fan --Air Source) | ACIQ-36-HPC |  |  | ACIQ-36-ACL | 0 | 35000 | 15.2 | 8.5 | 36000 | 30000 | 83.33% | 1.8 | 0 | 10 |  |  |  |  | R-410A | 2.9167 | Residential & Commercial | USHP | Ducted CEE Tier 1
215319034 | Central HP <5.4 tons | KENMORE | HRCU-A-CB (Split System: Heat Pump with Remote Outdoor Unit-Air-Source) | D5CUHAH60AAK |  |  | D5FUHAH60XAK | 0 | 54000 | 17.5 | 9.5 | 55000 | 54000 | 98.18% | 1.9 | 0 | 12 |  |  |  |  | R-454B | 4.5 | Residential & Commercial | USHP | Ducted CEE Tier 1
210596899 | Central HP <5.4 tons | COMFORTMAKER | HRCU-A-CB (Split System: Heat Pump with Remote Outdoor Unit-Air-Source) | CVH825GKA2* |  |  | EHD4X42AAL+WALLCON | *80CTL0901716A* | 24200 | 16.5 | 8.1 | 21200 | 16500 | 77.83% | 2.02 | 0 | 11 |  |  |  |  | R-410A | 2.0167 | Residential & Commercial | USHP | Ducted CEE Tier 1
210597106 | Central HP <5.4 tons | COMFORTMAKER | HRCU-A-CB (Split System: Heat Pump with Remote Outdoor Unit-Air-Source) | CVH825GKA2* |  |  | EN(A,D,W)4X48L21**+WALLCON | *96CTN0801714A* | 24000 | 16.5 | 8.1 | 21400 | 16600 | 77.57% | 2 | 0 | 11 |  |  |  |  | R-410A | 2 | Residential & Commercial | USHP | Ducted CEE Tier 1
209852098 | Central HP <5.4 tons | KENMORE | HRCU-A-CB (Split System: Heat Pump with Remote Outdoor Unit-Air-Source) | DLCURAH36ABK |  |  | DLFUAAH36XAK | 0 | 36000 | 16 | 9.5 | 40000 | 34400 | 86% | 1.97 | 10.5 | 10 |  |  |  |  | R-410A | 3 | Residential & Commercial | USHP | Ducted CEE Tier 1
214421454 | Central HP <5.4 tons | MRCOOL | HRCU-A-C (Split System: Heat Pump with Remote Outdoor Unit with No Indoor Fan --Air Source) | MDUO18024036 |  |  | MDUCC15036 | 0 | 32000 | 15.2 | 8.5 | 36000 | 26000 | 72.22% | 1.8 | 0 | 9.5 |  |  |  |  | R-410A | 2.6667 | Residential & Commercial | USHP
215935997 | Central HP <5.4 tons | AIRQUEST | HRCU-A-CB (Split System: Heat Pump with Remote Outdoor Unit-Air-Source) | H5H3V36*K*AAA* |  |  | EVD5X42M21A*+WALLCON | *80CTL0702120B* | 34400 | 21 | 8.5 | 38500 | 28200 | 73.25% | 2.04 | 0 | 11.7 |  |  |  |  | R-454B | 2.8667 | Residential & Commercial | USHP | Ducted CEE Tier 1
214242627 | Central HP <5.4 tons | HEIL | HRCU-A-CB (Split System: Heat Pump with Remote Outdoor Unit-Air-Source) | HVH825GKA2* |  |  | EN(A,D)4X30L17**+WALLCON | *96CTN0801714B* | 23400 | 16.5 | 8.1 | 21600 | 16700 | 77.31% | 1.92 | 0 | 11 |  |  |  |  | R-410A | 1.95 | Residential & Commercial | USHP | Ducted CEE Tier 1
210596667 | Central HP <5.4 tons | COMFORTMAKER | HRCU-A-CB (Split System: Heat Pump with Remote Outdoor Unit-Air-Source) | CVH825GKA2* |  |  | EA*4X42L21A*+WALLCON | *80CTL0901716A* | 23800 | 17.5 | 8.1 | 21400 | 16500 | 77.1% | 1.98 | 0 | 11 |  |  |  |  | R-410A | 1.9833 | Residential & Commercial | USHP | Ducted CEE Tier 1
210596683 | Central HP <5.4 tons | COMFORTMAKER | HRCU-A-CB (Split System: Heat Pump with Remote Outdoor Unit-Air-Source) | CVH825GKA2* |  |  | EA*4X42L21A*+WALLCON | *96CTN0601714A* | 23600 | 16.5 | 8.1 | 21400 | 16700 | 78.04% | 1.94 | 0 | 11 |  |  |  |  | R-410A | 1.9667 | Residential & Commercial | USHP | Ducted CEE Tier 1
210596717 | Central HP <5.4 tons | COMFORTMAKER | HRCU-A-CB (Split System: Heat Pump with Remote Outdoor Unit-Air-Source) | CVH825GKA2* |  |  | EA*4X42L24A*+WALLCON | *80CTL1352422A* | 23800 | 16.5 | 8.1 | 21400 | 16600 | 77.57% | 1.96 | 0 | 11 |  |  |  |  | R-410A | 1.9833 | Residential & Commercial | USHP | Ducted CEE Tier 1
210596767 | Central HP <5.4 tons | COMFORTMAKER | HRCU-A-CB (Split System: Heat Pump with Remote Outdoor Unit-Air-Source) | CVH825GKA2* |  |  | EA*4X43L21A*+WALLCON | *80CTL0701716A* | 24400 | 17 | 8.5 | 21200 | 16600 | 78.3% | 2.02 | 0 | 11 |  |  |  |  | R-410A | 2.0333 | Residential & Commercial | USHP | Ducted CEE Tier 1
210596785 | Central HP <5.4 tons | COMFORTMAKER | HRCU-A-CB (Split System: Heat Pump with Remote Outdoor Unit-Air-Source) | CVH825GKA2* |  |  | EA*4X43L21A*+WALLCON | *96CTN0601714A* | 24400 | 16.5 | 8.1 | 21200 | 16700 | 78.77% | 2.02 | 0 | 11 |  |  |  |  | R-410A | 2.0333 | Residential & Commercial | USHP | Ducted CEE Tier 1
210596836 | Central HP <5.4 tons | COMFORTMAKER | HRCU-A-CB (Split System: Heat Pump with Remote Outdoor Unit-Air-Source) | CVH825GKA2* |  |  | EA*4X48L21A*+WALLCON | *96CTN0801714A* | 24000 | 16.5 | 8.1 | 21000 | 16600 | 79.05% | 2 | 0 | 11 |  |  |  |  | R-410A | 2 | Residential & Commercial | USHP | Ducted CEE Tier 1
216675749 | Central HP <5.4 tons | BRYANT HEATING AND COOLING SYSTEMS | HRCU-A-CB (Split System: Heat Pump with Remote Outdoor Unit-Air-Source) | 37MURAQ24AA3 |  |  | CAA**3721AM* | 8(0,1)*SB42045M17*** | 24400 | 15.2 | 8.5 | 23000 | 19000 | 82.61% | 1.96 | 0 | 10 |  |  |  |  | R-454B | 2.0333 | Residential & Commercial | USHP | Ducted CEE Tier 1
213076862 | Central HP <5.4 tons | CARRIER | HRCU-A-CB (Split System: Heat Pump with Remote Outdoor Unit-Air-Source) | 38MURAQ36AB3* |  |  | CNPV*4824AL* | 58TP*B135V24**22 | 36000 | 16.5 | 8.1 | 38500 | 34800 | 90.39% | 2 | 0 | 10 |  |  |  |  | R-410A | 3 | Residential & Commercial | USHP | Ducted CEE Tier 1
208127830 | Central HP <5.4 tons | Gibson | HRCU-A-CB (Split System: Heat Pump with Remote Outdoor Unit-Air-Source) | GXH48-60MSK4DH |  |  | GMH**-60MSK4DH1 | 0 | 54000 | 16 | 9 | 54000 | 41000 | 75.93% | 1.8 | 10.5 | 10 |  |  |  |  | R-410A | 4.5 | Residential & Commercial | USHP | Ducted CEE Tier 1
212984946 | Central HP <5.4 tons | HEIL | HRCU-A-CB (Split System: Heat Pump with Remote Outdoor Unit-Air-Source) | DLCURAH36ABK |  |  | EA*4X48L21A* | *92MSN0802120A* | 35600 | 16.5 | 8.5 | 37800 | 34600 | 91.53% | 2.02 | 0 | 10 |  |  |  |  | R-410A | 2.9667 | Residential & Commercial | USHP | Ducted CEE Tier 1
216733146 | Central HP <5.4 tons | AIRQUEST | HRCU-A-CB (Split System: Heat Pump with Remote Outdoor Unit-Air-Source) | D5CUHAH24AAK |  |  | EA*5X25M17A* | *80CSU0601716A* | 23600 | 17 | 8.5 | 21200 | 18700 | 88.21% | 1.96 | 0 | 11 |  |  |  |  | R-454B | 1.9667 | Residential & Commercial | USHP | Ducted CEE Tier 1
216733471 | Central HP <5.4 tons | AIRQUEST | HRCU-A-CB (Split System: Heat Pump with Remote Outdoor Unit-Air-Source) | D5CUHAH24AAK |  |  | EA*5X25M17A* | *96VSN0401410B* | 22800 | 15.5 | 8.5 | 20800 | 18500 | 88.94% | 1.96 | 0 | 11 |  |  |  |  | R-454B | 1.9 | Residential & Commercial | USHP | Ducted CEE Tier 1
216733480 | Central HP <5.4 tons | AIRQUEST | HRCU-A-CB (Split System: Heat Pump with Remote Outdoor Unit-Air-Source) | D5CUHAH24AAK |  |  | EA*5X25M17A* | *96VSN0401712B* | 23000 | 16 | 8.5 | 20800 | 18600 | 89.42% | 1.98 | 0 | 11 |  |  |  |  | R-454B | 1.9167 | Residential & Commercial | USHP | Ducted CEE Tier 1
216733507 | Central HP <5.4 tons | AIRQUEST | HRCU-A-CB (Split System: Heat Pump with Remote Outdoor Unit-Air-Source) | D5CUHAH24AAK |  |  | EA*5X25M17A* | *96VSN0801716B* | 23200 | 16.5 | 8.5 | 20800 | 18500 | 88.94% | 1.96 | 0 | 11 |  |  |  |  | R-454B | 1.9333 | Residential & Commercial | USHP | Ducted CEE Tier 1
216733657 | Central HP <5.4 tons | AIRQUEST | HRCU-A-CB (Split System: Heat Pump with Remote Outdoor Unit-Air-Source) | D5CUHAH24AAK |  |  | EA*5X30M14A* | *80MS(N,L)0451412A* | 22200 | 16 | 8.1 | 20800 | 18800 | 90.38% | 1.85 | 0 | 10.5 |  |  |  |  | R-454B | 1.85 | Residential & Commercial | USHP | Ducted CEE Tier 1
216733759 | Central HP <5.4 tons | AIRQUEST | HRCU-A-CB (Split System: Heat Pump with Remote Outdoor Unit-Air-Source) | D5CUHAH24AAK |  |  | EA*5X30M14A* | *96VSN0401410B* | 22000 | 15.5 | 8.1 | 21000 | 18900 | 90% | 1.85 | 0 | 10.5 |  |  |  |  | R-454B | 1.8333 | Residential & Commercial | USHP | Ducted CEE Tier 1
216733925 | Central HP <5.4 tons | AIRQUEST | HRCU-A-CB (Split System: Heat Pump with Remote Outdoor Unit-Air-Source) | D5CUHAH24AAK |  |  | EA*5X30M17A* | *80MSU0401712A* | 22200 | 16.5 | 8.5 | 20800 | 18800 | 90.38% | 1.96 | 0 | 10.5 |  |  |  |  | R-454B | 1.85 | Residential & Commercial | USHP | Ducted CEE Tier 1
215323730 | Central HP <5.4 tons | KENMORE | HRCU-A-CB (Split System: Heat Pump with Remote Outdoor Unit-Air-Source) | D5CUHAH36AAK |  |  | D5FUHAH36XAK | 0 | 36000 | 18 | 10 | 37000 | 37400 | 101.1% | 1.9 | 0 | 12 |  |  |  |  | R-454B | 3 | Residential & Commercial | USHP | Ducted CEE Tier 1
214572489 | Central HP <5.4 tons | BRYANT HEATING AND COOLING SYSTEMS | HRCU-A-CB (Split System: Heat Pump with Remote Outdoor Unit-Air-Source) | 288BNV037*0**A* |  |  | CAP**3621AL*+UI | 935CB66100C21*** | 31600 | 17 | 8.1 | 32800 | 24200 | 73.78% | 1.86 | 0 | 11 |  |  |  |  | R-410A | 2.6333 | Residential & Commercial | USHP | Ducted CEE Tier 1
214572789 | Central HP <5.4 tons | BRYANT HEATING AND COOLING SYSTEMS | HRCU-A-CB (Split System: Heat Pump with Remote Outdoor Unit-Air-Source) | 288BNV037*0**A* |  |  | CAP**4821AL*+UI | 935CB66100C21*** | 32400 | 17.5 | 8.5 | 32400 | 24800 | 76.54% | 2 | 0 | 11.5 |  |  |  |  | R-410A | 2.7 | Residential & Commercial | USHP | Ducted CEE Tier 1
214572889 | Central HP <5.4 tons | BRYANT HEATING AND COOLING SYSTEMS | HRCU-A-CB (Split System: Heat Pump with Remote Outdoor Unit-Air-Source) | 288BNV037*0**A* |  |  | CAP**6024AL*+UI | 88*TB60070C21*** | 32800 | 17.5 | 8.5 | 31600 | 24800 | 78.48% | 1.98 | 0 | 11.5 |  |  |  |  | R-410A | 2.7333 | Residential & Commercial | USHP | Ducted CEE Tier 1
213492149 | Central HP <5.4 tons | DIYCOOL | HRCU-A-C (Split System: Heat Pump with Remote Outdoor Unit with No Indoor Fan --Air Source) | ACIQ-30-HPB |  |  | ACIQ-36-ACL-17 | 0 | 29000 | 15.2 | 8.5 | 31000 | 22600 | 72.9% | 1.8 | 0 | 10 |  |  |  |  | R-410A | 2.4167 | Residential & Commercial | USHP | Ducted CEE Tier 1
213732641 | Central HP <5.4 tons | Breeze33 | HRCU-A-C (Split System: Heat Pump with Remote Outdoor Unit with No Indoor Fan --Air Source) | BZ33-INV36OUT2-J |  |  | BZ33-MSC36B-J | 0 | 35000 | 15.5 | 8.6 | 38000 | 31600 | 83.16% | 1.85 | 0 | 10 |  |  |  |  | R-410A | 2.9167 | Residential & Commercial | USHP | Ducted CEE Tier 1
215570369 | Central HP <5.4 tons | DIYCOOL | HRCU-A-CB (Split System: Heat Pump with Remote Outdoor Unit-Air-Source) | ACIQ-30-HPB |  |  | ACIQ-30-AHB | 0 | 30000 | 16.2 | 8.9 | 33000 | 24000 | 72.73% | 1.8 | 11 | 10 |  |  |  |  | R-410A | 2.5 | Residential & Commercial | USHP | Ducted CEE Tier 1
213785772 | Central HP <5.4 tons | Custom Comfort | HRCU-A-C (Split System: Heat Pump with Remote Outdoor Unit with No Indoor Fan --Air Source) | CCOXHA24V30HP |  |  | CCOACC3036B | 0 | 29000 | 15.2 | 8.5 | 31000 | 22600 | 72.9% | 1.8 | 0 | 10 |  |  |  |  | R-410A | 2.4167 | Residential & Commercial | USHP | Ducted CEE Tier 1
215940876 | Central HP <5.4 tons | HEIL | HRCU-A-CB (Split System: Heat Pump with Remote Outdoor Unit-Air-Source) | H5H3V36*K*AAA* |  |  | EVD5X60M24A*+WALLCON | *96CTN0802120B* | 35400 | 21.5 | 8.5 | 38000 | 28600 | 75.26% | 2.04 | 0 | 12 |  |  |  |  | R-454B | 2.95 | Residential & Commercial | USHP | Ducted CEE Tier 1
216570979 | Central HP <5.4 tons | AMERICAN STANDARD | HRCU-A-CB (Split System: Heat Pump with Remote Outdoor Unit-Air-Source) | 5A6V0X36A1 |  |  | 5PX*C005AS3 | S8V2C080M5PCB | 34000 | 19.2 | 9.4 | 31000 | 25000 | 80.65% | 2.1 | 0 | 12 |  |  |  |  | R-454B | 2.8333 | Residential & Commercial | USHP | Ducted CEE Tier 1
212394335 | Central HP <5.4 tons | DIYCOOL | HRCU-A-C (Split System: Heat Pump with Remote Outdoor Unit with No Indoor Fan --Air Source) | ACIQ-30-HPB |  |  | ACIQ-30-ACL | 0 | 30000 | 15.5 | 9.7 | 33000 | 27000 | 81.82% | 1.85 | 10.7 | 10.5 |  |  |  |  | R-410A | 2.5 | Residential & Commercial | USHP | Ducted CEE Tier 1
210472852 | Central HP <5.4 tons | CARRIER | HRCU-A-CB (Split System: Heat Pump with Remote Outdoor Unit-Air-Source) | 25VNA825A*032* |  |  | CAP**4221AL*+UI | 58CU*A060C17**16 | 23800 | 16.5 | 8.1 | 21400 | 16600 | 77.57% | 1.96 | 0 | 10.5 |  |  |  |  | R-410A | 1.9833 | Residential & Commercial | USHP | Ducted CEE Tier 1
210473171 | Central HP <5.4 tons | CARRIER | HRCU-A-CB (Split System: Heat Pump with Remote Outdoor Unit-Air-Source) | 25VNA825A*032* |  |  | CAP**4321AL*+UI | 59TN6B060C17**14 | 24400 | 16.5 | 8.1 | 21200 | 16700 | 78.77% | 2.02 | 0 | 11 |  |  |  |  | R-410A | 2.0333 | Residential & Commercial | USHP | Ducted CEE Tier 1
212386781 | Central HP <5.4 tons | Gibson | HRCU-A-C (Split System: Heat Pump with Remote Outdoor Unit with No Indoor Fan --Air Source) | GXH48-60MSK4DH |  |  | UE48X4AD | 0 | 47000 | 15.2 | 8.5 | 48000 | 33600 | 70% | 1.8 | 0 | 10 |  |  |  |  | R-410A | 3.9167 | Residential & Commercial | USHP | Ducted CEE Tier 1
211230498 | Central HP <5.4 tons | BRYANT HEATING AND COOLING SYSTEMS | HRCU-A-CB (Split System: Heat Pump with Remote Outdoor Unit-Air-Source) | 38MURAQ36AB3* |  |  | CNPV*4824AL* | 82*SA60070V21*** | 36000 | 16 | 8.1 | 38500 | 34800 | 90.39% | 2.02 | 0 | 10 |  |  |  |  | R-410A | 3 | Residential & Commercial | USHP | Ducted CEE Tier 1
214569441 | Central HP <5.4 tons | BRYANT HEATING AND COOLING SYSTEMS | HRCU-A-CB (Split System: Heat Pump with Remote Outdoor Unit-Air-Source) | 284ANV048*0**B* |  |  | CAP**6121AL*+UI | 987MC60080C21*** | 45000 | 21 | 10 | 46000 | 36400 | 79.13% | 2.34 | 0 | 11.5 |  |  |  |  | R-410A | 3.75 | Residential & Commercial | USHP | Ducted CEE Tier 1
214569509 | Central HP <5.4 tons | BRYANT HEATING AND COOLING SYSTEMS | HRCU-A-CB (Split System: Heat Pump with Remote Outdoor Unit-Air-Source) | 284ANV048*0**B* |  |  | CNPV*6024AL*+UI | 935CB66100C21*** | 44500 | 21.5 | 9.5 | 46000 | 36200 | 78.7% | 2.28 | 0 | 12.5 |  |  |  |  | R-410A | 3.7083 | Residential & Commercial | USHP | Ducted CEE Tier 1
213500938 | Central HP <5.4 tons | DIYCOOL | HRCU-A-CB (Split System: Heat Pump with Remote Outdoor Unit-Air-Source) | ACIQ-36-HPC |  |  | ACIQ-36-AHB* | 0 | 35000 | 16.3 | 9.5 | 39000 | 38000 | 97.44% | 1.8 | 0 | 11.7 |  |  |  |  | R-410A | 2.9167 | Residential & Commercial | USHP | Ducted CEE Tier 1
215449753 | Central HP <5.4 tons | Breeze33 | HRCU-A-CB (Split System: Heat Pump with Remote Outdoor Unit-Air-Source) | BZ33-HYP48OUT2-454-G3-P |  |  | BZ33-MSAHU48-454-G3-P | 0 | 48000 | 17 | 10.2 | 50000 | 46000 | 92% | 2 | 0 | 10 |  |  |  |  | R-454B | 4 | Residential & Commercial | USHP | Ducted CEE Tier 1
210596884 | Central HP <5.4 tons | COMFORTMAKER | HRCU-A-CB (Split System: Heat Pump with Remote Outdoor Unit-Air-Source) | CVH825GKA2* |  |  | EHD4X42AAL+WALLCON | *80CSU0601716A* | 24200 | 16 | 8.1 | 21400 | 16600 | 77.57% | 2 | 0 | 10.5 |  |  |  |  | R-410A | 2.0167 | Residential & Commercial | USHP | Ducted CEE Tier 1
210596887 | Central HP <5.4 tons | COMFORTMAKER | HRCU-A-CB (Split System: Heat Pump with Remote Outdoor Unit-Air-Source) | CVH825GKA2* |  |  | EHD4X42AAL+WALLCON | *80CSU1002120A* | 24200 | 16 | 8.1 | 21400 | 16700 | 78.04% | 2 | 0 | 10.5 |  |  |  |  | R-410A | 2.0167 | Residential & Commercial | USHP | Ducted CEE Tier 1
214574019 | Central HP <5.4 tons | BRYANT HEATING AND COOLING SYSTEMS | HRCU-A-CB (Split System: Heat Pump with Remote Outdoor Unit-Air-Source) | 288BNV037*0**B* |  |  | CAP**4824AL*+UI | 986TD60080C21*** | 32400 | 17.5 | 8.5 | 32200 | 24800 | 77.02% | 2 | 0 | 11.5 |  |  |  |  | R-410A | 2.7 | Residential & Commercial | USHP | Ducted CEE Tier 1
214810550 | Central HP <5.4 tons | DIYCOOL | HRCU-A-CB (Split System: Heat Pump with Remote Outdoor Unit-Air-Source) | EZ-24-HP |  |  | EZ-24-AH | 0 | 24000 | 17.4 | 10 | 24000 | 22600 | 94.17% | 1.91 | 0 | 11.7 |  |  |  |  | R-410A | 2 | Residential & Commercial | USHP | Ducted CEE Tier 1
214584580 | Central HP <5.4 tons | JOHNSON CONTROLS | HRCU-A-CB (Split System: Heat Pump with Remote Outdoor Unit-Air-Source) | HH860E2S11 |  |  | CTM60C5CHS1 | Z8ES120C20SMPS1 | 53500 | 19 | 9 | 53500 | 38000 | 71.03% | 2 | 0 | 11.7 |  |  |  |  | R-454B | 4.4583 | Residential & Commercial | USHP | Ducted CEE Tier 1
211712875 | Central HP <5.4 tons | HEIL | HRCU-A-CB (Split System: Heat Pump with Remote Outdoor Unit-Air-Source) | DLCURAH30ABK |  |  | EA*4X42L24A* | *80ES(N,L)1102420A* | 30000 | 15.2 | 8.1 | 33800 | 27200 | 80.47% | 1.8 | 0 | 9 |  |  |  |  | R-410A | 2.5 | Residential & Commercial | USHP
211713044 | Central HP <5.4 tons | HEIL | HRCU-A-CB (Split System: Heat Pump with Remote Outdoor Unit-Air-Source) | DLCURAH30ABK |  |  | EA*4X43L21A* | *96VTN1002122A* | 30600 | 15.2 | 8.1 | 33000 | 26000 | 78.79% | 1.84 | 0 | 9 |  |  |  |  | R-410A | 2.55 | Residential & Commercial | USHP
211713276 | Central HP <5.4 tons | HEIL | HRCU-A-CB (Split System: Heat Pump with Remote Outdoor Unit-Air-Source) | DLCURAH30ABK |  |  | EA*4X43L21A* | *80ES(N,L)0901714A* | 30600 | 15.2 | 8.1 | 33200 | 26000 | 78.31% | 1.84 | 0 | 9 |  |  |  |  | R-410A | 2.55 | Residential & Commercial | USHP
209852094 | Central HP <5.4 tons | KENMORE | HRCU-A-CB (Split System: Heat Pump with Remote Outdoor Unit-Air-Source) | DLCURAH48ABK |  |  | DLFUAAH48XAK | 0 | 47000 | 15.6 | 9.4 | 50000 | 46000 | 92% | 1.9 | 8.5 | 8.2 |  |  |  |  | R-410A | 3.9167 | Residential & Commercial | USHP
210857359 | Central HP <5.4 tons | DIYCOOL | HRCU-A-CB (Split System: Heat Pump with Remote Outdoor Unit-Air-Source) | ACIQ-60HPB |  |  | ACIQ-60AHB | 0 | 55000 | 15.3 | 9.4 | 59000 | 48500 | 82.2% | 1.91 | 9 | 8.8 |  |  |  |  | R-410A | 4.5833 | Residential & Commercial | USHP
210597443 | Central HP <5.4 tons | COMFORTMAKER | HRCU-A-CB (Split System: Heat Pump with Remote Outdoor Unit-Air-Source) | CVH837GKA** |  |  | EA*4X61L21A*+WALLCON | *97CMN1002122A* | 33200 | 17.5 | 8.5 | 32000 | 24800 | 77.5% | 2 | 0 | 12 |  |  |  |  | R-410A | 2.7667 | Residential & Commercial | USHP | Ducted CEE Tier 1
210597461 | Central HP <5.4 tons | COMFORTMAKER | HRCU-A-CB (Split System: Heat Pump with Remote Outdoor Unit-Air-Source) | CVH837GKA** |  |  | EA*4X61L24A*+WALLCON | *95CSU1002122A* | 33200 | 18 | 8.5 | 32000 | 24800 | 77.5% | 2.02 | 0 | 11.5 |  |  |  |  | R-410A | 2.7667 | Residential & Commercial | USHP | Ducted CEE Tier 1
210597479 | Central HP <5.4 tons | COMFORTMAKER | HRCU-A-CB (Split System: Heat Pump with Remote Outdoor Unit-Air-Source) | CVH837GKA** |  |  | EA*4X61L24A*+WALLCON | *97CMN1002122A* | 33200 | 18 | 8.5 | 32000 | 24800 | 77.5% | 2 | 0 | 12 |  |  |  |  | R-410A | 2.7667 | Residential & Commercial | USHP | Ducted CEE Tier 1
210597497 | Central HP <5.4 tons | COMFORTMAKER | HRCU-A-CB (Split System: Heat Pump with Remote Outdoor Unit-Air-Source) | CVH837GKA** |  |  | EHD4X60AAL+WALLCON | *80CSU0401712A* | 33000 | 17 | 8.1 | 32200 | 24800 | 77.02% | 1.98 | 0 | 11 |  |  |  |  | R-410A | 2.75 | Residential & Commercial | USHP | Ducted CEE Tier 1
210597578 | Central HP <5.4 tons | COMFORTMAKER | HRCU-A-CB (Split System: Heat Pump with Remote Outdoor Unit-Air-Source) | CVH837GKA** |  |  | EN(A,D)4X48L24**+WALLCON | *95CSU0802120A* | 32400 | 17.5 | 8.1 | 32800 | 24800 | 75.61% | 1.96 | 0 | 11.7 |  |  |  |  | R-410A | 2.7 | Residential & Commercial | USHP | Ducted CEE Tier 1
210596725 | Central HP <5.4 tons | COMFORTMAKER | HRCU-A-CB (Split System: Heat Pump with Remote Outdoor Unit-Air-Source) | CVH825GKA2* |  |  | EA*4X42L24A*+WALLCON | *95CSU1002122A* | 23800 | 17 | 8.1 | 21400 | 16600 | 77.57% | 1.96 | 0 | 11 |  |  |  |  | R-410A | 1.9833 | Residential & Commercial | USHP | Ducted CEE Tier 1
210596758 | Central HP <5.4 tons | COMFORTMAKER | HRCU-A-CB (Split System: Heat Pump with Remote Outdoor Unit-Air-Source) | CVH825GKA2* |  |  | EA*4X43L21A*+WALLCON | *80CSU1002120A* | 24400 | 16.5 | 8.1 | 21200 | 16700 | 78.77% | 2.02 | 0 | 11 |  |  |  |  | R-410A | 2.0333 | Residential & Commercial | USHP | Ducted CEE Tier 1
210596827 | Central HP <5.4 tons | COMFORTMAKER | HRCU-A-CB (Split System: Heat Pump with Remote Outdoor Unit-Air-Source) | CVH825GKA2* |  |  | EA*4X48L21A*+WALLCON | *95CSU0802120A* | 24200 | 17 | 8.1 | 21000 | 16500 | 78.57% | 2.02 | 0 | 11 |  |  |  |  | R-410A | 2.0167 | Residential & Commercial | USHP | Ducted CEE Tier 1
210596842 | Central HP <5.4 tons | COMFORTMAKER | HRCU-A-CB (Split System: Heat Pump with Remote Outdoor Unit-Air-Source) | CVH825GKA2* |  |  | EA*4X48L21A*+WALLCON | *97CMN0601714A* | 24000 | 16.5 | 8.1 | 21000 | 16700 | 79.52% | 2 | 0 | 11 |  |  |  |  | R-410A | 2 | Residential & Commercial | USHP | Ducted CEE Tier 1
210596878 | Central HP <5.4 tons | COMFORTMAKER | HRCU-A-CB (Split System: Heat Pump with Remote Outdoor Unit-Air-Source) | CVH825GKA2* |  |  | EA*4X48L24A*+WALLCON | *97CMN1202422A* | 24000 | 16.5 | 8.1 | 21000 | 16600 | 79.05% | 2.02 | 0 | 11 |  |  |  |  | R-410A | 2 | Residential & Commercial | USHP | Ducted CEE Tier 1
211225947 | Central HP <5.4 tons | CARRIER | HRCU-A-CB (Split System: Heat Pump with Remote Outdoor Unit-Air-Source) | 38MURAQ36AB3* |  |  | CAP**4821AL* | 59SC5B100E21**22 | 37200 | 15.5 | 8.5 | 38500 | 35000 | 90.91% | 2.12 | 0 | 10 |  |  |  |  | R-410A | 3.1 | Residential & Commercial | USHP | Ducted CEE Tier 1
211225981 | Central HP <5.4 tons | CARRIER | HRCU-A-CB (Split System: Heat Pump with Remote Outdoor Unit-Air-Source) | 38MURAQ36AB3* |  |  | CAP**4824AL* | 58TP*A090V21**20 | 35600 | 16.5 | 8.1 | 37800 | 34600 | 91.53% | 2.04 | 0 | 10 |  |  |  |  | R-410A | 2.9667 | Residential & Commercial | USHP | Ducted CEE Tier 1
211225988 | Central HP <5.4 tons | CARRIER | HRCU-A-CB (Split System: Heat Pump with Remote Outdoor Unit-Air-Source) | 38MURAQ36AB3* |  |  | CAP**4824AL* | 59SC2D100E21**22 | 37400 | 15.5 | 8.5 | 38500 | 35000 | 90.91% | 2.12 | 0 | 10 |  |  |  |  | R-410A | 3.1167 | Residential & Commercial | USHP | Ducted CEE Tier 1
211225995 | Central HP <5.4 tons | CARRIER | HRCU-A-CB (Split System: Heat Pump with Remote Outdoor Unit-Air-Source) | 38MURAQ36AB3* |  |  | CAP**4824AL* | 59SP6A080V21**20 | 36200 | 16 | 8.5 | 38500 | 34600 | 89.87% | 2.06 | 0 | 10 |  |  |  |  | R-410A | 3.0167 | Residential & Commercial | USHP | Ducted CEE Tier 1
206773513 | Central HP <5.4 tons | COMFORTMAKER | HRCU-A-CB (Split System: Heat Pump with Remote Outdoor Unit-Air-Source) | CVH837GKA2* |  |  | EA*4X48L21A*+WALLCON | *95CSU1002122A* | 32400 | 17.5 | 8.5 | 32600 | 24800 | 76.07% | 2 | 12 | 11.5 |  |  |  |  | R-410A | 2.7 | Residential & Commercial | USHP | Ducted CEE Tier 1
215463874 | Central HP <5.4 tons | DIYCOOL | HRCU-A-CB (Split System: Heat Pump with Remote Outdoor Unit-Air-Source) | EZ-36-HP |  |  | EZ-36-AH | 0 | 36000 | 16 | 9.5 | 40000 | 34600 | 86.5% | 1.95 | 10.95 | 10 |  |  |  |  | R-410A | 3 | Residential & Commercial | USHP | Ducted CEE Tier 1
213078651 | Central HP <5.4 tons | CARRIER | HRCU-A-CB (Split System: Heat Pump with Remote Outdoor Unit-Air-Source) | 38MURAQ36AB3* |  |  | CAP**4321AL* | 58S(B,C)*B110M21**20 | 36600 | 16.5 | 8.5 | 38000 | 34800 | 91.58% | 2.06 | 0 | 10 |  |  |  |  | R-410A | 3.05 | Residential & Commercial | USHP | Ducted CEE Tier 1
215434459 | Central HP <5.4 tons | GOODMAN | HRCU-A-CB (Split System: Heat Pump with Remote Outdoor Unit-Air-Source) | GZV7SA4810A* |  |  | CHPEA6030*3A* | G*VM970804CNA* | 45500 | 16.2 | 8.5 | 46500 | 33600 | 72.26% | 2 | 0 | 10 |  |  |  |  | R-32 | 3.7917 | Residential & Commercial | USHP | Ducted CEE Tier 1
215932915 | Central HP <5.4 tons | BRYANT HEATING AND COOLING SYSTEMS | HRCU-A-CB (Split System: Heat Pump with Remote Outdoor Unit-Air-Source) | 293VAN036**AA* |  |  | CAA**6124AM*+UI | 987MC60080C21*** | 34400 | 20.5 | 9.5 | 34400 | 26000 | 75.58% | 2.06 | 0 | 12 |  |  |  |  | R-454B | 2.8667 | Residential & Commercial | USHP | Ducted CEE Tier 1
215319050 | Central HP <5.4 tons | KENMORE | HRCU-A-CB (Split System: Heat Pump with Remote Outdoor Unit-Air-Source) | D5CLHAH48AAK |  |  | D5FLAAH48XAK | 0 | 48000 | 17 | 10.2 | 50000 | 46000 | 92% | 2 | 0 | 10.1 |  |  |  |  | R-454B | 4 | Residential & Commercial | USHP | Ducted CEE Tier 1
213307872 | Central HP <5.4 tons | Custom Comfort | HRCU-A-C (Split System: Heat Pump with Remote Outdoor Unit with No Indoor Fan --Air Source) | CCOXHA24V36HP |  |  | CCOEHACC3036B | 0 | 35000 | 15.5 | 8.6 | 38000 | 31600 | 83.16% | 1.85 | 0 | 10 |  |  |  |  | R-410A | 2.9167 | Residential & Commercial | USHP | Ducted CEE Tier 1
214238959 | Central HP <5.4 tons | DAY & NIGHT | HRCU-A-CB (Split System: Heat Pump with Remote Outdoor Unit-Air-Source) | CVH837GKA2* |  |  | END4X42L17**+WALLCON | *80CTL0451712B* | 31800 | 16.5 | 8.1 | 33400 | 25000 | 74.85% | 1.86 | 0 | 11 |  |  |  |  | R-410A | 2.65 | Residential & Commercial | USHP | Ducted CEE Tier 1
214584615 | Central HP <5.4 tons | JOHNSON CONTROLS | HRCU-A-CB (Split System: Heat Pump with Remote Outdoor Unit-Air-Source) | HH860E2S11 |  |  | CTF60C5CGS1 | Z8ES080C16SMPS1 | 44500 | 18 | 9 | 44500 | 33400 | 75.06% | 2 | 0 | 12 |  |  |  |  | R-454B | 3.7083 | Residential & Commercial | USHP | Ducted CEE Tier 1
211226562 | Central HP <5.4 tons | COMFORTMAKER | HRCU-A-CB (Split System: Heat Pump with Remote Outdoor Unit-Air-Source) | DLCURAH36ABK |  |  | EA*4X37L17A* | *80VSL0701716A* | 36200 | 15.2 | 8.1 | 38500 | 35000 | 90.91% | 2.02 | 0 | 10 |  |  |  |  | R-410A | 3.0167 | Residential & Commercial | USHP | Ducted CEE Tier 1
211226794 | Central HP <5.4 tons | COMFORTMAKER | HRCU-A-CB (Split System: Heat Pump with Remote Outdoor Unit-Air-Source) | DLCURAH36ABK |  |  | EA*4X37L21A* | *80ES(N,L)0701712A* | 36400 | 15.5 | 8.5 | 38500 | 34800 | 90.39% | 2.08 | 0 | 10 |  |  |  |  | R-410A | 3.0333 | Residential & Commercial | USHP | Ducted CEE Tier 1
211226830 | Central HP <5.4 tons | COMFORTMAKER | HRCU-A-CB (Split System: Heat Pump with Remote Outdoor Unit-Air-Source) | DLCURAH36ABK |  |  | EA*4X37L21A* | *80ES(N,L)0902116A* | 36600 | 16 | 8.5 | 38500 | 34800 | 90.39% | 2.1 | 0 | 10 |  |  |  |  | R-410A | 3.05 | Residential & Commercial | USHP | Ducted CEE Tier 1
211226946 | Central HP <5.4 tons | COMFORTMAKER | HRCU-A-CB (Split System: Heat Pump with Remote Outdoor Unit-Air-Source) | DLCURAH36ABK |  |  | EA*4X37L21A* | *80VTL0701716A* | 36200 | 16 | 8.5 | 38500 | 34800 | 90.39% | 2.08 | 0 | 10 |  |  |  |  | R-410A | 3.0167 | Residential & Commercial | USHP | Ducted CEE Tier 1
211226995 | Central HP <5.4 tons | COMFORTMAKER | HRCU-A-CB (Split System: Heat Pump with Remote Outdoor Unit-Air-Source) | DLCURAH36ABK |  |  | EA*4X37L21A* | *92ESN0601714A* | 36400 | 16 | 8.5 | 38500 | 34800 | 90.39% | 2.08 | 0 | 10 |  |  |  |  | R-410A | 3.0333 | Residential & Commercial | USHP | Ducted CEE Tier 1
206136325 | Central HP <5.4 tons | COMFORTMAKER | HRCU-A-CB (Split System: Heat Pump with Remote Outdoor Unit-Air-Source) | CVH837GKA** |  |  | EHD4X36AAL+WALLCON | *95CSU1002122A* | 32200 | 16.5 | 8.1 | 33200 | 24600 | 74.1% | 1.94 | 11.5 | 11 |  |  |  |  | R-410A | 2.6833 | Residential & Commercial | USHP | Ducted CEE Tier 1
214573239 | Central HP <5.4 tons | BRYANT HEATING AND COOLING SYSTEMS | HRCU-A-CB (Split System: Heat Pump with Remote Outdoor Unit-Air-Source) | 288BNV037*0**A* |  |  | CSPH*4812AL*+UI | 986TD60080C21*** | 32600 | 17.5 | 8.5 | 32600 | 24800 | 76.07% | 1.98 | 0 | 11 |  |  |  |  | R-410A | 2.7167 | Residential & Commercial | USHP | Ducted CEE Tier 1
214573259 | Central HP <5.4 tons | BRYANT HEATING AND COOLING SYSTEMS | HRCU-A-CB (Split System: Heat Pump with Remote Outdoor Unit-Air-Source) | 288BNV037*0**A* |  |  | CSPH*6012AL*+UI | 935CB60080C21*** | 33000 | 17 | 8.5 | 32200 | 25000 | 77.64% | 2 | 0 | 11 |  |  |  |  | R-410A | 2.75 | Residential & Commercial | USHP | Ducted CEE Tier 1
214573359 | Central HP <5.4 tons | BRYANT HEATING AND COOLING SYSTEMS | HRCU-A-CB (Split System: Heat Pump with Remote Outdoor Unit-Air-Source) | 288BNV037*0**A* |  |  | CNPV*3621AL*+UI | 986TD60080C21*** | 31400 | 17 | 8.1 | 33000 | 24000 | 72.73% | 1.84 | 0 | 11 |  |  |  |  | R-410A | 2.6167 | Residential & Commercial | USHP | Ducted CEE Tier 1
214573389 | Central HP <5.4 tons | BRYANT HEATING AND COOLING SYSTEMS | HRCU-A-CB (Split System: Heat Pump with Remote Outdoor Unit-Air-Source) | 288BNV037*0**A* |  |  | CNPV*4221AL*+UI | 935CB66100C21*** | 31800 | 17 | 8.1 | 33000 | 24400 | 73.94% | 1.9 | 0 | 11.5 |  |  |  |  | R-410A | 2.65 | Residential & Commercial | USHP | Ducted CEE Tier 1
211230948 | Central HP <5.4 tons | CARRIER | HRCU-A-CB (Split System: Heat Pump with Remote Outdoor Unit-Air-Source) | 38MURAQ36AB3* |  |  | CAP**4321AL* | GG96VTAA60100C | 36800 | 16.5 | 8.5 | 38500 | 34800 | 90.39% | 2.1 | 0 | 10 |  |  |  |  | R-410A | 3.0667 | Residential & Commercial | USHP | Ducted CEE Tier 1
208127829 | Central HP <5.4 tons | Gibson | HRCU-A-CB (Split System: Heat Pump with Remote Outdoor Unit-Air-Source) | GXH48-60MSK4DH |  |  | GMH48-**MSK4DH1 | 0 | 48000 | 17 | 9 | 48000 | 39000 | 81.25% | 1.8 | 11.5 | 11 |  |  |  |  | R-410A | 4 | Residential & Commercial | USHP | Ducted CEE Tier 1
211227981 | Central HP <5.4 tons | COMFORTMAKER | HRCU-A-CB (Split System: Heat Pump with Remote Outdoor Unit-Air-Source) | DLCURAH36ABK |  |  | EA*4X42L24A* | *92ESN1002122A* | 36800 | 15.2 | 8.5 | 40000 | 35200 | 88% | 1.94 | 0 | 10 |  |  |  |  | R-410A | 3.0667 | Residential & Commercial | USHP | Ducted CEE Tier 1
212979431 | Central HP <5.4 tons | CARRIER | HRCU-A-CB (Split System: Heat Pump with Remote Outdoor Unit-Air-Source) | 38MURAQ30AB3* |  |  | CAP**3721AL* | 58S(B,C)*B070M21**16 | 30400 | 15.2 | 8.1 | 33400 | 26400 | 79.04% | 1.84 | 0 | 9 |  |  |  |  | R-410A | 2.5333 | Residential & Commercial | USHP
215449750 | Central HP <5.4 tons | Breeze33 | HRCU-A-CB (Split System: Heat Pump with Remote Outdoor Unit-Air-Source) | BZ33-HYP18OUT2-454-G3-P |  |  | BZ33-MSAHU18-454-G3-P | 0 | 18000 | 18 | 10 | 19500 | 18000 | 92.31% | 2.2 | 0 | 12 |  |  |  |  | R-454B | 1.5 | Residential & Commercial | USHP | Ducted CEE Tier 1
213772598 | Central HP <5.4 tons | AIRQUEST | HRCU-A-CB (Split System: Heat Pump with Remote Outdoor Unit-Air-Source) | HVH825GKA3* |  |  | EA*4X24L14A*+WALLCON | *80CTL0701412B* | 23400 | 16.5 | 8.1 | 22000 | 16800 | 76.36% | 1.88 | 0 | 10.5 |  |  |  |  | R-410A | 1.95 | Residential & Commercial | USHP | Ducted CEE Tier 1
213772648 | Central HP <5.4 tons | AIRQUEST | HRCU-A-CB (Split System: Heat Pump with Remote Outdoor Unit-Air-Source) | HVH825GKA3* |  |  | EA*4X24L17A*+WALLCON | *80CTL0901716B* | 23400 | 16.5 | 8.1 | 21800 | 16800 | 77.06% | 1.88 | 0 | 10.5 |  |  |  |  | R-410A | 1.95 | Residential & Commercial | USHP | Ducted CEE Tier 1
210597380 | Central HP <5.4 tons | COMFORTMAKER | HRCU-A-CB (Split System: Heat Pump with Remote Outdoor Unit-Air-Source) | CVH837GKA** |  |  | EA*4X60L24A*+WALLCON | *95CSU0802120A* | 32800 | 17.5 | 8.5 | 31800 | 24800 | 77.99% | 2 | 0 | 11.5 |  |  |  |  | R-410A | 2.7333 | Residential & Commercial | USHP | Ducted CEE Tier 1
216980846 | Central HP <5.4 tons | DIYCOOL | HRCU-A-CB (Split System: Heat Pump with Remote Outdoor Unit-Air-Source) | EZ-36-HPB |  |  | EZ-36-AHB | 0 | 36000 | 17.4 | 10.3 | 37000 | 39000 | 105.4% | 1.9 | 0 | 11.7 |  |  |  |  | R-454B | 3 | Residential & Commercial | USHP | Ducted CEE Tier 1
212988324 | Central HP <5.4 tons | HEIL | HRCU-A-CB (Split System: Heat Pump with Remote Outdoor Unit-Air-Source) | DLCURAH36ABK |  |  | EA*4X48L24A* | *96MSN1202422A* | 35600 | 16.5 | 8.5 | 37800 | 34600 | 91.53% | 2.02 | 0 | 10 |  |  |  |  | R-410A | 2.9667 | Residential & Commercial | USHP | Ducted CEE Tier 1
214573634 | Central HP <5.4 tons | DAY & NIGHT | HRCU-A-CB (Split System: Heat Pump with Remote Outdoor Unit-Air-Source) | CVH837GKA2* |  |  | EA*4X36L21A*+WALLCON | *95CSU1002122B* | 31600 | 17 | 8.1 | 32800 | 24200 | 73.78% | 1.86 | 0 | 11 |  |  |  |  | R-410A | 2.6333 | Residential & Commercial | USHP | Ducted CEE Tier 1
214573834 | Central HP <5.4 tons | DAY & NIGHT | HRCU-A-CB (Split System: Heat Pump with Remote Outdoor Unit-Air-Source) | CVH837GKA2* |  |  | EA*4X42L24A*+WALLCON | *97CMN0802120B* | 31800 | 17 | 8.5 | 32800 | 24400 | 74.39% | 1.9 | 0 | 11 |  |  |  |  | R-410A | 2.65 | Residential & Commercial | USHP | Ducted CEE Tier 1
210596911 | Central HP <5.4 tons | COMFORTMAKER | HRCU-A-CB (Split System: Heat Pump with Remote Outdoor Unit-Air-Source) | CVH825GKA2* |  |  | EHD4X42AAL+WALLCON | *95CSU1002122A* | 24200 | 16 | 8.1 | 21400 | 16600 | 77.57% | 2 | 0 | 11 |  |  |  |  | R-410A | 2.0167 | Residential & Commercial | USHP | Ducted CEE Tier 1
214584720 | Central HP <5.4 tons | JOHNSON CONTROLS | HRCU-A-CB (Split System: Heat Pump with Remote Outdoor Unit-Air-Source) | HH860E2S11 |  |  | CTF60C5CGS1 | Z8ES100C20SMPS1 | 44500 | 18 | 9 | 44500 | 33400 | 75.06% | 2 | 0 | 12 |  |  |  |  | R-454B | 3.7083 | Residential & Commercial | USHP | Ducted CEE Tier 1
212365458 | Central HP <5.4 tons | Custom Comfort | HRCU-A-C (Split System: Heat Pump with Remote Outdoor Unit with No Indoor Fan --Air Source) | CCOXHA24V30HP |  |  | CCOACC3036C | 0 | 30000 | 15.5 | 9.7 | 33000 | 27000 | 81.82% | 1.85 | 10.7 | 10.5 |  |  |  |  | R-410A | 2.5 | Residential & Commercial | USHP | Ducted CEE Tier 1
212386780 | Central HP <5.4 tons | Gibson | HRCU-A-C (Split System: Heat Pump with Remote Outdoor Unit with No Indoor Fan --Air Source) | GXH24-36MSK4DH |  |  | UE36X4AB | 0 | 32000 | 15.2 | 8.5 | 36000 | 26000 | 72.22% | 1.8 | 0 | 9.5 |  |  |  |  | R-410A | 2.6667 | Residential & Commercial | USHP
213773798 | Central HP <5.4 tons | AIRQUEST | HRCU-A-CB (Split System: Heat Pump with Remote Outdoor Unit-Air-Source) | HVH825GKA3* |  |  | EA*4X48L21A*+WALLCON | *96CTN1002122B* | 24000 | 16.5 | 8.1 | 21000 | 16500 | 78.57% | 2.02 | 0 | 11 |  |  |  |  | R-410A | 2 | Residential & Commercial | USHP | Ducted CEE Tier 1
213773868 | Central HP <5.4 tons | AIRQUEST | HRCU-A-CB (Split System: Heat Pump with Remote Outdoor Unit-Air-Source) | HVH825GKA3* |  |  | EA*4X48L24A*+WALLCON | *96CTN1202422B* | 24200 | 17 | 8.1 | 21000 | 16500 | 78.57% | 2.02 | 0 | 11 |  |  |  |  | R-410A | 2.0167 | Residential & Commercial | USHP | Ducted CEE Tier 1
206135797 | Central HP <5.4 tons | COMFORTMAKER | HRCU-A-CB (Split System: Heat Pump with Remote Outdoor Unit-Air-Source) | CVH837GKA** |  |  | EA*4X48L21A*+WALLCON | *80CSU1002120A* | 32200 | 17 | 8.1 | 32600 | 25000 | 76.69% | 1.96 | 11.5 | 11 |  |  |  |  | R-410A | 2.6833 | Residential & Commercial | USHP | Ducted CEE Tier 1
206136365 | Central HP <5.4 tons | COMFORTMAKER | HRCU-A-CB (Split System: Heat Pump with Remote Outdoor Unit-Air-Source) | CVH837GKA** |  |  | EHD4X48AAL+WALLCON | *95CSU1002122A* | 32600 | 17 | 8.1 | 32800 | 24800 | 75.61% | 1.98 | 11.5 | 11 |  |  |  |  | R-410A | 2.7167 | Residential & Commercial | USHP | Ducted CEE Tier 1
213372161 | Central HP <5.4 tons | KENMORE | HRCU-A-C (Split System: Heat Pump with Remote Outdoor Unit with No Indoor Fan --Air Source) | DLCURAH36ABK |  |  | DLFULAH36XCX + CI | 0 | 35000 | 15.2 | 10 | 39000 | 32000 | 82.05% | 2 | 10.2 | 10 |  |  |  |  | R-410A | 2.9167 | Residential & Commercial | USHP | Ducted CEE Tier 1
213732642 | Central HP <5.4 tons | Breeze33 | HRCU-A-C (Split System: Heat Pump with Remote Outdoor Unit with No Indoor Fan --Air Source) | BZ33-INV36OUT2-J |  |  | BZ33-MSC36C-J | 0 | 35000 | 15.2 | 10 | 39000 | 32000 | 82.05% | 2 | 10.2 | 10 |  |  |  |  | R-410A | 2.9167 | Residential & Commercial | USHP | Ducted CEE Tier 1
211226874 | Central HP <5.4 tons | COMFORTMAKER | HRCU-A-CB (Split System: Heat Pump with Remote Outdoor Unit-Air-Source) | DLCURAH36ABK |  |  | EA*4X37L21A* | *80VSL0701716A* | 36600 | 15.5 | 8.5 | 38500 | 34800 | 90.39% | 2.08 | 0 | 10 |  |  |  |  | R-410A | 3.05 | Residential & Commercial | USHP | Ducted CEE Tier 1
211226883 | Central HP <5.4 tons | COMFORTMAKER | HRCU-A-CB (Split System: Heat Pump with Remote Outdoor Unit-Air-Source) | DLCURAH36ABK |  |  | EA*4X37L21A* | *80VSL0702120A* | 36200 | 16 | 8.5 | 38500 | 34800 | 90.39% | 2.06 | 0 | 10 |  |  |  |  | R-410A | 3.0167 | Residential & Commercial | USHP | Ducted CEE Tier 1
215935634 | Central HP <5.4 tons | CARRIER | HRCU-A-CB (Split System: Heat Pump with Remote Outdoor Unit-Air-Source) | 27VNA336A*030* |  |  | CVAVA3621XMA*+UI | 58TN*B070C21**20 | 34400 | 21 | 8.5 | 38500 | 28200 | 73.25% | 2.04 | 0 | 11.7 |  |  |  |  | R-454B | 2.8667 | Residential & Commercial | USHP | Ducted CEE Tier 1
213773108 | Central HP <5.4 tons | AIRQUEST | HRCU-A-CB (Split System: Heat Pump with Remote Outdoor Unit-Air-Source) | HVH825GKA3* |  |  | EA*4X36L21A*+WALLCON | *97CMN0801714B* | 23600 | 16.5 | 8.1 | 21600 | 16700 | 77.31% | 1.92 | 0 | 10.5 |  |  |  |  | R-410A | 1.9667 | Residential & Commercial | USHP | Ducted CEE Tier 1
216735508 | Central HP <5.4 tons | HEIL | HRCU-A-CB (Split System: Heat Pump with Remote Outdoor Unit-Air-Source) | D5CUHAH24AAK |  |  | EA*5X37M21A* | *80MS(N,L)1102120A* | 23600 | 16 | 8.5 | 20800 | 18500 | 88.94% | 1.96 | 0 | 11 |  |  |  |  | R-454B | 1.9667 | Residential & Commercial | USHP | Ducted CEE Tier 1
216735526 | Central HP <5.4 tons | HEIL | HRCU-A-CB (Split System: Heat Pump with Remote Outdoor Unit-Air-Source) | D5CUHAH24AAK |  |  | EA*5X37M21A* | *80VSL0901716B* | 22800 | 16 | 8.5 | 20400 | 18300 | 89.71% | 1.98 | 0 | 11 |  |  |  |  | R-454B | 1.9 | Residential & Commercial | USHP | Ducted CEE Tier 1
216735660 | Central HP <5.4 tons | HEIL | HRCU-A-CB (Split System: Heat Pump with Remote Outdoor Unit-Air-Source) | D5CUHAH24AAK |  |  | EA*5X37M21A* | *80VTL0902120B* | 23400 | 16 | 8.5 | 20800 | 18600 | 89.42% | 1.98 | 0 | 11 |  |  |  |  | R-454B | 1.95 | Residential & Commercial | USHP | Ducted CEE Tier 1
216735790 | Central HP <5.4 tons | HEIL | HRCU-A-CB (Split System: Heat Pump with Remote Outdoor Unit-Air-Source) | D5CUHAH24AAK |  |  | EA*5X37M21A* | *92MSN1002120A* | 23000 | 16.5 | 8.5 | 20600 | 18400 | 89.32% | 1.98 | 0 | 11 |  |  |  |  | R-454B | 1.9167 | Residential & Commercial | USHP | Ducted CEE Tier 1
216735925 | Central HP <5.4 tons | HEIL | HRCU-A-CB (Split System: Heat Pump with Remote Outdoor Unit-Air-Source) | D5CUHAH24AAK |  |  | EA*5X37M21A* | *95MSU0802120A* | 22800 | 16 | 8.5 | 20400 | 18300 | 89.71% | 1.98 | 0 | 11 |  |  |  |  | R-454B | 1.9 | Residential & Commercial | USHP | Ducted CEE Tier 1
216736009 | Central HP <5.4 tons | HEIL | HRCU-A-CB (Split System: Heat Pump with Remote Outdoor Unit-Air-Source) | D5CUHAH24AAK |  |  | EA*5X37M21A* | *96VTN0801716B* | 23200 | 16.5 | 8.5 | 20800 | 18500 | 88.94% | 1.96 | 0 | 11 |  |  |  |  | R-454B | 1.9333 | Residential & Commercial | USHP | Ducted CEE Tier 1
216736528 | Central HP <5.4 tons | HEIL | HRCU-A-CB (Split System: Heat Pump with Remote Outdoor Unit-Air-Source) | D5CUHAH24AAK |  |  | ESH5X24M12A* | *92MSN0801716A* | 22400 | 15.2 | 8.1 | 21200 | 19000 | 89.62% | 1.9 | 0 | 10.5 |  |  |  |  | R-454B | 1.8667 | Residential & Commercial | USHP | Ducted CEE Tier 1
216736678 | Central HP <5.4 tons | HEIL | HRCU-A-CB (Split System: Heat Pump with Remote Outdoor Unit-Air-Source) | D5CUHAH24AAK |  |  | ESH5X24M12A* | *96VSN0601412B* | 22400 | 15.2 | 8.1 | 21200 | 19100 | 90.09% | 1.9 | 0 | 10.5 |  |  |  |  | R-454B | 1.8667 | Residential & Commercial | USHP | Ducted CEE Tier 1
210597428 | Central HP <5.4 tons | COMFORTMAKER | HRCU-A-CB (Split System: Heat Pump with Remote Outdoor Unit-Air-Source) | CVH837GKA** |  |  | EA*4X61L21A*+WALLCON | *95CSU0802120A* | 33200 | 18 | 8.5 | 32000 | 24800 | 77.5% | 2 | 0 | 11.5 |  |  |  |  | R-410A | 2.7667 | Residential & Commercial | USHP | Ducted CEE Tier 1
210597494 | Central HP <5.4 tons | COMFORTMAKER | HRCU-A-CB (Split System: Heat Pump with Remote Outdoor Unit-Air-Source) | CVH837GKA** |  |  | EHD4X36AAL+WALLCON | *95CSU0802120A* | 32200 | 16.5 | 8.1 | 33200 | 24600 | 74.1% | 1.94 | 0 | 11 |  |  |  |  | R-410A | 2.6833 | Residential & Commercial | USHP | Ducted CEE Tier 1
210597530 | Central HP <5.4 tons | COMFORTMAKER | HRCU-A-CB (Split System: Heat Pump with Remote Outdoor Unit-Air-Source) | CVH837GKA** |  |  | EHD4X60AAL+WALLCON | *96CTN0801714A* | 32800 | 16.5 | 8.1 | 32600 | 25200 | 77.3% | 1.98 | 0 | 11 |  |  |  |  | R-410A | 2.7333 | Residential & Commercial | USHP | Ducted CEE Tier 1
210597545 | Central HP <5.4 tons | COMFORTMAKER | HRCU-A-CB (Split System: Heat Pump with Remote Outdoor Unit-Air-Source) | CVH837GKA** |  |  | EHD4X60AAL+WALLCON | *97CMN0801714A* | 32800 | 16.5 | 8.1 | 32600 | 25200 | 77.3% | 1.98 | 0 | 11 |  |  |  |  | R-410A | 2.7333 | Residential & Commercial | USHP | Ducted CEE Tier 1
213772728 | Central HP <5.4 tons | AIRQUEST | HRCU-A-CB (Split System: Heat Pump with Remote Outdoor Unit-Air-Source) | HVH825GKA3* |  |  | EA*4X25L17A*+WALLCON | *80CTL0701412B* | 24400 | 16.5 | 8.1 | 21200 | 16600 | 78.3% | 2 | 0 | 11 |  |  |  |  | R-410A | 2.0333 | Residential & Commercial | USHP | Ducted CEE Tier 1
216734505 | Central HP <5.4 tons | HEIL | HRCU-A-CB (Split System: Heat Pump with Remote Outdoor Unit-Air-Source) | D5CUHAH24AAK |  |  | EA*5X36M17A* | *80CTL0901716B* | 22200 | 16 | 8.1 | 20800 | 18600 | 89.42% | 1.85 | 0 | 10.5 |  |  |  |  | R-454B | 1.85 | Residential & Commercial | USHP | Ducted CEE Tier 1
216736893 | Central HP <5.4 tons | HEIL | HRCU-A-CB (Split System: Heat Pump with Remote Outdoor Unit-Air-Source) | D5CUHAH24AAK |  |  | ESH5X24M12A* | *96VTN1202422B* | 22400 | 15.2 | 8.1 | 21200 | 19100 | 90.09% | 1.85 | 0 | 10.5 |  |  |  |  | R-454B | 1.8667 | Residential & Commercial | USHP | Ducted CEE Tier 1
216735038 | Central HP <5.4 tons | HEIL | HRCU-A-CB (Split System: Heat Pump with Remote Outdoor Unit-Air-Source) | D5CUHAH24AAK |  |  | EA*5X37M17A* | *80CTL0701716B* | 23000 | 16.5 | 8.5 | 20800 | 18500 | 88.94% | 1.94 | 0 | 11 |  |  |  |  | R-454B | 1.9167 | Residential & Commercial | USHP | Ducted CEE Tier 1
216735092 | Central HP <5.4 tons | HEIL | HRCU-A-CB (Split System: Heat Pump with Remote Outdoor Unit-Air-Source) | D5CUHAH24AAK |  |  | EA*5X37M17A* | *97CMN0601714B* | 22800 | 16 | 8.5 | 20800 | 18400 | 88.46% | 1.96 | 0 | 11 |  |  |  |  | R-454B | 1.9 | Residential & Commercial | USHP | Ducted CEE Tier 1
216735593 | Central HP <5.4 tons | HEIL | HRCU-A-CB (Split System: Heat Pump with Remote Outdoor Unit-Air-Source) | D5CUHAH24AAK |  |  | EA*5X37M21A* | *80CTL0451712B* | 23000 | 16 | 8.5 | 20600 | 18400 | 89.32% | 1.98 | 0 | 11 |  |  |  |  | R-454B | 1.9167 | Residential & Commercial | USHP | Ducted CEE Tier 1
216570993 | Central HP <5.4 tons | AMERICAN STANDARD | HRCU-A-CB (Split System: Heat Pump with Remote Outdoor Unit-Air-Source) | 5A6V0X36A1 |  |  | 5PX*C009AS3 | *UHMC100CCV4+LRP | 35600 | 20.6 | 9.7 | 32400 | 24400 | 75.31% | 2.2 | 0 | 13 |  |  |  |  | R-454B | 2.9667 | Residential & Commercial | USHP | Ducted CEE Tier 1
216570995 | Central HP <5.4 tons | AMERICAN STANDARD | HRCU-A-CB (Split System: Heat Pump with Remote Outdoor Unit-Air-Source) | 5A6V0X36A1 |  |  | 5PX*C009AS3 | S8V2C080M5PCB | 35600 | 20 | 9.4 | 31600 | 24600 | 77.85% | 2.2 | 0 | 12.7 |  |  |  |  | R-454B | 2.9667 | Residential & Commercial | USHP | Ducted CEE Tier 1
216571013 | Central HP <5.4 tons | AMERICAN STANDARD | HRCU-A-CB (Split System: Heat Pump with Remote Outdoor Unit-Air-Source) | 5A6V0X36A1 |  |  | 5PX*CD09AS3 | S8V2C080M5PDB | 35600 | 20 | 9.4 | 31800 | 24600 | 77.36% | 2.1 | 0 | 12.7 |  |  |  |  | R-454B | 2.9667 | Residential & Commercial | USHP | Ducted CEE Tier 1
216571061 | Central HP <5.4 tons | AMERICAN STANDARD | HRCU-A-CB (Split System: Heat Pump with Remote Outdoor Unit-Air-Source) | 5A6V0X36A1 |  |  | 5TXCC007AS3 | S8V2C100M5PDB | 35400 | 20 | 10 | 32200 | 25000 | 77.64% | 2.1 | 0 | 12.5 |  |  |  |  | R-454B | 2.95 | Residential & Commercial | USHP | Ducted CEE Tier 1
216571077 | Central HP <5.4 tons | AMERICAN STANDARD | HRCU-A-CB (Split System: Heat Pump with Remote Outdoor Unit-Air-Source) | 5A6V0X36A1 |  |  | 5TXCC009AS3 | S8V2C100M5PCB | 35800 | 20 | 9.7 | 32000 | 24800 | 77.5% | 2.2 | 0 | 12.7 |  |  |  |  | R-454B | 2.9833 | Residential & Commercial | USHP | Ducted CEE Tier 1
216980844 | Central HP <5.4 tons | DIYCOOL | HRCU-A-CB (Split System: Heat Pump with Remote Outdoor Unit-Air-Source) | EZ-60-EHPB |  |  | EZ-60-AHB | 0 | 54000 | 15.2 | 8.4 | 54000 | 38000 | 70.37% | 1.8 | 0 | 8.6 |  |  |  |  | R-454B | 4.5 | Residential & Commercial | USHP
211393189 | Central HP <5.4 tons | JOHNSON CONTROLS | HRCU-A-CB (Split System: Heat Pump with Remote Outdoor Unit-Air-Source) | HMH72B341 |  |  | XAHB30CXXN1+TXV | TL9E060B12UH11 | 31600 | 16.5 | 8.1 | 32200 | 22800 | 70.81% | 1.96 | 0 | 9.5 |  |  |  |  | R-410A | 2.6333 | Residential & Commercial | USHP
210596650 | Central HP <5.4 tons | COMFORTMAKER | HRCU-A-CB (Split System: Heat Pump with Remote Outdoor Unit-Air-Source) | CVH825GKA2* |  |  | EA*4X42L21A*+WALLCON | *80CSU0401712A* | 23800 | 17 | 8.1 | 21400 | 16600 | 77.57% | 1.96 | 0 | 11 |  |  |  |  | R-410A | 1.9833 | Residential & Commercial | USHP | Ducted CEE Tier 1
210596700 | Central HP <5.4 tons | COMFORTMAKER | HRCU-A-CB (Split System: Heat Pump with Remote Outdoor Unit-Air-Source) | CVH825GKA2* |  |  | EA*4X42L21A*+WALLCON | *97CMN0602120A* | 23600 | 16 | 8.1 | 21400 | 16700 | 78.04% | 1.94 | 0 | 11 |  |  |  |  | R-410A | 1.9667 | Residential & Commercial | USHP | Ducted CEE Tier 1
210596733 | Central HP <5.4 tons | COMFORTMAKER | HRCU-A-CB (Split System: Heat Pump with Remote Outdoor Unit-Air-Source) | CVH825GKA2* |  |  | EA*4X42L24A*+WALLCON | *96CTN1202422A* | 23800 | 17 | 8.1 | 21400 | 16600 | 77.57% | 1.96 | 0 | 11 |  |  |  |  | R-410A | 1.9833 | Residential & Commercial | USHP | Ducted CEE Tier 1
210596902 | Central HP <5.4 tons | COMFORTMAKER | HRCU-A-CB (Split System: Heat Pump with Remote Outdoor Unit-Air-Source) | CVH825GKA2* |  |  | EHD4X42AAL+WALLCON | *80CTL1352422A* | 24200 | 16 | 8.1 | 21400 | 16600 | 77.57% | 2 | 0 | 10.5 |  |  |  |  | R-410A | 2.0167 | Residential & Commercial | USHP | Ducted CEE Tier 1
210596935 | Central HP <5.4 tons | COMFORTMAKER | HRCU-A-CB (Split System: Heat Pump with Remote Outdoor Unit-Air-Source) | CVH825GKA2* |  |  | EHD4X42AAL+WALLCON | *97CMN1002122A* | 24200 | 16 | 8.1 | 21400 | 16600 | 77.57% | 2 | 0 | 10.5 |  |  |  |  | R-410A | 2.0167 | Residential & Commercial | USHP | Ducted CEE Tier 1
210596953 | Central HP <5.4 tons | COMFORTMAKER | HRCU-A-CB (Split System: Heat Pump with Remote Outdoor Unit-Air-Source) | CVH825GKA2* |  |  | EHD4X48AAL+WALLCON | *80CTL0701412A* | 24400 | 17 | 8.1 | 21200 | 16500 | 77.83% | 2.02 | 0 | 11 |  |  |  |  | R-410A | 2.0333 | Residential & Commercial | USHP | Ducted CEE Tier 1
210596968 | Central HP <5.4 tons | COMFORTMAKER | HRCU-A-CB (Split System: Heat Pump with Remote Outdoor Unit-Air-Source) | CVH825GKA2* |  |  | EHD4X48AAL+WALLCON | *95CSU0802120A* | 24200 | 16.5 | 8.1 | 21200 | 16600 | 78.3% | 2.02 | 0 | 11 |  |  |  |  | R-410A | 2.0167 | Residential & Commercial | USHP | Ducted CEE Tier 1
211377352 | Central HP <5.4 tons | YORK | HRCU-A-CB (Split System: Heat Pump with Remote Outdoor Unit-Air-Source) | HMH72B341 |  |  | XAFC30CXXN1+TXV | TM9Y100C16MP11 | 32800 | 18 | 8.1 | 33400 | 23400 | 70.06% | 2.04 | 0 | 10 |  |  |  |  | R-410A | 2.7333 | Residential & Commercial | USHP | Ducted CEE Tier 1
211377577 | Central HP <5.4 tons | YORK | HRCU-A-CB (Split System: Heat Pump with Remote Outdoor Unit-Air-Source) | HMH72B341 |  |  | XAFC30CXXN1+TXV | TP9C080C16MP13 | 32800 | 17 | 8.1 | 33400 | 23400 | 70.06% | 2.04 | 0 | 9.5 |  |  |  |  | R-410A | 2.7333 | Residential & Commercial | USHP
211377754 | Central HP <5.4 tons | YORK | HRCU-A-CB (Split System: Heat Pump with Remote Outdoor Unit-Air-Source) | HMH72B341 |  |  | XAFC36DXXN1+TXV | YP9C060B12MP13 | 34000 | 17.5 | 8.1 | 34000 | 24200 | 71.18% | 2.06 | 0 | 9.5 |  |  |  |  | R-410A | 2.8333 | Residential & Commercial | USHP
211377786 | Central HP <5.4 tons | YORK | HRCU-A-CB (Split System: Heat Pump with Remote Outdoor Unit-Air-Source) | HMH72B341 |  |  | XAUB36DXXN1+TXV | TP9C060B12MP13 | 33800 | 17 | 8.5 | 33400 | 23800 | 71.26% | 2.04 | 0 | 9.5 |  |  |  |  | R-410A | 2.8167 | Residential & Commercial | USHP
211377945 | Central HP <5.4 tons | YORK | HRCU-A-CB (Split System: Heat Pump with Remote Outdoor Unit-Air-Source) | HMH72B341 |  |  | XAUB30CXXN1+TXV | TM9E060B12MP12 | 32600 | 17 | 8.1 | 33600 | 23600 | 70.24% | 2 | 0 | 9.5 |  |  |  |  | R-410A | 2.7167 | Residential & Commercial | USHP
211377963 | Central HP <5.4 tons | YORK | HRCU-A-CB (Split System: Heat Pump with Remote Outdoor Unit-Air-Source) | HMH72B341 |  |  | XAUB36DXXN1+TXV | TM9E060A10MP12 | 33600 | 17.5 | 8.1 | 33800 | 23800 | 70.41% | 2.02 | 0 | 9.5 |  |  |  |  | R-410A | 2.8 | Residential & Commercial | USHP
211378154 | Central HP <5.4 tons | YORK | HRCU-A-CB (Split System: Heat Pump with Remote Outdoor Unit-Air-Source) | HMH72B341 |  |  | XAHC30CXXN1+TXV | TM8V080C16MP12 | 32400 | 17 | 8.1 | 32400 | 22800 | 70.37% | 2 | 0 | 9.5 |  |  |  |  | R-410A | 2.7 | Residential & Commercial | USHP
215449752 | Central HP <5.4 tons | Breeze33 | HRCU-A-CB (Split System: Heat Pump with Remote Outdoor Unit-Air-Source) | BZ33-HYP36OUT2-454-G3-P |  |  | BZ33-MSAHU36-454-G3-P | 0 | 36000 | 17.2 | 9.5 | 38000 | 38000 | 100% | 2.06 | 0 | 11.7 |  |  |  |  | R-454B | 3 | Residential & Commercial | USHP | Ducted CEE Tier 1
213076342 | Central HP <5.4 tons | CARRIER | HRCU-A-CB (Split System: Heat Pump with Remote Outdoor Unit-Air-Source) | 38MURAQ24AB3* |  |  | CAP**3621AL* | 59SU5B100M21**22 | 23600 | 17.5 | 8.5 | 26200 | 23800 | 90.84% | 1.98 | 0 | 10 |  |  |  |  | R-410A | 1.9667 | Residential & Commercial | USHP | Ducted CEE Tier 1
213076360 | Central HP <5.4 tons | CARRIER | HRCU-A-CB (Split System: Heat Pump with Remote Outdoor Unit-Air-Source) | 38MURAQ24AB3* |  |  | CNPV*3621AL* | 59SU5B100M21**22 | 23400 | 17 | 8.5 | 26200 | 24600 | 93.89% | 2.06 | 0 | 10.5 |  |  |  |  | R-410A | 1.95 | Residential & Commercial | USHP | Ducted CEE Tier 1
212988066 | Central HP <5.4 tons | HEIL | HRCU-A-CB (Split System: Heat Pump with Remote Outdoor Unit-Air-Source) | DLCURAH30ABK |  |  | EA*4X42L24A* | *96MSN1002120A* | 30000 | 15.2 | 8.5 | 34000 | 27200 | 80% | 1.8 | 0 | 9 |  |  |  |  | R-410A | 2.5 | Residential & Commercial | USHP
213077462 | Central HP <5.4 tons | CARRIER | HRCU-A-CB (Split System: Heat Pump with Remote Outdoor Unit-Air-Source) | 38MURAQ36AB3* |  |  | CNPV*4821AL* | GG96VTAB48080B** | 35600 | 16 | 8.1 | 38500 | 35000 | 90.91% | 1.98 | 0 | 10 |  |  |  |  | R-410A | 2.9667 | Residential & Commercial | USHP | Ducted CEE Tier 1
213077771 | Central HP <5.4 tons | CARRIER | HRCU-A-CB (Split System: Heat Pump with Remote Outdoor Unit-Air-Source) | 38MURAQ36AB3* |  |  | CNPV*4821AL* | 59TP6C100V21**22 | 36000 | 17 | 8.1 | 38500 | 34800 | 90.39% | 2 | 0 | 10.5 |  |  |  |  | R-410A | 3 | Residential & Commercial | USHP | Ducted CEE Tier 1
211378206 | Central HP <5.4 tons | YORK | HRCU-A-CB (Split System: Heat Pump with Remote Outdoor Unit-Air-Source) | HMH72B341 |  |  | XAFC36DBCN1 | YPLC080C16MP13 | 34000 | 17.5 | 8.5 | 33800 | 23800 | 70.41% | 2.08 | 0 | 10 |  |  |  |  | R-410A | 2.8333 | Residential & Commercial | USHP | Ducted CEE Tier 1
211378215 | Central HP <5.4 tons | YORK | HRCU-A-CB (Split System: Heat Pump with Remote Outdoor Unit-Air-Source) | HMH72B341 |  |  | XAFC30CXXN1+TXV | TM8V080C16MP12 | 33000 | 17.5 | 8.5 | 33000 | 23200 | 70.3% | 2.04 | 0 | 9.5 |  |  |  |  | R-410A | 2.75 | Residential & Commercial | USHP
211378224 | Central HP <5.4 tons | YORK | HRCU-A-CB (Split System: Heat Pump with Remote Outdoor Unit-Air-Source) | HMH72B341 |  |  | XAFC30CXXN1+TXV | TPLC100C16MP13 | 33000 | 17.5 | 8.5 | 33000 | 23200 | 70.3% | 2.04 | 0 | 9.5 |  |  |  |  | R-410A | 2.75 | Residential & Commercial | USHP
211378272 | Central HP <5.4 tons | YORK | HRCU-A-CB (Split System: Heat Pump with Remote Outdoor Unit-Air-Source) | HMH72B341 |  |  | XAHB36DBCN1 | TPLC080B12MP13 | 32800 | 16.5 | 8.1 | 33000 | 23400 | 70.91% | 1.98 | 0 | 9.5 |  |  |  |  | R-410A | 2.7333 | Residential & Commercial | USHP
211378456 | Central HP <5.4 tons | YORK | HRCU-A-CB (Split System: Heat Pump with Remote Outdoor Unit-Air-Source) | HMH72B341 |  |  | XAHC36DXXN1+TXV | TM8E120C16MP11 | 33600 | 17.5 | 8.1 | 33000 | 23200 | 70.3% | 2.04 | 0 | 10 |  |  |  |  | R-410A | 2.8 | Residential & Commercial | USHP | Ducted CEE Tier 1
211378474 | Central HP <5.4 tons | YORK | HRCU-A-CB (Split System: Heat Pump with Remote Outdoor Unit-Air-Source) | HMH72B341 |  |  | XAFC36DXXN1+TXV | TM8E120C16MP11 | 34000 | 18 | 8.5 | 33600 | 23800 | 70.83% | 2.08 | 0 | 10 |  |  |  |  | R-410A | 2.8333 | Residential & Commercial | USHP | Ducted CEE Tier 1
211378674 | Central HP <5.4 tons | YORK | HRCU-A-CB (Split System: Heat Pump with Remote Outdoor Unit-Air-Source) | HMH72B341 |  |  | XAHB30CXXN1+TXV | TMLE080B12MP11 | 32000 | 17 | 8.1 | 32800 | 23400 | 71.34% | 1.98 | 0 | 9 |  |  |  |  | R-410A | 2.6667 | Residential & Commercial | USHP
215933015 | Central HP <5.4 tons | BRYANT HEATING AND COOLING SYSTEMS | HRCU-A-CB (Split System: Heat Pump with Remote Outdoor Unit-Air-Source) | 293VAN036**AA* |  |  | CSAH*3012AM*+UI | 986TD42060C17*** | 32400 | 18 | 9 | 34800 | 26600 | 76.44% | 1.92 | 0 | 10 |  |  |  |  | R-454B | 2.7 | Residential & Commercial | USHP | Ducted CEE Tier 1
215933085 | Central HP <5.4 tons | BRYANT HEATING AND COOLING SYSTEMS | HRCU-A-CB (Split System: Heat Pump with Remote Outdoor Unit-Air-Source) | 293VAN036**AA* |  |  | CSAH*3612AM*+UI | 88*TB60070C21*** | 33200 | 19 | 9 | 35000 | 26800 | 76.57% | 1.92 | 0 | 11 |  |  |  |  | R-454B | 2.7667 | Residential & Commercial | USHP | Ducted CEE Tier 1
215933185 | Central HP <5.4 tons | BRYANT HEATING AND COOLING SYSTEMS | HRCU-A-CB (Split System: Heat Pump with Remote Outdoor Unit-Air-Source) | 293VAN036**AA* |  |  | CSAH*3612AM*+UI | 987MC42080C17*** | 33000 | 18.5 | 9 | 35600 | 27200 | 76.4% | 1.92 | 0 | 10.5 |  |  |  |  | R-454B | 2.75 | Residential & Commercial | USHP | Ducted CEE Tier 1
215933135 | Central HP <5.4 tons | BRYANT HEATING AND COOLING SYSTEMS | HRCU-A-CB (Split System: Heat Pump with Remote Outdoor Unit-Air-Source) | 293VAN036**AA* |  |  | CSAH*3612AM*+UI | 935CB48060C17*** | 33000 | 18.5 | 9 | 35400 | 27200 | 76.84% | 1.92 | 0 | 11 |  |  |  |  | R-454B | 2.75 | Residential & Commercial | USHP | Ducted CEE Tier 1
213773338 | Central HP <5.4 tons | AIRQUEST | HRCU-A-CB (Split System: Heat Pump with Remote Outdoor Unit-Air-Source) | HVH825GKA3* |  |  | EA*4X37L21A*+WALLCON | *97CMN1002122B* | 24400 | 16.5 | 8.5 | 21200 | 16600 | 78.3% | 2.02 | 0 | 11 |  |  |  |  | R-410A | 2.0333 | Residential & Commercial | USHP | Ducted CEE Tier 1
213773358 | Central HP <5.4 tons | AIRQUEST | HRCU-A-CB (Split System: Heat Pump with Remote Outdoor Unit-Air-Source) | HVH825GKA3* |  |  | EA*4X37L21A*+WALLCON | *96CTN0801714B* | 24400 | 16.5 | 8.1 | 21200 | 16600 | 78.3% | 2.02 | 0 | 11 |  |  |  |  | R-410A | 2.0333 | Residential & Commercial | USHP | Ducted CEE Tier 1
213773408 | Central HP <5.4 tons | AIRQUEST | HRCU-A-CB (Split System: Heat Pump with Remote Outdoor Unit-Air-Source) | HVH825GKA3* |  |  | EA*4X42L21A*+WALLCON | *80CTL0902120B* | 23800 | 16.5 | 8.1 | 21400 | 16600 | 77.57% | 1.96 | 0 | 10.5 |  |  |  |  | R-410A | 1.9833 | Residential & Commercial | USHP | Ducted CEE Tier 1
213773508 | Central HP <5.4 tons | AIRQUEST | HRCU-A-CB (Split System: Heat Pump with Remote Outdoor Unit-Air-Source) | HVH825GKA3* |  |  | EA*4X42L24A*+WALLCON | *80CTL1102120B* | 23800 | 16.5 | 8.1 | 21400 | 16600 | 77.57% | 1.96 | 0 | 11 |  |  |  |  | R-410A | 1.9833 | Residential & Commercial | USHP | Ducted CEE Tier 1
213773758 | Central HP <5.4 tons | AIRQUEST | HRCU-A-CB (Split System: Heat Pump with Remote Outdoor Unit-Air-Source) | HVH825GKA3* |  |  | EA*4X48L21A*+WALLCON | *97CMN0801714B* | 24000 | 16.5 | 8.1 | 21000 | 16600 | 79.05% | 2 | 0 | 10.5 |  |  |  |  | R-410A | 2 | Residential & Commercial | USHP | Ducted CEE Tier 1
214239885 | Central HP <5.4 tons | HEIL | HRCU-A-CB (Split System: Heat Pump with Remote Outdoor Unit-Air-Source) | HVH837GKA** |  |  | EN(A,D,W)4X48L21**+WALLCON | *80CTL1102120B* | 32400 | 17 | 8.1 | 32600 | 24600 | 75.46% | 1.96 | 0 | 11.5 |  |  |  |  | R-410A | 2.7 | Residential & Commercial | USHP | Ducted CEE Tier 1
214240085 | Central HP <5.4 tons | HEIL | HRCU-A-CB (Split System: Heat Pump with Remote Outdoor Unit-Air-Source) | HVH837GKA** |  |  | EN(A,D,W)4X60L24**+WALLCON | *96CTN1002122B* | 32800 | 17.5 | 8.1 | 32200 | 24600 | 76.4% | 1.96 | 0 | 12 |  |  |  |  | R-410A | 2.7333 | Residential & Commercial | USHP | Ducted CEE Tier 1
207497903 | Central HP <5.4 tons | ACD | HRCU-A-CB (Split System: Heat Pump with Remote Outdoor Unit-Air-Source) | FXD-ACD60 |  |  | AH248 | 0 | 48000 | 17 | 9 | 48000 | 39000 | 81.25% | 1.8 | 11.5 | 11 |  |  |  |  | R-410A | 4 | Residential & Commercial | USHP | Ducted CEE Tier 1
216570871 | Central HP <5.4 tons | AMERICAN STANDARD | HRCU-A-CB (Split System: Heat Pump with Remote Outdoor Unit-Air-Source) | 5A6V0X24A1 |  |  | 5PX*B003AS3 | *DHMB060CCV3+LRP | 20000 | 18.2 | 9.4 | 23000 | 17800 | 77.39% | 2 | 0 | 10.5 |  |  |  |  | R-454B | 1.6667 | Residential & Commercial | USHP | Ducted CEE Tier 1
216570921 | Central HP <5.4 tons | AMERICAN STANDARD | HRCU-A-CB (Split System: Heat Pump with Remote Outdoor Unit-Air-Source) | 5A6V0X24A1 |  |  | 5TXCB003AS3 | *UHMB080CCV3+LRP | 21600 | 21.2 | 10 | 24000 | 18100 | 75.42% | 2.2 | 0 | 11.7 |  |  |  |  | R-454B | 1.8 | Residential & Commercial | USHP | Ducted CEE Tier 1
211378706 | Central HP <5.4 tons | YORK | HRCU-A-CB (Split System: Heat Pump with Remote Outdoor Unit-Air-Source) | HMH72B341 |  |  | XAFB36DBCN1 | TMLE080B12MP11 | 34000 | 18 | 8.1 | 34000 | 24400 | 71.76% | 2.06 | 0 | 9.5 |  |  |  |  | R-410A | 2.8333 | Residential & Commercial | USHP
211378742 | Central HP <5.4 tons | YORK | HRCU-A-CB (Split System: Heat Pump with Remote Outdoor Unit-Air-Source) | HMH72B341 |  |  | XAFB36DXXN1+TXV | TMLE060A12MP11 | 34000 | 18 | 8.1 | 33800 | 23800 | 70.41% | 2.06 | 0 | 10 |  |  |  |  | R-410A | 2.8333 | Residential & Commercial | USHP | Ducted CEE Tier 1
211378790 | Central HP <5.4 tons | YORK | HRCU-A-CB (Split System: Heat Pump with Remote Outdoor Unit-Air-Source) | HMH72B341 |  |  | XAFB36DBCN1 | TM8E040A12MP11 | 34000 | 18 | 8.1 | 33600 | 23800 | 70.83% | 2.06 | 0 | 10 |  |  |  |  | R-410A | 2.8333 | Residential & Commercial | USHP | Ducted CEE Tier 1
211378799 | Central HP <5.4 tons | YORK | HRCU-A-CB (Split System: Heat Pump with Remote Outdoor Unit-Air-Source) | HMH72B341 |  |  | XAUB36DXXN1+TXV | TMLE040A12MP11 | 34000 | 18 | 8.1 | 33600 | 23800 | 70.83% | 2.06 | 0 | 10 |  |  |  |  | R-410A | 2.8333 | Residential & Commercial | USHP | Ducted CEE Tier 1
211378806 | Central HP <5.4 tons | YORK | HRCU-A-CB (Split System: Heat Pump with Remote Outdoor Unit-Air-Source) | HMH72B341 |  |  | XAFB30CXXN1+TXV | TMLE040A12MP11 | 32800 | 18 | 8.1 | 33400 | 23400 | 70.06% | 2.04 | 0 | 10 |  |  |  |  | R-410A | 2.7333 | Residential & Commercial | USHP | Ducted CEE Tier 1
211378981 | Central HP <5.4 tons | YORK | HRCU-A-CB (Split System: Heat Pump with Remote Outdoor Unit-Air-Source) | HMH72B341 |  |  | XAFD48FXXN1+TXV | TM9Y120D20MP11 | 34000 | 16.5 | 8.5 | 32400 | 23800 | 73.46% | 2.08 | 0 | 9.5 |  |  |  |  | R-410A | 2.8333 | Residential & Commercial | USHP
211379101 | Central HP <5.4 tons | YORK | HRCU-A-CB (Split System: Heat Pump with Remote Outdoor Unit-Air-Source) | HMH72B341 |  |  | XAHD48FXXN1+TXV | TP9C100C20MP13 | 33600 | 16.5 | 8.5 | 32400 | 23800 | 73.46% | 2.06 | 0 | 9 |  |  |  |  | R-410A | 2.8 | Residential & Commercial | USHP
211379333 | Central HP <5.4 tons | YORK | HRCU-A-CB (Split System: Heat Pump with Remote Outdoor Unit-Air-Source) | HMH72B341 |  |  | XAHC48FXXN1+TXV | TP9C080B12MP13 | 32800 | 16 | 8.1 | 32200 | 23600 | 73.29% | 2.02 | 0 | 9 |  |  |  |  | R-410A | 2.7333 | Residential & Commercial | USHP
213386485 | Central HP <5.4 tons | Alsetria | HRCU-A-C (Split System: Heat Pump with Remote Outdoor Unit with No Indoor Fan --Air Source) | MOE31U-36HFN1-M |  |  | MVB-36B23T4N1 | 0 | 35000 | 15.5 | 8.6 | 38000 | 31600 | 83.16% | 1.85 | 0 | 10 |  |  |  |  | R-410A | 2.9167 | Residential & Commercial | USHP | Ducted CEE Tier 1
212986857 | Central HP <5.4 tons | CARRIER | HRCU-A-CB (Split System: Heat Pump with Remote Outdoor Unit-Air-Source) | 38MURAQ24AB3* |  |  | CAP**2414AL* | 59SC6A060M14**12 | 23200 | 16.5 | 8.5 | 27000 | 26400 | 97.78% | 2.22 | 0 | 10 |  |  |  |  | R-410A | 1.9333 | Residential & Commercial | USHP | Ducted CEE Tier 1
215853499 | Central HP <5.4 tons | JOHNSON CONTROLS | HRCU-A-CB (Split System: Heat Pump with Remote Outdoor Unit-Air-Source) | HH860E2S11 |  |  | JHE60C5CH2SS1 | 0 | 54000 | 19 | 9 | 53500 | 38500 | 71.96% | 2 | 0 | 11.7 |  |  |  |  | R-454B | 4.5 | Residential & Commercial | USHP | Ducted CEE Tier 1
214573759 | Central HP <5.4 tons | BRYANT HEATING AND COOLING SYSTEMS | HRCU-A-CB (Split System: Heat Pump with Remote Outdoor Unit-Air-Source) | 288BNV037*0**B* |  |  | CAP**4221AL*+UI | 987MC60060C21*** | 31600 | 17 | 8.1 | 33200 | 24800 | 74.7% | 1.88 | 0 | 10.5 |  |  |  |  | R-410A | 2.6333 | Residential & Commercial | USHP | Ducted CEE Tier 1
214573809 | Central HP <5.4 tons | BRYANT HEATING AND COOLING SYSTEMS | HRCU-A-CB (Split System: Heat Pump with Remote Outdoor Unit-Air-Source) | 288BNV037*0**B* |  |  | CAP**4224AL*+UI | 935CB66100C21*** | 31800 | 17.5 | 8.5 | 32800 | 24400 | 74.39% | 1.9 | 0 | 11 |  |  |  |  | R-410A | 2.65 | Residential & Commercial | USHP | Ducted CEE Tier 1
214573709 | Central HP <5.4 tons | BRYANT HEATING AND COOLING SYSTEMS | HRCU-A-CB (Split System: Heat Pump with Remote Outdoor Unit-Air-Source) | 288BNV037*0**B* |  |  | CAP**3721AL*+UI | 987MC60080C21*** | 32800 | 17.5 | 8.5 | 32800 | 25200 | 76.83% | 2 | 0 | 11.5 |  |  |  |  | R-410A | 2.7333 | Residential & Commercial | USHP | Ducted CEE Tier 1
211227241 | Central HP <5.4 tons | COMFORTMAKER | HRCU-A-CB (Split System: Heat Pump with Remote Outdoor Unit-Air-Source) | DLCURAH36ABK |  |  | EA*4X37L21A* | OMV112K14A | 36200 | 15.5 | 8.5 | 38500 | 34800 | 90.39% | 2.06 | 0 | 10 |  |  |  |  | R-410A | 3.0167 | Residential & Commercial | USHP | Ducted CEE Tier 1
211227334 | Central HP <5.4 tons | COMFORTMAKER | HRCU-A-CB (Split System: Heat Pump with Remote Outdoor Unit-Air-Source) | DLCURAH36ABK |  |  | EA*4X42L21A* | *80ES(N,L)0901714A* | 36000 | 15.5 | 8.1 | 39500 | 35200 | 89.11% | 1.9 | 0 | 10 |  |  |  |  | R-410A | 3 | Residential & Commercial | USHP | Ducted CEE Tier 1
216571219 | Central HP <5.4 tons | AMERICAN STANDARD | HRCU-A-CB (Split System: Heat Pump with Remote Outdoor Unit-Air-Source) | 5A6V8X24A1 |  |  | 5PX*BD06AS3 | *DHMB080CCV3+LRP | 21800 | 18.1 | 8.5 | 23800 | 18600 | 78.15% | 2.2 | 0 | 11.5 |  |  |  |  | R-454B | 1.8167 | Residential & Commercial | USHP | Ducted CEE Tier 1
215319030 | Central HP <5.4 tons | KENMORE | HRCU-A-CB (Split System: Heat Pump with Remote Outdoor Unit-Air-Source) | D5CUHAH30AAK |  |  | D5FUAAH30XAK | 0 | 30000 | 16.9 | 10 | 34000 | 32600 | 95.88% | 1.96 | 0 | 11.7 |  |  |  |  | R-454B | 2.5 | Residential & Commercial | USHP | Ducted CEE Tier 1
213080171 | Central HP <5.4 tons | CARRIER | HRCU-A-CB (Split System: Heat Pump with Remote Outdoor Unit-Air-Source) | 38MURAQ36AB3* |  |  | CAP**4224AL* | 59SC6A080M21**20 | 35600 | 16 | 8.1 | 38500 | 35200 | 91.43% | 1.9 | 0 | 10 |  |  |  |  | R-410A | 2.9667 | Residential & Commercial | USHP | Ducted CEE Tier 1
210597103 | Central HP <5.4 tons | COMFORTMAKER | HRCU-A-CB (Split System: Heat Pump with Remote Outdoor Unit-Air-Source) | CVH825GKA2* |  |  | EN(A,D,W)4X48L21**+WALLCON | *96CTN0601714A* | 24000 | 16.5 | 8.1 | 21400 | 16700 | 78.04% | 2 | 0 | 11 |  |  |  |  | R-410A | 2 | Residential & Commercial | USHP | Ducted CEE Tier 1
213076596 | Central HP <5.4 tons | CARRIER | HRCU-A-CB (Split System: Heat Pump with Remote Outdoor Unit-Air-Source) | 38MURAQ36AB3* |  |  | CAP**3721AL* | 58TP*B090V17**16 | 36200 | 16 | 8.5 | 38000 | 34800 | 91.58% | 2.04 | 0 | 10 |  |  |  |  | R-410A | 3.0167 | Residential & Commercial | USHP | Ducted CEE Tier 1
216737010 | Central HP <5.4 tons | HEIL | HRCU-A-CB (Split System: Heat Pump with Remote Outdoor Unit-Air-Source) | D5CUHAH24AAK |  |  | ESH5X30M12A* | *80MS(N,L)0451412A* | 22400 | 15.2 | 8.1 | 21000 | 18800 | 89.52% | 1.9 | 0 | 10.5 |  |  |  |  | R-454B | 1.8667 | Residential & Commercial | USHP | Ducted CEE Tier 1
216737030 | Central HP <5.4 tons | HEIL | HRCU-A-CB (Split System: Heat Pump with Remote Outdoor Unit-Air-Source) | D5CUHAH24AAK |  |  | ESH5X30M12A* | *80MS(N,L)0701412A* | 22400 | 16 | 8.1 | 20800 | 18800 | 90.38% | 1.9 | 0 | 11 |  |  |  |  | R-454B | 1.8667 | Residential & Commercial | USHP | Ducted CEE Tier 1
216737062 | Central HP <5.4 tons | HEIL | HRCU-A-CB (Split System: Heat Pump with Remote Outdoor Unit-Air-Source) | D5CUHAH24AAK |  |  | ESH5X30M12A* | *80MS(N,L)0702116A* | 22400 | 15.2 | 8.1 | 21000 | 18900 | 90% | 1.9 | 0 | 10.5 |  |  |  |  | R-454B | 1.8667 | Residential & Commercial | USHP | Ducted CEE Tier 1
216737212 | Central HP <5.4 tons | HEIL | HRCU-A-CB (Split System: Heat Pump with Remote Outdoor Unit-Air-Source) | D5CUHAH24AAK |  |  | ESH5X30M12A* | *80MSU0401712A* | 22400 | 16 | 8.1 | 21000 | 18800 | 89.52% | 1.85 | 0 | 10.5 |  |  |  |  | R-454B | 1.8667 | Residential & Commercial | USHP | Ducted CEE Tier 1
213372159 | Central HP <5.4 tons | KENMORE | HRCU-A-C (Split System: Heat Pump with Remote Outdoor Unit with No Indoor Fan --Air Source) | DLCURAH30ABK |  |  | DLFULAH36XCX + CI | 0 | 30000 | 15.5 | 9.7 | 33000 | 27000 | 81.82% | 1.85 | 10.7 | 10.5 |  |  |  |  | R-410A | 2.5 | Residential & Commercial | USHP | Ducted CEE Tier 1
213079189 | Central HP <5.4 tons | CARRIER | HRCU-A-CB (Split System: Heat Pump with Remote Outdoor Unit-Air-Source) | 38MURAQ36AB3* |  |  | CNPV*4824AL* | 58SU*B080M21**20 | 35800 | 17 | 8.1 | 38000 | 34800 | 91.58% | 2.04 | 0 | 10.5 |  |  |  |  | R-410A | 2.9833 | Residential & Commercial | USHP | Ducted CEE Tier 1
213079237 | Central HP <5.4 tons | CARRIER | HRCU-A-CB (Split System: Heat Pump with Remote Outdoor Unit-Air-Source) | 38MURAQ36AB3* |  |  | CAP**4224AL* | 58SU*B100M21**20 | 35200 | 16 | 8.5 | 38500 | 35000 | 90.91% | 1.88 | 0 | 9.5 |  |  |  |  | R-410A | 2.9333 | Residential & Commercial | USHP
213076114 | Central HP <5.4 tons | CARRIER | HRCU-A-CB (Split System: Heat Pump with Remote Outdoor Unit-Air-Source) | 38MURAQ24AB3* |  |  | CNPV*3621AL* | 59SU5B100M21**20 | 23800 | 17 | 8.5 | 26400 | 24000 | 90.91% | 2 | 0 | 10.5 |  |  |  |  | R-410A | 1.9833 | Residential & Commercial | USHP | Ducted CEE Tier 1
212984176 | Central HP <5.4 tons | HEIL | HRCU-A-CB (Split System: Heat Pump with Remote Outdoor Unit-Air-Source) | DLCURAH18ABK |  |  | EA*4X24L17A* | *92MSN0601714A* | 17500 | 16.5 | 8.5 | 18500 | 19400 | 104.9% | 2.34 | 0 | 10.5 |  |  |  |  | R-410A | 1.4583 | Residential & Commercial | USHP | Ducted CEE Tier 1
212984596 | Central HP <5.4 tons | HEIL | HRCU-A-CB (Split System: Heat Pump with Remote Outdoor Unit-Air-Source) | DLCURAH24ABK |  |  | EA*4X30L17A* | *92MSN0801716A* | 23400 | 17.5 | 8.5 | 26200 | 24800 | 94.66% | 2.08 | 0 | 10 |  |  |  |  | R-410A | 1.95 | Residential & Commercial | USHP | Ducted CEE Tier 1
214391152 | Central HP <5.4 tons | Breeze33 | HRCU-A-C (Split System: Heat Pump with Remote Outdoor Unit with No Indoor Fan --Air Source) | BZ33-INV30OUT2-J |  |  | BZ33-MSC36B-J | 0 | 29000 | 15.2 | 8.5 | 31000 | 22600 | 72.9% | 1.8 | 0 | 10 |  |  |  |  | R-410A | 2.4167 | Residential & Commercial | USHP | Ducted CEE Tier 1
214602073 | Central HP <5.4 tons | DIYCOOL | HRCU-A-CB (Split System: Heat Pump with Remote Outdoor Unit-Air-Source) | ACIQ-12-EHPB |  |  | ACIQ-12-AHB | 0 | 12000 | 17.5 | 9 | 13000 | 11000 | 84.62% | 2.6 | 0 | 11.7 |  |  |  |  | R-410A | 1 | Residential & Commercial | USHP | Ducted CEE Tier 1
208127838 | Central HP <5.4 tons | Gibson | HRCU-A-CB (Split System: Heat Pump with Remote Outdoor Unit-Air-Source) | GXH24-36MSK4DH |  |  | GMH24-**MSK4DH1 | 0 | 24000 | 17 | 9 | 24000 | 22000 | 91.67% | 1.8 | 12.5 | 12 |  |  |  |  | R-410A | 2 | Residential & Commercial | USHP | Ducted CEE Tier 1
212383234 | Central HP <5.4 tons | COMFORTMAKER | HRCU-A-CB (Split System: Heat Pump with Remote Outdoor Unit-Air-Source) | DLCURAH36ABK |  |  | EA*4X36L21A* | *95ESN0802120A* | 35800 | 15.5 | 8.1 | 39500 | 35400 | 89.62% | 1.84 | 0 | 9.5 |  |  |  |  | R-410A | 2.9833 | Residential & Commercial | USHP
214242287 | Central HP <5.4 tons | HEIL | HRCU-A-CB (Split System: Heat Pump with Remote Outdoor Unit-Air-Source) | HVH825GKA3* |  |  | EN(A,D,W)4X48L21**+WALLCON | *97CMN1002122B* | 24200 | 17 | 8.1 | 21200 | 16500 | 77.83% | 2 | 0 | 11.5 |  |  |  |  | R-410A | 2.0167 | Residential & Commercial | USHP | Ducted CEE Tier 1
214239245 | Central HP <5.4 tons | HEIL | HRCU-A-CB (Split System: Heat Pump with Remote Outdoor Unit-Air-Source) | HVH837GKA2* |  |  | EN(A,D,W)4X48L21**+WALLCON | *97CMN1002122B* | 32400 | 17 | 8.1 | 32600 | 24600 | 75.46% | 1.96 | 0 | 11.7 |  |  |  |  | R-410A | 2.7 | Residential & Commercial | USHP | Ducted CEE Tier 1
214239365 | Central HP <5.4 tons | HEIL | HRCU-A-CB (Split System: Heat Pump with Remote Outdoor Unit-Air-Source) | HVH837GKA2* |  |  | EN(A,D,W)4X60L24**+WALLCON | *80CTL1102120B* | 32800 | 17.5 | 8.1 | 32200 | 24600 | 76.4% | 1.96 | 0 | 12 |  |  |  |  | R-410A | 2.7333 | Residential & Commercial | USHP | Ducted CEE Tier 1
210597356 | Central HP <5.4 tons | COMFORTMAKER | HRCU-A-CB (Split System: Heat Pump with Remote Outdoor Unit-Air-Source) | CVH837GKA** |  |  | EA*4X36L21A*+WALLCON | *95CSU1002122A* | 31600 | 17.5 | 8.1 | 33000 | 24200 | 73.33% | 1.86 | 0 | 11 |  |  |  |  | R-410A | 2.6333 | Residential & Commercial | USHP | Ducted CEE Tier 1
210597365 | Central HP <5.4 tons | COMFORTMAKER | HRCU-A-CB (Split System: Heat Pump with Remote Outdoor Unit-Air-Source) | CVH837GKA** |  |  | EA*4X42L21A*+WALLCON | *95CSU0802120A* | 31800 | 17.5 | 8.1 | 33000 | 24400 | 73.94% | 1.9 | 0 | 11 |  |  |  |  | R-410A | 2.65 | Residential & Commercial | USHP | Ducted CEE Tier 1
210597524 | Central HP <5.4 tons | COMFORTMAKER | HRCU-A-CB (Split System: Heat Pump with Remote Outdoor Unit-Air-Source) | CVH837GKA** |  |  | EHD4X60AAL+WALLCON | *95CSU0802120A* | 33000 | 17 | 8.1 | 32200 | 24800 | 77.02% | 2.02 | 0 | 11.5 |  |  |  |  | R-410A | 2.75 | Residential & Commercial | USHP | Ducted CEE Tier 1
214242257 | Central HP <5.4 tons | HEIL | HRCU-A-CB (Split System: Heat Pump with Remote Outdoor Unit-Air-Source) | HVH825GKA3* |  |  | EN(A,D,W)4X48L21**+WALLCON | *95CSU0601716B* | 24000 | 16.5 | 8.1 | 21400 | 16600 | 77.57% | 2 | 0 | 11 |  |  |  |  | R-410A | 2 | Residential & Commercial | USHP | Ducted CEE Tier 1
214242307 | Central HP <5.4 tons | HEIL | HRCU-A-CB (Split System: Heat Pump with Remote Outdoor Unit-Air-Source) | HVH825GKA3* |  |  | EN(A,D,W)4X48L21**+WALLCON | *96CTN0801714B* | 24000 | 17 | 8.1 | 21400 | 16600 | 77.57% | 2 | 0 | 11 |  |  |  |  | R-410A | 2 | Residential & Commercial | USHP | Ducted CEE Tier 1
216571025 | Central HP <5.4 tons | AMERICAN STANDARD | HRCU-A-CB (Split System: Heat Pump with Remote Outdoor Unit-Air-Source) | 5A6V0X36A1 |  |  | 5TXCB004AS3 | S8V2A040M3PDB | 33800 | 19 | 9.7 | 31600 | 24800 | 78.48% | 2.1 | 0 | 12 |  |  |  |  | R-454B | 2.8167 | Residential & Commercial | USHP | Ducted CEE Tier 1
214239165 | Central HP <5.4 tons | HEIL | HRCU-A-CB (Split System: Heat Pump with Remote Outdoor Unit-Air-Source) | HVH837GKA2* |  |  | EN(A,D,W)4X48L21**+WALLCON | *80CTL0451712B* | 32200 | 16.5 | 8.1 | 33200 | 25000 | 75.3% | 1.9 | 0 | 11 |  |  |  |  | R-410A | 2.6833 | Residential & Commercial | USHP | Ducted CEE Tier 1
214239215 | Central HP <5.4 tons | HEIL | HRCU-A-CB (Split System: Heat Pump with Remote Outdoor Unit-Air-Source) | HVH837GKA2* |  |  | EN(A,D,W)4X48L21**+WALLCON | *95CSU0601716B* | 32200 | 17 | 8.1 | 33000 | 24800 | 75.15% | 1.92 | 0 | 11.5 |  |  |  |  | R-410A | 2.6833 | Residential & Commercial | USHP | Ducted CEE Tier 1
210597437 | Central HP <5.4 tons | COMFORTMAKER | HRCU-A-CB (Split System: Heat Pump with Remote Outdoor Unit-Air-Source) | CVH837GKA** |  |  | EA*4X61L21A*+WALLCON | *96CTN1002122A* | 33200 | 17.5 | 8.5 | 32000 | 24800 | 77.5% | 2 | 0 | 12 |  |  |  |  | R-410A | 2.7667 | Residential & Commercial | USHP | Ducted CEE Tier 1
210597536 | Central HP <5.4 tons | COMFORTMAKER | HRCU-A-CB (Split System: Heat Pump with Remote Outdoor Unit-Air-Source) | CVH837GKA** |  |  | EHD4X60AAL+WALLCON | *96CTN1002122A* | 33000 | 17 | 8.1 | 32200 | 24800 | 77.02% | 2.02 | 0 | 11.5 |  |  |  |  | R-410A | 2.75 | Residential & Commercial | USHP | Ducted CEE Tier 1
215319029 | Central HP <5.4 tons | KENMORE | HRCU-A-CB (Split System: Heat Pump with Remote Outdoor Unit-Air-Source) | D5CUHAH24AAK |  |  | D5FUHAH24XAK | 0 | 24000 | 18.7 | 10 | 24000 | 20600 | 85.83% | 2.14 | 0 | 12 |  |  |  |  | R-454B | 2 | Residential & Commercial | USHP | Ducted CEE Tier 1
215319045 | Central HP <5.4 tons | KENMORE | HRCU-A-CB (Split System: Heat Pump with Remote Outdoor Unit-Air-Source) | D5CSHAH24AAK |  |  | D5FSAAH24XBK | 0 | 23000 | 18.8 | 10 | 26000 | 23600 | 90.77% | 2.16 | 0 | 12 |  |  |  |  | R-454B | 1.9167 | Residential & Commercial | USHP | Ducted CEE Tier 1
213079309 | Central HP <5.4 tons | CARRIER | HRCU-A-CB (Split System: Heat Pump with Remote Outdoor Unit-Air-Source) | 38MURAQ36AB3* |  |  | CNPV*4821AL* | 58SU*B100M21**20 | 35800 | 16.5 | 8.5 | 38500 | 34800 | 90.39% | 2 | 0 | 10 |  |  |  |  | R-410A | 2.9833 | Residential & Commercial | USHP | Ducted CEE Tier 1
215933785 | Central HP <5.4 tons | BRYANT HEATING AND COOLING SYSTEMS | HRCU-A-CB (Split System: Heat Pump with Remote Outdoor Unit-Air-Source) | 293VAN036**AA* |  |  | CSAH*6012AM*+UI | 88*TB48090C17*** | 34200 | 19.5 | 9 | 34400 | 26200 | 76.16% | 1.94 | 0 | 11.7 |  |  |  |  | R-454B | 2.85 | Residential & Commercial | USHP | Ducted CEE Tier 1
215933735 | Central HP <5.4 tons | BRYANT HEATING AND COOLING SYSTEMS | HRCU-A-CB (Split System: Heat Pump with Remote Outdoor Unit-Air-Source) | 293VAN036**AA* |  |  | CSAH*6012AM*+UI | 83*CA60100C21*** | 34200 | 19.5 | 9 | 34400 | 26200 | 76.16% | 1.96 | 0 | 11.7 |  |  |  |  | R-454B | 2.85 | Residential & Commercial | USHP | Ducted CEE Tier 1
215933835 | Central HP <5.4 tons | BRYANT HEATING AND COOLING SYSTEMS | HRCU-A-CB (Split System: Heat Pump with Remote Outdoor Unit-Air-Source) | 293VAN036**AA* |  |  | CSAH*6012AM*+UI | 935CB60080C21*** | 34200 | 19.5 | 9 | 34400 | 26000 | 75.58% | 1.96 | 0 | 11.7 |  |  |  |  | R-454B | 2.85 | Residential & Commercial | USHP | Ducted CEE Tier 1
212974977 | Central HP <5.4 tons | CARRIER | HRCU-A-CB (Split System: Heat Pump with Remote Outdoor Unit-Air-Source) | 38MURAQ24AB3* |  |  | CAP**3617AL* | GG96VTAB30040A** | 23400 | 16 | 8.5 | 26200 | 24200 | 92.37% | 2 | 0 | 10 |  |  |  |  | R-410A | 1.95 | Residential & Commercial | USHP | Ducted CEE Tier 1
210025746 | Central HP <5.4 tons | KENMORE | HRCU-A-CB (Split System: Heat Pump with Remote Outdoor Unit-Air-Source) | DLCURAH60ABK |  |  | DLFUAAH60XAK | 0 | 55000 | 15.3 | 9.4 | 59000 | 48500 | 82.2% | 1.91 | 9 | 8.8 |  |  |  |  | R-410A | 4.5833 | Residential & Commercial | USHP
214242454 | Central HP <5.4 tons | TEMPSTAR | HRCU-A-CB (Split System: Heat Pump with Remote Outdoor Unit-Air-Source) | TVH825GKA2* |  |  | EN(A,D)4X24L17**+WALLCON | *80CTL0901716B* | 23200 | 16 | 8.1 | 22000 | 16900 | 76.82% | 1.92 | 0 | 10.5 |  |  |  |  | R-410A | 1.9333 | Residential & Commercial | USHP | Ducted CEE Tier 1
214242824 | Central HP <5.4 tons | TEMPSTAR | HRCU-A-CB (Split System: Heat Pump with Remote Outdoor Unit-Air-Source) | TVH825GKA2* |  |  | EN(A,D)4X36L21**+WALLCON | *97CMN1002122B* | 23600 | 16.5 | 8.1 | 21400 | 16700 | 78.04% | 1.92 | 0 | 11 |  |  |  |  | R-410A | 1.9667 | Residential & Commercial | USHP | Ducted CEE Tier 1
214242904 | Central HP <5.4 tons | TEMPSTAR | HRCU-A-CB (Split System: Heat Pump with Remote Outdoor Unit-Air-Source) | TVH825GKA2* |  |  | END4X42L17**+WALLCON | *95CSU0601716B* | 23800 | 16.5 | 8.1 | 21400 | 16700 | 78.04% | 1.98 | 0 | 11 |  |  |  |  | R-410A | 1.9833 | Residential & Commercial | USHP | Ducted CEE Tier 1
214391156 | Central HP <5.4 tons | Breeze33 | HRCU-A-CB (Split System: Heat Pump with Remote Outdoor Unit-Air-Source) | BZ33-INV36OUT2-J |  |  | BZ33-WMAHU36-J | 0 | 36000 | 17.6 | 9.2 | 38000 | 33400 | 87.89% | 1.81 | 0 | 10.2 |  |  |  |  | R-410A | 3 | Residential & Commercial | USHP | Ducted CEE Tier 1
215319046 | Central HP <5.4 tons | KENMORE | HRCU-A-CB (Split System: Heat Pump with Remote Outdoor Unit-Air-Source) | D5CSHAH33AAK |  |  | D5FSAAH36XBK | 0 | 33000 | 16.7 | 10 | 35000 | 34000 | 97.14% | 2 | 0 | 11.7 |  |  |  |  | R-454B | 2.75 | Residential & Commercial | USHP | Ducted CEE Tier 1
216570935 | Central HP <5.4 tons | AMERICAN STANDARD | HRCU-A-CB (Split System: Heat Pump with Remote Outdoor Unit-Air-Source) | 5A6V0X36A1 |  |  | 5PX*B004AS3 | L8V1A040U3VSB+LRP | 33800 | 18.6 | 9.7 | 31800 | 25000 | 78.62% | 2.1 | 0 | 11.7 |  |  |  |  | R-454B | 2.8167 | Residential & Commercial | USHP | Ducted CEE Tier 1
216570987 | Central HP <5.4 tons | AMERICAN STANDARD | HRCU-A-CB (Split System: Heat Pump with Remote Outdoor Unit-Air-Source) | 5A6V0X36A1 |  |  | 5PX*C007AS3 | S8V2C100M5PCB | 35400 | 20 | 10 | 32200 | 25000 | 77.64% | 2.1 | 0 | 12.7 |  |  |  |  | R-454B | 2.95 | Residential & Commercial | USHP | Ducted CEE Tier 1
216571003 | Central HP <5.4 tons | AMERICAN STANDARD | HRCU-A-CB (Split System: Heat Pump with Remote Outdoor Unit-Air-Source) | 5A6V0X36A1 |  |  | 5PX*CD07AS3 | *DHMC100CCV4+LRP | 35000 | 19.4 | 10 | 33800 | 25000 | 73.96% | 2.1 | 0 | 12.5 |  |  |  |  | R-454B | 2.9167 | Residential & Commercial | USHP | Ducted CEE Tier 1
216571021 | Central HP <5.4 tons | AMERICAN STANDARD | HRCU-A-CB (Split System: Heat Pump with Remote Outdoor Unit-Air-Source) | 5A6V0X36A1 |  |  | 5TXCB004AS3 | *DHMB080CCV3+LRP | 32200 | 17.2 | 9.4 | 31200 | 24600 | 78.85% | 2.1 | 0 | 11.2 |  |  |  |  | R-454B | 2.6833 | Residential & Commercial | USHP | Ducted CEE Tier 1
213433273 | Central HP <5.4 tons | DIYCOOL | HRCU-A-CB (Split System: Heat Pump with Remote Outdoor Unit-Air-Source) | ACIQ-30-HPB |  |  | ACIQ-30W-P | 0 | 28000 | 18.2 | 8.8 | 30000 | 26000 | 86.67% | 1.8 | 0 | 11.7 |  |  |  |  | R-410A | 2.3333 | Residential & Commercial | USHP | Ducted CEE Tier 1
214242427 | Central HP <5.4 tons | HEIL | HRCU-A-CB (Split System: Heat Pump with Remote Outdoor Unit-Air-Source) | HVH825GKA2* |  |  | EN(A,D)4X24L17**+WALLCON | *80CTL0701412B* | 23200 | 16 | 8.1 | 22000 | 16800 | 76.36% | 1.94 | 0 | 10.5 |  |  |  |  | R-410A | 1.9333 | Residential & Commercial | USHP | Ducted CEE Tier 1
214242677 | Central HP <5.4 tons | HEIL | HRCU-A-CB (Split System: Heat Pump with Remote Outdoor Unit-Air-Source) | HVH825GKA2* |  |  | EN(A,D,W)4X36L17**+WALLCON | *95CSU0601716B* | 23400 | 16.5 | 8.1 | 21600 | 16700 | 77.31% | 1.92 | 0 | 10.5 |  |  |  |  | R-410A | 1.95 | Residential & Commercial | USHP | Ducted CEE Tier 1
214243127 | Central HP <5.4 tons | HEIL | HRCU-A-CB (Split System: Heat Pump with Remote Outdoor Unit-Air-Source) | HVH825GKA2* |  |  | EN(A,D,W)4X48L21**+WALLCON | *95CSU0601716B* | 24000 | 16.5 | 8.1 | 21400 | 16600 | 77.57% | 2 | 0 | 11 |  |  |  |  | R-410A | 2 | Residential & Commercial | USHP | Ducted CEE Tier 1
214243177 | Central HP <5.4 tons | HEIL | HRCU-A-CB (Split System: Heat Pump with Remote Outdoor Unit-Air-Source) | HVH825GKA2* |  |  | EN(A,D,W)4X48L21**+WALLCON | *96CTN0801714B* | 24000 | 17 | 8.1 | 21400 | 16600 | 77.57% | 2 | 0 | 11 |  |  |  |  | R-410A | 2 | Residential & Commercial | USHP | Ducted CEE Tier 1
215746029 | Central HP <5.4 tons | Custom Comfort | HRCU-A-CB (Split System: Heat Pump with Remote Outdoor Unit-Air-Source) | CCOXHB24V36HP |  |  | CCOXHBAH24V36 | 0 | 36000 | 17.4 | 10.3 | 37000 | 39000 | 105.4% | 1.9 | 0 | 11.7 |  |  |  |  | R-454B | 3 | Residential & Commercial | USHP | Ducted CEE Tier 1
216773244 | Central HP <5.4 tons | Custom Comfort | HRCU-A-C (Split System: Heat Pump with Remote Outdoor Unit with No Indoor Fan --Air Source) | CCOXHB24V36HP |  |  | CCOBCC3036C | 0 | 36000 | 15.8 | 9.4 | 38000 | 36000 | 94.74% | 1.9 | 0 | 10.7 |  |  |  |  | R-454B | 3 | Residential & Commercial | USHP | Ducted CEE Tier 1
214240005 | Central HP <5.4 tons | HEIL | HRCU-A-CB (Split System: Heat Pump with Remote Outdoor Unit-Air-Source) | HVH837GKA** |  |  | EN(A,D)4X48L24**+WALLCON | *97CMN1202422B* | 32400 | 17 | 8.1 | 32800 | 24600 | 75% | 1.94 | 0 | 11.5 |  |  |  |  | R-410A | 2.7 | Residential & Commercial | USHP | Ducted CEE Tier 1
214574429 | Central HP <5.4 tons | BRYANT HEATING AND COOLING SYSTEMS | HRCU-A-CB (Split System: Heat Pump with Remote Outdoor Unit-Air-Source) | 288BNV037*0**B* |  |  | CSPH*6012AL*+UI | 987MC60080C21*** | 33000 | 17 | 8.5 | 32200 | 24800 | 77.02% | 2 | 0 | 11.5 |  |  |  |  | R-410A | 2.75 | Residential & Commercial | USHP | Ducted CEE Tier 1
216571131 | Central HP <5.4 tons | AMERICAN STANDARD | HRCU-A-CB (Split System: Heat Pump with Remote Outdoor Unit-Air-Source) | 5A6V0X48A1 |  |  | 5TXCD008AS3 | *UHMD120CCV5+LRP | 44000 | 20 | 9.7 | 47000 | 33800 | 71.91% | 2.1 | 0 | 12 |  |  |  |  | R-454B | 3.6667 | Residential & Commercial | USHP | Ducted CEE Tier 1
208127828 | Central HP <5.4 tons | Gibson | HRCU-A-CB (Split System: Heat Pump with Remote Outdoor Unit-Air-Source) | GXH24-36MSK4DH |  |  | GMH**-36MSK4DH1 | 0 | 34000 | 16 | 9 | 35000 | 28000 | 80% | 1.8 | 10 | 10 |  |  |  |  | R-410A | 2.8333 | Residential & Commercial | USHP | Ducted CEE Tier 1
214571219 | Central HP <5.4 tons | BRYANT HEATING AND COOLING SYSTEMS | HRCU-A-CB (Split System: Heat Pump with Remote Outdoor Unit-Air-Source) | 288BNV025*0**C* |  |  | CNPV*4821AL*+UI | 935CB60080C21*** | 24200 | 17 | 8.1 | 21400 | 16600 | 77.57% | 2 | 0 | 11 |  |  |  |  | R-410A | 2.0167 | Residential & Commercial | USHP | Ducted CEE Tier 1
212984764 | Central HP <5.4 tons | HEIL | HRCU-A-CB (Split System: Heat Pump with Remote Outdoor Unit-Air-Source) | DLCURAH18ABK |  |  | EN(A,D)4X30L17** | *92MSN0801716A* | 17400 | 16.5 | 8.1 | 17900 | 18600 | 103.9% | 2.24 | 0 | 11 |  |  |  |  | R-410A | 1.45 | Residential & Commercial | USHP | Ducted CEE Tier 1
212987084 | Central HP <5.4 tons | HEIL | HRCU-A-CB (Split System: Heat Pump with Remote Outdoor Unit-Air-Source) | DLCURAH18ABK |  |  | EN(A,D)4X30L17** | *96MSN0601412A* | 17500 | 16 | 8.1 | 18000 | 18600 | 103.3% | 2.24 | 0 | 11 |  |  |  |  | R-410A | 1.4583 | Residential & Commercial | USHP | Ducted CEE Tier 1
212987502 | Central HP <5.4 tons | HEIL | HRCU-A-CB (Split System: Heat Pump with Remote Outdoor Unit-Air-Source) | DLCURAH18ABK |  |  | EA*4X19L17A* | *96MSN0801716A* | 18200 | 16.5 | 8.5 | 18100 | 17700 | 97.79% | 2.14 | 0 | 11 |  |  |  |  | R-410A | 1.5167 | Residential & Commercial | USHP | Ducted CEE Tier 1
212989292 | Central HP <5.4 tons | HEIL | HRCU-A-CB (Split System: Heat Pump with Remote Outdoor Unit-Air-Source) | DLCURAH18ABK |  |  | EA*4X25L17A* | *95MSU0601716A* | 17800 | 16.5 | 8.1 | 17700 | 17700 | 100% | 2.14 | 0 | 10.5 |  |  |  |  | R-410A | 1.4833 | Residential & Commercial | USHP | Ducted CEE Tier 1
212984680 | Central HP <5.4 tons | HEIL | HRCU-A-CB (Split System: Heat Pump with Remote Outdoor Unit-Air-Source) | DLCURAH24ABK |  |  | EN(A,D,W)4X36L17** | *92MSN0801716A* | 23600 | 17.5 | 8.5 | 26200 | 24600 | 93.89% | 2.04 | 0 | 10.5 |  |  |  |  | R-410A | 1.9667 | Residential & Commercial | USHP | Ducted CEE Tier 1
212986134 | Central HP <5.4 tons | HEIL | HRCU-A-CB (Split System: Heat Pump with Remote Outdoor Unit-Air-Source) | DLCURAH24ABK |  |  | EA*4X24L14A* | *96MSN0401410A* | 23200 | 16 | 8.5 | 27000 | 26600 | 98.52% | 2.22 | 0 | 9.5 |  |  |  |  | R-410A | 1.9333 | Residential & Commercial | USHP
212986884 | Central HP <5.4 tons | HEIL | HRCU-A-CB (Split System: Heat Pump with Remote Outdoor Unit-Air-Source) | DLCURAH24ABK |  |  | EA*4X25L17A* | *96MSN0601412A* | 24200 | 17 | 8.5 | 25200 | 21800 | 86.51% | 1.82 | 0 | 10 |  |  |  |  | R-410A | 2.0167 | Residential & Commercial | USHP | Ducted CEE Tier 1
212989256 | Central HP <5.4 tons | HEIL | HRCU-A-CB (Split System: Heat Pump with Remote Outdoor Unit-Air-Source) | DLCURAH24ABK |  |  | EN(A,D)4X36L21** | *95MSU0601716A* | 23600 | 17 | 8.5 | 26400 | 24400 | 92.42% | 2.02 | 0 | 10.5 |  |  |  |  | R-410A | 1.9667 | Residential & Commercial | USHP | Ducted CEE Tier 1
211379576 | Central HP <5.4 tons | YORK | HRCU-A-CB (Split System: Heat Pump with Remote Outdoor Unit-Air-Source) | HMH72B341 |  |  | XAFD48FXXN1+TXV | TM8Y080C16MP11 | 34000 | 17.5 | 8.5 | 33200 | 24400 | 73.49% | 2.08 | 0 | 9 |  |  |  |  | R-410A | 2.8333 | Residential & Commercial | USHP
211379633 | Central HP <5.4 tons | YORK | HRCU-A-CB (Split System: Heat Pump with Remote Outdoor Unit-Air-Source) | HMH72B341 |  |  | XAHC48FXXN1+TXV | YPLC100C20MP13 | 33800 | 16.5 | 8.5 | 32400 | 23800 | 73.46% | 2.06 | 0 | 9 |  |  |  |  | R-410A | 2.8167 | Residential & Commercial | USHP
211379649 | Central HP <5.4 tons | YORK | HRCU-A-CB (Split System: Heat Pump with Remote Outdoor Unit-Air-Source) | HMH72B341 |  |  | XAHC48FBCN1 | TPLC120C20MP13 | 33800 | 16.5 | 8.5 | 32400 | 23800 | 73.46% | 2.06 | 0 | 9 |  |  |  |  | R-410A | 2.8167 | Residential & Commercial | USHP
211379703 | Central HP <5.4 tons | YORK | HRCU-A-CB (Split System: Heat Pump with Remote Outdoor Unit-Air-Source) | HMH72B341 |  |  | XAHC48FXXN1+TXV | TMLV100C16MP12 | 33600 | 16.5 | 8.5 | 32400 | 23800 | 73.46% | 2.06 | 0 | 9 |  |  |  |  | R-410A | 2.8 | Residential & Commercial | USHP
211380010 | Central HP <5.4 tons | YORK | HRCU-A-CB (Split System: Heat Pump with Remote Outdoor Unit-Air-Source) | HMH72B341 |  |  | XAHD48FXXN1+TXV | TM8E080C16MP11 | 32800 | 16.5 | 8.5 | 31600 | 23000 | 72.78% | 2.02 | 0 | 9.5 |  |  |  |  | R-410A | 2.7333 | Residential & Commercial | USHP
211380019 | Central HP <5.4 tons | YORK | HRCU-A-CB (Split System: Heat Pump with Remote Outdoor Unit-Air-Source) | HMH72B341 |  |  | XAHD48FBCN1 | TMLE080C16MP11 | 32800 | 16.5 | 8.5 | 31600 | 23000 | 72.78% | 2.02 | 0 | 9.5 |  |  |  |  | R-410A | 2.7333 | Residential & Commercial | USHP
211380028 | Central HP <5.4 tons | YORK | HRCU-A-CB (Split System: Heat Pump with Remote Outdoor Unit-Air-Source) | HMH72B341 |  |  | XAHC48FBCN1 | TM8E080C16MP11 | 32800 | 16.5 | 8.5 | 31600 | 23000 | 72.78% | 2.04 | 0 | 9.5 |  |  |  |  | R-410A | 2.7333 | Residential & Commercial | USHP
210597605 | Central HP <5.4 tons | COMFORTMAKER | HRCU-A-CB (Split System: Heat Pump with Remote Outdoor Unit-Air-Source) | CVH837GKA** |  |  | EN(A,D,W)4X60L24**+WALLCON | *80CTL0902120A* | 32800 | 18 | 8.1 | 32200 | 24800 | 77.02% | 1.98 | 0 | 12 |  |  |  |  | R-410A | 2.7333 | Residential & Commercial | USHP | Ducted CEE Tier 1
214572664 | Central HP <5.4 tons | DAY & NIGHT | HRCU-A-CB (Split System: Heat Pump with Remote Outdoor Unit-Air-Source) | CVH837GKA** |  |  | EA*4X42L24A*+WALLCON | *95CSU0802120B* | 31800 | 17 | 8.5 | 33000 | 24400 | 73.94% | 1.9 | 0 | 11 |  |  |  |  | R-410A | 2.65 | Residential & Commercial | USHP | Ducted CEE Tier 1
214572714 | Central HP <5.4 tons | DAY & NIGHT | HRCU-A-CB (Split System: Heat Pump with Remote Outdoor Unit-Air-Source) | CVH837GKA** |  |  | EA*4X43L21A*+WALLCON | *80CTL0702120B* | 32800 | 17.5 | 8.5 | 32800 | 25200 | 76.83% | 2 | 0 | 11 |  |  |  |  | R-410A | 2.7333 | Residential & Commercial | USHP | Ducted CEE Tier 1
215319044 | Central HP <5.4 tons | KENMORE | HRCU-A-CB (Split System: Heat Pump with Remote Outdoor Unit-Air-Source) | D5CSHAH18AAK |  |  | D5FSAAH18XBK | 0 | 18000 | 18.2 | 10.1 | 19500 | 18000 | 92.31% | 2.2 | 0 | 12 |  |  |  |  | R-454B | 1.5 | Residential & Commercial | USHP | Ducted CEE Tier 1
216571309 | Central HP <5.4 tons | AMERICAN STANDARD | HRCU-A-CB (Split System: Heat Pump with Remote Outdoor Unit-Air-Source) | 5A6V8X36A1 |  |  | 5TXCC009AS3 | S8V2C100M5PDB | 33200 | 18.1 | 8.5 | 33200 | 25400 | 76.51% | 2.1 | 0 | 10.5 |  |  |  |  | R-454B | 2.7667 | Residential & Commercial | USHP | Ducted CEE Tier 1
216980848 | Central HP <5.4 tons | DIYCOOL | HRCU-A-CB (Split System: Heat Pump with Remote Outdoor Unit-Air-Source) | EZ-60-HPB |  |  | EZ-60-AHB | 0 | 54000 | 16 | 9 | 56000 | 52000 | 92.86% | 1.8 | 0 | 10 |  |  |  |  | R-454B | 4.5 | Residential & Commercial | USHP | Ducted CEE Tier 1
213079543 | Central HP <5.4 tons | CARRIER | HRCU-A-CB (Split System: Heat Pump with Remote Outdoor Unit-Air-Source) | 38MURAQ36AB3* |  |  | CAP**3721AL* | 59SC2E080M17**16 | 36200 | 16.5 | 8.5 | 38000 | 34800 | 91.58% | 2.04 | 0 | 10 |  |  |  |  | R-410A | 3.0167 | Residential & Commercial | USHP | Ducted CEE Tier 1
213079659 | Central HP <5.4 tons | CARRIER | HRCU-A-CB (Split System: Heat Pump with Remote Outdoor Unit-Air-Source) | 38MURAQ36AB3* |  |  | CAP**4221AL* | 59SC2E080M21**20 | 35200 | 16.5 | 8.1 | 38500 | 35000 | 90.91% | 1.88 | 0 | 10 |  |  |  |  | R-410A | 2.9333 | Residential & Commercial | USHP | Ducted CEE Tier 1
216571143 | Central HP <5.4 tons | AMERICAN STANDARD | HRCU-A-CB (Split System: Heat Pump with Remote Outdoor Unit-Air-Source) | 5A6V0X48A1 |  |  | 5TXCD010AS3 | *UHMC100CCV4+LRP | 45000 | 20 | 9.7 | 46500 | 33600 | 72.26% | 2.1 | 0 | 12 |  |  |  |  | R-454B | 3.75 | Residential & Commercial | USHP | Ducted CEE Tier 1
215434456 | Central HP <5.4 tons | GOODMAN | HRCU-A-CB (Split System: Heat Pump with Remote Outdoor Unit-Air-Source) | GZV7SA4810A* |  |  | CHPEA6030*3A* | G*VS960805CUA* | 45500 | 16.2 | 8.5 | 46500 | 33600 | 72.26% | 2 | 0 | 10 |  |  |  |  | R-32 | 3.7917 | Residential & Commercial | USHP | Ducted CEE Tier 1
214241757 | Central HP <5.4 tons | HEIL | HRCU-A-CB (Split System: Heat Pump with Remote Outdoor Unit-Air-Source) | HVH825GKA3* |  |  | EN(A,D)4X30L17**+WALLCON | *96CTN0801714B* | 23400 | 16.5 | 8.1 | 21600 | 16700 | 77.31% | 1.9 | 0 | 10.5 |  |  |  |  | R-410A | 1.95 | Residential & Commercial | USHP | Ducted CEE Tier 1
214242227 | Central HP <5.4 tons | HEIL | HRCU-A-CB (Split System: Heat Pump with Remote Outdoor Unit-Air-Source) | HVH825GKA3* |  |  | EN(A,D,W)4X48L21**+WALLCON | *80CTL0901716B* | 24200 | 17 | 8.1 | 21200 | 16600 | 78.3% | 2 | 0 | 11 |  |  |  |  | R-410A | 2.0167 | Residential & Commercial | USHP | Ducted CEE Tier 1
216980845 | Central HP <5.4 tons | DIYCOOL | HRCU-A-CB (Split System: Heat Pump with Remote Outdoor Unit-Air-Source) | EZ-24-HPB |  |  | EZ-24-AHB | 0 | 23000 | 18.4 | 10 | 24000 | 21600 | 90% | 1.87 | 0 | 11.7 |  |  |  |  | R-454B | 1.9167 | Residential & Commercial | USHP | Ducted CEE Tier 1
211262158 | Central HP <5.4 tons | AIRQUEST | HRCU-A-CB (Split System: Heat Pump with Remote Outdoor Unit-Air-Source) | DLCURAH18ABK |  |  | EA*4X30L17A* | *80ES(N,L)0701412A* | 17800 | 16.5 | 8.5 | 18200 | 18500 | 101.6% | 2.22 | 0 | 10.5 |  |  |  |  | R-410A | 1.4833 | Residential & Commercial | USHP | Ducted CEE Tier 1
213772638 | Central HP <5.4 tons | AIRQUEST | HRCU-A-CB (Split System: Heat Pump with Remote Outdoor Unit-Air-Source) | HVH825GKA3* |  |  | EA*4X24L17A*+WALLCON | *80CTL0701716B* | 23200 | 16.5 | 8.1 | 22000 | 16800 | 76.36% | 1.88 | 0 | 10.5 |  |  |  |  | R-410A | 1.9333 | Residential & Commercial | USHP | Ducted CEE Tier 1
213076616 | Central HP <5.4 tons | CARRIER | HRCU-A-CB (Split System: Heat Pump with Remote Outdoor Unit-Air-Source) | 38MURAQ36AB3* |  |  | CNPV*4217AL* | 58TP*B090V17**16 | 35600 | 16 | 8.1 | 38500 | 35000 | 90.91% | 1.94 | 0 | 10 |  |  |  |  | R-410A | 2.9667 | Residential & Commercial | USHP | Ducted CEE Tier 1
213077331 | Central HP <5.4 tons | CARRIER | HRCU-A-CB (Split System: Heat Pump with Remote Outdoor Unit-Air-Source) | 38MURAQ36AB3* |  |  | CAP**3617AL* | 59TP6C080V17**16 | 35200 | 15.2 | 8.1 | 39000 | 35400 | 90.77% | 1.82 | 0 | 9.5 |  |  |  |  | R-410A | 2.9333 | Residential & Commercial | USHP
215319042 | Central HP <5.4 tons | KENMORE | HRCU-A-CB (Split System: Heat Pump with Remote Outdoor Unit-Air-Source) | D5CUHAH30AAK |  |  | D5FUHAH36XAK | 0 | 30000 | 17.2 | 10.8 | 33000 | 33200 | 100.6% | 1.97 | 0 | 12.1 |  |  |  |  | R-454B | 2.5 | Residential & Commercial | USHP | Ducted CEE Tier 1
213773208 | Central HP <5.4 tons | AIRQUEST | HRCU-A-CB (Split System: Heat Pump with Remote Outdoor Unit-Air-Source) | HVH825GKA3* |  |  | EA*4X37L17A*+WALLCON | *97CMN0601714B* | 24000 | 16 | 8.1 | 21600 | 16800 | 77.78% | 1.98 | 0 | 10.5 |  |  |  |  | R-410A | 2 | Residential & Commercial | USHP | Ducted CEE Tier 1
213773308 | Central HP <5.4 tons | AIRQUEST | HRCU-A-CB (Split System: Heat Pump with Remote Outdoor Unit-Air-Source) | HVH825GKA3* |  |  | EA*4X37L21A*+WALLCON | *95CSU0601716B* | 24400 | 16.5 | 8.1 | 21400 | 16600 | 77.57% | 2.02 | 0 | 10.5 |  |  |  |  | R-410A | 2.0333 | Residential & Commercial | USHP | Ducted CEE Tier 1
213773088 | Central HP <5.4 tons | AIRQUEST | HRCU-A-CB (Split System: Heat Pump with Remote Outdoor Unit-Air-Source) | HVH825GKA3* |  |  | EA*4X36L21A*+WALLCON | *95CSU0601716B* | 23600 | 16.5 | 8.1 | 21600 | 16700 | 77.31% | 1.92 | 0 | 10.5 |  |  |  |  | R-410A | 1.9667 | Residential & Commercial | USHP | Ducted CEE Tier 1
214242377 | Central HP <5.4 tons | HEIL | HRCU-A-CB (Split System: Heat Pump with Remote Outdoor Unit-Air-Source) | HVH825GKA3* |  |  | EN(A,D)4X48L24**+WALLCON | *96CTN1002122B* | 24200 | 17 | 8.1 | 21200 | 16500 | 77.83% | 2 | 0 | 11.5 |  |  |  |  | R-410A | 2.0167 | Residential & Commercial | USHP | Ducted CEE Tier 1
214241607 | Central HP <5.4 tons | HEIL | HRCU-A-CB (Split System: Heat Pump with Remote Outdoor Unit-Air-Source) | HVH825GKA3* |  |  | EN(A,D)4X24L17**+WALLCON | *97CMN0801714B* | 23200 | 16 | 8.1 | 22000 | 16900 | 76.82% | 1.92 | 0 | 10.5 |  |  |  |  | R-410A | 1.9333 | Residential & Commercial | USHP | Ducted CEE Tier 1
210597368 | Central HP <5.4 tons | COMFORTMAKER | HRCU-A-CB (Split System: Heat Pump with Remote Outdoor Unit-Air-Source) | CVH837GKA** |  |  | EA*4X60L24A*+WALLCON | *80CSU1002120A* | 32800 | 17 | 8.1 | 32000 | 24800 | 77.5% | 1.96 | 0 | 11 |  |  |  |  | R-410A | 2.7333 | Residential & Commercial | USHP | Ducted CEE Tier 1
210597503 | Central HP <5.4 tons | COMFORTMAKER | HRCU-A-CB (Split System: Heat Pump with Remote Outdoor Unit-Air-Source) | CVH837GKA** |  |  | EHD4X60AAL+WALLCON | *80CSU1002120A* | 32800 | 16.5 | 8.1 | 32200 | 24800 | 77.02% | 1.98 | 0 | 11 |  |  |  |  | R-410A | 2.7333 | Residential & Commercial | USHP | Ducted CEE Tier 1
214584610 | Central HP <5.4 tons | JOHNSON CONTROLS | HRCU-A-CB (Split System: Heat Pump with Remote Outdoor Unit-Air-Source) | HH860E2S11 |  |  | CTF60C5CGS1 | Z8ES100C16SMPS1 | 44000 | 18 | 9 | 44000 | 33200 | 75.45% | 2 | 0 | 12 |  |  |  |  | R-454B | 3.6667 | Residential & Commercial | USHP | Ducted CEE Tier 1
214584635 | Central HP <5.4 tons | JOHNSON CONTROLS | HRCU-A-CB (Split System: Heat Pump with Remote Outdoor Unit-Air-Source) | HH860E2S11 |  |  | CTF60C5CHS1 | Z8ES120C20SMPS1 | 53500 | 19 | 9 | 53500 | 38000 | 71.03% | 2 | 0 | 11.7 |  |  |  |  | R-454B | 4.4583 | Residential & Commercial | USHP | Ducted CEE Tier 1
215853502 | Central HP <5.4 tons | JOHNSON CONTROLS | HRCU-A-CB (Split System: Heat Pump with Remote Outdoor Unit-Air-Source) | HH860E2S11 |  |  | CTM60D5CJS1 | TM9V120D20MP12 | 53500 | 19 | 9 | 55500 | 40000 | 72.07% | 2 | 0 | 11 |  |  |  |  | R-454B | 4.4583 | Residential & Commercial | USHP | Ducted CEE Tier 1
213080195 | Central HP <5.4 tons | CARRIER | HRCU-A-CB (Split System: Heat Pump with Remote Outdoor Unit-Air-Source) | 38MURAQ36AB3* |  |  | CAP**4821AL* | 59SC6A080M21**20 | 36000 | 16 | 8.5 | 38000 | 34800 | 91.58% | 2.04 | 0 | 10 |  |  |  |  | R-410A | 3 | Residential & Commercial | USHP | Ducted CEE Tier 1
213080279 | Central HP <5.4 tons | CARRIER | HRCU-A-CB (Split System: Heat Pump with Remote Outdoor Unit-Air-Source) | 38MURAQ36AB3* |  |  | CAP**3721AL* | 59SC6A100M21**20 | 36600 | 16 | 8.5 | 38500 | 34800 | 90.39% | 2.1 | 0 | 10 |  |  |  |  | R-410A | 3.05 | Residential & Commercial | USHP | Ducted CEE Tier 1
215746022 | Central HP <5.4 tons | Custom Comfort | HRCU-A-CB (Split System: Heat Pump with Remote Outdoor Unit-Air-Source) | CCOXHBSZ33HP |  |  | CCOXHBAHU36 | 0 | 33000 | 16.5 | 10 | 35000 | 34000 | 97.14% | 2 | 0 | 11.7 |  |  |  |  | R-454B | 2.75 | Residential & Commercial | USHP | Ducted CEE Tier 1
213075922 | Central HP <5.4 tons | CARRIER | HRCU-A-CB (Split System: Heat Pump with Remote Outdoor Unit-Air-Source) | 38MURAQ36AB3* |  |  | CAP**4321AL* | 59SU5B100M21**20 | 36400 | 16 | 8.5 | 38000 | 34800 | 91.58% | 2.06 | 0 | 10 |  |  |  |  | R-410A | 3.0333 | Residential & Commercial | USHP | Ducted CEE Tier 1
213076288 | Central HP <5.4 tons | CARRIER | HRCU-A-CB (Split System: Heat Pump with Remote Outdoor Unit-Air-Source) | 38MURAQ36AB3* |  |  | CAP**4821AL* | 59SU5B100M21**22 | 36000 | 16.5 | 8.5 | 38000 | 34800 | 91.58% | 2.04 | 0 | 10 |  |  |  |  | R-410A | 3 | Residential & Commercial | USHP | Ducted CEE Tier 1
213076573 | Central HP <5.4 tons | CARRIER | HRCU-A-CB (Split System: Heat Pump with Remote Outdoor Unit-Air-Source) | 38MURAQ36AB3* |  |  | CNPV*4821AL* | 58TP*B070V17**16 | 35600 | 16 | 8.1 | 38500 | 35000 | 90.91% | 1.98 | 0 | 10 |  |  |  |  | R-410A | 2.9667 | Residential & Commercial | USHP | Ducted CEE Tier 1
213076624 | Central HP <5.4 tons | CARRIER | HRCU-A-CB (Split System: Heat Pump with Remote Outdoor Unit-Air-Source) | 38MURAQ36AB3* |  |  | CNPV*4821AL* | 58TP*B090V17**16 | 35600 | 16.5 | 8.1 | 38500 | 35000 | 90.91% | 1.98 | 0 | 10 |  |  |  |  | R-410A | 2.9667 | Residential & Commercial | USHP | Ducted CEE Tier 1
211380051 | Central HP <5.4 tons | YORK | HRCU-A-CB (Split System: Heat Pump with Remote Outdoor Unit-Air-Source) | HMH72B341 |  |  | XAFC48FBCN1 | TM8E080C16MP11 | 33400 | 17 | 8.5 | 32200 | 23400 | 72.67% | 2.06 | 0 | 9.5 |  |  |  |  | R-410A | 2.7833 | Residential & Commercial | USHP
211377393 | Central HP <5.4 tons | YORK | HRCU-A-CB (Split System: Heat Pump with Remote Outdoor Unit-Air-Source) | HMH72B341 |  |  | XAFB36DBCN1 | TM9Y080B12MP11 | 33600 | 17.5 | 8.5 | 33400 | 23600 | 70.66% | 2.04 | 0 | 9.5 |  |  |  |  | R-410A | 2.8 | Residential & Commercial | USHP
211377545 | Central HP <5.4 tons | YORK | HRCU-A-CB (Split System: Heat Pump with Remote Outdoor Unit-Air-Source) | HMH72B341 |  |  | XAHC36DBCN1 | TM9V080C16MP12 | 33400 | 17 | 8.1 | 33200 | 23400 | 70.48% | 2.04 | 0 | 9.5 |  |  |  |  | R-410A | 2.7833 | Residential & Commercial | USHP
211377572 | Central HP <5.4 tons | YORK | HRCU-A-CB (Split System: Heat Pump with Remote Outdoor Unit-Air-Source) | HMH72B341 |  |  | XAFC36DBCN1 | TM9V080C16MP12 | 34000 | 17.5 | 8.1 | 33800 | 23800 | 70.41% | 2.08 | 0 | 10 |  |  |  |  | R-410A | 2.8333 | Residential & Commercial | USHP | Ducted CEE Tier 1
211377911 | Central HP <5.4 tons | YORK | HRCU-A-CB (Split System: Heat Pump with Remote Outdoor Unit-Air-Source) | HMH72B341 |  |  | XAHC36DBCN1 | TM9E060B12MP12 | 33400 | 17 | 8.1 | 33400 | 23800 | 71.26% | 2 | 0 | 9.5 |  |  |  |  | R-410A | 2.7833 | Residential & Commercial | USHP
211377920 | Central HP <5.4 tons | YORK | HRCU-A-CB (Split System: Heat Pump with Remote Outdoor Unit-Air-Source) | HMH72B341 |  |  | XAHB36DBCN1 | TM9E060B12MP12 | 33200 | 17 | 8.1 | 33200 | 23600 | 71.08% | 2 | 0 | 9.5 |  |  |  |  | R-410A | 2.7667 | Residential & Commercial | USHP
211379167 | Central HP <5.4 tons | YORK | HRCU-A-CB (Split System: Heat Pump with Remote Outdoor Unit-Air-Source) | HMH72B341 |  |  | XAFC48FBCN1 | YP9C100C20MP13 | 34000 | 16.5 | 8.5 | 33000 | 24200 | 73.33% | 2.1 | 0 | 9 |  |  |  |  | R-410A | 2.8333 | Residential & Commercial | USHP
211379217 | Central HP <5.4 tons | YORK | HRCU-A-CB (Split System: Heat Pump with Remote Outdoor Unit-Air-Source) | HMH72B341 |  |  | XAFD48FBCN1 | TM9V100C16MP12 | 33800 | 16.5 | 8.5 | 32400 | 23600 | 72.84% | 2.08 | 0 | 9.5 |  |  |  |  | R-410A | 2.8167 | Residential & Commercial | USHP
213076705 | Central HP <5.4 tons | CARRIER | HRCU-A-CB (Split System: Heat Pump with Remote Outdoor Unit-Air-Source) | 38MURAQ36AB3* |  |  | CNPV*4821AL* | 58TP*B090V21**20 | 36000 | 16.5 | 8.1 | 38500 | 35000 | 90.91% | 2 | 0 | 10 |  |  |  |  | R-410A | 3 | Residential & Commercial | USHP | Ducted CEE Tier 1
211261262 | Central HP <5.4 tons | AIRQUEST | HRCU-A-CB (Split System: Heat Pump with Remote Outdoor Unit-Air-Source) | DLCURAH18ABK |  |  | EA*4X30L14A* | *96VSN0401410A* | 17500 | 16 | 8.5 | 18100 | 18600 | 102.8% | 2.24 | 0 | 10.5 |  |  |  |  | R-410A | 1.4583 | Residential & Commercial | USHP | Ducted CEE Tier 1
216571181 | Central HP <5.4 tons | AMERICAN STANDARD | HRCU-A-CB (Split System: Heat Pump with Remote Outdoor Unit-Air-Source) | 5A6V8X24A1 |  |  | 5PX*B003AS3 | S8V2A040M3PCB | 21200 | 18.1 | 8.5 | 24400 | 18900 | 77.46% | 2.1 | 0 | 11.2 |  |  |  |  | R-454B | 1.7667 | Residential & Commercial | USHP | Ducted CEE Tier 1
213076975 | Central HP <5.4 tons | CARRIER | HRCU-A-CB (Split System: Heat Pump with Remote Outdoor Unit-Air-Source) | 38MURAQ36AB3* |  |  | CAP**4321AL* | 59SP6B080V17**16 | 36600 | 15.5 | 8.5 | 38500 | 35000 | 90.91% | 2.06 | 0 | 10 |  |  |  |  | R-410A | 3.05 | Residential & Commercial | USHP | Ducted CEE Tier 1
210597377 | Central HP <5.4 tons | COMFORTMAKER | HRCU-A-CB (Split System: Heat Pump with Remote Outdoor Unit-Air-Source) | CVH837GKA** |  |  | EA*4X60L24A*+WALLCON | *80CTL1352422A* | 32800 | 18 | 8.5 | 31800 | 24800 | 77.99% | 2 | 0 | 12 |  |  |  |  | R-410A | 2.7333 | Residential & Commercial | USHP | Ducted CEE Tier 1
210597410 | Central HP <5.4 tons | COMFORTMAKER | HRCU-A-CB (Split System: Heat Pump with Remote Outdoor Unit-Air-Source) | CVH837GKA** |  |  | EA*4X61L21A*+WALLCON | *80CSU0601716A* | 33200 | 17.5 | 8.1 | 32200 | 25000 | 77.64% | 1.98 | 0 | 11.5 |  |  |  |  | R-410A | 2.7667 | Residential & Commercial | USHP | Ducted CEE Tier 1
210597626 | Central HP <5.4 tons | COMFORTMAKER | HRCU-A-CB (Split System: Heat Pump with Remote Outdoor Unit-Air-Source) | CVH837GKA** |  |  | EN(A,D,W)4X60L24**+WALLCON | *96CTN1202422A* | 32800 | 18 | 8.1 | 32200 | 24600 | 76.4% | 1.98 | 0 | 12 |  |  |  |  | R-410A | 2.7333 | Residential & Commercial | USHP | Ducted CEE Tier 1
210597446 | Central HP <5.4 tons | COMFORTMAKER | HRCU-A-CB (Split System: Heat Pump with Remote Outdoor Unit-Air-Source) | CVH837GKA** |  |  | EA*4X61L24A*+WALLCON | *80CSU1002120A* | 33200 | 17.5 | 8.1 | 32000 | 24800 | 77.5% | 1.98 | 0 | 11.5 |  |  |  |  | R-410A | 2.7667 | Residential & Commercial | USHP | Ducted CEE Tier 1
210597512 | Central HP <5.4 tons | COMFORTMAKER | HRCU-A-CB (Split System: Heat Pump with Remote Outdoor Unit-Air-Source) | CVH837GKA** |  |  | EHD4X60AAL+WALLCON | *80CTL0901716A* | 33000 | 17.5 | 8.1 | 32200 | 24800 | 77.02% | 2.02 | 0 | 11.5 |  |  |  |  | R-410A | 2.75 | Residential & Commercial | USHP | Ducted CEE Tier 1
215746020 | Central HP <5.4 tons | Custom Comfort | HRCU-A-CB (Split System: Heat Pump with Remote Outdoor Unit-Air-Source) | CCOXHBSZ17HP |  |  | CCOXHBAHU18 | 0 | 18000 | 18 | 10 | 19500 | 18000 | 92.31% | 2.2 | 0 | 12 |  |  |  |  | R-454B | 1.5 | Residential & Commercial | USHP | Ducted CEE Tier 1
216571267 | Central HP <5.4 tons | AMERICAN STANDARD | HRCU-A-CB (Split System: Heat Pump with Remote Outdoor Unit-Air-Source) | 5A6V8X36A1 |  |  | 5PX*C009AS3 | S8V2C100M5PCB | 33200 | 18.1 | 8.5 | 33200 | 25400 | 76.51% | 2.1 | 0 | 10.5 |  |  |  |  | R-454B | 2.7667 | Residential & Commercial | USHP | Ducted CEE Tier 1
216571281 | Central HP <5.4 tons | AMERICAN STANDARD | HRCU-A-CB (Split System: Heat Pump with Remote Outdoor Unit-Air-Source) | 5A6V8X36A1 |  |  | 5PX*CD09AS3 | S8V2C080M5PCB | 33200 | 18.1 | 8.5 | 32800 | 25200 | 76.83% | 2.1 | 0 | 10.5 |  |  |  |  | R-454B | 2.7667 | Residential & Commercial | USHP | Ducted CEE Tier 1
216571299 | Central HP <5.4 tons | AMERICAN STANDARD | HRCU-A-CB (Split System: Heat Pump with Remote Outdoor Unit-Air-Source) | 5A6V8X36A1 |  |  | 5TXCC007AS3 | S8V2C100M5PCB | 33000 | 18.1 | 8.5 | 33400 | 25600 | 76.65% | 2.1 | 0 | 10 |  |  |  |  | R-454B | 2.75 | Residential & Commercial | USHP | Ducted CEE Tier 1
216571317 | Central HP <5.4 tons | AMERICAN STANDARD | HRCU-A-CB (Split System: Heat Pump with Remote Outdoor Unit-Air-Source) | 5A6V8X36A1 |  |  | 5TXCC009AS3 | *UHMC100CCV4+LRP | 33200 | 18.1 | 8.5 | 32800 | 25200 | 76.83% | 2.1 | 0 | 10.5 |  |  |  |  | R-454B | 2.7667 | Residential & Commercial | USHP | Ducted CEE Tier 1
209852092 | Central HP <5.4 tons | KENMORE | HRCU-A-CB (Split System: Heat Pump with Remote Outdoor Unit-Air-Source) | DLCURAH24ABK |  |  | DLFUAAH24XAK | 0 | 24000 | 17.4 | 10 | 24000 | 22600 | 94.17% | 1.91 | 12.5 | 11.7 |  |  |  |  | R-410A | 2 | Residential & Commercial | USHP | Ducted CEE Tier 1
213372156 | Central HP <5.4 tons | KENMORE | HRCU-A-C (Split System: Heat Pump with Remote Outdoor Unit with No Indoor Fan --Air Source) | DLCURAH18ABK |  |  | DLFULAH24XBX + CI | 0 | 18000 | 16.1 | 9.5 | 19000 | 15000 | 78.95% | 2.2 | 11.6 | 11.7 |  |  |  |  | R-410A | 1.5 | Residential & Commercial | USHP | Ducted CEE Tier 1
216571185 | Central HP <5.4 tons | AMERICAN STANDARD | HRCU-A-CB (Split System: Heat Pump with Remote Outdoor Unit-Air-Source) | 5A6V8X24A1 |  |  | 5PX*B003AS3 | S8V2B060M4PCB | 21400 | 18.1 | 8.5 | 24400 | 18900 | 77.46% | 2.2 | 0 | 11.5 |  |  |  |  | R-454B | 1.7833 | Residential & Commercial | USHP | Ducted CEE Tier 1
216571221 | Central HP <5.4 tons | AMERICAN STANDARD | HRCU-A-CB (Split System: Heat Pump with Remote Outdoor Unit-Air-Source) | 5A6V8X24A1 |  |  | 5PX*BD06AS3 | S8V2A040M3PCB | 21800 | 18.1 | 8.5 | 23800 | 18600 | 78.15% | 2.2 | 0 | 11.5 |  |  |  |  | R-454B | 1.8167 | Residential & Commercial | USHP | Ducted CEE Tier 1
216571235 | Central HP <5.4 tons | AMERICAN STANDARD | HRCU-A-CB (Split System: Heat Pump with Remote Outdoor Unit-Air-Source) | 5A6V8X24A1 |  |  | 5TXCB003AS3 | L8V1A040U3VSB+LRP | 21400 | 18.1 | 8.5 | 24600 | 19000 | 77.24% | 2.1 | 0 | 11 |  |  |  |  | R-454B | 1.7833 | Residential & Commercial | USHP | Ducted CEE Tier 1
216571237 | Central HP <5.4 tons | AMERICAN STANDARD | HRCU-A-CB (Split System: Heat Pump with Remote Outdoor Unit-Air-Source) | 5A6V8X24A1 |  |  | 5TXCB003AS3 | L8V1B080U4VSB+LRP | 21400 | 18.1 | 8.5 | 24400 | 18900 | 77.46% | 2.1 | 0 | 11.2 |  |  |  |  | R-454B | 1.7833 | Residential & Commercial | USHP | Ducted CEE Tier 1
216571069 | Central HP <5.4 tons | AMERICAN STANDARD | HRCU-A-CB (Split System: Heat Pump with Remote Outdoor Unit-Air-Source) | 5A6V0X36A1 |  |  | 5TXCC009AS3 | S8V2C080M5PDB | 35600 | 20 | 9.4 | 31600 | 24600 | 77.85% | 2.2 | 0 | 12.7 |  |  |  |  | R-454B | 2.9667 | Residential & Commercial | USHP | Ducted CEE Tier 1
215746028 | Central HP <5.4 tons | Custom Comfort | HRCU-A-CB (Split System: Heat Pump with Remote Outdoor Unit-Air-Source) | CCOXHB24V30HP |  |  | CCOXHBAH24V30 | 0 | 30000 | 16.8 | 10 | 34000 | 32600 | 95.88% | 1.96 | 0 | 11.7 |  |  |  |  | R-454B | 2.5 | Residential & Commercial | USHP | Ducted CEE Tier 1
216773243 | Central HP <5.4 tons | Custom Comfort | HRCU-A-C (Split System: Heat Pump with Remote Outdoor Unit with No Indoor Fan --Air Source) | CCOXHB24V30HP |  |  | CCOBCC3036C | 0 | 29000 | 16 | 9.5 | 32000 | 32000 | 100% | 1.85 | 0 | 10 |  |  |  |  | R-454B | 2.4167 | Residential & Commercial | USHP | Ducted CEE Tier 1
215449751 | Central HP <5.4 tons | Breeze33 | HRCU-A-CB (Split System: Heat Pump with Remote Outdoor Unit-Air-Source) | BZ33-HYP24OUT2-454-G3-P |  |  | BZ33-MSAHU24-454-G3-P | 0 | 23000 | 18.7 | 10 | 26000 | 23600 | 90.77% | 2.16 | 0 | 12 |  |  |  |  | R-454B | 1.9167 | Residential & Commercial | USHP | Ducted CEE Tier 1
216773246 | Central HP <5.4 tons | Custom Comfort | HRCU-A-C (Split System: Heat Pump with Remote Outdoor Unit with No Indoor Fan --Air Source) | CCOXHB24V60HP |  |  | CCOBCC4860C | 0 | 52000 | 16 | 8.5 | 56000 | 45000 | 80.36% | 1.8 | 0 | 10 |  |  |  |  | R-454B | 4.3333 | Residential & Commercial | USHP | Ducted CEE Tier 1
215942522 | Central HP <5.4 tons | HEIL | HRCU-A-CB (Split System: Heat Pump with Remote Outdoor Unit-Air-Source) | H5H3V36*K*AAA* |  |  | EVD5X61M21A*+WALLCON | *97CMN0802120B* | 35800 | 22 | 8.5 | 37400 | 28200 | 75.4% | 2.04 | 0 | 12.5 |  |  |  |  | R-454B | 2.9833 | Residential & Commercial | USHP | Ducted CEE Tier 1
210597599 | Central HP <5.4 tons | COMFORTMAKER | HRCU-A-CB (Split System: Heat Pump with Remote Outdoor Unit-Air-Source) | CVH837GKA** |  |  | EN(A,D,W)4X48L21**+WALLCON | *80CSU0601716A* | 32400 | 17 | 8.1 | 33000 | 24800 | 75.15% | 1.94 | 0 | 11.7 |  |  |  |  | R-410A | 2.7 | Residential & Commercial | USHP | Ducted CEE Tier 1
213773098 | Central HP <5.4 tons | AIRQUEST | HRCU-A-CB (Split System: Heat Pump with Remote Outdoor Unit-Air-Source) | HVH825GKA3* |  |  | EA*4X36L21A*+WALLCON | *97CMN0601714B* | 23400 | 16 | 8.1 | 21600 | 16700 | 77.31% | 1.92 | 0 | 10.5 |  |  |  |  | R-410A | 1.95 | Residential & Commercial | USHP | Ducted CEE Tier 1
210597611 | Central HP <5.4 tons | COMFORTMAKER | HRCU-A-CB (Split System: Heat Pump with Remote Outdoor Unit-Air-Source) | CVH837GKA** |  |  | EN(A,D,W)4X60L24**+WALLCON | *80CTL1352422A* | 32800 | 18 | 8.1 | 32200 | 24600 | 76.4% | 1.98 | 0 | 12 |  |  |  |  | R-410A | 2.7333 | Residential & Commercial | USHP | Ducted CEE Tier 1
210596944 | Central HP <5.4 tons | COMFORTMAKER | HRCU-A-CB (Split System: Heat Pump with Remote Outdoor Unit-Air-Source) | CVH825GKA2* |  |  | EHD4X48AAL+WALLCON | *80CSU0601716A* | 24200 | 16.5 | 8.1 | 21200 | 16600 | 78.3% | 2.02 | 0 | 11 |  |  |  |  | R-410A | 2.0167 | Residential & Commercial | USHP | Ducted CEE Tier 1
212394336 | Central HP <5.4 tons | DIYCOOL | HRCU-A-C (Split System: Heat Pump with Remote Outdoor Unit with No Indoor Fan --Air Source) | ACIQ-36-HPB |  |  | ACIQ-36-ACL | 0 | 35000 | 15.2 | 10 | 39000 | 32000 | 82.05% | 2 | 10.2 | 10 |  |  |  |  | R-410A | 2.9167 | Residential & Commercial | USHP | Ducted CEE Tier 1
212383390 | Central HP <5.4 tons | AIRQUEST | HRCU-A-CB (Split System: Heat Pump with Remote Outdoor Unit-Air-Source) | DLCURAH36ABK |  |  | EA*4X37L17A* | *80ESU0601716A | 36600 | 15.5 | 8.5 | 39500 | 35000 | 88.61% | 2.04 | 0 | 10 |  |  |  |  | R-410A | 3.05 | Residential & Commercial | USHP | Ducted CEE Tier 1
213779066 | Central HP <5.4 tons | BRYANT HEATING AND COOLING SYSTEMS | HRCU-A-CB (Split System: Heat Pump with Remote Outdoor Unit-Air-Source) | 288BNV037*0**A* |  |  | CAP**4221AL*+UI | 88*TB48070C17*** | 31400 | 17 | 8.1 | 33200 | 24400 | 73.49% | 1.86 | 0 | 10.5 |  |  |  |  | R-410A | 2.6167 | Residential & Commercial | USHP | Ducted CEE Tier 1
211227107 | Central HP <5.4 tons | COMFORTMAKER | HRCU-A-CB (Split System: Heat Pump with Remote Outdoor Unit-Air-Source) | DLCURAH36ABK |  |  | EA*4X37L21A* | *96VSN0801716A* | 36800 | 15.2 | 8.5 | 38500 | 35000 | 90.91% | 2.1 | 0 | 10 |  |  |  |  | R-410A | 3.0667 | Residential & Commercial | USHP | Ducted CEE Tier 1
216571103 | Central HP <5.4 tons | AMERICAN STANDARD | HRCU-A-CB (Split System: Heat Pump with Remote Outdoor Unit-Air-Source) | 5A6V0X48A1 |  |  | 5PX*D008AS3 | *UHMC100CCV4+LRP | 44500 | 20 | 9.7 | 47000 | 34000 | 72.34% | 2.1 | 0 | 12 |  |  |  |  | R-454B | 3.7083 | Residential & Commercial | USHP | Ducted CEE Tier 1
216571105 | Central HP <5.4 tons | AMERICAN STANDARD | HRCU-A-CB (Split System: Heat Pump with Remote Outdoor Unit-Air-Source) | 5A6V0X48A1 |  |  | 5PX*D010AS3 | S8V2C080M5PCB | 45500 | 20 | 9.7 | 47000 | 33600 | 71.49% | 2.1 | 0 | 12 |  |  |  |  | R-454B | 3.7917 | Residential & Commercial | USHP | Ducted CEE Tier 1
216571121 | Central HP <5.4 tons | AMERICAN STANDARD | HRCU-A-CB (Split System: Heat Pump with Remote Outdoor Unit-Air-Source) | 5A6V0X48A1 |  |  | 5TXCC007AS3 | S8V2C080M5PDB | 44500 | 20 | 9.7 | 47500 | 34000 | 71.58% | 2.1 | 0 | 11.7 |  |  |  |  | R-454B | 3.7083 | Residential & Commercial | USHP | Ducted CEE Tier 1
216571135 | Central HP <5.4 tons | AMERICAN STANDARD | HRCU-A-CB (Split System: Heat Pump with Remote Outdoor Unit-Air-Source) | 5A6V0X48A1 |  |  | 5TXCD008AS3 | S8V2C080M5PCB | 44500 | 20 | 9.7 | 47000 | 34000 | 72.34% | 2.1 | 0 | 12 |  |  |  |  | R-454B | 3.7083 | Residential & Commercial | USHP | Ducted CEE Tier 1
211227586 | Central HP <5.4 tons | COMFORTMAKER | HRCU-A-CB (Split System: Heat Pump with Remote Outdoor Unit-Air-Source) | DLCURAH36ABK |  |  | EA*4X42L21A* | *95ESN1002122A* | 36600 | 15.2 | 8.5 | 40000 | 35200 | 88% | 1.94 | 0 | 10 |  |  |  |  | R-410A | 3.05 | Residential & Commercial | USHP | Ducted CEE Tier 1
215449747 | Central HP <5.4 tons | Breeze33 | HRCU-A-CB (Split System: Heat Pump with Remote Outdoor Unit-Air-Source) | BZ33-INV36OUT2-454-G3-J |  |  | BZ33-AHU36-454-G3-J | 0 | 36000 | 18 | 10 | 37000 | 37400 | 101.1% | 1.9 | 0 | 12 |  |  |  |  | R-454B | 3 | Residential & Commercial | USHP | Ducted CEE Tier 1
214574599 | Central HP <5.4 tons | BRYANT HEATING AND COOLING SYSTEMS | HRCU-A-CB (Split System: Heat Pump with Remote Outdoor Unit-Air-Source) | 288BNV037*0**B* |  |  | CNPV*4821AL*+UI | 987MC60060C21*** | 32200 | 17 | 8.1 | 33000 | 25000 | 75.76% | 1.94 | 0 | 11.5 |  |  |  |  | R-410A | 2.6833 | Residential & Commercial | USHP | Ducted CEE Tier 1
216735782 | Central HP <5.4 tons | AIRQUEST | HRCU-A-CB (Split System: Heat Pump with Remote Outdoor Unit-Air-Source) | D5CUHAH24AAK |  |  | EA*5X37M21A* | *92MSN0802120A* | 23600 | 16.5 | 8.5 | 20800 | 18500 | 88.94% | 1.96 | 0 | 11 |  |  |  |  | R-454B | 1.9667 | Residential & Commercial | USHP | Ducted CEE Tier 1
216735852 | Central HP <5.4 tons | AIRQUEST | HRCU-A-CB (Split System: Heat Pump with Remote Outdoor Unit-Air-Source) | D5CUHAH24AAK |  |  | EA*5X37M21A* | *96MSN1002122A* | 23400 | 16 | 8.5 | 20800 | 18600 | 89.42% | 1.98 | 0 | 11 |  |  |  |  | R-454B | 1.95 | Residential & Commercial | USHP | Ducted CEE Tier 1
216735936 | Central HP <5.4 tons | AIRQUEST | HRCU-A-CB (Split System: Heat Pump with Remote Outdoor Unit-Air-Source) | D5CUHAH24AAK |  |  | EA*5X37M21A* | *95MSU1002120A* | 23200 | 16.5 | 8.5 | 20600 | 18400 | 89.32% | 1.96 | 0 | 11 |  |  |  |  | R-454B | 1.9333 | Residential & Commercial | USHP | Ducted CEE Tier 1
216736367 | Central HP <5.4 tons | AIRQUEST | HRCU-A-CB (Split System: Heat Pump with Remote Outdoor Unit-Air-Source) | D5CUHAH24AAK |  |  | ESH5X24M12A* | *80MSU1002120A* | 22800 | 15.5 | 8.5 | 21400 | 19300 | 90.19% | 1.96 | 0 | 10.5 |  |  |  |  | R-454B | 1.9 | Residential & Commercial | USHP | Ducted CEE Tier 1
214243124 | Central HP <5.4 tons | TEMPSTAR | HRCU-A-CB (Split System: Heat Pump with Remote Outdoor Unit-Air-Source) | TVH825GKA2* |  |  | EN(A,D,W)4X48L21**+WALLCON | *80CTL1102120B* | 24200 | 17 | 8.1 | 21200 | 16600 | 78.3% | 2.02 | 0 | 11.5 |  |  |  |  | R-410A | 2.0167 | Residential & Commercial | USHP | Ducted CEE Tier 1
214239662 | Central HP <5.4 tons | TEMPSTAR | HRCU-A-CB (Split System: Heat Pump with Remote Outdoor Unit-Air-Source) | TVH837GKA** |  |  | END4X42L17**+WALLCON | *80CTL0701716B* | 32000 | 16.5 | 8.1 | 33000 | 24800 | 75.15% | 1.9 | 0 | 11 |  |  |  |  | R-410A | 2.6667 | Residential & Commercial | USHP | Ducted CEE Tier 1
214572917 | Central HP <5.4 tons | TEMPSTAR | HRCU-A-CB (Split System: Heat Pump with Remote Outdoor Unit-Air-Source) | TVH837GKA** |  |  | EA*4X60L24A*+WALLCON | *95CSU1002122B* | 32800 | 17.5 | 8.5 | 31600 | 24800 | 78.48% | 2 | 0 | 11.5 |  |  |  |  | R-410A | 2.7333 | Residential & Commercial | USHP | Ducted CEE Tier 1
214391155 | Central HP <5.4 tons | Breeze33 | HRCU-A-CB (Split System: Heat Pump with Remote Outdoor Unit-Air-Source) | BZ33-INV30OUT2-J |  |  | BZ33-WMAHU30-J | 0 | 30000 | 16.9 | 9 | 31000 | 25000 | 80.65% | 1.8 | 0 | 10 |  |  |  |  | R-410A | 2.5 | Residential & Commercial | USHP | Ducted CEE Tier 1
214242154 | Central HP <5.4 tons | TEMPSTAR | HRCU-A-CB (Split System: Heat Pump with Remote Outdoor Unit-Air-Source) | TVH825GKA3* |  |  | EN(A,D,W)4X42L21**+WALLCON | *97CMN0601714B* | 23600 | 16 | 8.1 | 21600 | 16700 | 77.31% | 1.94 | 0 | 10.5 |  |  |  |  | R-410A | 1.9667 | Residential & Commercial | USHP | Ducted CEE Tier 1
214242204 | Central HP <5.4 tons | TEMPSTAR | HRCU-A-CB (Split System: Heat Pump with Remote Outdoor Unit-Air-Source) | TVH825GKA3* |  |  | EN(A,D,W)4X42L21**+WALLCON | *96CTN1002122B* | 23800 | 16.5 | 8.1 | 21400 | 16600 | 77.57% | 1.96 | 0 | 11 |  |  |  |  | R-410A | 1.9833 | Residential & Commercial | USHP | Ducted CEE Tier 1
214242254 | Central HP <5.4 tons | TEMPSTAR | HRCU-A-CB (Split System: Heat Pump with Remote Outdoor Unit-Air-Source) | TVH825GKA3* |  |  | EN(A,D,W)4X48L21**+WALLCON | *80CTL1102120B* | 24200 | 17 | 8.1 | 21200 | 16500 | 77.83% | 2 | 0 | 11 |  |  |  |  | R-410A | 2.0167 | Residential & Commercial | USHP | Ducted CEE Tier 1
215936157 | Central HP <5.4 tons | AIRQUEST | HRCU-A-CB (Split System: Heat Pump with Remote Outdoor Unit-Air-Source) | H5H3V36*K*AAA* |  |  | EVD5X42M24A*+WALLCON | *80CTL0702120B* | 35400 | 21.5 | 8.5 | 38000 | 28600 | 75.26% | 2.04 | 0 | 12 |  |  |  |  | R-454B | 2.95 | Residential & Commercial | USHP | Ducted CEE Tier 1
215936327 | Central HP <5.4 tons | AIRQUEST | HRCU-A-CB (Split System: Heat Pump with Remote Outdoor Unit-Air-Source) | H5H3V36*K*AAA* |  |  | EVD5X48M24A*+WALLCON | *80CTL1102120B* | 35200 | 21.5 | 8.5 | 38000 | 28200 | 74.21% | 2.04 | 0 | 12 |  |  |  |  | R-454B | 2.9333 | Residential & Commercial | USHP | Ducted CEE Tier 1
215936527 | Central HP <5.4 tons | AIRQUEST | HRCU-A-CB (Split System: Heat Pump with Remote Outdoor Unit-Air-Source) | H5H3V36*K*AAA* |  |  | EVD5X49M24A*+WALLCON | *97CMN1202422B* | 35400 | 22 | 8.5 | 38000 | 28400 | 74.74% | 2.04 | 0 | 12.5 |  |  |  |  | R-454B | 2.95 | Residential & Commercial | USHP | Ducted CEE Tier 1
215936727 | Central HP <5.4 tons | AIRQUEST | HRCU-A-CB (Split System: Heat Pump with Remote Outdoor Unit-Air-Source) | H5H3V36*K*AAA* |  |  | EVD5X60M21A*+WALLCON | *96CTN1002122B* | 35600 | 22 | 8.5 | 38000 | 28600 | 75.26% | 2.02 | 0 | 12.5 |  |  |  |  | R-454B | 2.9667 | Residential & Commercial | USHP | Ducted CEE Tier 1
215936827 | Central HP <5.4 tons | AIRQUEST | HRCU-A-CB (Split System: Heat Pump with Remote Outdoor Unit-Air-Source) | H5H3V36*K*AAA* |  |  | EVD5X60M24A*+WALLCON | *97CMN1002122B* | 35600 | 22 | 8.5 | 38000 | 28400 | 74.74% | 2.04 | 0 | 12.5 |  |  |  |  | R-454B | 2.9667 | Residential & Commercial | USHP | Ducted CEE Tier 1
215936877 | Central HP <5.4 tons | AIRQUEST | HRCU-A-CB (Split System: Heat Pump with Remote Outdoor Unit-Air-Source) | H5H3V36*K*AAA* |  |  | EVD5X61M21A*+WALLCON | *80CTL0701716B* | 35800 | 22 | 9 | 38000 | 28600 | 75.26% | 2.06 | 0 | 12 |  |  |  |  | R-454B | 2.9833 | Residential & Commercial | USHP | Ducted CEE Tier 1
215936427 | Central HP <5.4 tons | AIRQUEST | HRCU-A-CB (Split System: Heat Pump with Remote Outdoor Unit-Air-Source) | H5H3V36*K*AAA* |  |  | EVD5X49M24A*+WALLCON | *80CSU1002120A* | 35400 | 21.5 | 8.5 | 38500 | 28600 | 74.29% | 2.04 | 0 | 12 |  |  |  |  | R-454B | 2.95 | Residential & Commercial | USHP | Ducted CEE Tier 1
214595720 | Central HP <5.4 tons | BRYANT HEATING AND COOLING SYSTEMS | HRCU-A-CB (Split System: Heat Pump with Remote Outdoor Unit-Air-Source) | 38MURAQ24AB3* |  |  | CAP**3017AL* | 926TC48060V17*** | 23600 | 16.5 | 9 | 26000 | 24000 | 92.31% | 2 | 0 | 10 |  |  |  |  | R-410A | 1.9667 | Residential & Commercial | USHP | Ducted CEE Tier 1
212365455 | Central HP <5.4 tons | Custom Comfort | HRCU-A-CB (Split System: Heat Pump with Remote Outdoor Unit-Air-Source) | CCOXHA24V60HP |  |  | CCOXHAAH24V60 | 0 | 55000 | 15.3 | 9.4 | 59000 | 48500 | 82.2% | 1.91 | 9 | 8.8 |  |  |  |  | R-410A | 4.5833 | Residential & Commercial | USHP
205751213 | Central HP <5.4 tons | COMFORTMAKER | HRCU-A-CB (Split System: Heat Pump with Remote Outdoor Unit-Air-Source) | CVH837GKA** |  |  | EA*4X43L21A*+WALLCON | *96CTN1002122A* | 33000 | 17.5 | 8.5 | 33000 | 25200 | 76.36% | 2 | 12 | 11.7 |  |  |  |  | R-410A | 2.75 | Residential & Commercial | USHP | Ducted CEE Tier 1
210597413 | Central HP <5.4 tons | COMFORTMAKER | HRCU-A-CB (Split System: Heat Pump with Remote Outdoor Unit-Air-Source) | CVH837GKA** |  |  | EA*4X61L21A*+WALLCON | *80CSU1002120A* | 33200 | 17 | 8.1 | 32200 | 24800 | 77.02% | 1.98 | 0 | 11.5 |  |  |  |  | R-410A | 2.7667 | Residential & Commercial | USHP | Ducted CEE Tier 1
210597527 | Central HP <5.4 tons | COMFORTMAKER | HRCU-A-CB (Split System: Heat Pump with Remote Outdoor Unit-Air-Source) | CVH837GKA** |  |  | EHD4X60AAL+WALLCON | *95CSU1002122A* | 33000 | 17 | 8.1 | 32200 | 24800 | 77.02% | 2.02 | 0 | 11.5 |  |  |  |  | R-410A | 2.75 | Residential & Commercial | USHP | Ducted CEE Tier 1
208106634 | Central HP <5.4 tons | DIYCOOL | HRCU-A-CB (Split System: Heat Pump with Remote Outdoor Unit-Air-Source) | ACIQ-48-HPB |  |  | ACIQ-48-AHB | 0 | 47000 | 15.6 | 9.4 | 50000 | 46000 | 92% | 1.9 | 8.5 | 8.2 |  |  |  |  | R-410A | 3.9167 | Residential & Commercial | USHP
213433270 | Central HP <5.4 tons | DIYCOOL | HRCU-A-CB (Split System: Heat Pump with Remote Outdoor Unit-Air-Source) | ACIQ-36-HPB |  |  | ACIQ-36W-WM | 0 | 36000 | 17.6 | 9.2 | 38000 | 33400 | 87.89% | 1.81 | 0 | 10.2 |  |  |  |  | R-410A | 3 | Residential & Commercial | USHP | Ducted CEE Tier 1
212365453 | Central HP <5.4 tons | Custom Comfort | HRCU-A-CB (Split System: Heat Pump with Remote Outdoor Unit-Air-Source) | CCOXHA24V36HP |  |  | CCOXHAAH24V36 | 0 | 36000 | 16 | 9.5 | 40000 | 34400 | 86% | 1.97 | 10.5 | 10 |  |  |  |  | R-410A | 3 | Residential & Commercial | USHP | Ducted CEE Tier 1
215746021 | Central HP <5.4 tons | Custom Comfort | HRCU-A-CB (Split System: Heat Pump with Remote Outdoor Unit-Air-Source) | CCOXHBSZ24HP |  |  | CCOXHBAHU24 | 0 | 23000 | 18.7 | 10 | 26000 | 23600 | 90.77% | 2.16 | 0 | 12 |  |  |  |  | R-454B | 1.9167 | Residential & Commercial | USHP | Ducted CEE Tier 1
216012017 | Central HP <5.4 tons | Breeze33 | HRCU-A-CB (Split System: Heat Pump with Remote Outdoor Unit-Air-Source) | BZ33-INV60OUT2-454-G3-J |  |  | BZ33-INVAHU60-454-G3-J | 0 | 54000 | 16 | 9 | 56000 | 52000 | 92.86% | 1.8 | 0 | 10 |  |  |  |  | R-454B | 4.5 | Residential & Commercial | USHP | Ducted CEE Tier 1
210597079 | Central HP <5.4 tons | COMFORTMAKER | HRCU-A-CB (Split System: Heat Pump with Remote Outdoor Unit-Air-Source) | CVH825GKA2* |  |  | EN(A,D,W)4X48L21**+WALLCON | *80CSU0601716A* | 24200 | 17 | 8.1 | 21400 | 16600 | 77.57% | 2.02 | 0 | 11 |  |  |  |  | R-410A | 2.0167 | Residential & Commercial | USHP | Ducted CEE Tier 1
215675176 | Central HP <5.4 tons | AIRQUEST | HRCU-A-CB (Split System: Heat Pump with Remote Outdoor Unit-Air-Source) | H5H0V48*K*AAA* |  |  | ESH5X60M12A*+WALLCON | *80CTL0701716B* | 45000 | 16 | 8.5 | 48500 | 34200 | 70.52% | 1.94 | 0 | 9 |  |  |  |  | R-454B | 3.75 | Residential & Commercial | USHP
216773240 | Central HP <5.4 tons | Custom Comfort | HRCU-A-C (Split System: Heat Pump with Remote Outdoor Unit with No Indoor Fan --Air Source) | CCOXHB24V24HP |  |  | CCOBCC1824B | 0 | 24000 | 16 | 9.5 | 25000 | 21000 | 84% | 1.8 | 0 | 10 |  |  |  |  | R-454B | 2 | Residential & Commercial | USHP | Ducted CEE Tier 1
208106633 | Central HP <5.4 tons | DIYCOOL | HRCU-A-CB (Split System: Heat Pump with Remote Outdoor Unit-Air-Source) | ACIQ-36-HPB |  |  | ACIQ-36-AHB | 0 | 36000 | 16 | 9.5 | 40000 | 34400 | 86% | 1.97 | 10.5 | 10 |  |  |  |  | R-410A | 3 | Residential & Commercial | USHP | Ducted CEE Tier 1
212386779 | Central HP <5.4 tons | Gibson | HRCU-A-C (Split System: Heat Pump with Remote Outdoor Unit with No Indoor Fan --Air Source) | GXH24-36MSK4DH |  |  | UE24X4AB | 0 | 23000 | 15.2 | 8.5 | 24000 | 21600 | 90% | 1.8 | 0 | 11 |  |  |  |  | R-410A | 1.9167 | Residential & Commercial | USHP | Ducted CEE Tier 1
213080363 | Central HP <5.4 tons | CARRIER | HRCU-A-CB (Split System: Heat Pump with Remote Outdoor Unit-Air-Source) | 38MURAQ36AB3* |  |  | CNPV*4824AL* | 59SC6A100M21**20 | 36000 | 16.5 | 8.1 | 38500 | 34800 | 90.39% | 2.02 | 0 | 10 |  |  |  |  | R-410A | 3 | Residential & Commercial | USHP | Ducted CEE Tier 1
213080411 | Central HP <5.4 tons | CARRIER | HRCU-A-CB (Split System: Heat Pump with Remote Outdoor Unit-Air-Source) | 38MURAQ36AB3* |  |  | CAP**4321AL* | 59SC6A100M21**22 | 36800 | 16 | 8.5 | 38500 | 34800 | 90.39% | 2.1 | 0 | 10 |  |  |  |  | R-410A | 3.0667 | Residential & Commercial | USHP | Ducted CEE Tier 1
213080536 | Central HP <5.4 tons | CARRIER | HRCU-A-CB (Split System: Heat Pump with Remote Outdoor Unit-Air-Source) | 38MURAQ36AB3* |  |  | CAP**3721AL* | 59SU5B040M17**12 | 36200 | 15.2 | 8.5 | 38000 | 35000 | 92.11% | 2.04 | 0 | 10 |  |  |  |  | R-410A | 3.0167 | Residential & Commercial | USHP | Ducted CEE Tier 1
213080704 | Central HP <5.4 tons | CARRIER | HRCU-A-CB (Split System: Heat Pump with Remote Outdoor Unit-Air-Source) | 38MURAQ36AB3* |  |  | CAP**4321AL* | 59SU5B060M17**16 | 36600 | 16 | 8.5 | 38500 | 35000 | 90.91% | 2.06 | 0 | 10 |  |  |  |  | R-410A | 3.05 | Residential & Commercial | USHP | Ducted CEE Tier 1
216571177 | Central HP <5.4 tons | AMERICAN STANDARD | HRCU-A-CB (Split System: Heat Pump with Remote Outdoor Unit-Air-Source) | 5A6V8X24A1 |  |  | 5PX*B003AS3 | L8V1A040U3VSB+LRP | 21400 | 18.1 | 8.5 | 24600 | 19000 | 77.24% | 2.1 | 0 | 11 |  |  |  |  | R-454B | 1.7833 | Residential & Commercial | USHP | Ducted CEE Tier 1
216571211 | Central HP <5.4 tons | AMERICAN STANDARD | HRCU-A-CB (Split System: Heat Pump with Remote Outdoor Unit-Air-Source) | 5A6V8X24A1 |  |  | 5PX*BD06AS3 | S8V2B080M4PDB | 22000 | 18.1 | 8.5 | 23800 | 18600 | 78.15% | 2.2 | 0 | 11.5 |  |  |  |  | R-454B | 1.8333 | Residential & Commercial | USHP | Ducted CEE Tier 1
210597500 | Central HP <5.4 tons | COMFORTMAKER | HRCU-A-CB (Split System: Heat Pump with Remote Outdoor Unit-Air-Source) | CVH837GKA** |  |  | EHD4X60AAL+WALLCON | *80CSU0601716A* | 33000 | 16.5 | 8.1 | 32400 | 24800 | 76.54% | 1.98 | 0 | 11 |  |  |  |  | R-410A | 2.75 | Residential & Commercial | USHP | Ducted CEE Tier 1
216570963 | Central HP <5.4 tons | AMERICAN STANDARD | HRCU-A-CB (Split System: Heat Pump with Remote Outdoor Unit-Air-Source) | 5A6V0X36A1 |  |  | 5PX*BD06AS3 | *DHMB080CCV3+LRP | 35000 | 19.4 | 9.4 | 33800 | 25200 | 74.56% | 2.1 | 0 | 12 |  |  |  |  | R-454B | 2.9167 | Residential & Commercial | USHP | Ducted CEE Tier 1
216570977 | Central HP <5.4 tons | AMERICAN STANDARD | HRCU-A-CB (Split System: Heat Pump with Remote Outdoor Unit-Air-Source) | 5A6V0X36A1 |  |  | 5PX*C005AS3 | *UHMC100CCV4+LRP | 34000 | 19.4 | 10 | 31800 | 24600 | 77.36% | 2.1 | 0 | 12 |  |  |  |  | R-454B | 2.8333 | Residential & Commercial | USHP | Ducted CEE Tier 1
216571045 | Central HP <5.4 tons | AMERICAN STANDARD | HRCU-A-CB (Split System: Heat Pump with Remote Outdoor Unit-Air-Source) | 5A6V0X36A1 |  |  | 5TXCC005AS3 | *DHMC100CCV4+LRP | 32200 | 17.2 | 9.7 | 31200 | 24200 | 77.56% | 2.1 | 0 | 11.5 |  |  |  |  | R-454B | 2.6833 | Residential & Commercial | USHP | Ducted CEE Tier 1
216571227 | Central HP <5.4 tons | AMERICAN STANDARD | HRCU-A-CB (Split System: Heat Pump with Remote Outdoor Unit-Air-Source) | 5A6V8X24A1 |  |  | 5TXCB003AS3 | S8V2B080M4PCB | 21400 | 18.1 | 8.5 | 24400 | 18900 | 77.46% | 2.1 | 0 | 11.2 |  |  |  |  | R-454B | 1.7833 | Residential & Commercial | USHP | Ducted CEE Tier 1
216571229 | Central HP <5.4 tons | AMERICAN STANDARD | HRCU-A-CB (Split System: Heat Pump with Remote Outdoor Unit-Air-Source) | 5A6V8X24A1 |  |  | 5TXCB003AS3 | S8V2B060M4PCB | 21400 | 18.1 | 8.5 | 24400 | 18900 | 77.46% | 2.2 | 0 | 11.5 |  |  |  |  | R-454B | 1.7833 | Residential & Commercial | USHP | Ducted CEE Tier 1
211377381 | Central HP <5.4 tons | YORK | HRCU-A-CB (Split System: Heat Pump with Remote Outdoor Unit-Air-Source) | HMH72B341 |  |  | XAHB36DXXN1+TXV | TM9Y080B12MP11 | 33000 | 17 | 8.1 | 32800 | 23200 | 70.73% | 2 | 0 | 9.5 |  |  |  |  | R-410A | 2.75 | Residential & Commercial | USHP
215853501 | Central HP <5.4 tons | JOHNSON CONTROLS | HRCU-A-CB (Split System: Heat Pump with Remote Outdoor Unit-Air-Source) | HH860E2S11 |  |  | CTM60D5CJS1 | TP9C120D20MP13 | 53500 | 19 | 9 | 55500 | 40000 | 72.07% | 2 | 0 | 11 |  |  |  |  | R-454B | 4.4583 | Residential & Commercial | USHP | Ducted CEE Tier 1
214584640 | Central HP <5.4 tons | JOHNSON CONTROLS | HRCU-A-CB (Split System: Heat Pump with Remote Outdoor Unit-Air-Source) | HH860E2S11 |  |  | CTM60D5CHS1 | Z8ES130D20SMPS1 | 54000 | 19 | 9 | 54500 | 38500 | 70.64% | 2 | 0 | 12 |  |  |  |  | R-454B | 4.5 | Residential & Commercial | USHP | Ducted CEE Tier 1
215676012 | Central HP <5.4 tons | TEMPSTAR | HRCU-A-CB (Split System: Heat Pump with Remote Outdoor Unit-Air-Source) | T5H0V48*K*AAA* |  |  | EVM5X61M24A*+WALLCON | *80CTL1352422B* | 48500 | 19.5 | 9.5 | 50000 | 36600 | 73.2% | 2.1 | 0 | 10.5 |  |  |  |  | R-454B | 4.0417 | Residential & Commercial | USHP | Ducted CEE Tier 1
216733276 | Central HP <5.4 tons | AIRQUEST | HRCU-A-CB (Split System: Heat Pump with Remote Outdoor Unit-Air-Source) | D5CUHAH24AAK |  |  | EA*5X25M17A* | *80CTL0451712B* | 23000 | 16 | 8.5 | 20800 | 18500 | 88.94% | 1.98 | 0 | 11 |  |  |  |  | R-454B | 1.9167 | Residential & Commercial | USHP | Ducted CEE Tier 1
216733428 | Central HP <5.4 tons | AIRQUEST | HRCU-A-CB (Split System: Heat Pump with Remote Outdoor Unit-Air-Source) | D5CUHAH24AAK |  |  | EA*5X25M17A* | *96MSN0401410A* | 22800 | 15.2 | 8.1 | 20800 | 18500 | 88.94% | 1.9 | 0 | 11 |  |  |  |  | R-454B | 1.9 | Residential & Commercial | USHP | Ducted CEE Tier 1
216733461 | Central HP <5.4 tons | AIRQUEST | HRCU-A-CB (Split System: Heat Pump with Remote Outdoor Unit-Air-Source) | D5CUHAH24AAK |  |  | EA*5X25M17A* | *96MSN0801716A* | 23000 | 16 | 8.5 | 20800 | 18500 | 88.94% | 1.98 | 0 | 11 |  |  |  |  | R-454B | 1.9167 | Residential & Commercial | USHP | Ducted CEE Tier 1
216733528 | Central HP <5.4 tons | AIRQUEST | HRCU-A-CB (Split System: Heat Pump with Remote Outdoor Unit-Air-Source) | D5CUHAH24AAK |  |  | EA*5X25M17A* | *95MSU0601716A* | 23000 | 16.5 | 8.5 | 20600 | 18400 | 89.32% | 1.96 | 0 | 11 |  |  |  |  | R-454B | 1.9167 | Residential & Commercial | USHP | Ducted CEE Tier 1
216734162 | Central HP <5.4 tons | AIRQUEST | HRCU-A-CB (Split System: Heat Pump with Remote Outdoor Unit-Air-Source) | D5CUHAH24AAK |  |  | EA*5X30M17A* | *96VSN0601412B* | 22200 | 16 | 8.1 | 20800 | 18800 | 90.38% | 1.85 | 0 | 10.5 |  |  |  |  | R-454B | 1.85 | Residential & Commercial | USHP | Ducted CEE Tier 1
216734180 | Central HP <5.4 tons | AIRQUEST | HRCU-A-CB (Split System: Heat Pump with Remote Outdoor Unit-Air-Source) | D5CUHAH24AAK |  |  | EA*5X30M17A* | *96VSN0801716B* | 22000 | 16 | 8.1 | 20800 | 18800 | 90.38% | 1.85 | 0 | 10.5 |  |  |  |  | R-454B | 1.8333 | Residential & Commercial | USHP | Ducted CEE Tier 1
216734281 | Central HP <5.4 tons | AIRQUEST | HRCU-A-CB (Split System: Heat Pump with Remote Outdoor Unit-Air-Source) | D5CUHAH24AAK |  |  | EA*5X30M17A* | *96VTN0801716B* | 22000 | 16 | 8.1 | 20800 | 18800 | 90.38% | 1.85 | 0 | 10.5 |  |  |  |  | R-454B | 1.8333 | Residential & Commercial | USHP | Ducted CEE Tier 1
213079507 | Central HP <5.4 tons | CARRIER | HRCU-A-CB (Split System: Heat Pump with Remote Outdoor Unit-Air-Source) | 38MURAQ36AB3* |  |  | CAP**3617AL* | 59SC2E080M17**16 | 35000 | 16 | 8.1 | 38500 | 35200 | 91.43% | 1.82 | 0 | 9.5 |  |  |  |  | R-410A | 2.9167 | Residential & Commercial | USHP
213079555 | Central HP <5.4 tons | CARRIER | HRCU-A-CB (Split System: Heat Pump with Remote Outdoor Unit-Air-Source) | 38MURAQ36AB3* |  |  | CAP**4221AL* | 59SC2E080M17**16 | 35400 | 16 | 8.1 | 38500 | 35000 | 90.91% | 1.88 | 0 | 10 |  |  |  |  | R-410A | 2.95 | Residential & Commercial | USHP | Ducted CEE Tier 1
214242247 | Central HP <5.4 tons | HEIL | HRCU-A-CB (Split System: Heat Pump with Remote Outdoor Unit-Air-Source) | HVH825GKA3* |  |  | EN(A,D,W)4X48L21**+WALLCON | *80CTL1102120B* | 24200 | 17 | 8.1 | 21200 | 16500 | 77.83% | 2 | 0 | 11 |  |  |  |  | R-410A | 2.0167 | Residential & Commercial | USHP | Ducted CEE Tier 1
213492148 | Central HP <5.4 tons | DIYCOOL | HRCU-A-C (Split System: Heat Pump with Remote Outdoor Unit with No Indoor Fan --Air Source) | ACIQ-30-HPB |  |  | ACIQ-36-ACL | 0 | 30000 | 15.5 | 9.7 | 33000 | 27000 | 81.82% | 1.85 | 10.7 | 10.5 |  |  |  |  | R-410A | 2.5 | Residential & Commercial | USHP | Ducted CEE Tier 1
214584585 | Central HP <5.4 tons | JOHNSON CONTROLS | HRCU-A-CB (Split System: Heat Pump with Remote Outdoor Unit-Air-Source) | HH860E2S11 |  |  | CTF60D5CHS1 | Z8ES130D20SMPS1 | 54000 | 19 | 9 | 53500 | 38500 | 71.96% | 2 | 0 | 12 |  |  |  |  | R-454B | 4.5 | Residential & Commercial | USHP | Ducted CEE Tier 1
215319047 | Central HP <5.4 tons | KENMORE | HRCU-A-CB (Split System: Heat Pump with Remote Outdoor Unit-Air-Source) | D5CSRAH18AAK |  |  | D5FSAAH18XBK | 0 | 18000 | 18.5 | 9.8 | 18000 | 13000 | 72.22% | 2.3 | 0 | 12.2 |  |  |  |  | R-454B | 1.5 | Residential & Commercial | USHP | Ducted CEE Tier 1
216571029 | Central HP <5.4 tons | AMERICAN STANDARD | HRCU-A-CB (Split System: Heat Pump with Remote Outdoor Unit-Air-Source) | 5A6V0X36A1 |  |  | 5TXCB004AS3 | L8V1A040U3VSB+LRP | 33800 | 18.6 | 9.7 | 31800 | 25000 | 78.62% | 2.1 | 0 | 11.7 |  |  |  |  | R-454B | 2.8167 | Residential & Commercial | USHP | Ducted CEE Tier 1
214239155 | Central HP <5.4 tons | HEIL | HRCU-A-CB (Split System: Heat Pump with Remote Outdoor Unit-Air-Source) | HVH837GKA2* |  |  | EN(A,D,W)4X42L21**+WALLCON | *96CTN1002122B* | 31800 | 16.5 | 8.1 | 33000 | 24400 | 73.94% | 1.88 | 0 | 11 |  |  |  |  | R-410A | 2.65 | Residential & Commercial | USHP | Ducted CEE Tier 1
212979215 | Central HP <5.4 tons | CARRIER | HRCU-A-CB (Split System: Heat Pump with Remote Outdoor Unit-Air-Source) | 38MURAQ24AB3* |  |  | CNPV*3017AL* | 58S(B,C)*B070M17**16 | 23600 | 17 | 8.5 | 26400 | 24400 | 92.42% | 2.02 | 0 | 10.5 |  |  |  |  | R-410A | 1.9667 | Residential & Commercial | USHP | Ducted CEE Tier 1
212979833 | Central HP <5.4 tons | CARRIER | HRCU-A-CB (Split System: Heat Pump with Remote Outdoor Unit-Air-Source) | 38MURAQ24AB3* |  |  | CAP**3017AL* | 58S(B,C)*B090M17**14 | 23600 | 17 | 8.5 | 26400 | 24600 | 93.18% | 2.04 | 0 | 10 |  |  |  |  | R-410A | 1.9667 | Residential & Commercial | USHP | Ducted CEE Tier 1
215746031 | Central HP <5.4 tons | Custom Comfort | HRCU-A-CB (Split System: Heat Pump with Remote Outdoor Unit-Air-Source) | CCOXHB24V60HP |  |  | CCOXHBAH24V60 | 0 | 54000 | 16 | 9 | 56000 | 52000 | 92.86% | 1.8 | 0 | 10 |  |  |  |  | R-454B | 4.5 | Residential & Commercial | USHP | Ducted CEE Tier 1
213372157 | Central HP <5.4 tons | KENMORE | HRCU-A-C (Split System: Heat Pump with Remote Outdoor Unit with No Indoor Fan --Air Source) | DLCURAH24ABK |  |  | DLFULAH24XAX + CI | 0 | 24000 | 16.1 | 9.8 | 25000 | 20000 | 80% | 2 | 0 | 10.7 |  |  |  |  | R-410A | 2 | Residential & Commercial | USHP | Ducted CEE Tier 1
211245193 | Central HP <5.4 tons | COMFORTMAKER | HRCU-A-CB (Split System: Heat Pump with Remote Outdoor Unit-Air-Source) | DLCURAH24ABK |  |  | EN(A,D,W)4X36L17** | *95ESN0601714A* | 24600 | 16 | 8.1 | 26600 | 22400 | 84.21% | 1.84 | 0 | 10 |  |  |  |  | R-410A | 2.05 | Residential & Commercial | USHP | Ducted CEE Tier 1
215853327 | Central HP <5.4 tons | JOHNSON CONTROLS | HRCU-A-CB (Split System: Heat Pump with Remote Outdoor Unit-Air-Source) | HH836E2S11 |  |  | CTM36C5CDS1+JMET16CS2N1 | 0 | 34200 | 19 | 9 | 31400 | 25600 | 81.53% | 2 | 0 | 11.7 |  |  |  |  | R-454B | 2.85 | Residential & Commercial | USHP | Ducted CEE Tier 1
209852099 | Central HP <5.4 tons | KENMORE | HRCU-A-CB (Split System: Heat Pump with Remote Outdoor Unit-Air-Source) | DLCURAH30ABK |  |  | DLFUAAH30XAK | 0 | 30000 | 16.2 | 8.9 | 33000 | 24000 | 72.73% | 1.8 | 11 | 10 |  |  |  |  | R-410A | 2.5 | Residential & Commercial | USHP | Ducted CEE Tier 1
211244572 | Central HP <5.4 tons | COMFORTMAKER | HRCU-A-CB (Split System: Heat Pump with Remote Outdoor Unit-Air-Source) | DLCURAH24ABK |  |  | EN(A,D)4X30L17** | *96VTN0401712A* | 23400 | 16 | 8.1 | 25800 | 24000 | 93.02% | 1.98 | 0 | 10 |  |  |  |  | R-410A | 1.95 | Residential & Commercial | USHP | Ducted CEE Tier 1
211244724 | Central HP <5.4 tons | COMFORTMAKER | HRCU-A-CB (Split System: Heat Pump with Remote Outdoor Unit-Air-Source) | DLCURAH24ABK |  |  | EN(A,D)4X30L17** | *92ESN0601412A* | 23400 | 17 | 8.1 | 25800 | 24000 | 93.02% | 2 | 0 | 10 |  |  |  |  | R-410A | 1.95 | Residential & Commercial | USHP | Ducted CEE Tier 1
211244972 | Central HP <5.4 tons | COMFORTMAKER | HRCU-A-CB (Split System: Heat Pump with Remote Outdoor Unit-Air-Source) | DLCURAH24ABK |  |  | EN(A,D,W)4X36L17** | *95ESU0601716A* | 24200 | 16.5 | 8.1 | 26200 | 22800 | 87.02% | 1.9 | 0 | 10.5 |  |  |  |  | R-410A | 2.0167 | Residential & Commercial | USHP | Ducted CEE Tier 1
215853317 | Central HP <5.4 tons | JOHNSON CONTROLS | HRCU-A-CB (Split System: Heat Pump with Remote Outdoor Unit-Air-Source) | HH836E2S11 |  |  | CTU48C5XFS1+JMET16CS2N1+TXV | 0 | 33800 | 19 | 9 | 31200 | 25200 | 80.77% | 2 | 0 | 11.7 |  |  |  |  | R-454B | 2.8167 | Residential & Commercial | USHP | Ducted CEE Tier 1
216570863 | Central HP <5.4 tons | AMERICAN STANDARD | HRCU-A-CB (Split System: Heat Pump with Remote Outdoor Unit-Air-Source) | 5A6V0X24A1 |  |  | 5PX*B003AS3 | L8V1B080U4VSB+LRP | 21400 | 20 | 10 | 24000 | 18300 | 76.25% | 2.1 | 0 | 11.5 |  |  |  |  | R-454B | 1.7833 | Residential & Commercial | USHP | Ducted CEE Tier 1
210597596 | Central HP <5.4 tons | COMFORTMAKER | HRCU-A-CB (Split System: Heat Pump with Remote Outdoor Unit-Air-Source) | CVH837GKA** |  |  | EN(A,D,W)4X48L21**+WALLCON | *80CSU0401712A* | 32400 | 17.5 | 8.1 | 33000 | 24800 | 75.15% | 1.94 | 0 | 11.7 |  |  |  |  | R-410A | 2.7 | Residential & Commercial | USHP | Ducted CEE Tier 1
216570965 | Central HP <5.4 tons | AMERICAN STANDARD | HRCU-A-CB (Split System: Heat Pump with Remote Outdoor Unit-Air-Source) | 5A6V0X36A1 |  |  | 5PX*BD06AS3 | *DHMB060CCV3+LRP | 35000 | 19.2 | 9.4 | 33800 | 25400 | 75.15% | 2.1 | 0 | 12 |  |  |  |  | R-454B | 2.9167 | Residential & Commercial | USHP | Ducted CEE Tier 1
216374485 | Central HP <5.4 tons | TRANE | HRCU-A-CB (Split System: Heat Pump with Remote Outdoor Unit-Air-Source) | 5HPL5024A1000AA |  |  | 5TEM6B02AV21+TDR | 0 | 23000 | 16 | 8.1 | 23000 | 18000 | 78.26% | 1.75 | 0 | 11.7 |  |  |  |  | R-454B | 1.9167 | Residential & Commercial | USHP | Ducted CEE Tier 1
211244592 | Central HP <5.4 tons | COMFORTMAKER | HRCU-A-CB (Split System: Heat Pump with Remote Outdoor Unit-Air-Source) | DLCURAH24ABK |  |  | EN(A,D)4X30L17** | *80VTL0701716A* | 24200 | 17 | 8.1 | 26200 | 23000 | 87.79% | 1.9 | 0 | 10.5 |  |  |  |  | R-410A | 2.0167 | Residential & Commercial | USHP | Ducted CEE Tier 1
211244712 | Central HP <5.4 tons | COMFORTMAKER | HRCU-A-CB (Split System: Heat Pump with Remote Outdoor Unit-Air-Source) | DLCURAH24ABK |  |  | EN(A,D)4X30L17** | *80ES(N,L)0901714A* | 24600 | 16.5 | 8.1 | 26400 | 22600 | 85.61% | 1.86 | 0 | 10.5 |  |  |  |  | R-410A | 2.05 | Residential & Commercial | USHP | Ducted CEE Tier 1
215674983 | Central HP <5.4 tons | AIRQUEST | HRCU-A-CB (Split System: Heat Pump with Remote Outdoor Unit-Air-Source) | H5H0V48*K*AAA* |  |  | ESH5X48M12A*+WALLCON | *97CMN0801714B* | 44500 | 16 | 8.5 | 49500 | 34800 | 70.3% | 1.92 | 0 | 9 |  |  |  |  | R-454B | 3.7083 | Residential & Commercial | USHP
216571055 | Central HP <5.4 tons | AMERICAN STANDARD | HRCU-A-CB (Split System: Heat Pump with Remote Outdoor Unit-Air-Source) | 5A6V0X36A1 |  |  | 5TXCC005AS3 | S8V2C100M5PDB | 34200 | 19.2 | 9.4 | 31400 | 25000 | 79.62% | 2.1 | 0 | 12 |  |  |  |  | R-454B | 2.85 | Residential & Commercial | USHP | Ducted CEE Tier 1
211244655 | Central HP <5.4 tons | COMFORTMAKER | HRCU-A-CB (Split System: Heat Pump with Remote Outdoor Unit-Air-Source) | DLCURAH24ABK |  |  | EN(A,D)4X30L17** | *95ESN0261410A* | 23400 | 16 | 8.1 | 25800 | 24200 | 93.8% | 2 | 0 | 10 |  |  |  |  | R-410A | 1.95 | Residential & Commercial | USHP | Ducted CEE Tier 1
211244746 | Central HP <5.4 tons | COMFORTMAKER | HRCU-A-CB (Split System: Heat Pump with Remote Outdoor Unit-Air-Source) | DLCURAH24ABK |  |  | EN(A,D)4X30L17** | *92ESN0801716A* | 24200 | 17 | 8.1 | 26200 | 22800 | 87.02% | 1.88 | 0 | 10.5 |  |  |  |  | R-410A | 2.0167 | Residential & Commercial | USHP | Ducted CEE Tier 1
213078398 | Central HP <5.4 tons | CARRIER | HRCU-A-CB (Split System: Heat Pump with Remote Outdoor Unit-Air-Source) | 38MURAQ36AB3* |  |  | CAP**3721AL* | 58S(B,C)*B090M21**16 | 36400 | 16.5 | 8.5 | 38000 | 34800 | 91.58% | 2.06 | 0 | 10 |  |  |  |  | R-410A | 3.0333 | Residential & Commercial | USHP | Ducted CEE Tier 1
215746024 | Central HP <5.4 tons | Custom Comfort | HRCU-A-CB (Split System: Heat Pump with Remote Outdoor Unit-Air-Source) | CCOXHBSZ48CHP |  |  | CCOXHBAHUC48 | 0 | 48000 | 17 | 10.2 | 50000 | 46000 | 92% | 2 | 0 | 10 |  |  |  |  | R-454B | 4 | Residential & Commercial | USHP | Ducted CEE Tier 1
216773242 | Central HP <5.4 tons | Custom Comfort | HRCU-A-C (Split System: Heat Pump with Remote Outdoor Unit with No Indoor Fan --Air Source) | CCOXHB24V36HP |  |  | CCOBCC3036B | 0 | 36000 | 15.8 | 9.4 | 38000 | 36000 | 94.74% | 1.9 | 0 | 10.7 |  |  |  |  | R-454B | 3 | Residential & Commercial | USHP | Ducted CEE Tier 1
212985760 | Central HP <5.4 tons | HEIL | HRCU-A-CB (Split System: Heat Pump with Remote Outdoor Unit-Air-Source) | DLCURAH24ABK |  |  | EA*4X24L14A* | *96MSN0261410A* | 23200 | 16.5 | 8.5 | 27000 | 26400 | 97.78% | 2.2 | 0 | 10 |  |  |  |  | R-410A | 1.9333 | Residential & Commercial | USHP | Ducted CEE Tier 1
211245249 | Central HP <5.4 tons | COMFORTMAKER | HRCU-A-CB (Split System: Heat Pump with Remote Outdoor Unit-Air-Source) | DLCURAH24ABK |  |  | EN(A,D,W)4X36L17** | *80ESU0601716A | 24800 | 16.5 | 8.5 | 26600 | 22200 | 83.46% | 1.84 | 0 | 10.5 |  |  |  |  | R-410A | 2.0667 | Residential & Commercial | USHP | Ducted CEE Tier 1
211245517 | Central HP <5.4 tons | COMFORTMAKER | HRCU-A-CB (Split System: Heat Pump with Remote Outdoor Unit-Air-Source) | DLCURAH24ABK |  |  | EN(A,D)4X36L21** | *96VTN0801716A* | 24200 | 16.5 | 8.1 | 26200 | 23000 | 87.79% | 1.9 | 0 | 10.5 |  |  |  |  | R-410A | 2.0167 | Residential & Commercial | USHP | Ducted CEE Tier 1
216738657 | Central HP <5.4 tons | AIRQUEST | HRCU-A-CB (Split System: Heat Pump with Remote Outdoor Unit-Air-Source) | D5CUHAH24AAK |  |  | ESH5X36M12A* | *96VSN0801716B* | 22600 | 16 | 8.1 | 20800 | 18400 | 88.46% | 1.85 | 0 | 11 |  |  |  |  | R-454B | 1.8833 | Residential & Commercial | USHP | Ducted CEE Tier 1
215937947 | Central HP <5.4 tons | AIRQUEST | HRCU-A-CB (Split System: Heat Pump with Remote Outdoor Unit-Air-Source) | H5H3V48*K*AAA* |  |  | EVD5X48M24A*+WALLCON | *97CMN0802120B* | 44500 | 20 | 8.1 | 52000 | 38000 | 73.08% | 1.9 | 0 | 11 |  |  |  |  | R-454B | 3.7083 | Residential & Commercial | USHP | Ducted CEE Tier 1
210597094 | Central HP <5.4 tons | COMFORTMAKER | HRCU-A-CB (Split System: Heat Pump with Remote Outdoor Unit-Air-Source) | CVH825GKA2* |  |  | EN(A,D,W)4X48L21**+WALLCON | *95CSU0601716A* | 24000 | 16.5 | 8.1 | 21400 | 16700 | 78.04% | 2 | 0 | 11 |  |  |  |  | R-410A | 2 | Residential & Commercial | USHP | Ducted CEE Tier 1
215935684 | Central HP <5.4 tons | CARRIER | HRCU-A-CB (Split System: Heat Pump with Remote Outdoor Unit-Air-Source) | 27VNA336A*030* |  |  | CVAVA3621XMA*+UI | 59CU5B080C21**20 | 34400 | 20.5 | 8.5 | 38500 | 28200 | 73.25% | 2.04 | 0 | 11.7 |  |  |  |  | R-454B | 2.8667 | Residential & Commercial | USHP | Ducted CEE Tier 1
215935884 | Central HP <5.4 tons | CARRIER | HRCU-A-CB (Split System: Heat Pump with Remote Outdoor Unit-Air-Source) | 27VNA336A*030* |  |  | CVAVA3817XMA*+UI | 59MN7C080C17**14 | 35200 | 21 | 8.5 | 38500 | 29200 | 75.84% | 2 | 0 | 11.7 |  |  |  |  | R-454B | 2.9333 | Residential & Commercial | USHP | Ducted CEE Tier 1
211244779 | Central HP <5.4 tons | COMFORTMAKER | HRCU-A-CB (Split System: Heat Pump with Remote Outdoor Unit-Air-Source) | DLCURAH24ABK |  |  | EN(A,D)4X30L17** | *92ESN0401410A* | 24000 | 15.2 | 8.1 | 26600 | 22800 | 85.71% | 1.86 | 0 | 10 |  |  |  |  | R-410A | 2 | Residential & Commercial | USHP | Ducted CEE Tier 1
211244994 | Central HP <5.4 tons | COMFORTMAKER | HRCU-A-CB (Split System: Heat Pump with Remote Outdoor Unit-Air-Source) | DLCURAH24ABK |  |  | EN(A,D,W)4X36L17** | *80VTL0451412A* | 24200 | 16.5 | 8.1 | 26200 | 22800 | 87.02% | 1.88 | 0 | 10.5 |  |  |  |  | R-410A | 2.0167 | Residential & Commercial | USHP | Ducted CEE Tier 1
211245160 | Central HP <5.4 tons | COMFORTMAKER | HRCU-A-CB (Split System: Heat Pump with Remote Outdoor Unit-Air-Source) | DLCURAH24ABK |  |  | EN(A,D,W)4X36L17** | *92ESN0601412A* | 23400 | 17 | 8.1 | 25800 | 24000 | 93.02% | 2 | 0 | 10 |  |  |  |  | R-410A | 1.95 | Residential & Commercial | USHP | Ducted CEE Tier 1
211245462 | Central HP <5.4 tons | COMFORTMAKER | HRCU-A-CB (Split System: Heat Pump with Remote Outdoor Unit-Air-Source) | DLCURAH24ABK |  |  | EN(A,D)4X36L21** | *95ESU0601716A* | 24200 | 16.5 | 8.1 | 26200 | 22800 | 87.02% | 1.9 | 0 | 10.5 |  |  |  |  | R-410A | 2.0167 | Residential & Commercial | USHP | Ducted CEE Tier 1
214584555 | Central HP <5.4 tons | JOHNSON CONTROLS | HRCU-A-CB (Split System: Heat Pump with Remote Outdoor Unit-Air-Source) | HH860E2S11 |  |  | CTM60C5CHS1 | Z8ES100C20SMPS1 | 53500 | 19 | 9 | 53500 | 38500 | 71.96% | 2 | 0 | 12 |  |  |  |  | R-454B | 4.4583 | Residential & Commercial | USHP | Ducted CEE Tier 1
214570427 | Central HP <5.4 tons | TEMPSTAR | HRCU-A-CB (Split System: Heat Pump with Remote Outdoor Unit-Air-Source) | TVH825GKA3* |  |  | EA*4X36L21A*+WALLCON | *96CTN0802120B* | 23600 | 16.5 | 8.1 | 21400 | 16600 | 77.57% | 1.94 | 0 | 11 |  |  |  |  | R-410A | 1.9667 | Residential & Commercial | USHP | Ducted CEE Tier 1
214570527 | Central HP <5.4 tons | TEMPSTAR | HRCU-A-CB (Split System: Heat Pump with Remote Outdoor Unit-Air-Source) | TVH825GKA3* |  |  | EA*4X42L21A*+WALLCON | *97CMN0602120B* | 23600 | 16.5 | 8.1 | 21400 | 16700 | 78.04% | 1.96 | 0 | 10.5 |  |  |  |  | R-410A | 1.9667 | Residential & Commercial | USHP | Ducted CEE Tier 1
214570647 | Central HP <5.4 tons | TEMPSTAR | HRCU-A-CB (Split System: Heat Pump with Remote Outdoor Unit-Air-Source) | TVH825GKA3* |  |  | EA*4X43L21A*+WALLCON | *97CMN0602120B* | 24400 | 16.5 | 8.5 | 21200 | 16700 | 78.77% | 2.02 | 0 | 11 |  |  |  |  | R-410A | 2.0333 | Residential & Commercial | USHP | Ducted CEE Tier 1
214570697 | Central HP <5.4 tons | TEMPSTAR | HRCU-A-CB (Split System: Heat Pump with Remote Outdoor Unit-Air-Source) | TVH825GKA3* |  |  | EA*4X48L21A*+WALLCON | *95CSU1002122B* | 24000 | 17 | 8.5 | 21000 | 16500 | 78.57% | 2.02 | 0 | 11 |  |  |  |  | R-410A | 2 | Residential & Commercial | USHP | Ducted CEE Tier 1
216734475 | Central HP <5.4 tons | TEMPSTAR | HRCU-A-CB (Split System: Heat Pump with Remote Outdoor Unit-Air-Source) | D5CUHAH24AAK |  |  | EA*5X36M17A* | *80MSU0601716A* | 22400 | 16.5 | 8.5 | 20800 | 18600 | 89.42% | 1.96 | 0 | 11 |  |  |  |  | R-454B | 1.8667 | Residential & Commercial | USHP | Ducted CEE Tier 1
216734659 | Central HP <5.4 tons | TEMPSTAR | HRCU-A-CB (Split System: Heat Pump with Remote Outdoor Unit-Air-Source) | D5CUHAH24AAK |  |  | EA*5X36M17A* | *96MSN0601412A* | 22400 | 15.5 | 8.1 | 20800 | 18800 | 90.38% | 1.9 | 0 | 10.5 |  |  |  |  | R-454B | 1.8667 | Residential & Commercial | USHP | Ducted CEE Tier 1
216734959 | Central HP <5.4 tons | TEMPSTAR | HRCU-A-CB (Split System: Heat Pump with Remote Outdoor Unit-Air-Source) | D5CUHAH24AAK |  |  | EA*5X37M17A* | *80MS(N,L)0901714A* | 22800 | 16 | 8.1 | 20600 | 18400 | 89.32% | 1.9 | 0 | 11 |  |  |  |  | R-454B | 1.9 | Residential & Commercial | USHP | Ducted CEE Tier 1
211244850 | Central HP <5.4 tons | COMFORTMAKER | HRCU-A-CB (Split System: Heat Pump with Remote Outdoor Unit-Air-Source) | DLCURAH24ABK |  |  | EN(A,D,W)4X36L17** | *80VSL0451412A* | 23400 | 16.5 | 8.1 | 25800 | 24200 | 93.8% | 2 | 0 | 10 |  |  |  |  | R-410A | 1.95 | Residential & Commercial | USHP | Ducted CEE Tier 1
211245268 | Central HP <5.4 tons | COMFORTMAKER | HRCU-A-CB (Split System: Heat Pump with Remote Outdoor Unit-Air-Source) | DLCURAH24ABK |  |  | EN(A,D,W)4X36L17** | OLV098A12* | 23400 | 16.5 | 8.1 | 25800 | 24200 | 93.8% | 2 | 0 | 10 |  |  |  |  | R-410A | 1.95 | Residential & Commercial | USHP | Ducted CEE Tier 1
211245434 | Central HP <5.4 tons | COMFORTMAKER | HRCU-A-CB (Split System: Heat Pump with Remote Outdoor Unit-Air-Source) | DLCURAH24ABK |  |  | EN(A,D)4X36L21** | *80VSL0701716A* | 23800 | 16.5 | 8.1 | 26000 | 23200 | 89.23% | 1.92 | 0 | 10.5 |  |  |  |  | R-410A | 1.9833 | Residential & Commercial | USHP | Ducted CEE Tier 1
211245568 | Central HP <5.4 tons | COMFORTMAKER | HRCU-A-CB (Split System: Heat Pump with Remote Outdoor Unit-Air-Source) | DLCURAH24ABK |  |  | EN(A,D)4X36L21** | *96VTN1002120A* | 23800 | 16.5 | 8.1 | 26000 | 23400 | 90% | 1.94 | 0 | 10.5 |  |  |  |  | R-410A | 1.9833 | Residential & Commercial | USHP | Ducted CEE Tier 1
214572854 | Central HP <5.4 tons | DAY & NIGHT | HRCU-A-CB (Split System: Heat Pump with Remote Outdoor Unit-Air-Source) | CVH837GKA** |  |  | EA*4X48L24A*+WALLCON | *95CSU1002122B* | 32400 | 17.5 | 8.5 | 32200 | 24800 | 77.02% | 2 | 0 | 11.5 |  |  |  |  | R-410A | 2.7 | Residential & Commercial | USHP | Ducted CEE Tier 1
211245875 | Central HP <5.4 tons | COMFORTMAKER | HRCU-A-CB (Split System: Heat Pump with Remote Outdoor Unit-Air-Source) | DLCURAH24ABK |  |  | FMA4P30**AL* | 0 | 25200 | 15.2 | 9 | 27800 | 21600 | 77.7% | 1.78 | 0 | 10 |  |  |  |  | R-410A | 2.1 | Residential & Commercial | USHP | Ducted CEE Tier 1
211245941 | Central HP <5.4 tons | COMFORTMAKER | HRCU-A-CB (Split System: Heat Pump with Remote Outdoor Unit-Air-Source) | DLCURAH24ABK |  |  | FM(C,U)4Z24**AL* | 0 | 23800 | 17.5 | 9 | 27200 | 25800 | 94.85% | 2.18 | 0 | 10 |  |  |  |  | R-410A | 1.9833 | Residential & Commercial | USHP | Ducted CEE Tier 1
213773818 | Central HP <5.4 tons | AIRQUEST | HRCU-A-CB (Split System: Heat Pump with Remote Outdoor Unit-Air-Source) | HVH825GKA3* |  |  | EA*4X48L24A*+WALLCON | *80CTL1102120B* | 24200 | 17 | 8.1 | 21000 | 16500 | 78.57% | 2.02 | 0 | 11 |  |  |  |  | R-410A | 2.0167 | Residential & Commercial | USHP | Ducted CEE Tier 1
216570999 | Central HP <5.4 tons | AMERICAN STANDARD | HRCU-A-CB (Split System: Heat Pump with Remote Outdoor Unit-Air-Source) | 5A6V0X36A1 |  |  | 5PX*C009AS3 | S8V2C100M5PCB | 35800 | 20 | 9.7 | 32000 | 24800 | 77.5% | 2.2 | 0 | 12.7 |  |  |  |  | R-454B | 2.9833 | Residential & Commercial | USHP | Ducted CEE Tier 1
216571017 | Central HP <5.4 tons | AMERICAN STANDARD | HRCU-A-CB (Split System: Heat Pump with Remote Outdoor Unit-Air-Source) | 5A6V0X36A1 |  |  | 5PX*CD09AS3 | S8V2C100M5PDB | 35800 | 20 | 9.4 | 32200 | 24600 | 76.4% | 2.1 | 0 | 12.7 |  |  |  |  | R-454B | 2.9833 | Residential & Commercial | USHP | Ducted CEE Tier 1
211379258 | Central HP <5.4 tons | YORK | HRCU-A-CB (Split System: Heat Pump with Remote Outdoor Unit-Air-Source) | HMH72B341 |  |  | XAHD48FBCN1 | TM9V080C16MP12 | 32600 | 16 | 8.1 | 31800 | 23200 | 72.96% | 2.02 | 0 | 9 |  |  |  |  | R-410A | 2.7167 | Residential & Commercial | USHP
211379426 | Central HP <5.4 tons | YORK | HRCU-A-CB (Split System: Heat Pump with Remote Outdoor Unit-Air-Source) | HMH72B341 |  |  | XAHC48FBCN1 | TM9E100C16MP12 | 32800 | 16.5 | 8.5 | 31800 | 23200 | 72.96% | 2.02 | 0 | 9 |  |  |  |  | R-410A | 2.7333 | Residential & Commercial | USHP
211379435 | Central HP <5.4 tons | YORK | HRCU-A-CB (Split System: Heat Pump with Remote Outdoor Unit-Air-Source) | HMH72B341 |  |  | XAFC48FXXN1+TXV | TM9E100C16MP12 | 33400 | 17 | 8.5 | 32400 | 23600 | 72.84% | 2.06 | 0 | 9.5 |  |  |  |  | R-410A | 2.7833 | Residential & Commercial | USHP
211380146 | Central HP <5.4 tons | YORK | HRCU-A-CB (Split System: Heat Pump with Remote Outdoor Unit-Air-Source) | HMH72B341 |  |  | XAHC48FBCN1 | TL9E060B12UH11 | 32400 | 16.5 | 8.1 | 32000 | 23600 | 73.75% | 2 | 0 | 9 |  |  |  |  | R-410A | 2.7 | Residential & Commercial | USHP
211380203 | Central HP <5.4 tons | YORK | HRCU-A-CB (Split System: Heat Pump with Remote Outdoor Unit-Air-Source) | HMH72B341 |  |  | XAFC48FBCN1 | TL8E080C16UH11 | 34000 | 16.5 | 8.5 | 33400 | 24600 | 73.65% | 2.08 | 0 | 9 |  |  |  |  | R-410A | 2.8333 | Residential & Commercial | USHP
216735268 | Central HP <5.4 tons | TEMPSTAR | HRCU-A-CB (Split System: Heat Pump with Remote Outdoor Unit-Air-Source) | D5CUHAH24AAK |  |  | EA*5X37M17A* | *95MSU0401712A* | 22800 | 16 | 8.5 | 20800 | 18500 | 88.94% | 1.96 | 0 | 11 |  |  |  |  | R-454B | 1.9 | Residential & Commercial | USHP | Ducted CEE Tier 1
216735338 | Central HP <5.4 tons | TEMPSTAR | HRCU-A-CB (Split System: Heat Pump with Remote Outdoor Unit-Air-Source) | D5CUHAH24AAK |  |  | EA*5X37M17A* | *96VTN0601412B* | 22600 | 16 | 8.5 | 20600 | 18400 | 89.32% | 1.96 | 0 | 11 |  |  |  |  | R-454B | 1.8833 | Residential & Commercial | USHP | Ducted CEE Tier 1
216735413 | Central HP <5.4 tons | TEMPSTAR | HRCU-A-CB (Split System: Heat Pump with Remote Outdoor Unit-Air-Source) | D5CUHAH24AAK |  |  | EA*5X37M17A* | OMV112K14A | 23400 | 15.5 | 8.5 | 21400 | 18900 | 88.32% | 1.96 | 0 | 10.5 |  |  |  |  | R-454B | 1.95 | Residential & Commercial | USHP | Ducted CEE Tier 1
216735486 | Central HP <5.4 tons | TEMPSTAR | HRCU-A-CB (Split System: Heat Pump with Remote Outdoor Unit-Air-Source) | D5CUHAH24AAK |  |  | EA*5X37M21A* | *80MS(N,L)0702116A* | 23200 | 16 | 8.5 | 20600 | 18400 | 89.32% | 1.98 | 0 | 11 |  |  |  |  | R-454B | 1.9333 | Residential & Commercial | USHP | Ducted CEE Tier 1
216735561 | Central HP <5.4 tons | TEMPSTAR | HRCU-A-CB (Split System: Heat Pump with Remote Outdoor Unit-Air-Source) | D5CUHAH24AAK |  |  | EA*5X37M21A* | *80MSU0401712A* | 23000 | 17 | 8.5 | 20600 | 18400 | 89.32% | 1.96 | 0 | 11 |  |  |  |  | R-454B | 1.9167 | Residential & Commercial | USHP | Ducted CEE Tier 1
216736065 | Central HP <5.4 tons | TEMPSTAR | HRCU-A-CB (Split System: Heat Pump with Remote Outdoor Unit-Air-Source) | D5CUHAH24AAK |  |  | EA*5X37M21A* | *97VTN0801716A* | 23200 | 16.5 | 8.5 | 20800 | 18500 | 88.94% | 1.96 | 0 | 11 |  |  |  |  | R-454B | 1.9333 | Residential & Commercial | USHP | Ducted CEE Tier 1
216737017 | Central HP <5.4 tons | TEMPSTAR | HRCU-A-CB (Split System: Heat Pump with Remote Outdoor Unit-Air-Source) | D5CUHAH24AAK |  |  | ESH5X30M12A* | *80MS(N,L)0451412A* | 22400 | 15.2 | 8.1 | 21000 | 18800 | 89.52% | 1.9 | 0 | 10.5 |  |  |  |  | R-454B | 1.8667 | Residential & Commercial | USHP | Ducted CEE Tier 1
216735027 | Central HP <5.4 tons | TEMPSTAR | HRCU-A-CB (Split System: Heat Pump with Remote Outdoor Unit-Air-Source) | D5CUHAH24AAK |  |  | EA*5X37M17A* | *80CTL0451712B* | 22800 | 16 | 8.5 | 20800 | 18500 | 88.94% | 1.96 | 0 | 11 |  |  |  |  | R-454B | 1.9 | Residential & Commercial | USHP | Ducted CEE Tier 1
212985823 | Central HP <5.4 tons | CARRIER | HRCU-A-CB (Split System: Heat Pump with Remote Outdoor Unit-Air-Source) | 38MURAQ24AB3* |  |  | CNPV*2414AL* | 59SC6A026M14**10 | 23200 | 16 | 8.5 | 27000 | 25200 | 93.33% | 2.08 | 0 | 10 |  |  |  |  | R-410A | 1.9333 | Residential & Commercial | USHP | Ducted CEE Tier 1
212986175 | Central HP <5.4 tons | CARRIER | HRCU-A-CB (Split System: Heat Pump with Remote Outdoor Unit-Air-Source) | 38MURAQ24AB3* |  |  | CAP**3017AL* | 59SC6A040M14**10 | 23400 | 16 | 8.5 | 26400 | 24600 | 93.18% | 2.04 | 0 | 10 |  |  |  |  | R-410A | 1.95 | Residential & Commercial | USHP | Ducted CEE Tier 1
216733964 | Central HP <5.4 tons | AIRQUEST | HRCU-A-CB (Split System: Heat Pump with Remote Outdoor Unit-Air-Source) | D5CUHAH24AAK |  |  | EA*5X30M17A* | *80CTL0701716B* | 22400 | 16.5 | 8.5 | 21000 | 18800 | 89.52% | 1.96 | 0 | 10.5 |  |  |  |  | R-454B | 1.8667 | Residential & Commercial | USHP | Ducted CEE Tier 1
211244868 | Central HP <5.4 tons | COMFORTMAKER | HRCU-A-CB (Split System: Heat Pump with Remote Outdoor Unit-Air-Source) | DLCURAH24ABK |  |  | EN(A,D,W)4X36L17** | *96VSN0601714A* | 23400 | 16.5 | 8.1 | 25800 | 24000 | 93.02% | 2 | 0 | 10 |  |  |  |  | R-410A | 1.95 | Residential & Commercial | USHP | Ducted CEE Tier 1
211244886 | Central HP <5.4 tons | COMFORTMAKER | HRCU-A-CB (Split System: Heat Pump with Remote Outdoor Unit-Air-Source) | DLCURAH24ABK |  |  | EN(A,D,W)4X36L17** | *96VSN0401712A* | 23400 | 16 | 8.1 | 25800 | 24000 | 93.02% | 1.98 | 0 | 10 |  |  |  |  | R-410A | 1.95 | Residential & Commercial | USHP | Ducted CEE Tier 1
211244953 | Central HP <5.4 tons | COMFORTMAKER | HRCU-A-CB (Split System: Heat Pump with Remote Outdoor Unit-Air-Source) | DLCURAH24ABK |  |  | EN(A,D,W)4X36L17** | *80VSL0451716A* | 24200 | 16 | 8.1 | 26400 | 22800 | 86.36% | 1.88 | 0 | 10.5 |  |  |  |  | R-410A | 2.0167 | Residential & Commercial | USHP | Ducted CEE Tier 1
211245018 | Central HP <5.4 tons | COMFORTMAKER | HRCU-A-CB (Split System: Heat Pump with Remote Outdoor Unit-Air-Source) | DLCURAH24ABK |  |  | EN(A,D,W)4X36L17** | *96VTN0801716A* | 24200 | 16.5 | 8.1 | 26200 | 23000 | 87.79% | 1.9 | 0 | 10.5 |  |  |  |  | R-410A | 2.0167 | Residential & Commercial | USHP | Ducted CEE Tier 1
215588607 | Central HP <5.4 tons | TRANE | HRCU-A-CB (Split System: Heat Pump with Remote Outdoor Unit-Air-Source) | E4HL5036A1000A |  |  | A4AH5V30A1B3 | 0 | 28000 | 15.2 | 8.5 | 28000 | 21000 | 75% | 1.9 | 0 | 9.8 |  |  |  |  | R-410A | 2.3333 | Residential & Commercial | USHP
216738289 | Central HP <5.4 tons | HEIL | HRCU-A-CB (Split System: Heat Pump with Remote Outdoor Unit-Air-Source) | D5CUHAH24AAK |  |  | ESH5X36M12A* | *80CTL0902120B* | 23000 | 15.2 | 8.1 | 21000 | 18700 | 89.05% | 1.85 | 0 | 10.5 |  |  |  |  | R-454B | 1.9167 | Residential & Commercial | USHP | Ducted CEE Tier 1
216571065 | Central HP <5.4 tons | AMERICAN STANDARD | HRCU-A-CB (Split System: Heat Pump with Remote Outdoor Unit-Air-Source) | 5A6V0X36A1 |  |  | 5TXCC007AS3 | *DHMC100CCV4+LRP | 33400 | 18.2 | 10 | 31600 | 24400 | 77.22% | 2.1 | 0 | 12 |  |  |  |  | R-454B | 2.7833 | Residential & Commercial | USHP | Ducted CEE Tier 1
214572674 | Central HP <5.4 tons | DAY & NIGHT | HRCU-A-CB (Split System: Heat Pump with Remote Outdoor Unit-Air-Source) | CVH837GKA** |  |  | EA*4X42L24A*+WALLCON | *95CSU1002122B* | 31800 | 17.5 | 8.5 | 32800 | 24400 | 74.39% | 1.9 | 0 | 11 |  |  |  |  | R-410A | 2.65 | Residential & Commercial | USHP | Ducted CEE Tier 1
215931947 | Central HP <5.4 tons | AIRQUEST | HRCU-A-CB (Split System: Heat Pump with Remote Outdoor Unit-Air-Source) | H5H3V36*K*AAA* |  |  | EA*5X24M17A*+WALLCON | *96CTN0401410B* | 30600 | 17 | 9 | 34800 | 26800 | 77.01% | 1.9 | 0 | 10 |  |  |  |  | R-454B | 2.55 | Residential & Commercial | USHP | Ducted CEE Tier 1
215932247 | Central HP <5.4 tons | AIRQUEST | HRCU-A-CB (Split System: Heat Pump with Remote Outdoor Unit-Air-Source) | H5H3V36*K*AAA* |  |  | EA*5X42M21A*+WALLCON | *80CTL0901716B* | 32600 | 20 | 9.5 | 35000 | 26800 | 76.57% | 2.02 | 0 | 11 |  |  |  |  | R-454B | 2.7167 | Residential & Commercial | USHP | Ducted CEE Tier 1
211245215 | Central HP <5.4 tons | COMFORTMAKER | HRCU-A-CB (Split System: Heat Pump with Remote Outdoor Unit-Air-Source) | DLCURAH24ABK |  |  | EN(A,D,W)4X36L17** | *92ESN0401410A* | 24000 | 15.2 | 8.1 | 26600 | 22800 | 85.71% | 1.86 | 0 | 10 |  |  |  |  | R-410A | 2 | Residential & Commercial | USHP | Ducted CEE Tier 1
214572474 | Central HP <5.4 tons | DAY & NIGHT | HRCU-A-CB (Split System: Heat Pump with Remote Outdoor Unit-Air-Source) | CVH837GKA** |  |  | EA*4X36L21A*+WALLCON | *80CTL0702120B* | 31400 | 17 | 8.1 | 33000 | 24200 | 73.33% | 1.86 | 0 | 11 |  |  |  |  | R-410A | 2.6167 | Residential & Commercial | USHP | Ducted CEE Tier 1
214572524 | Central HP <5.4 tons | DAY & NIGHT | HRCU-A-CB (Split System: Heat Pump with Remote Outdoor Unit-Air-Source) | CVH837GKA** |  |  | EA*4X36L21A*+WALLCON | *96CTN0802120B* | 31600 | 17.5 | 8.1 | 32800 | 24200 | 73.78% | 1.86 | 0 | 11 |  |  |  |  | R-410A | 2.6333 | Residential & Commercial | USHP | Ducted CEE Tier 1
211245331 | Central HP <5.4 tons | COMFORTMAKER | HRCU-A-CB (Split System: Heat Pump with Remote Outdoor Unit-Air-Source) | DLCURAH24ABK |  |  | EN(A,D)4X36L21** | *96VSN1002120A* | 23800 | 17 | 8.1 | 26000 | 23400 | 90% | 1.94 | 0 | 10.5 |  |  |  |  | R-410A | 1.9833 | Residential & Commercial | USHP | Ducted CEE Tier 1
211245758 | Central HP <5.4 tons | COMFORTMAKER | HRCU-A-CB (Split System: Heat Pump with Remote Outdoor Unit-Air-Source) | DLCURAH24ABK |  |  | EN(A,D)4X36L21** | OMV098J12* | 23600 | 16.5 | 8.1 | 26000 | 23600 | 90.77% | 1.96 | 0 | 10 |  |  |  |  | R-410A | 1.9667 | Residential & Commercial | USHP | Ducted CEE Tier 1
211244832 | Central HP <5.4 tons | COMFORTMAKER | HRCU-A-CB (Split System: Heat Pump with Remote Outdoor Unit-Air-Source) | DLCURAH24ABK |  |  | EN(A,D)4X30L17** | OLV098A12* | 23400 | 16.5 | 8.1 | 25800 | 24200 | 93.8% | 2 | 0 | 10 |  |  |  |  | R-410A | 1.95 | Residential & Commercial | USHP | Ducted CEE Tier 1
211245259 | Central HP <5.4 tons | COMFORTMAKER | HRCU-A-CB (Split System: Heat Pump with Remote Outdoor Unit-Air-Source) | DLCURAH24ABK |  |  | EN(A,D,W)4X36L17** | OMV098J12* | 23600 | 16.5 | 8.1 | 26000 | 23600 | 90.77% | 1.96 | 0 | 10 |  |  |  |  | R-410A | 1.9667 | Residential & Commercial | USHP | Ducted CEE Tier 1
211245473 | Central HP <5.4 tons | COMFORTMAKER | HRCU-A-CB (Split System: Heat Pump with Remote Outdoor Unit-Air-Source) | DLCURAH24ABK |  |  | EN(A,D)4X36L21** | *80ESU0401712A* | 24000 | 17 | 8.1 | 26000 | 23200 | 89.23% | 1.92 | 0 | 10.5 |  |  |  |  | R-410A | 2 | Residential & Commercial | USHP | Ducted CEE Tier 1
211245600 | Central HP <5.4 tons | COMFORTMAKER | HRCU-A-CB (Split System: Heat Pump with Remote Outdoor Unit-Air-Source) | DLCURAH24ABK |  |  | EN(A,D)4X36L21** | *80ES(N,L)0701712A* | 24400 | 16.5 | 8.1 | 26400 | 22600 | 85.61% | 1.88 | 0 | 10.5 |  |  |  |  | R-410A | 2.0333 | Residential & Commercial | USHP | Ducted CEE Tier 1
211245682 | Central HP <5.4 tons | COMFORTMAKER | HRCU-A-CB (Split System: Heat Pump with Remote Outdoor Unit-Air-Source) | DLCURAH24ABK |  |  | EN(A,D)4X36L21** | *92ESN0802120A* | 24800 | 16.5 | 8.5 | 26800 | 22200 | 82.84% | 1.84 | 0 | 10.5 |  |  |  |  | R-410A | 2.0667 | Residential & Commercial | USHP | Ducted CEE Tier 1
216737582 | Central HP <5.4 tons | HEIL | HRCU-A-CB (Split System: Heat Pump with Remote Outdoor Unit-Air-Source) | D5CUHAH24AAK |  |  | ESH5X30M12A* | *96MSN1002120A* | 22600 | 15.2 | 8.1 | 21000 | 18900 | 90% | 1.85 | 0 | 10.5 |  |  |  |  | R-454B | 1.8833 | Residential & Commercial | USHP | Ducted CEE Tier 1
216737647 | Central HP <5.4 tons | HEIL | HRCU-A-CB (Split System: Heat Pump with Remote Outdoor Unit-Air-Source) | D5CUHAH24AAK |  |  | ESH5X30M12A* | *96VSN0601716B* | 22400 | 15.5 | 8.1 | 21000 | 18800 | 89.52% | 1.85 | 0 | 10.5 |  |  |  |  | R-454B | 1.8667 | Residential & Commercial | USHP | Ducted CEE Tier 1
215853331 | Central HP <5.4 tons | JOHNSON CONTROLS | HRCU-A-CB (Split System: Heat Pump with Remote Outdoor Unit-Air-Source) | HH836E2S11 |  |  | CTF36C5CDS1 | Z9ES080C16SMPS1 | 33400 | 18 | 8.5 | 30600 | 25000 | 81.7% | 2 | 0 | 11.7 |  |  |  |  | R-454B | 2.7833 | Residential & Commercial | USHP | Ducted CEE Tier 1
215853332 | Central HP <5.4 tons | JOHNSON CONTROLS | HRCU-A-CB (Split System: Heat Pump with Remote Outdoor Unit-Air-Source) | HH836E2S11 |  |  | CTM36B5CDS1 | Z9ES080B12SMPS1 | 33400 | 18 | 8.5 | 31200 | 25600 | 82.05% | 2 | 0 | 11 |  |  |  |  | R-454B | 2.7833 | Residential & Commercial | USHP | Ducted CEE Tier 1
215932517 | Central HP <5.4 tons | AIRQUEST | HRCU-A-CB (Split System: Heat Pump with Remote Outdoor Unit-Air-Source) | H5H3V36*K*AAA* |  |  | EA*5X48M21A*+WALLCON | *96CTN0801714B* | 33200 | 20 | 9.5 | 34800 | 26600 | 76.44% | 2.02 | 0 | 11 |  |  |  |  | R-454B | 2.7667 | Residential & Commercial | USHP | Ducted CEE Tier 1
215932717 | Central HP <5.4 tons | AIRQUEST | HRCU-A-CB (Split System: Heat Pump with Remote Outdoor Unit-Air-Source) | H5H3V36*K*AAA* |  |  | EA*5X61M21A*+WALLCON | *80CTL0901716B* | 34400 | 20.5 | 9 | 34400 | 26200 | 76.16% | 1.96 | 0 | 11.7 |  |  |  |  | R-454B | 2.8667 | Residential & Commercial | USHP | Ducted CEE Tier 1
215675276 | Central HP <5.4 tons | AIRQUEST | HRCU-A-CB (Split System: Heat Pump with Remote Outdoor Unit-Air-Source) | H5H0V48*K*AAA* |  |  | ESH5X60M12A*+WALLCON | *97CMN0801714B* | 45000 | 16 | 8.5 | 48500 | 34200 | 70.52% | 1.94 | 0 | 9 |  |  |  |  | R-454B | 3.75 | Residential & Commercial | USHP
211245624 | Central HP <5.4 tons | COMFORTMAKER | HRCU-A-CB (Split System: Heat Pump with Remote Outdoor Unit-Air-Source) | DLCURAH24ABK |  |  | EN(A,D)4X36L21** | *80ES(N,L)0901714A* | 24600 | 16.5 | 8.5 | 26400 | 22400 | 84.85% | 1.86 | 0 | 10.5 |  |  |  |  | R-410A | 2.05 | Residential & Commercial | USHP | Ducted CEE Tier 1
211245776 | Central HP <5.4 tons | COMFORTMAKER | HRCU-A-CB (Split System: Heat Pump with Remote Outdoor Unit-Air-Source) | DLCURAH24ABK |  |  | EN(A,D)4X36L21** | OMV112K14A | 24200 | 16 | 8.1 | 26400 | 23000 | 87.12% | 1.88 | 0 | 10 |  |  |  |  | R-410A | 2.0167 | Residential & Commercial | USHP | Ducted CEE Tier 1
211245908 | Central HP <5.4 tons | COMFORTMAKER | HRCU-A-CB (Split System: Heat Pump with Remote Outdoor Unit-Air-Source) | DLCURAH24ABK |  |  | FMA4X36**AL* | 0 | 25800 | 18 | 9 | 27600 | 21000 | 76.09% | 1.8 | 0 | 10.5 |  |  |  |  | R-410A | 2.15 | Residential & Commercial | USHP | Ducted CEE Tier 1
214242497 | Central HP <5.4 tons | HEIL | HRCU-A-CB (Split System: Heat Pump with Remote Outdoor Unit-Air-Source) | HVH825GKA2* |  |  | EN(A,D)4X24L17**+WALLCON | *96CTN0601714B* | 23200 | 15.5 | 8.1 | 22200 | 16900 | 76.13% | 1.92 | 0 | 10.5 |  |  |  |  | R-410A | 1.9333 | Residential & Commercial | USHP | Ducted CEE Tier 1
214608307 | Central HP <5.4 tons | TRANE | HRCU-A-CB (Split System: Heat Pump with Remote Outdoor Unit-Air-Source) | E4HL5036A1000A |  |  | 4TXCB004DS3 | A952V060BU4SAD | 30000 | 15.2 | 8.1 | 25000 | 18000 | 72% | 1.75 | 0 | 9.5 |  |  |  |  | R-410A | 2.5 | Residential & Commercial | USHP
214608314 | Central HP <5.4 tons | TRANE | HRCU-A-CB (Split System: Heat Pump with Remote Outdoor Unit-Air-Source) | E4HL5036A1000A |  |  | 4TXCB006DS3 | A952V060BU4SAD | 30000 | 15.2 | 8.1 | 27000 | 19000 | 70.37% | 1.75 | 0 | 9.8 |  |  |  |  | R-410A | 2.5 | Residential & Commercial | USHP
214572784 | Central HP <5.4 tons | DAY & NIGHT | HRCU-A-CB (Split System: Heat Pump with Remote Outdoor Unit-Air-Source) | CVH837GKA** |  |  | EA*4X48L21A*+WALLCON | *95CSU0802120B* | 32200 | 17.5 | 8.5 | 32400 | 25000 | 77.16% | 1.98 | 0 | 11 |  |  |  |  | R-410A | 2.6833 | Residential & Commercial | USHP | Ducted CEE Tier 1
214572884 | Central HP <5.4 tons | DAY & NIGHT | HRCU-A-CB (Split System: Heat Pump with Remote Outdoor Unit-Air-Source) | CVH837GKA** |  |  | EA*4X48L24A*+WALLCON | *96CTN0802120B* | 32400 | 17.5 | 8.5 | 32200 | 24800 | 77.02% | 2 | 0 | 11.5 |  |  |  |  | R-410A | 2.7 | Residential & Commercial | USHP | Ducted CEE Tier 1
214572904 | Central HP <5.4 tons | DAY & NIGHT | HRCU-A-CB (Split System: Heat Pump with Remote Outdoor Unit-Air-Source) | CVH837GKA** |  |  | EA*4X60L24A*+WALLCON | *95CSU0802120B* | 32800 | 17.5 | 8.5 | 31600 | 24800 | 78.48% | 1.98 | 0 | 11.5 |  |  |  |  | R-410A | 2.7333 | Residential & Commercial | USHP | Ducted CEE Tier 1
213372158 | Central HP <5.4 tons | KENMORE | HRCU-A-C (Split System: Heat Pump with Remote Outdoor Unit with No Indoor Fan --Air Source) | DLCURAH24ABK |  |  | DLFULAH24XBX + CI | 0 | 24000 | 16.5 | 9.5 | 25000 | 20000 | 80% | 1.95 | 11 | 10.7 |  |  |  |  | R-410A | 2 | Residential & Commercial | USHP | Ducted CEE Tier 1
214421551 | Central HP <5.4 tons | COLEMAN | HRCU-A-CB (Split System: Heat Pump with Remote Outdoor Unit-Air-Source) | HH860E2S11 |  |  | CTM60D5CJS1+JMET18DS2N1 | 0 | 53000 | 19 | 9 | 54000 | 39000 | 72.22% | 2 | 0 | 11 |  |  |  |  | R-454B | 4.4167 | Residential & Commercial | USHP | Ducted CEE Tier 1
208130393 | Central HP <5.4 tons | Alsetria | HRCU-A-CB (Split System: Heat Pump with Remote Outdoor Unit-Air-Source) | MOD30U-30HFN1-MR0(X) |  |  | MVC-30HWFN1-M | 0 | 30000 | 16.2 | 8.9 | 33000 | 24000 | 72.73% | 1.8 | 11 | 10 |  |  |  |  | R-410A | 2.5 | Residential & Commercial | USHP | Ducted CEE Tier 1
211713328 | Central HP <5.4 tons | HEIL | HRCU-A-CB (Split System: Heat Pump with Remote Outdoor Unit-Air-Source) | DLCURAH30ABK |  |  | EA*4X43L21A* | *92ESN0601714A* | 30400 | 15.2 | 8.1 | 33000 | 26200 | 79.39% | 1.84 | 0 | 9 |  |  |  |  | R-410A | 2.5333 | Residential & Commercial | USHP
215941013 | Central HP <5.4 tons | TEMPSTAR | HRCU-A-CB (Split System: Heat Pump with Remote Outdoor Unit-Air-Source) | T5H3V48*K*AAA* |  |  | EA*5X60M24A*+WALLCON | *97CTN0802120A* | 44500 | 21 | 9.5 | 48500 | 36600 | 75.46% | 2 | 0 | 11 |  |  |  |  | R-454B | 3.7083 | Residential & Commercial | USHP | Ducted CEE Tier 1
214584655 | Central HP <5.4 tons | JOHNSON CONTROLS | HRCU-A-CB (Split System: Heat Pump with Remote Outdoor Unit-Air-Source) | HH860E2S11 |  |  | CTM60C5CGS1 | Z8ES080C16SMPS1 | 44500 | 18 | 9 | 44500 | 33400 | 75.06% | 2 | 0 | 12 |  |  |  |  | R-454B | 3.7083 | Residential & Commercial | USHP | Ducted CEE Tier 1
214584705 | Central HP <5.4 tons | JOHNSON CONTROLS | HRCU-A-CB (Split System: Heat Pump with Remote Outdoor Unit-Air-Source) | HH860E2S11 |  |  | CTM60D5CGS1 | Z8ES130D20SMPS1 | 45000 | 18 | 9 | 45000 | 33600 | 74.67% | 2 | 0 | 12 |  |  |  |  | R-454B | 3.75 | Residential & Commercial | USHP | Ducted CEE Tier 1
216732591 | Central HP <5.4 tons | AIRQUEST | HRCU-A-CB (Split System: Heat Pump with Remote Outdoor Unit-Air-Source) | D5CUHAH24AAK |  |  | EA*5X24M14A* | *96MSN0601412A* | 22000 | 15.5 | 8.5 | 21000 | 19200 | 91.43% | 1.98 | 0 | 10.5 |  |  |  |  | R-454B | 1.8333 | Residential & Commercial | USHP | Ducted CEE Tier 1
216733227 | Central HP <5.4 tons | AIRQUEST | HRCU-A-CB (Split System: Heat Pump with Remote Outdoor Unit-Air-Source) | D5CUHAH24AAK |  |  | EA*5X25M17A* | *80VSL0701412B* | 23200 | 17 | 8.5 | 20800 | 18400 | 88.46% | 1.96 | 0 | 11 |  |  |  |  | R-454B | 1.9333 | Residential & Commercial | USHP | Ducted CEE Tier 1
215677372 | Central HP <5.4 tons | TEMPSTAR | HRCU-A-CB (Split System: Heat Pump with Remote Outdoor Unit-Air-Source) | T5H0V60*K*AAA* |  |  | EVD5X60M21A*+WALLCON | *80CTL1102120B* | 57000 | 18.5 | 9 | 63500 | 44500 | 70.08% | 2.08 | 0 | 9.5 |  |  |  |  | R-454B | 4.75 | Residential & Commercial | USHP
214242447 | Central HP <5.4 tons | HEIL | HRCU-A-CB (Split System: Heat Pump with Remote Outdoor Unit-Air-Source) | HVH825GKA2* |  |  | EN(A,D)4X24L17**+WALLCON | *80CTL0901716B* | 23200 | 16 | 8.1 | 22000 | 16900 | 76.82% | 1.92 | 0 | 10.5 |  |  |  |  | R-410A | 1.9333 | Residential & Commercial | USHP | Ducted CEE Tier 1
214242597 | Central HP <5.4 tons | HEIL | HRCU-A-CB (Split System: Heat Pump with Remote Outdoor Unit-Air-Source) | HVH825GKA2* |  |  | EN(A,D)4X30L17**+WALLCON | *97CMN0801714B* | 23400 | 16.5 | 8.1 | 21600 | 16700 | 77.31% | 1.92 | 0 | 10.5 |  |  |  |  | R-410A | 1.95 | Residential & Commercial | USHP | Ducted CEE Tier 1
214242847 | Central HP <5.4 tons | HEIL | HRCU-A-CB (Split System: Heat Pump with Remote Outdoor Unit-Air-Source) | HVH825GKA2* |  |  | EN(A,D)4X36L21**+WALLCON | *96CTN1002122B* | 23600 | 16.5 | 8.1 | 21400 | 16700 | 78.04% | 1.92 | 0 | 11 |  |  |  |  | R-410A | 1.9667 | Residential & Commercial | USHP | Ducted CEE Tier 1
211712688 | Central HP <5.4 tons | AIRQUEST | HRCU-A-CB (Split System: Heat Pump with Remote Outdoor Unit-Air-Source) | DLCURAH30ABK |  |  | EA*4X42L24A* | *80VSL1102422A* | 30000 | 15.2 | 8.1 | 33800 | 27200 | 80.47% | 1.8 | 0 | 9 |  |  |  |  | R-410A | 2.5 | Residential & Commercial | USHP
215683132 | Central HP <5.4 tons | TEMPSTAR | HRCU-A-CB (Split System: Heat Pump with Remote Outdoor Unit-Air-Source) | T5H0V60*K*AAA* |  |  | EVD5X61M21A*+WALLCON | *80CSU0401712B* | 56500 | 18 | 9 | 61500 | 43500 | 70.73% | 2.12 | 0 | 9.5 |  |  |  |  | R-454B | 4.7083 | Residential & Commercial | USHP
215853314 | Central HP <5.4 tons | JOHNSON CONTROLS | HRCU-A-CB (Split System: Heat Pump with Remote Outdoor Unit-Air-Source) | HH824E2S11 |  |  | CTM30B5ACS1+JMET12BS2N1 | 0 | 23000 | 18 | 9.5 | 23000 | 18400 | 80% | 2 | 0 | 12 |  |  |  |  | R-454B | 1.9167 | Residential & Commercial | USHP | Ducted CEE Tier 1
216732777 | Central HP <5.4 tons | AIRQUEST | HRCU-A-CB (Split System: Heat Pump with Remote Outdoor Unit-Air-Source) | D5CUHAH24AAK |  |  | EA*5X24M17A* | *80CTL0451712B* | 22000 | 15.5 | 8.5 | 21000 | 19200 | 91.43% | 1.98 | 0 | 10.5 |  |  |  |  | R-454B | 1.8333 | Residential & Commercial | USHP | Ducted CEE Tier 1
216733878 | Central HP <5.4 tons | AIRQUEST | HRCU-A-CB (Split System: Heat Pump with Remote Outdoor Unit-Air-Source) | D5CUHAH24AAK |  |  | EA*5X30M17A* | *80MS(N,L)0901714A* | 22200 | 16 | 8.1 | 20800 | 18800 | 90.38% | 1.85 | 0 | 10.5 |  |  |  |  | R-454B | 1.85 | Residential & Commercial | USHP | Ducted CEE Tier 1
214242717 | Central HP <5.4 tons | HEIL | HRCU-A-CB (Split System: Heat Pump with Remote Outdoor Unit-Air-Source) | HVH825GKA2* |  |  | EN(A,D,W)4X36L17**+WALLCON | *96CTN0601714B* | 23400 | 16 | 8.1 | 21600 | 16800 | 77.78% | 1.9 | 0 | 10.5 |  |  |  |  | R-410A | 1.95 | Residential & Commercial | USHP | Ducted CEE Tier 1
214242817 | Central HP <5.4 tons | HEIL | HRCU-A-CB (Split System: Heat Pump with Remote Outdoor Unit-Air-Source) | HVH825GKA2* |  |  | EN(A,D)4X36L21**+WALLCON | *97CMN1002122B* | 23600 | 16.5 | 8.1 | 21400 | 16700 | 78.04% | 1.92 | 0 | 11 |  |  |  |  | R-410A | 1.9667 | Residential & Commercial | USHP | Ducted CEE Tier 1
214572754 | Central HP <5.4 tons | DAY & NIGHT | HRCU-A-CB (Split System: Heat Pump with Remote Outdoor Unit-Air-Source) | CVH837GKA** |  |  | EA*4X43L21A*+WALLCON | *97CMN0802120B* | 32800 | 17.5 | 8.5 | 32800 | 25200 | 76.83% | 2 | 0 | 11.5 |  |  |  |  | R-410A | 2.7333 | Residential & Commercial | USHP | Ducted CEE Tier 1
211244635 | Central HP <5.4 tons | COMFORTMAKER | HRCU-A-CB (Split System: Heat Pump with Remote Outdoor Unit-Air-Source) | DLCURAH24ABK |  |  | EN(A,D)4X30L17** | *96VTN0401410A* | 23400 | 16 | 8.1 | 25800 | 24000 | 93.02% | 2 | 0 | 10 |  |  |  |  | R-410A | 1.95 | Residential & Commercial | USHP | Ducted CEE Tier 1
215932767 | Central HP <5.4 tons | AIRQUEST | HRCU-A-CB (Split System: Heat Pump with Remote Outdoor Unit-Air-Source) | H5H3V36*K*AAA* |  |  | EA*5X61M21A*+WALLCON | *95CSU1002122B* | 34400 | 20.5 | 9.5 | 34200 | 26000 | 76.02% | 2.08 | 0 | 12 |  |  |  |  | R-454B | 2.8667 | Residential & Commercial | USHP | Ducted CEE Tier 1
215941063 | Central HP <5.4 tons | TEMPSTAR | HRCU-A-CB (Split System: Heat Pump with Remote Outdoor Unit-Air-Source) | T5H3V48*K*AAA* |  |  | EA*5X61M21A*+WALLCON | *80CSU0601716B* | 45000 | 21 | 9.5 | 48500 | 37000 | 76.29% | 2 | 0 | 11.5 |  |  |  |  | R-454B | 3.75 | Residential & Commercial | USHP | Ducted CEE Tier 1
212978546 | Central HP <5.4 tons | AIRQUEST | HRCU-A-CB (Split System: Heat Pump with Remote Outdoor Unit-Air-Source) | DLCURAH30ABK |  |  | EA*4X42L21A* | *80MS(N,L)0701712A* | 29800 | 15.2 | 8.1 | 34200 | 27600 | 80.7% | 1.8 | 0 | 9 |  |  |  |  | R-410A | 2.4833 | Residential & Commercial | USHP
215941113 | Central HP <5.4 tons | TEMPSTAR | HRCU-A-CB (Split System: Heat Pump with Remote Outdoor Unit-Air-Source) | T5H3V48*K*AAA* |  |  | EA*5X61M24A*+WALLCON | *97CTN0802120A* | 45500 | 21 | 9.5 | 48500 | 37000 | 76.29% | 2 | 0 | 11 |  |  |  |  | R-454B | 3.7917 | Residential & Commercial | USHP | Ducted CEE Tier 1
215941183 | Central HP <5.4 tons | TEMPSTAR | HRCU-A-CB (Split System: Heat Pump with Remote Outdoor Unit-Air-Source) | T5H3V48*K*AAA* |  |  | ESH5X48M12A*+WALLCON | *97CTN0802120A* | 44000 | 20 | 9 | 48500 | 36600 | 75.46% | 1.8 | 0 | 10.5 |  |  |  |  | R-454B | 3.6667 | Residential & Commercial | USHP | Ducted CEE Tier 1
212980533 | Central HP <5.4 tons | AIRQUEST | HRCU-A-CB (Split System: Heat Pump with Remote Outdoor Unit-Air-Source) | DLCURAH30ABK |  |  | EA*4X42L24A* | *80MS(N,L)0902120A* | 29600 | 15.2 | 8.1 | 33800 | 27600 | 81.66% | 1.78 | 0 | 9 |  |  |  |  | R-410A | 2.4667 | Residential & Commercial | USHP
212980901 | Central HP <5.4 tons | AIRQUEST | HRCU-A-CB (Split System: Heat Pump with Remote Outdoor Unit-Air-Source) | DLCURAH30ABK |  |  | EA*4X36L21A* | *80MS(N,L)1102120A* | 30200 | 15.2 | 8.1 | 34400 | 27800 | 80.81% | 1.8 | 0 | 9 |  |  |  |  | R-410A | 2.5167 | Residential & Commercial | USHP
216737479 | Central HP <5.4 tons | HEIL | HRCU-A-CB (Split System: Heat Pump with Remote Outdoor Unit-Air-Source) | D5CUHAH24AAK |  |  | ESH5X30M12A* | *92MSN0801716A* | 22200 | 16 | 8.1 | 20800 | 18700 | 89.9% | 1.9 | 0 | 11 |  |  |  |  | R-454B | 1.85 | Residential & Commercial | USHP | Ducted CEE Tier 1
214573414 | Central HP <5.4 tons | DAY & NIGHT | HRCU-A-CB (Split System: Heat Pump with Remote Outdoor Unit-Air-Source) | CVH837GKA** |  |  | EN(A,D,W)4X42L21**+WALLCON | *97CMN0802120B* | 31800 | 17 | 8.1 | 33000 | 24400 | 73.94% | 1.88 | 0 | 11 |  |  |  |  | R-410A | 2.65 | Residential & Commercial | USHP | Ducted CEE Tier 1
215931637 | Central HP <5.4 tons | AIRQUEST | HRCU-A-CB (Split System: Heat Pump with Remote Outdoor Unit-Air-Source) | H5H3V60*K*AAA* |  |  | EA*5X60M24A*+WALLCON | *96CTN1002122B* | 55500 | 18.5 | 8.5 | 60500 | 46000 | 76.03% | 2.06 | 0 | 11 |  |  |  |  | R-454B | 4.625 | Residential & Commercial | USHP | Ducted CEE Tier 1
215931687 | Central HP <5.4 tons | AIRQUEST | HRCU-A-CB (Split System: Heat Pump with Remote Outdoor Unit-Air-Source) | H5H3V60*K*AAA* |  |  | EA*5X61M24A*+WALLCON | *80CTL0702120B* | 56500 | 18.5 | 8.5 | 60500 | 47000 | 77.69% | 2.02 | 0 | 11 |  |  |  |  | R-454B | 4.7083 | Residential & Commercial | USHP | Ducted CEE Tier 1
215931807 | Central HP <5.4 tons | AIRQUEST | HRCU-A-CB (Split System: Heat Pump with Remote Outdoor Unit-Air-Source) | H5H3V60*K*AAA* |  |  | ESH5X60M12A*+WALLCON | *80CSU1002120A* | 56000 | 18 | 8.1 | 61000 | 46000 | 75.41% | 1.95 | 0 | 11 |  |  |  |  | R-454B | 4.6667 | Residential & Commercial | USHP | Ducted CEE Tier 1
215932817 | Central HP <5.4 tons | AIRQUEST | HRCU-A-CB (Split System: Heat Pump with Remote Outdoor Unit-Air-Source) | H5H3V36*K*AAA* |  |  | EA*5X61M21A*+WALLCON | *96CTN0601714B* | 34000 | 20 | 9.4 | 33800 | 25600 | 75.74% | 2.05 | 0 | 11 |  |  |  |  | R-454B | 2.8333 | Residential & Commercial | USHP | Ducted CEE Tier 1
214242837 | Central HP <5.4 tons | HEIL | HRCU-A-CB (Split System: Heat Pump with Remote Outdoor Unit-Air-Source) | HVH825GKA2* |  |  | EN(A,D)4X36L21**+WALLCON | *96CTN0801714B* | 23400 | 16.5 | 8.1 | 21600 | 16700 | 77.31% | 1.92 | 0 | 11 |  |  |  |  | R-410A | 1.95 | Residential & Commercial | USHP | Ducted CEE Tier 1
214242917 | Central HP <5.4 tons | HEIL | HRCU-A-CB (Split System: Heat Pump with Remote Outdoor Unit-Air-Source) | HVH825GKA2* |  |  | END4X42L17**+WALLCON | *97CMN0801714B* | 23800 | 16.5 | 8.1 | 21400 | 16700 | 78.04% | 1.98 | 0 | 11 |  |  |  |  | R-410A | 1.9833 | Residential & Commercial | USHP | Ducted CEE Tier 1
215932347 | Central HP <5.4 tons | AIRQUEST | HRCU-A-CB (Split System: Heat Pump with Remote Outdoor Unit-Air-Source) | H5H3V36*K*AAA* |  |  | EA*5X42M21A*+WALLCON | *96CTN0801714B* | 32600 | 19.5 | 9.5 | 35200 | 27000 | 76.7% | 2 | 0 | 11 |  |  |  |  | R-454B | 2.7167 | Residential & Commercial | USHP | Ducted CEE Tier 1
215932417 | Central HP <5.4 tons | AIRQUEST | HRCU-A-CB (Split System: Heat Pump with Remote Outdoor Unit-Air-Source) | H5H3V36*K*AAA* |  |  | EA*5X48M21A*+WALLCON | *80CTL0702120B* | 33400 | 20 | 9.5 | 34600 | 26400 | 76.3% | 2.04 | 0 | 11.5 |  |  |  |  | R-454B | 2.7833 | Residential & Commercial | USHP | Ducted CEE Tier 1
213077485 | Central HP <5.4 tons | CARRIER | HRCU-A-CB (Split System: Heat Pump with Remote Outdoor Unit-Air-Source) | 38MURAQ36AB3* |  |  | CAP**3721AL* | 59TP6C080V21**20 | 36600 | 16 | 8.5 | 38000 | 34800 | 91.58% | 2.06 | 0 | 10 |  |  |  |  | R-410A | 3.05 | Residential & Commercial | USHP | Ducted CEE Tier 1
215932967 | Central HP <5.4 tons | AIRQUEST | HRCU-A-CB (Split System: Heat Pump with Remote Outdoor Unit-Air-Source) | H5H3V36*K*AAA* |  |  | ESH5X24M12A*+WALLCON | *97CMN0601714B* | 32000 | 17.5 | 9 | 35000 | 27000 | 77.14% | 1.9 | 0 | 10 |  |  |  |  | R-454B | 2.6667 | Residential & Commercial | USHP | Ducted CEE Tier 1
215933267 | Central HP <5.4 tons | AIRQUEST | HRCU-A-CB (Split System: Heat Pump with Remote Outdoor Unit-Air-Source) | H5H3V36*K*AAA* |  |  | ESH5X36M12A*+WALLCON | *96CTN1202422B* | 33400 | 19 | 9 | 34800 | 26600 | 76.44% | 1.92 | 0 | 11 |  |  |  |  | R-454B | 2.7833 | Residential & Commercial | USHP | Ducted CEE Tier 1
211244700 | Central HP <5.4 tons | COMFORTMAKER | HRCU-A-CB (Split System: Heat Pump with Remote Outdoor Unit-Air-Source) | DLCURAH24ABK |  |  | EN(A,D)4X30L17** | *80ES(N,L)0701712A* | 24400 | 16.5 | 8.1 | 26400 | 22600 | 85.61% | 1.88 | 0 | 10.5 |  |  |  |  | R-410A | 2.0333 | Residential & Commercial | USHP | Ducted CEE Tier 1
214572774 | Central HP <5.4 tons | DAY & NIGHT | HRCU-A-CB (Split System: Heat Pump with Remote Outdoor Unit-Air-Source) | CVH837GKA** |  |  | EA*4X48L21A*+WALLCON | *80CTL0702120B* | 32200 | 17.5 | 8.5 | 32400 | 25000 | 77.16% | 1.98 | 0 | 11 |  |  |  |  | R-410A | 2.6833 | Residential & Commercial | USHP | Ducted CEE Tier 1
216733678 | Central HP <5.4 tons | AIRQUEST | HRCU-A-CB (Split System: Heat Pump with Remote Outdoor Unit-Air-Source) | D5CUHAH24AAK |  |  | EA*5X30M14A* | *80VSL0451412B* | 22000 | 16 | 8.1 | 20800 | 18700 | 89.9% | 1.85 | 0 | 10.5 |  |  |  |  | R-454B | 1.8333 | Residential & Commercial | USHP | Ducted CEE Tier 1
216734078 | Central HP <5.4 tons | AIRQUEST | HRCU-A-CB (Split System: Heat Pump with Remote Outdoor Unit-Air-Source) | D5CUHAH24AAK |  |  | EA*5X30M17A* | *92MSN0801716A* | 22200 | 16.5 | 8.1 | 20800 | 18700 | 89.9% | 1.85 | 0 | 10.5 |  |  |  |  | R-454B | 1.85 | Residential & Commercial | USHP | Ducted CEE Tier 1
215933317 | Central HP <5.4 tons | AIRQUEST | HRCU-A-CB (Split System: Heat Pump with Remote Outdoor Unit-Air-Source) | H5H3V36*K*AAA* |  |  | ESH5X42M12A*+WALLCON | *80CTL0701716B* | 33400 | 19 | 9 | 35200 | 26800 | 76.14% | 1.9 | 0 | 11 |  |  |  |  | R-454B | 2.7833 | Residential & Commercial | USHP | Ducted CEE Tier 1
215933937 | Central HP <5.4 tons | AIRQUEST | HRCU-A-CB (Split System: Heat Pump with Remote Outdoor Unit-Air-Source) | H5H3V36*K*AAA* |  |  | ESH5X60M12A*+WALLCON | *96CTN1002122B* | 34200 | 19.5 | 9 | 34200 | 26000 | 76.02% | 1.94 | 0 | 11.7 |  |  |  |  | R-454B | 2.85 | Residential & Commercial | USHP | Ducted CEE Tier 1
216738040 | Central HP <5.4 tons | HEIL | HRCU-A-CB (Split System: Heat Pump with Remote Outdoor Unit-Air-Source) | D5CUHAH24AAK |  |  | ESH5X36M12A* | *80MS(N,L)0701716A* | 22800 | 16 | 8.1 | 20800 | 18500 | 88.94% | 1.85 | 0 | 11 |  |  |  |  | R-454B | 1.9 | Residential & Commercial | USHP | Ducted CEE Tier 1
216738155 | Central HP <5.4 tons | HEIL | HRCU-A-CB (Split System: Heat Pump with Remote Outdoor Unit-Air-Source) | D5CUHAH24AAK |  |  | ESH5X36M12A* | *80VSL0701716B* | 22600 | 16 | 8.1 | 20800 | 18400 | 88.46% | 1.85 | 0 | 11 |  |  |  |  | R-454B | 1.8833 | Residential & Commercial | USHP | Ducted CEE Tier 1
211245071 | Central HP <5.4 tons | COMFORTMAKER | HRCU-A-CB (Split System: Heat Pump with Remote Outdoor Unit-Air-Source) | DLCURAH24ABK |  |  | EN(A,D,W)4X36L17** | *96VTN0401410A* | 23400 | 16 | 8.1 | 25800 | 24000 | 93.02% | 2 | 0 | 10 |  |  |  |  | R-410A | 1.95 | Residential & Commercial | USHP | Ducted CEE Tier 1
211245171 | Central HP <5.4 tons | COMFORTMAKER | HRCU-A-CB (Split System: Heat Pump with Remote Outdoor Unit-Air-Source) | DLCURAH24ABK |  |  | EN(A,D,W)4X36L17** | *92ESN0601714A* | 24400 | 16.5 | 8.1 | 26400 | 22800 | 86.36% | 1.88 | 0 | 10.5 |  |  |  |  | R-410A | 2.0333 | Residential & Commercial | USHP | Ducted CEE Tier 1
215933117 | Central HP <5.4 tons | AIRQUEST | HRCU-A-CB (Split System: Heat Pump with Remote Outdoor Unit-Air-Source) | H5H3V36*K*AAA* |  |  | ESH5X36M12A*+WALLCON | *80CTL1102120B* | 33400 | 19 | 9 | 34800 | 26600 | 76.44% | 1.92 | 0 | 11.5 |  |  |  |  | R-454B | 2.7833 | Residential & Commercial | USHP | Ducted CEE Tier 1
215932397 | Central HP <5.4 tons | AIRQUEST | HRCU-A-CB (Split System: Heat Pump with Remote Outdoor Unit-Air-Source) | H5H3V36*K*AAA* |  |  | EA*5X48M21A*+WALLCON | *80CSU1002120A* | 33400 | 20 | 9.5 | 34600 | 26400 | 76.3% | 2.04 | 0 | 11.5 |  |  |  |  | R-454B | 2.7833 | Residential & Commercial | USHP | Ducted CEE Tier 1
211245370 | Central HP <5.4 tons | COMFORTMAKER | HRCU-A-CB (Split System: Heat Pump with Remote Outdoor Unit-Air-Source) | DLCURAH24ABK |  |  | EN(A,D)4X36L21** | *80ES(N,L)0701716A* | 24800 | 16 | 8.1 | 26800 | 22200 | 82.84% | 1.82 | 0 | 10.5 |  |  |  |  | R-410A | 2.0667 | Residential & Commercial | USHP | Ducted CEE Tier 1
211245506 | Central HP <5.4 tons | COMFORTMAKER | HRCU-A-CB (Split System: Heat Pump with Remote Outdoor Unit-Air-Source) | DLCURAH24ABK |  |  | EN(A,D)4X36L21** | *95ESN0802120A* | 24600 | 16.5 | 8.5 | 26600 | 22400 | 84.21% | 1.84 | 0 | 10.5 |  |  |  |  | R-410A | 2.05 | Residential & Commercial | USHP | Ducted CEE Tier 1
215933717 | Central HP <5.4 tons | AIRQUEST | HRCU-A-CB (Split System: Heat Pump with Remote Outdoor Unit-Air-Source) | H5H3V36*K*AAA* |  |  | ESH5X60M12A*+WALLCON | *80CSU0401712A* | 34200 | 20 | 9 | 34400 | 26200 | 76.16% | 1.94 | 0 | 11.7 |  |  |  |  | R-454B | 2.85 | Residential & Commercial | USHP | Ducted CEE Tier 1
215934637 | Central HP <5.4 tons | AIRQUEST | HRCU-A-CB (Split System: Heat Pump with Remote Outdoor Unit-Air-Source) | H5H3V36*K*AAA* |  |  | EVM5X25M17A*+WALLCON | *96CTN0601714B* | 34000 | 20 | 8.1 | 38000 | 27200 | 71.58% | 2 | 0 | 11 |  |  |  |  | R-454B | 2.8333 | Residential & Commercial | USHP | Ducted CEE Tier 1
215934807 | Central HP <5.4 tons | AIRQUEST | HRCU-A-CB (Split System: Heat Pump with Remote Outdoor Unit-Air-Source) | H5H3V36*K*AAA* |  |  | EVM5X44M21A*+WALLCON | *80CTL0451712B* | 35200 | 21 | 8.5 | 39000 | 29400 | 75.38% | 2 | 0 | 11.7 |  |  |  |  | R-454B | 2.9333 | Residential & Commercial | USHP | Ducted CEE Tier 1
215588590 | Central HP <5.4 tons | TRANE | HRCU-A-CB (Split System: Heat Pump with Remote Outdoor Unit-Air-Source) | E4HL5030A1000A |  |  | A4AH5V30A1B3 | 0 | 28000 | 15.2 | 8.5 | 28000 | 21000 | 75% | 1.9 | 0 | 9.8 |  |  |  |  | R-410A | 2.3333 | Residential & Commercial | USHP
214243067 | Central HP <5.4 tons | HEIL | HRCU-A-CB (Split System: Heat Pump with Remote Outdoor Unit-Air-Source) | HVH825GKA2* |  |  | EN(A,D,W)4X42L21**+WALLCON | *96CTN1002122B* | 23800 | 16.5 | 8.1 | 21400 | 16600 | 77.57% | 1.96 | 0 | 11 |  |  |  |  | R-410A | 1.9833 | Residential & Commercial | USHP | Ducted CEE Tier 1
213770515 | Central HP <5.4 tons | CARRIER | HRCU-A-CB (Split System: Heat Pump with Remote Outdoor Unit-Air-Source) | 25VNA825A*031* |  |  | CAP**2417AL*+UI | 58TN*B090C17**16 | 23400 | 16.5 | 8.1 | 21800 | 16800 | 77.06% | 1.9 | 0 | 10.5 |  |  |  |  | R-410A | 1.95 | Residential & Commercial | USHP | Ducted CEE Tier 1
213770565 | Central HP <5.4 tons | CARRIER | HRCU-A-CB (Split System: Heat Pump with Remote Outdoor Unit-Air-Source) | 25VNA825A*031* |  |  | CAP**2417AL*+UI | 59TN6C060C17**14 | 23200 | 16 | 8.1 | 22000 | 16900 | 76.82% | 1.88 | 0 | 10.5 |  |  |  |  | R-410A | 1.9333 | Residential & Commercial | USHP | Ducted CEE Tier 1
213770815 | Central HP <5.4 tons | CARRIER | HRCU-A-CB (Split System: Heat Pump with Remote Outdoor Unit-Air-Source) | 25VNA825A*031* |  |  | CAP**3617AL*+UI | 58TN*B070C14**12 | 23600 | 16.5 | 8.1 | 21400 | 16700 | 78.04% | 1.94 | 0 | 10.5 |  |  |  |  | R-410A | 1.9667 | Residential & Commercial | USHP | Ducted CEE Tier 1
213770865 | Central HP <5.4 tons | CARRIER | HRCU-A-CB (Split System: Heat Pump with Remote Outdoor Unit-Air-Source) | 25VNA825A*031* |  |  | CAP**3617AL*+UI | 59MN7C080C17**14 | 23400 | 16.5 | 8.1 | 21600 | 16700 | 77.31% | 1.94 | 0 | 10.5 |  |  |  |  | R-410A | 1.95 | Residential & Commercial | USHP | Ducted CEE Tier 1
214608311 | Central HP <5.4 tons | TRANE | HRCU-A-CB (Split System: Heat Pump with Remote Outdoor Unit-Air-Source) | E4HL5036A1000A |  |  | 4TXCB006DS3 | A801X080BM4SCA | 30000 | 15.2 | 8.1 | 27000 | 19000 | 70.37% | 1.75 | 0 | 9.8 |  |  |  |  | R-410A | 2.5 | Residential & Commercial | USHP
211245496 | Central HP <5.4 tons | COMFORTMAKER | HRCU-A-CB (Split System: Heat Pump with Remote Outdoor Unit-Air-Source) | DLCURAH24ABK |  |  | EN(A,D)4X36L21** | *96VTN0401712A* | 23400 | 16 | 8.1 | 25800 | 24000 | 93.02% | 1.98 | 0 | 10 |  |  |  |  | R-410A | 1.95 | Residential & Commercial | USHP | Ducted CEE Tier 1
213249271 | Central HP <5.4 tons | AIRQUEST | HRCU-A-CB (Split System: Heat Pump with Remote Outdoor Unit-Air-Source) | DLCURAH24ABK |  |  | FEVA0024**+NAVA43601CK | 0 | 24200 | 17 | 9 | 25800 | 22200 | 86.05% | 1.84 | 0 | 10 |  |  |  |  | R-410A | 2.0167 | Residential & Commercial | USHP | Ducted CEE Tier 1
214584570 | Central HP <5.4 tons | JOHNSON CONTROLS | HRCU-A-CB (Split System: Heat Pump with Remote Outdoor Unit-Air-Source) | HH824E2S11 |  |  | CTF30A5ADS1 | Z8ET060A12LMPS1 | 23000 | 19 | 9.5 | 23000 | 18500 | 80.43% | 2 | 0 | 12 |  |  |  |  | R-454B | 1.9167 | Residential & Commercial | USHP | Ducted CEE Tier 1
214572574 | Central HP <5.4 tons | DAY & NIGHT | HRCU-A-CB (Split System: Heat Pump with Remote Outdoor Unit-Air-Source) | CVH837GKA** |  |  | EA*4X37L21A*+WALLCON | *97CMN0802120B* | 32800 | 17.5 | 8.5 | 32800 | 25200 | 76.83% | 2 | 0 | 11.5 |  |  |  |  | R-410A | 2.7333 | Residential & Commercial | USHP | Ducted CEE Tier 1
214572654 | Central HP <5.4 tons | DAY & NIGHT | HRCU-A-CB (Split System: Heat Pump with Remote Outdoor Unit-Air-Source) | CVH837GKA** |  |  | EA*4X42L24A*+WALLCON | *80CTL0702120B* | 31800 | 18 | 8.5 | 33000 | 24400 | 73.94% | 1.9 | 0 | 11 |  |  |  |  | R-410A | 2.65 | Residential & Commercial | USHP | Ducted CEE Tier 1
215931797 | Central HP <5.4 tons | AIRQUEST | HRCU-A-CB (Split System: Heat Pump with Remote Outdoor Unit-Air-Source) | H5H3V60*K*AAA* |  |  | ESH5X60M12A*+WALLCON | *80CSU0802120A* | 56500 | 18 | 8.1 | 61000 | 45500 | 74.59% | 1.95 | 0 | 11.5 |  |  |  |  | R-454B | 4.7083 | Residential & Commercial | USHP | Ducted CEE Tier 1
211245820 | Central HP <5.4 tons | COMFORTMAKER | HRCU-A-CB (Split System: Heat Pump with Remote Outdoor Unit-Air-Source) | DLCURAH24ABK |  |  | FEM4X30**BL | 0 | 24000 | 17 | 8.5 | 26200 | 23400 | 89.31% | 1.94 | 0 | 10 |  |  |  |  | R-410A | 2 | Residential & Commercial | USHP | Ducted CEE Tier 1
214573474 | Central HP <5.4 tons | DAY & NIGHT | HRCU-A-CB (Split System: Heat Pump with Remote Outdoor Unit-Air-Source) | CVH837GKA** |  |  | EN(A,D,W)4X48L21**+WALLCON | *97CMN0802120B* | 32400 | 17.5 | 8.5 | 32800 | 24800 | 75.61% | 1.96 | 0 | 11.5 |  |  |  |  | R-410A | 2.7 | Residential & Commercial | USHP | Ducted CEE Tier 1
212969748 | Central HP <5.4 tons | AIRQUEST | HRCU-A-CB (Split System: Heat Pump with Remote Outdoor Unit-Air-Source) | DLCURAH24ABK |  |  | EA*4X25L17A* | *80VSL0451412B* | 24000 | 17.5 | 8.5 | 25000 | 21800 | 87.2% | 1.82 | 0 | 10 |  |  |  |  | R-410A | 2 | Residential & Commercial | USHP | Ducted CEE Tier 1
214572564 | Central HP <5.4 tons | DAY & NIGHT | HRCU-A-CB (Split System: Heat Pump with Remote Outdoor Unit-Air-Source) | CVH837GKA** |  |  | EA*4X37L21A*+WALLCON | *97CMN0602120B* | 32800 | 17 | 8.5 | 33000 | 25400 | 76.97% | 1.98 | 0 | 11 |  |  |  |  | R-410A | 2.7333 | Residential & Commercial | USHP | Ducted CEE Tier 1
214572764 | Central HP <5.4 tons | DAY & NIGHT | HRCU-A-CB (Split System: Heat Pump with Remote Outdoor Unit-Air-Source) | CVH837GKA** |  |  | EA*4X43L21A*+WALLCON | *96CTN0802120B* | 33000 | 18.5 | 8.5 | 32600 | 25000 | 76.69% | 2 | 0 | 11.5 |  |  |  |  | R-410A | 2.75 | Residential & Commercial | USHP | Ducted CEE Tier 1
216570939 | Central HP <5.4 tons | AMERICAN STANDARD | HRCU-A-CB (Split System: Heat Pump with Remote Outdoor Unit-Air-Source) | 5A6V0X36A1 |  |  | 5PX*B004AS3 | *DHMB080CCV3+LRP | 32200 | 17.2 | 9.4 | 31200 | 24600 | 78.85% | 2.1 | 0 | 11.2 |  |  |  |  | R-454B | 2.6833 | Residential & Commercial | USHP | Ducted CEE Tier 1
214573064 | Central HP <5.4 tons | DAY & NIGHT | HRCU-A-CB (Split System: Heat Pump with Remote Outdoor Unit-Air-Source) | CVH837GKA** |  |  | EA*4X61L24A*+WALLCON | *96CTN0802120B* | 33200 | 18.5 | 8.5 | 31800 | 24800 | 77.99% | 2.02 | 0 | 11.5 |  |  |  |  | R-410A | 2.7667 | Residential & Commercial | USHP | Ducted CEE Tier 1
214573214 | Central HP <5.4 tons | DAY & NIGHT | HRCU-A-CB (Split System: Heat Pump with Remote Outdoor Unit-Air-Source) | CVH837GKA** |  |  | EHD4X48AAL+WALLCON | *95CSU1002122B* | 32600 | 17.5 | 8.5 | 32600 | 24800 | 76.07% | 1.98 | 0 | 11 |  |  |  |  | R-410A | 2.7167 | Residential & Commercial | USHP | Ducted CEE Tier 1
214573314 | Central HP <5.4 tons | DAY & NIGHT | HRCU-A-CB (Split System: Heat Pump with Remote Outdoor Unit-Air-Source) | CVH837GKA** |  |  | EN(A,D)4X36L21**+WALLCON | *80CTL0702120B* | 31400 | 17 | 8.1 | 33200 | 24200 | 72.89% | 1.82 | 0 | 11 |  |  |  |  | R-410A | 2.6167 | Residential & Commercial | USHP | Ducted CEE Tier 1
214573364 | Central HP <5.4 tons | DAY & NIGHT | HRCU-A-CB (Split System: Heat Pump with Remote Outdoor Unit-Air-Source) | CVH837GKA** |  |  | EN(A,D)4X36L21**+WALLCON | *96CTN0802120B* | 31400 | 17 | 8.1 | 33000 | 24000 | 72.73% | 1.84 | 0 | 11 |  |  |  |  | R-410A | 2.6167 | Residential & Commercial | USHP | Ducted CEE Tier 1
211713272 | Central HP <5.4 tons | AIRQUEST | HRCU-A-CB (Split System: Heat Pump with Remote Outdoor Unit-Air-Source) | DLCURAH30ABK |  |  | EA*4X43L21A* | *80ES(N,L)0901714A* | 30600 | 15.2 | 8.1 | 33200 | 26000 | 78.31% | 1.84 | 0 | 9 |  |  |  |  | R-410A | 2.55 | Residential & Commercial | USHP
211713324 | Central HP <5.4 tons | AIRQUEST | HRCU-A-CB (Split System: Heat Pump with Remote Outdoor Unit-Air-Source) | DLCURAH30ABK |  |  | EA*4X43L21A* | *92ESN0601714A* | 30400 | 15.2 | 8.1 | 33000 | 26200 | 79.39% | 1.84 | 0 | 9 |  |  |  |  | R-410A | 2.5333 | Residential & Commercial | USHP
215588592 | Central HP <5.4 tons | TRANE | HRCU-A-CB (Split System: Heat Pump with Remote Outdoor Unit-Air-Source) | E4HL5018A1000A |  |  | A4AH5V24A1B3 | 0 | 18000 | 15.2 | 8.5 | 18000 | 16000 | 88.89% | 1.9 | 0 | 9.8 |  |  |  |  | R-410A | 1.5 | Residential & Commercial | USHP
211245767 | Central HP <5.4 tons | COMFORTMAKER | HRCU-A-CB (Split System: Heat Pump with Remote Outdoor Unit-Air-Source) | DLCURAH24ABK |  |  | EN(A,D)4X36L21** | OLV098A12* | 23400 | 16.5 | 8.1 | 25800 | 24200 | 93.8% | 2 | 0 | 10 |  |  |  |  | R-410A | 1.95 | Residential & Commercial | USHP | Ducted CEE Tier 1
211245808 | Central HP <5.4 tons | COMFORTMAKER | HRCU-A-CB (Split System: Heat Pump with Remote Outdoor Unit-Air-Source) | DLCURAH24ABK |  |  | FEM4X24**CL | 0 | 23800 | 17.5 | 8.5 | 26000 | 23800 | 91.54% | 2 | 0 | 10 |  |  |  |  | R-410A | 1.9833 | Residential & Commercial | USHP | Ducted CEE Tier 1
215931627 | Central HP <5.4 tons | AIRQUEST | HRCU-A-CB (Split System: Heat Pump with Remote Outdoor Unit-Air-Source) | H5H3V60*K*AAA* |  |  | EA*5X60M24A*+WALLCON | *97CMN1202422B* | 55500 | 18.5 | 8.5 | 60500 | 46000 | 76.03% | 2.06 | 0 | 11 |  |  |  |  | R-454B | 4.625 | Residential & Commercial | USHP | Ducted CEE Tier 1
215931657 | Central HP <5.4 tons | AIRQUEST | HRCU-A-CB (Split System: Heat Pump with Remote Outdoor Unit-Air-Source) | H5H3V60*K*AAA* |  |  | EA*5X61M21A*+WALLCON | *80CTL0701716B* | 56000 | 18 | 8.5 | 61000 | 45500 | 74.59% | 2.1 | 0 | 11 |  |  |  |  | R-454B | 4.6667 | Residential & Commercial | USHP | Ducted CEE Tier 1
214608258 | Central HP <5.4 tons | TRANE | HRCU-A-C (Split System: Heat Pump with Remote Outdoor Unit with No Indoor Fan --Air Source) | E4HL5030A1000A |  |  | 4TXCB003DS3 | 0 | 24000 | 15.2 | 8.1 | 24000 | 19500 | 81.25% | 1.75 | 0 | 10 |  |  |  |  | R-410A | 2 | Residential & Commercial | USHP | Ducted CEE Tier 1
216737665 | Central HP <5.4 tons | HEIL | HRCU-A-CB (Split System: Heat Pump with Remote Outdoor Unit-Air-Source) | D5CUHAH24AAK |  |  | ESH5X30M12A* | *96VSN0802120B* | 22600 | 15.5 | 8.1 | 21000 | 18900 | 90% | 1.85 | 0 | 10.5 |  |  |  |  | R-454B | 1.8833 | Residential & Commercial | USHP | Ducted CEE Tier 1
216737715 | Central HP <5.4 tons | HEIL | HRCU-A-CB (Split System: Heat Pump with Remote Outdoor Unit-Air-Source) | D5CUHAH24AAK |  |  | ESH5X30M12A* | *95MSU0802120A* | 22800 | 16 | 8.5 | 21200 | 19000 | 89.62% | 1.96 | 0 | 10.5 |  |  |  |  | R-454B | 1.9 | Residential & Commercial | USHP | Ducted CEE Tier 1
214572514 | Central HP <5.4 tons | DAY & NIGHT | HRCU-A-CB (Split System: Heat Pump with Remote Outdoor Unit-Air-Source) | CVH837GKA** |  |  | EA*4X36L21A*+WALLCON | *97CMN0802120B* | 31600 | 17 | 8.1 | 33000 | 24200 | 73.33% | 1.86 | 0 | 11 |  |  |  |  | R-410A | 2.6333 | Residential & Commercial | USHP | Ducted CEE Tier 1
214573184 | Central HP <5.4 tons | DAY & NIGHT | HRCU-A-CB (Split System: Heat Pump with Remote Outdoor Unit-Air-Source) | CVH837GKA** |  |  | EHD4X42AAL+WALLCON | *96CTN0802120B* | 32600 | 17.5 | 8.5 | 32800 | 24800 | 75.61% | 1.96 | 0 | 11 |  |  |  |  | R-410A | 2.7167 | Residential & Commercial | USHP | Ducted CEE Tier 1
214573234 | Central HP <5.4 tons | DAY & NIGHT | HRCU-A-CB (Split System: Heat Pump with Remote Outdoor Unit-Air-Source) | CVH837GKA** |  |  | EHD4X48AAL+WALLCON | *97CMN0802120B* | 32600 | 17 | 8.5 | 32800 | 25000 | 76.22% | 1.98 | 0 | 11 |  |  |  |  | R-410A | 2.7167 | Residential & Commercial | USHP | Ducted CEE Tier 1
214572814 | Central HP <5.4 tons | DAY & NIGHT | HRCU-A-CB (Split System: Heat Pump with Remote Outdoor Unit-Air-Source) | CVH837GKA** |  |  | EA*4X48L21A*+WALLCON | *97CMN0802120B* | 32200 | 17.5 | 8.5 | 32400 | 25000 | 77.16% | 1.98 | 0 | 11 |  |  |  |  | R-410A | 2.6833 | Residential & Commercial | USHP | Ducted CEE Tier 1
214572864 | Central HP <5.4 tons | DAY & NIGHT | HRCU-A-CB (Split System: Heat Pump with Remote Outdoor Unit-Air-Source) | CVH837GKA** |  |  | EA*4X48L24A*+WALLCON | *97CMN0602120B* | 32200 | 17 | 8.5 | 32600 | 25200 | 77.3% | 1.96 | 0 | 11 |  |  |  |  | R-410A | 2.6833 | Residential & Commercial | USHP | Ducted CEE Tier 1
214572954 | Central HP <5.4 tons | DAY & NIGHT | HRCU-A-CB (Split System: Heat Pump with Remote Outdoor Unit-Air-Source) | CVH837GKA** |  |  | EA*4X61L21A*+WALLCON | *80CTL0702120B* | 33200 | 17.5 | 8.5 | 32000 | 25000 | 78.12% | 2 | 0 | 11.5 |  |  |  |  | R-410A | 2.7667 | Residential & Commercial | USHP | Ducted CEE Tier 1
214572984 | Central HP <5.4 tons | DAY & NIGHT | HRCU-A-CB (Split System: Heat Pump with Remote Outdoor Unit-Air-Source) | CVH837GKA** |  |  | EA*4X61L21A*+WALLCON | *97CMN0602120B* | 33000 | 17.5 | 8.5 | 32200 | 25000 | 77.64% | 1.98 | 0 | 11 |  |  |  |  | R-410A | 2.75 | Residential & Commercial | USHP | Ducted CEE Tier 1
214573154 | Central HP <5.4 tons | DAY & NIGHT | HRCU-A-CB (Split System: Heat Pump with Remote Outdoor Unit-Air-Source) | CVH837GKA** |  |  | EHD4X42AAL+WALLCON | *95CSU1002122B* | 32600 | 17 | 8.5 | 32800 | 24800 | 75.61% | 1.96 | 0 | 11 |  |  |  |  | R-410A | 2.7167 | Residential & Commercial | USHP | Ducted CEE Tier 1
211245984 | Central HP <5.4 tons | COMFORTMAKER | HRCU-A-CB (Split System: Heat Pump with Remote Outdoor Unit-Air-Source) | DLCURAH24ABK |  |  | FVM4X36***L | 0 | 24400 | 17.5 | 8.5 | 26000 | 22400 | 86.15% | 1.88 | 0 | 10.5 |  |  |  |  | R-410A | 2.0333 | Residential & Commercial | USHP | Ducted CEE Tier 1
215402249 | Central HP <5.4 tons | TRANE | HRCU-A-CB (Split System: Heat Pump with Remote Outdoor Unit-Air-Source) | E4HL5036A1000A |  |  | 4TXCB004DS3 | A952V080BU4SB | 30000 | 15.2 | 8.1 | 25000 | 18000 | 72% | 1.75 | 0 | 9.5 |  |  |  |  | R-410A | 2.5 | Residential & Commercial | USHP
214572534 | Central HP <5.4 tons | DAY & NIGHT | HRCU-A-CB (Split System: Heat Pump with Remote Outdoor Unit-Air-Source) | CVH837GKA** |  |  | EA*4X37L21A*+WALLCON | *80CTL0702120B* | 32800 | 17.5 | 8.5 | 32800 | 25200 | 76.83% | 2 | 0 | 11 |  |  |  |  | R-410A | 2.7333 | Residential & Commercial | USHP | Ducted CEE Tier 1
212982123 | Central HP <5.4 tons | AIRQUEST | HRCU-A-CB (Split System: Heat Pump with Remote Outdoor Unit-Air-Source) | DLCURAH30ABK |  |  | EA*4X36L21A* | *80MSU0401712A* | 29800 | 15.2 | 8.5 | 33800 | 27800 | 82.25% | 1.76 | 0 | 9 |  |  |  |  | R-410A | 2.4833 | Residential & Commercial | USHP
212982171 | Central HP <5.4 tons | AIRQUEST | HRCU-A-CB (Split System: Heat Pump with Remote Outdoor Unit-Air-Source) | DLCURAH30ABK |  |  | EA*4X43L21A* | *80MSU0401712A* | 30600 | 15.2 | 8.1 | 33200 | 26200 | 78.92% | 1.86 | 0 | 9 |  |  |  |  | R-410A | 2.55 | Residential & Commercial | USHP
212982975 | Central HP <5.4 tons | AIRQUEST | HRCU-A-CB (Split System: Heat Pump with Remote Outdoor Unit-Air-Source) | DLCURAH30ABK |  |  | EA*4X43L21A* | *80MSU0802120A* | 30600 | 15.5 | 8.5 | 33400 | 26200 | 78.44% | 1.88 | 0 | 9 |  |  |  |  | R-410A | 2.55 | Residential & Commercial | USHP
212979514 | Central HP <5.4 tons | AIRQUEST | HRCU-A-CB (Split System: Heat Pump with Remote Outdoor Unit-Air-Source) | DLCURAH24ABK |  |  | EN(A,D)4X36L21** | *80MS(N,L)0702116A* | 23800 | 17 | 8.5 | 26400 | 24000 | 90.91% | 2 | 0 | 10.5 |  |  |  |  | R-410A | 1.9833 | Residential & Commercial | USHP | Ducted CEE Tier 1
212980985 | Central HP <5.4 tons | AIRQUEST | HRCU-A-CB (Split System: Heat Pump with Remote Outdoor Unit-Air-Source) | DLCURAH24ABK |  |  | EA*4X36L21A* | *80MS(N,L)1102120A* | 23600 | 17.5 | 8.5 | 26200 | 23800 | 90.84% | 2 | 0 | 10 |  |  |  |  | R-410A | 1.9667 | Residential & Commercial | USHP | Ducted CEE Tier 1
212984664 | Central HP <5.4 tons | AIRQUEST | HRCU-A-CB (Split System: Heat Pump with Remote Outdoor Unit-Air-Source) | DLCURAH24ABK |  |  | EN(A,D)4X30L17** | *92MSN0801716A* | 23600 | 17.5 | 8.5 | 26200 | 24600 | 93.89% | 2.04 | 0 | 10.5 |  |  |  |  | R-410A | 1.9667 | Residential & Commercial | USHP | Ducted CEE Tier 1
215402237 | Central HP <5.4 tons | TRANE | HRCU-A-CB (Split System: Heat Pump with Remote Outdoor Unit-Air-Source) | E4HL5018A1000A |  |  | 4TXCB003DS3 | A952V040BU3SB | 20000 | 15.2 | 8.5 | 20000 | 18000 | 90% | 1.85 | 0 | 9 |  |  |  |  | R-410A | 1.6667 | Residential & Commercial | USHP
206765685 | Central HP <5.4 tons | COMFORTMAKER | HRCU-A-CB (Split System: Heat Pump with Remote Outdoor Unit-Air-Source) | CVH825GKA3* |  |  | EA*4X36L17A*+WALLCON | *97CMN0601714A* | 23400 | 16 | 8.1 | 21600 | 16800 | 77.78% | 1.92 | 11 | 10.5 |  |  |  |  | R-410A | 1.95 | Residential & Commercial | USHP | Ducted CEE Tier 1
206765721 | Central HP <5.4 tons | COMFORTMAKER | HRCU-A-CB (Split System: Heat Pump with Remote Outdoor Unit-Air-Source) | CVH825GKA3* |  |  | EA*4X36L21A*+WALLCON | *80CTL0451712A* | 23400 | 16 | 8.1 | 21600 | 16800 | 77.78% | 1.92 | 11 | 10.5 |  |  |  |  | R-410A | 1.95 | Residential & Commercial | USHP | Ducted CEE Tier 1
206765784 | Central HP <5.4 tons | COMFORTMAKER | HRCU-A-CB (Split System: Heat Pump with Remote Outdoor Unit-Air-Source) | CVH825GKA3* |  |  | EA*4X36L21A*+WALLCON | *97CMN0801714A* | 23600 | 16.5 | 8.1 | 21600 | 16700 | 77.31% | 1.92 | 11.5 | 11 |  |  |  |  | R-410A | 1.9667 | Residential & Commercial | USHP | Ducted CEE Tier 1
206765820 | Central HP <5.4 tons | COMFORTMAKER | HRCU-A-CB (Split System: Heat Pump with Remote Outdoor Unit-Air-Source) | CVH825GKA3* |  |  | EA*4X36L21A*+WALLCON | *96CTN1002122A* | 23600 | 16.5 | 8.1 | 21400 | 16600 | 77.57% | 1.94 | 11 | 11 |  |  |  |  | R-410A | 1.9667 | Residential & Commercial | USHP | Ducted CEE Tier 1
206765901 | Central HP <5.4 tons | COMFORTMAKER | HRCU-A-CB (Split System: Heat Pump with Remote Outdoor Unit-Air-Source) | CVH825GKA3* |  |  | EA*4X37L17A*+WALLCON | *97CMN0801714A* | 24200 | 16 | 8.1 | 21400 | 16800 | 78.5% | 1.98 | 11 | 11 |  |  |  |  | R-410A | 2.0167 | Residential & Commercial | USHP | Ducted CEE Tier 1
210471324 | Central HP <5.4 tons | AIRQUEST | HRCU-A-CB (Split System: Heat Pump with Remote Outdoor Unit-Air-Source) | HVH837GKA2* |  |  | EHD4X60AAL+WALLCON | *97CMN0602120A* | 32800 | 16.5 | 8.1 | 32400 | 25200 | 77.78% | 1.98 | 0 | 11 |  |  |  |  | R-410A | 2.7333 | Residential & Commercial | USHP | Ducted CEE Tier 1
214608295 | Central HP <5.4 tons | TRANE | HRCU-A-CB (Split System: Heat Pump with Remote Outdoor Unit-Air-Source) | E4HL5018A1000A |  |  | 4TXCB003DS3 | A801X040BM2SCA | 20000 | 15.2 | 8.5 | 20000 | 18000 | 90% | 1.85 | 0 | 9 |  |  |  |  | R-410A | 1.6667 | Residential & Commercial | USHP
214608296 | Central HP <5.4 tons | TRANE | HRCU-A-CB (Split System: Heat Pump with Remote Outdoor Unit-Air-Source) | E4HL5018A1000A |  |  | 4TXCB003DS3 | A951X040BU3SAB | 20000 | 15.2 | 8.5 | 20000 | 18000 | 90% | 1.85 | 0 | 9 |  |  |  |  | R-410A | 1.6667 | Residential & Commercial | USHP
214570474 | Central HP <5.4 tons | DAY & NIGHT | HRCU-A-CB (Split System: Heat Pump with Remote Outdoor Unit-Air-Source) | CVH825GKA3* |  |  | EA*4X37L21A*+WALLCON | *97CMN0802120B* | 24400 | 16.5 | 8.5 | 21200 | 16600 | 78.3% | 2.02 | 0 | 11 |  |  |  |  | R-410A | 2.0333 | Residential & Commercial | USHP | Ducted CEE Tier 1
214570744 | Central HP <5.4 tons | DAY & NIGHT | HRCU-A-CB (Split System: Heat Pump with Remote Outdoor Unit-Air-Source) | CVH825GKA3* |  |  | EA*4X48L24A*+WALLCON | *95CSU0802120B* | 24000 | 16.5 | 8.5 | 21000 | 16600 | 79.05% | 2.02 | 0 | 11 |  |  |  |  | R-410A | 2 | Residential & Commercial | USHP | Ducted CEE Tier 1
214571094 | Central HP <5.4 tons | DAY & NIGHT | HRCU-A-CB (Split System: Heat Pump with Remote Outdoor Unit-Air-Source) | CVH825GKA3* |  |  | EN(A,D)4X36L21**+WALLCON | *80CTL0702120B* | 23400 | 16.5 | 8.1 | 21600 | 16700 | 77.31% | 1.92 | 0 | 11 |  |  |  |  | R-410A | 1.95 | Residential & Commercial | USHP | Ducted CEE Tier 1
214572634 | Central HP <5.4 tons | DAY & NIGHT | HRCU-A-CB (Split System: Heat Pump with Remote Outdoor Unit-Air-Source) | CVH837GKA** |  |  | EA*4X42L21A*+WALLCON | *97CMN0802120B* | 31800 | 17 | 8.5 | 32800 | 24400 | 74.39% | 1.9 | 0 | 11 |  |  |  |  | R-410A | 2.65 | Residential & Commercial | USHP | Ducted CEE Tier 1
216571019 | Central HP <5.4 tons | AMERICAN STANDARD | HRCU-A-CB (Split System: Heat Pump with Remote Outdoor Unit-Air-Source) | 5A6V0X36A1 |  |  | 5TXCB004AS3 | *UHMB060CCV3+LRP | 34000 | 19.2 | 9.7 | 31800 | 25000 | 78.62% | 2.1 | 0 | 12 |  |  |  |  | R-454B | 2.8333 | Residential & Commercial | USHP | Ducted CEE Tier 1
216571051 | Central HP <5.4 tons | AMERICAN STANDARD | HRCU-A-CB (Split System: Heat Pump with Remote Outdoor Unit-Air-Source) | 5A6V0X36A1 |  |  | 5TXCC005AS3 | S8V2C080M5PDB | 34000 | 19.2 | 9.4 | 31000 | 25000 | 80.65% | 2.1 | 0 | 12 |  |  |  |  | R-454B | 2.8333 | Residential & Commercial | USHP | Ducted CEE Tier 1
214570404 | Central HP <5.4 tons | DAY & NIGHT | HRCU-A-CB (Split System: Heat Pump with Remote Outdoor Unit-Air-Source) | CVH825GKA3* |  |  | EA*4X36L21A*+WALLCON | *97CMN0602120B* | 23600 | 16 | 8.1 | 21400 | 16700 | 78.04% | 1.92 | 0 | 10.5 |  |  |  |  | R-410A | 1.9667 | Residential & Commercial | USHP | Ducted CEE Tier 1
214570454 | Central HP <5.4 tons | DAY & NIGHT | HRCU-A-CB (Split System: Heat Pump with Remote Outdoor Unit-Air-Source) | CVH825GKA3* |  |  | EA*4X37L21A*+WALLCON | *95CSU1002122B* | 24400 | 16.5 | 8.5 | 21200 | 16600 | 78.3% | 2.04 | 0 | 11 |  |  |  |  | R-410A | 2.0333 | Residential & Commercial | USHP | Ducted CEE Tier 1
214571204 | Central HP <5.4 tons | DAY & NIGHT | HRCU-A-CB (Split System: Heat Pump with Remote Outdoor Unit-Air-Source) | CVH825GKA3* |  |  | EN(A,D,W)4X42L21**+WALLCON | *96CTN0802120B* | 23800 | 16.5 | 8.1 | 21400 | 16600 | 77.57% | 1.96 | 0 | 11 |  |  |  |  | R-410A | 1.9833 | Residential & Commercial | USHP | Ducted CEE Tier 1
214570604 | Central HP <5.4 tons | DAY & NIGHT | HRCU-A-CB (Split System: Heat Pump with Remote Outdoor Unit-Air-Source) | CVH825GKA3* |  |  | EA*4X42L24A*+WALLCON | *96CTN0802120B* | 23800 | 17 | 8.5 | 21400 | 16600 | 77.57% | 1.96 | 0 | 11 |  |  |  |  | R-410A | 1.9833 | Residential & Commercial | USHP | Ducted CEE Tier 1
214573014 | Central HP <5.4 tons | DAY & NIGHT | HRCU-A-CB (Split System: Heat Pump with Remote Outdoor Unit-Air-Source) | CVH837GKA** |  |  | EA*4X61L24A*+WALLCON | *80CTL0702120B* | 33200 | 18 | 8.5 | 32000 | 24800 | 77.5% | 2 | 0 | 11.5 |  |  |  |  | R-410A | 2.7667 | Residential & Commercial | USHP | Ducted CEE Tier 1
214571194 | Central HP <5.4 tons | DAY & NIGHT | HRCU-A-CB (Split System: Heat Pump with Remote Outdoor Unit-Air-Source) | CVH825GKA3* |  |  | EN(A,D,W)4X42L21**+WALLCON | *97CMN0802120B* | 23800 | 16.5 | 8.1 | 21400 | 16700 | 78.04% | 1.96 | 0 | 11 |  |  |  |  | R-410A | 1.9833 | Residential & Commercial | USHP | Ducted CEE Tier 1
214571244 | Central HP <5.4 tons | DAY & NIGHT | HRCU-A-CB (Split System: Heat Pump with Remote Outdoor Unit-Air-Source) | CVH825GKA3* |  |  | EN(A,D,W)4X48L21**+WALLCON | *97CMN0602120B* | 24000 | 16.5 | 8.1 | 21400 | 16700 | 78.04% | 2 | 0 | 11 |  |  |  |  | R-410A | 2 | Residential & Commercial | USHP | Ducted CEE Tier 1
214570524 | Central HP <5.4 tons | DAY & NIGHT | HRCU-A-CB (Split System: Heat Pump with Remote Outdoor Unit-Air-Source) | CVH825GKA3* |  |  | EA*4X42L21A*+WALLCON | *97CMN0602120B* | 23600 | 16.5 | 8.1 | 21400 | 16700 | 78.04% | 1.96 | 0 | 10.5 |  |  |  |  | R-410A | 1.9667 | Residential & Commercial | USHP | Ducted CEE Tier 1
214570624 | Central HP <5.4 tons | DAY & NIGHT | HRCU-A-CB (Split System: Heat Pump with Remote Outdoor Unit-Air-Source) | CVH825GKA3* |  |  | EA*4X43L21A*+WALLCON | *95CSU0802120B* | 24400 | 16.5 | 8.5 | 21200 | 16600 | 78.3% | 2.02 | 0 | 11 |  |  |  |  | R-410A | 2.0333 | Residential & Commercial | USHP | Ducted CEE Tier 1
214570724 | Central HP <5.4 tons | DAY & NIGHT | HRCU-A-CB (Split System: Heat Pump with Remote Outdoor Unit-Air-Source) | CVH825GKA3* |  |  | EA*4X48L21A*+WALLCON | *96CTN0802120B* | 24200 | 17 | 8.5 | 20800 | 16500 | 79.33% | 2.02 | 0 | 11 |  |  |  |  | R-410A | 2.0167 | Residential & Commercial | USHP | Ducted CEE Tier 1
211245204 | Central HP <5.4 tons | COMFORTMAKER | HRCU-A-CB (Split System: Heat Pump with Remote Outdoor Unit-Air-Source) | DLCURAH24ABK |  |  | EN(A,D,W)4X36L17** | *95ESN0801716A* | 24600 | 15.5 | 8.1 | 26800 | 22200 | 82.84% | 1.82 | 0 | 10 |  |  |  |  | R-410A | 2.05 | Residential & Commercial | USHP | Ducted CEE Tier 1
211245588 | Central HP <5.4 tons | COMFORTMAKER | HRCU-A-CB (Split System: Heat Pump with Remote Outdoor Unit-Air-Source) | DLCURAH24ABK |  |  | EN(A,D)4X36L21** | *80ES(N,L)0451712A* | 24000 | 16.5 | 8.1 | 26200 | 23000 | 87.79% | 1.9 | 0 | 10.5 |  |  |  |  | R-410A | 2 | Residential & Commercial | USHP | Ducted CEE Tier 1
211245636 | Central HP <5.4 tons | COMFORTMAKER | HRCU-A-CB (Split System: Heat Pump with Remote Outdoor Unit-Air-Source) | DLCURAH24ABK |  |  | EN(A,D)4X36L21** | *80ES(N,L)0902120A* | 24600 | 16.5 | 8.5 | 26600 | 22400 | 84.21% | 1.84 | 0 | 10.5 |  |  |  |  | R-410A | 2.05 | Residential & Commercial | USHP | Ducted CEE Tier 1
211245671 | Central HP <5.4 tons | COMFORTMAKER | HRCU-A-CB (Split System: Heat Pump with Remote Outdoor Unit-Air-Source) | DLCURAH24ABK |  |  | EN(A,D)4X36L21** | *92ESN0801716A* | 24200 | 17 | 8.1 | 26200 | 22800 | 87.02% | 1.88 | 0 | 10.5 |  |  |  |  | R-410A | 2.0167 | Residential & Commercial | USHP | Ducted CEE Tier 1
212969828 | Central HP <5.4 tons | AIRQUEST | HRCU-A-CB (Split System: Heat Pump with Remote Outdoor Unit-Air-Source) | DLCURAH24ABK |  |  | EN(A,D)4X30L17** | *80VSL0451412B* | 23600 | 17 | 8.5 | 26200 | 24600 | 93.89% | 2.04 | 0 | 10.5 |  |  |  |  | R-410A | 1.9667 | Residential & Commercial | USHP | Ducted CEE Tier 1
214570414 | Central HP <5.4 tons | DAY & NIGHT | HRCU-A-CB (Split System: Heat Pump with Remote Outdoor Unit-Air-Source) | CVH825GKA3* |  |  | EA*4X36L21A*+WALLCON | *97CMN0802120B* | 23600 | 16.5 | 8.1 | 21400 | 16600 | 77.57% | 1.94 | 0 | 10.5 |  |  |  |  | R-410A | 1.9667 | Residential & Commercial | USHP | Ducted CEE Tier 1
214570384 | Central HP <5.4 tons | DAY & NIGHT | HRCU-A-CB (Split System: Heat Pump with Remote Outdoor Unit-Air-Source) | CVH825GKA3* |  |  | EA*4X36L21A*+WALLCON | *95CSU0802120B* | 23600 | 16.5 | 8.1 | 21400 | 16700 | 78.04% | 1.94 | 0 | 10.5 |  |  |  |  | R-410A | 1.9667 | Residential & Commercial | USHP | Ducted CEE Tier 1
215668677 | Central HP <5.4 tons | AIRQUEST | HRCU-A-CB (Split System: Heat Pump with Remote Outdoor Unit-Air-Source) | H5H0V36*K*AAA* |  |  | EA*5X37M21A*+WALLCON | *80CTL0901716B* | 34400 | 18 | 9 | 35400 | 25200 | 71.19% | 1.88 | 0 | 10 |  |  |  |  | R-454B | 2.8667 | Residential & Commercial | USHP | Ducted CEE Tier 1
215668709 | Central HP <5.4 tons | AIRQUEST | HRCU-A-CB (Split System: Heat Pump with Remote Outdoor Unit-Air-Source) | H5H0V36*K*AAA* |  |  | EA*5X37M21A*+WALLCON | *95CSU0802120B* | 34400 | 17.5 | 9 | 35400 | 25200 | 71.19% | 1.9 | 0 | 10 |  |  |  |  | R-454B | 2.8667 | Residential & Commercial | USHP | Ducted CEE Tier 1
215668877 | Central HP <5.4 tons | AIRQUEST | HRCU-A-CB (Split System: Heat Pump with Remote Outdoor Unit-Air-Source) | H5H0V36*K*AAA* |  |  | EA*5X42M21A*+WALLCON | *95CSU1002122B* | 33200 | 17.5 | 9 | 35800 | 25600 | 71.51% | 1.84 | 0 | 10 |  |  |  |  | R-454B | 2.7667 | Residential & Commercial | USHP | Ducted CEE Tier 1
211257738 | Central HP <5.4 tons | CARRIER | HRCU-A-CB (Split System: Heat Pump with Remote Outdoor Unit-Air-Source) | 38MURAQ18AB3* |  |  | CAP**1917AL* | 59SC5B040E14**10 | 18300 | 16 | 8.5 | 18300 | 17600 | 96.17% | 2.12 | 0 | 10.5 |  |  |  |  | R-410A | 1.525 | Residential & Commercial | USHP | Ducted CEE Tier 1
211257754 | Central HP <5.4 tons | CARRIER | HRCU-A-CB (Split System: Heat Pump with Remote Outdoor Unit-Air-Source) | 38MURAQ18AB3* |  |  | CAP**1917AL* | 59SC2D040E14**10 | 18400 | 15.5 | 8.5 | 18500 | 17600 | 95.14% | 2.12 | 0 | 10.5 |  |  |  |  | R-410A | 1.5333 | Residential & Commercial | USHP | Ducted CEE Tier 1
211257756 | Central HP <5.4 tons | CARRIER | HRCU-A-CB (Split System: Heat Pump with Remote Outdoor Unit-Air-Source) | 38MURAQ18AB3* |  |  | CAP**1917AL* | 59SC2D040E17**12 | 18300 | 15.5 | 8.5 | 18400 | 17600 | 95.65% | 2.12 | 0 | 10.5 |  |  |  |  | R-410A | 1.525 | Residential & Commercial | USHP | Ducted CEE Tier 1
211257786 | Central HP <5.4 tons | CARRIER | HRCU-A-CB (Split System: Heat Pump with Remote Outdoor Unit-Air-Source) | 38MURAQ18AB3* |  |  | CAP**2417AL* | 59SP6A060V14**12 | 17900 | 16 | 8.5 | 18800 | 19000 | 101.1% | 2.28 | 0 | 10.5 |  |  |  |  | R-410A | 1.4917 | Residential & Commercial | USHP | Ducted CEE Tier 1
211257837 | Central HP <5.4 tons | CARRIER | HRCU-A-CB (Split System: Heat Pump with Remote Outdoor Unit-Air-Source) | 38MURAQ18AB3* |  |  | CAP**2517AL* | 59SP6A040V17**12 | 18200 | 15.5 | 8.5 | 18200 | 17500 | 96.15% | 2.12 | 0 | 10.5 |  |  |  |  | R-410A | 1.5167 | Residential & Commercial | USHP | Ducted CEE Tier 1
211257838 | Central HP <5.4 tons | CARRIER | HRCU-A-CB (Split System: Heat Pump with Remote Outdoor Unit-Air-Source) | 38MURAQ18AB3* |  |  | CAP**2517AL* | 59SP6A060V14**12 | 18500 | 16 | 8.5 | 18300 | 17400 | 95.08% | 2.12 | 0 | 11 |  |  |  |  | R-410A | 1.5417 | Residential & Commercial | USHP | Ducted CEE Tier 1
211257856 | Central HP <5.4 tons | CARRIER | HRCU-A-CB (Split System: Heat Pump with Remote Outdoor Unit-Air-Source) | 38MURAQ18AB3* |  |  | CAP**2517AL* | 59SC5B040E14**10 | 18300 | 16 | 8.5 | 18200 | 17500 | 96.15% | 2.12 | 0 | 10.5 |  |  |  |  | R-410A | 1.525 | Residential & Commercial | USHP | Ducted CEE Tier 1
211257887 | Central HP <5.4 tons | CARRIER | HRCU-A-CB (Split System: Heat Pump with Remote Outdoor Unit-Air-Source) | 38MURAQ18AB3* |  |  | CAP**3014AL* | 59SC5B040E14**10 | 17900 | 15.5 | 8.5 | 18500 | 18500 | 100% | 2.22 | 0 | 10.5 |  |  |  |  | R-410A | 1.4917 | Residential & Commercial | USHP | Ducted CEE Tier 1
211257923 | Central HP <5.4 tons | CARRIER | HRCU-A-CB (Split System: Heat Pump with Remote Outdoor Unit-Air-Source) | 38MURAQ18AB3* |  |  | CAP**3017AL* | 59TP6B080V17**16 | 17600 | 16 | 8.5 | 18100 | 18600 | 102.8% | 2.24 | 0 | 10.5 |  |  |  |  | R-410A | 1.4667 | Residential & Commercial | USHP | Ducted CEE Tier 1
211257939 | Central HP <5.4 tons | CARRIER | HRCU-A-CB (Split System: Heat Pump with Remote Outdoor Unit-Air-Source) | 38MURAQ18AB3* |  |  | CAP**3017AL* | 59SC2D060E14**12 | 18300 | 16.5 | 8.5 | 18800 | 18400 | 97.87% | 2.22 | 0 | 10.5 |  |  |  |  | R-410A | 1.525 | Residential & Commercial | USHP | Ducted CEE Tier 1
211258020 | Central HP <5.4 tons | CARRIER | HRCU-A-CB (Split System: Heat Pump with Remote Outdoor Unit-Air-Source) | 38MURAQ18AB3* |  |  | CNPV*2417AL* | 59SC5B026E14**10 | 18000 | 15.5 | 8.5 | 19000 | 18700 | 98.42% | 2.24 | 0 | 10.5 |  |  |  |  | R-410A | 1.5 | Residential & Commercial | USHP | Ducted CEE Tier 1
211258037 | Central HP <5.4 tons | CARRIER | HRCU-A-CB (Split System: Heat Pump with Remote Outdoor Unit-Air-Source) | 38MURAQ18AB3* |  |  | CNPV*2417AL* | OVLAAB036098 | 18100 | 15.5 | 8.5 | 19100 | 18700 | 97.91% | 2.24 | 0 | 10.5 |  |  |  |  | R-410A | 1.5083 | Residential & Commercial | USHP | Ducted CEE Tier 1
211258106 | Central HP <5.4 tons | CARRIER | HRCU-A-CB (Split System: Heat Pump with Remote Outdoor Unit-Air-Source) | 38MURAQ18AB3* |  |  | FJ4DN*A18L* | 0 | 18000 | 15.5 | 8.5 | 19000 | 19100 | 100.5% | 2.28 | 0 | 10.5 |  |  |  |  | R-410A | 1.5 | Residential & Commercial | USHP | Ducted CEE Tier 1
211258121 | Central HP <5.4 tons | CARRIER | HRCU-A-CB (Split System: Heat Pump with Remote Outdoor Unit-Air-Source) | 38MURAQ18AB3* |  |  | FMA4X24**AL* | 0 | 17400 | 16 | 8.5 | 18500 | 20000 | 108.1% | 2.44 | 0 | 10.5 |  |  |  |  | R-410A | 1.45 | Residential & Commercial | USHP | Ducted CEE Tier 1
215668605 | Central HP <5.4 tons | AIRQUEST | HRCU-A-CB (Split System: Heat Pump with Remote Outdoor Unit-Air-Source) | H5H0V36*K*AAA* |  |  | EA*5X37M17A*+WALLCON | *96CTN0401410B* | 32600 | 16 | 8.5 | 36200 | 25600 | 70.72% | 1.76 | 0 | 9.5 |  |  |  |  | R-454B | 2.7167 | Residential & Commercial | USHP
215668621 | Central HP <5.4 tons | AIRQUEST | HRCU-A-CB (Split System: Heat Pump with Remote Outdoor Unit-Air-Source) | H5H0V36*K*AAA* |  |  | EA*5X37M17A*+WALLCON | *96CTN0801714B* | 33800 | 17.5 | 9 | 35800 | 25600 | 71.51% | 1.88 | 0 | 9.5 |  |  |  |  | R-454B | 2.8167 | Residential & Commercial | USHP
215668757 | Central HP <5.4 tons | AIRQUEST | HRCU-A-CB (Split System: Heat Pump with Remote Outdoor Unit-Air-Source) | H5H0V36*K*AAA* |  |  | EA*5X37M21A*+WALLCON | *97CMN1002122B* | 34600 | 18 | 9 | 35200 | 25000 | 71.02% | 1.9 | 0 | 10 |  |  |  |  | R-454B | 2.8833 | Residential & Commercial | USHP | Ducted CEE Tier 1
215668837 | Central HP <5.4 tons | AIRQUEST | HRCU-A-CB (Split System: Heat Pump with Remote Outdoor Unit-Air-Source) | H5H0V36*K*AAA* |  |  | EA*5X42M21A*+WALLCON | *80CTL0901716B* | 33200 | 18 | 9 | 35800 | 25600 | 71.51% | 1.86 | 0 | 10 |  |  |  |  | R-454B | 2.7667 | Residential & Commercial | USHP | Ducted CEE Tier 1
215668941 | Central HP <5.4 tons | AIRQUEST | HRCU-A-CB (Split System: Heat Pump with Remote Outdoor Unit-Air-Source) | H5H0V36*K*AAA* |  |  | EA*5X42M21A*+WALLCON | *96CTN1002122B* | 33200 | 17.5 | 9 | 35800 | 25600 | 71.51% | 1.84 | 0 | 10 |  |  |  |  | R-454B | 2.7667 | Residential & Commercial | USHP | Ducted CEE Tier 1
211712806 | Central HP <5.4 tons | AIRQUEST | HRCU-A-CB (Split System: Heat Pump with Remote Outdoor Unit-Air-Source) | DLCURAH30ABK |  |  | EA*4X42L24A* | *80ES(N,L)0702116A* | 29600 | 15.2 | 8.1 | 33800 | 27400 | 81.07% | 1.78 | 0 | 9 |  |  |  |  | R-410A | 2.4667 | Residential & Commercial | USHP
211713040 | Central HP <5.4 tons | AIRQUEST | HRCU-A-CB (Split System: Heat Pump with Remote Outdoor Unit-Air-Source) | DLCURAH30ABK |  |  | EA*4X43L21A* | *96VTN1002122A* | 30600 | 15.2 | 8.1 | 33000 | 26000 | 78.79% | 1.84 | 0 | 9 |  |  |  |  | R-410A | 2.55 | Residential & Commercial | USHP
214572644 | Central HP <5.4 tons | DAY & NIGHT | HRCU-A-CB (Split System: Heat Pump with Remote Outdoor Unit-Air-Source) | CVH837GKA** |  |  | EA*4X42L21A*+WALLCON | *96CTN0802120B* | 31800 | 17.5 | 8.5 | 32800 | 24400 | 74.39% | 1.9 | 0 | 11 |  |  |  |  | R-410A | 2.65 | Residential & Commercial | USHP | Ducted CEE Tier 1
214572594 | Central HP <5.4 tons | DAY & NIGHT | HRCU-A-CB (Split System: Heat Pump with Remote Outdoor Unit-Air-Source) | CVH837GKA** |  |  | EA*4X42L21A*+WALLCON | *80CTL0702120B* | 31800 | 17 | 8.5 | 33000 | 24400 | 73.94% | 1.9 | 0 | 11 |  |  |  |  | R-410A | 2.65 | Residential & Commercial | USHP | Ducted CEE Tier 1
211244813 | Central HP <5.4 tons | COMFORTMAKER | HRCU-A-CB (Split System: Heat Pump with Remote Outdoor Unit-Air-Source) | DLCURAH24ABK |  |  | EN(A,D)4X30L17** | *80ESU0601716A | 24800 | 16.5 | 8.5 | 26600 | 22200 | 83.46% | 1.84 | 0 | 10.5 |  |  |  |  | R-410A | 2.0667 | Residential & Commercial | USHP | Ducted CEE Tier 1
214608297 | Central HP <5.4 tons | TRANE | HRCU-A-CB (Split System: Heat Pump with Remote Outdoor Unit-Air-Source) | E4HL5018A1000A |  |  | 4TXCB003DS3 | A952V040BU3SAD | 20000 | 15.2 | 8.5 | 20000 | 18000 | 90% | 1.85 | 0 | 9 |  |  |  |  | R-410A | 1.6667 | Residential & Commercial | USHP
214570394 | Central HP <5.4 tons | DAY & NIGHT | HRCU-A-CB (Split System: Heat Pump with Remote Outdoor Unit-Air-Source) | CVH825GKA3* |  |  | EA*4X36L21A*+WALLCON | *95CSU1002122B* | 23600 | 16.5 | 8.1 | 21400 | 16600 | 77.57% | 1.94 | 0 | 10.5 |  |  |  |  | R-410A | 1.9667 | Residential & Commercial | USHP | Ducted CEE Tier 1
214570494 | Central HP <5.4 tons | DAY & NIGHT | HRCU-A-CB (Split System: Heat Pump with Remote Outdoor Unit-Air-Source) | CVH825GKA3* |  |  | EA*4X42L21A*+WALLCON | *80CTL0702120B* | 23800 | 16.5 | 8.1 | 21400 | 16600 | 77.57% | 1.96 | 0 | 10.5 |  |  |  |  | R-410A | 1.9833 | Residential & Commercial | USHP | Ducted CEE Tier 1
214570764 | Central HP <5.4 tons | DAY & NIGHT | HRCU-A-CB (Split System: Heat Pump with Remote Outdoor Unit-Air-Source) | CVH825GKA3* |  |  | EA*4X48L24A*+WALLCON | *97CMN0602120B* | 24000 | 16.5 | 8.5 | 21000 | 16600 | 79.05% | 2 | 0 | 10.5 |  |  |  |  | R-410A | 2 | Residential & Commercial | USHP | Ducted CEE Tier 1
215676642 | Central HP <5.4 tons | TEMPSTAR | HRCU-A-CB (Split System: Heat Pump with Remote Outdoor Unit-Air-Source) | T5H0V48*K*AAA* |  |  | EVD5X60M24A*+WALLCON | *95CSU0802120B* | 47500 | 18.5 | 9 | 50000 | 36600 | 73.2% | 2 | 0 | 10 |  |  |  |  | R-454B | 3.9583 | Residential & Commercial | USHP | Ducted CEE Tier 1
214810552 | Central HP <5.4 tons | DIYCOOL | HRCU-A-CB (Split System: Heat Pump with Remote Outdoor Unit-Air-Source) | EZ-60-HP |  |  | EZ-60-AH | 0 | 55000 | 15.3 | 9.4 | 59000 | 48500 | 82.2% | 1.91 | 9 | 8.8 |  |  |  |  | R-410A | 4.5833 | Residential & Commercial | USHP
214573204 | Central HP <5.4 tons | DAY & NIGHT | HRCU-A-CB (Split System: Heat Pump with Remote Outdoor Unit-Air-Source) | CVH837GKA** |  |  | EHD4X48AAL+WALLCON | *95CSU0802120B* | 32600 | 17.5 | 8.5 | 32800 | 25000 | 76.22% | 1.98 | 0 | 11 |  |  |  |  | R-410A | 2.7167 | Residential & Commercial | USHP | Ducted CEE Tier 1
214573254 | Central HP <5.4 tons | DAY & NIGHT | HRCU-A-CB (Split System: Heat Pump with Remote Outdoor Unit-Air-Source) | CVH837GKA** |  |  | EHD4X60AAL+WALLCON | *80CTL0702120B* | 33000 | 17 | 8.5 | 32200 | 25000 | 77.64% | 2 | 0 | 11 |  |  |  |  | R-410A | 2.75 | Residential & Commercial | USHP | Ducted CEE Tier 1
214570544 | Central HP <5.4 tons | DAY & NIGHT | HRCU-A-CB (Split System: Heat Pump with Remote Outdoor Unit-Air-Source) | CVH825GKA3* |  |  | EA*4X42L21A*+WALLCON | *96CTN0802120B* | 23800 | 16.5 | 8.1 | 21400 | 16600 | 77.57% | 1.96 | 0 | 11 |  |  |  |  | R-410A | 1.9833 | Residential & Commercial | USHP | Ducted CEE Tier 1
214570614 | Central HP <5.4 tons | DAY & NIGHT | HRCU-A-CB (Split System: Heat Pump with Remote Outdoor Unit-Air-Source) | CVH825GKA3* |  |  | EA*4X43L21A*+WALLCON | *80CTL0702120B* | 24400 | 16.5 | 8.5 | 21200 | 16600 | 78.3% | 2.02 | 0 | 11 |  |  |  |  | R-410A | 2.0333 | Residential & Commercial | USHP | Ducted CEE Tier 1
214570644 | Central HP <5.4 tons | DAY & NIGHT | HRCU-A-CB (Split System: Heat Pump with Remote Outdoor Unit-Air-Source) | CVH825GKA3* |  |  | EA*4X43L21A*+WALLCON | *97CMN0602120B* | 24400 | 16.5 | 8.5 | 21200 | 16700 | 78.77% | 2.02 | 0 | 11 |  |  |  |  | R-410A | 2.0333 | Residential & Commercial | USHP | Ducted CEE Tier 1
214570694 | Central HP <5.4 tons | DAY & NIGHT | HRCU-A-CB (Split System: Heat Pump with Remote Outdoor Unit-Air-Source) | CVH825GKA3* |  |  | EA*4X48L21A*+WALLCON | *95CSU1002122B* | 24000 | 17 | 8.5 | 21000 | 16500 | 78.57% | 2.02 | 0 | 11 |  |  |  |  | R-410A | 2 | Residential & Commercial | USHP | Ducted CEE Tier 1
215319036 | Central HP <5.4 tons | KENMORE | HRCU-A-CB (Split System: Heat Pump with Remote Outdoor Unit-Air-Source) | D5CURAH24AAK |  |  | D5FUAAH24XAK | 0 | 24000 | 18.2 | 9.7 | 26000 | 21600 | 83.08% | 1.87 | 0 | 11 |  |  |  |  | R-454B | 2 | Residential & Commercial | USHP | Ducted CEE Tier 1
215319051 | Central HP <5.4 tons | KENMORE | HRCU-A-CB (Split System: Heat Pump with Remote Outdoor Unit-Air-Source) | D5CLHAH58AAK |  |  | D5FLAAH60XAK | 0 | 54000 | 15.4 | 9.2 | 59000 | 53000 | 89.83% | 2 | 0 | 10 |  |  |  |  | R-454B | 4.5 | Residential & Commercial | USHP | Ducted CEE Tier 1
214242217 | Central HP <5.4 tons | HEIL | HRCU-A-CB (Split System: Heat Pump with Remote Outdoor Unit-Air-Source) | HVH825GKA3* |  |  | EN(A,D,W)4X48L21**+WALLCON | *80CTL0701716B* | 24000 | 17 | 8.1 | 21400 | 16600 | 77.57% | 2 | 0 | 11 |  |  |  |  | R-410A | 2 | Residential & Commercial | USHP | Ducted CEE Tier 1
212986877 | Central HP <5.4 tons | CARRIER | HRCU-A-CB (Split System: Heat Pump with Remote Outdoor Unit-Air-Source) | 38MURAQ24AB3* |  |  | CAP**2517AL* | 59SC6A060M14**12 | 24200 | 17 | 8.5 | 25200 | 21800 | 86.51% | 1.82 | 0 | 10 |  |  |  |  | R-410A | 2.0167 | Residential & Commercial | USHP | Ducted CEE Tier 1
216675653 | Central HP <5.4 tons | BRYANT HEATING AND COOLING SYSTEMS | HRCU-A-CB (Split System: Heat Pump with Remote Outdoor Unit-Air-Source) | 37MURAQ24AA3 |  |  | CAA**3014AM* | 8(0,1)*SB36045M14*** | 23600 | 15.2 | 8.5 | 24200 | 19400 | 80.17% | 1.9 | 0 | 9.8 |  |  |  |  | R-454B | 1.9667 | Residential & Commercial | USHP
215449744 | Central HP <5.4 tons | Breeze33 | HRCU-A-CB (Split System: Heat Pump with Remote Outdoor Unit-Air-Source) | BZ33-INV18OUT2-454-G3-J |  |  | BZ33-AHU18-454-G3-J | 0 | 18000 | 19 | 10.1 | 18000 | 18600 | 103.3% | 2.12 | 0 | 12.5 |  |  |  |  | R-454B | 1.5 | Residential & Commercial | USHP | Ducted CEE Tier 1
212986331 | Central HP <5.4 tons | CARRIER | HRCU-A-CB (Split System: Heat Pump with Remote Outdoor Unit-Air-Source) | 38MURAQ18AB3* |  |  | CNPV*1814AL* | 59SC6A040M14**10 | 17200 | 15.5 | 8.5 | 18500 | 19800 | 107% | 2.38 | 0 | 10.5 |  |  |  |  | R-410A | 1.4333 | Residential & Commercial | USHP | Ducted CEE Tier 1
212986715 | Central HP <5.4 tons | CARRIER | HRCU-A-CB (Split System: Heat Pump with Remote Outdoor Unit-Air-Source) | 38MURAQ18AB3* |  |  | CNPV*3017AL* | 59SC6A040M17**12 | 17400 | 15.5 | 8.1 | 18100 | 18700 | 103.3% | 2.24 | 0 | 10.5 |  |  |  |  | R-410A | 1.45 | Residential & Commercial | USHP | Ducted CEE Tier 1
212987047 | Central HP <5.4 tons | CARRIER | HRCU-A-CB (Split System: Heat Pump with Remote Outdoor Unit-Air-Source) | 38MURAQ18AB3* |  |  | CNPV*2414AL* | 59SC6A060M14**12 | 17300 | 16 | 8.1 | 18300 | 19200 | 104.9% | 2.32 | 0 | 10.5 |  |  |  |  | R-410A | 1.4417 | Residential & Commercial | USHP | Ducted CEE Tier 1
212988769 | Central HP <5.4 tons | CARRIER | HRCU-A-CB (Split System: Heat Pump with Remote Outdoor Unit-Air-Source) | 38MURAQ18AB3* |  |  | CAP**1917AL* | 59SU5B040M17**12 | 17700 | 16.5 | 8.1 | 17700 | 17900 | 101.1% | 2.16 | 0 | 10.5 |  |  |  |  | R-410A | 1.475 | Residential & Commercial | USHP | Ducted CEE Tier 1
216675783 | Central HP <5.4 tons | BRYANT HEATING AND COOLING SYSTEMS | HRCU-A-CB (Split System: Heat Pump with Remote Outdoor Unit-Air-Source) | 37MURAQ24AA3 |  |  | CAA**3014AM* | 8(0,1)*SB36070M14*** | 23400 | 15.5 | 8.5 | 24000 | 19400 | 80.83% | 1.9 | 0 | 9.8 |  |  |  |  | R-454B | 1.95 | Residential & Commercial | USHP
216736904 | Central HP <5.4 tons | AIRQUEST | HRCU-A-CB (Split System: Heat Pump with Remote Outdoor Unit-Air-Source) | D5CUHAH24AAK |  |  | ESH5X24M12A* | *97VTN0601716A* | 22400 | 15.2 | 8.1 | 21200 | 19100 | 90.09% | 1.85 | 0 | 10.5 |  |  |  |  | R-454B | 1.8667 | Residential & Commercial | USHP | Ducted CEE Tier 1
216737052 | Central HP <5.4 tons | AIRQUEST | HRCU-A-CB (Split System: Heat Pump with Remote Outdoor Unit-Air-Source) | D5CUHAH24AAK |  |  | ESH5X30M12A* | *80MS(N,L)0701716A* | 22400 | 15.5 | 8.1 | 21000 | 18800 | 89.52% | 1.85 | 0 | 10.5 |  |  |  |  | R-454B | 1.8667 | Residential & Commercial | USHP | Ducted CEE Tier 1
212383070 | Central HP <5.4 tons | CARRIER | HRCU-A-CB (Split System: Heat Pump with Remote Outdoor Unit-Air-Source) | 38MURAQ36AB3* |  |  | CAP**3617AL* | 58SU*A060E17**16 | 35600 | 15.5 | 8.1 | 39500 | 35200 | 89.11% | 1.84 | 0 | 9.5 |  |  |  |  | R-410A | 2.9667 | Residential & Commercial | USHP
212383154 | Central HP <5.4 tons | CARRIER | HRCU-A-CB (Split System: Heat Pump with Remote Outdoor Unit-Air-Source) | 38MURAQ36AB3* |  |  | CAP**3621AL* | 59SU5A100E21**22 | 36200 | 15.2 | 8.1 | 40000 | 35400 | 88.5% | 1.86 | 0 | 9.5 |  |  |  |  | R-410A | 3.0167 | Residential & Commercial | USHP
212383206 | Central HP <5.4 tons | CARRIER | HRCU-A-CB (Split System: Heat Pump with Remote Outdoor Unit-Air-Source) | 38MURAQ36AB3* |  |  | CAP**3621AL* | 59SU5A100E21**20 | 35400 | 16 | 8.1 | 39500 | 35200 | 89.11% | 1.82 | 0 | 9.5 |  |  |  |  | R-410A | 2.95 | Residential & Commercial | USHP
212383423 | Central HP <5.4 tons | CARRIER | HRCU-A-CB (Split System: Heat Pump with Remote Outdoor Unit-Air-Source) | 38MURAQ36AB3* |  |  | CAP**3721AL* | 58TP*A090V21**20 | 36200 | 16 | 8.5 | 38500 | 34800 | 90.39% | 2.06 | 0 | 10 |  |  |  |  | R-410A | 3.0167 | Residential & Commercial | USHP | Ducted CEE Tier 1
211245380 | Central HP <5.4 tons | COMFORTMAKER | HRCU-A-CB (Split System: Heat Pump with Remote Outdoor Unit-Air-Source) | DLCURAH24ABK |  |  | EN(A,D)4X36L21** | *96VTN1002122A* | 23600 | 17 | 8.1 | 25800 | 23800 | 92.25% | 1.98 | 0 | 10.5 |  |  |  |  | R-410A | 1.9667 | Residential & Commercial | USHP | Ducted CEE Tier 1
211245715 | Central HP <5.4 tons | COMFORTMAKER | HRCU-A-CB (Split System: Heat Pump with Remote Outdoor Unit-Air-Source) | DLCURAH24ABK |  |  | EN(A,D)4X36L21** | *95ESN0801716A* | 24600 | 15.5 | 8.1 | 26800 | 22200 | 82.84% | 1.82 | 0 | 10 |  |  |  |  | R-410A | 2.05 | Residential & Commercial | USHP | Ducted CEE Tier 1
211244676 | Central HP <5.4 tons | COMFORTMAKER | HRCU-A-CB (Split System: Heat Pump with Remote Outdoor Unit-Air-Source) | DLCURAH24ABK |  |  | EN(A,D)4X30L17** | *80ES(N,L)0451412A* | 24600 | 16 | 8.1 | 26600 | 22400 | 84.21% | 1.84 | 0 | 10.5 |  |  |  |  | R-410A | 2.05 | Residential & Commercial | USHP | Ducted CEE Tier 1
211244895 | Central HP <5.4 tons | COMFORTMAKER | HRCU-A-CB (Split System: Heat Pump with Remote Outdoor Unit-Air-Source) | DLCURAH24ABK |  |  | EN(A,D,W)4X36L17** | *96VSN0601412A* | 23600 | 16.5 | 8.1 | 25800 | 23800 | 92.25% | 1.98 | 0 | 10 |  |  |  |  | R-410A | 1.9667 | Residential & Commercial | USHP | Ducted CEE Tier 1
211245028 | Central HP <5.4 tons | COMFORTMAKER | HRCU-A-CB (Split System: Heat Pump with Remote Outdoor Unit-Air-Source) | DLCURAH24ABK |  |  | EN(A,D,W)4X36L17** | *80VTL0701716A* | 24200 | 17 | 8.1 | 26200 | 23000 | 87.79% | 1.9 | 0 | 10.5 |  |  |  |  | R-410A | 2.0167 | Residential & Commercial | USHP | Ducted CEE Tier 1
211245060 | Central HP <5.4 tons | COMFORTMAKER | HRCU-A-CB (Split System: Heat Pump with Remote Outdoor Unit-Air-Source) | DLCURAH24ABK |  |  | EN(A,D,W)4X36L17** | *95ESN0601412A* | 24400 | 15.5 | 8.1 | 26600 | 22600 | 84.96% | 1.86 | 0 | 10 |  |  |  |  | R-410A | 2.0333 | Residential & Commercial | USHP | Ducted CEE Tier 1
215449749 | Central HP <5.4 tons | Breeze33 | HRCU-A-CB (Split System: Heat Pump with Remote Outdoor Unit-Air-Source) | BZ33-INV60OUT2-454-G3-J |  |  | BZ33-AHU60-454-G3-J | 0 | 54000 | 17.5 | 9.5 | 55000 | 54000 | 98.18% | 1.9 | 0 | 12 |  |  |  |  | R-454B | 4.5 | Residential & Commercial | USHP | Ducted CEE Tier 1
212978204 | Central HP <5.4 tons | DAY & NIGHT | HRCU-A-CB (Split System: Heat Pump with Remote Outdoor Unit-Air-Source) | DLCURAH24ABK |  |  | EN(A,D)4X30L17** | *80MS(N,L)0701412A* | 23600 | 17 | 8.1 | 26000 | 24000 | 92.31% | 2 | 0 | 10.5 |  |  |  |  | R-410A | 1.9667 | Residential & Commercial | USHP | Ducted CEE Tier 1
212978703 | Central HP <5.4 tons | DAY & NIGHT | HRCU-A-CB (Split System: Heat Pump with Remote Outdoor Unit-Air-Source) | DLCURAH24ABK |  |  | EN(A,D)4X24L17** | *80MS(N,L)0701712A* | 23400 | 17 | 8.5 | 27000 | 24800 | 91.85% | 2.08 | 0 | 10 |  |  |  |  | R-410A | 1.95 | Residential & Commercial | USHP | Ducted CEE Tier 1
211712333 | Central HP <5.4 tons | DAY & NIGHT | HRCU-A-CB (Split System: Heat Pump with Remote Outdoor Unit-Air-Source) | DLCURAH30ABK |  |  | EA*4X42L21A* | *80ESU0401712A* | 30400 | 15.2 | 8.1 | 34200 | 27000 | 78.95% | 1.8 | 0 | 9 |  |  |  |  | R-410A | 2.5333 | Residential & Commercial | USHP
212979457 | Central HP <5.4 tons | DAY & NIGHT | HRCU-A-CB (Split System: Heat Pump with Remote Outdoor Unit-Air-Source) | DLCURAH30ABK |  |  | EA*4X42L24A* | *80MS(N,L)0702116A* | 29800 | 15.2 | 8.1 | 34200 | 27600 | 80.7% | 1.8 | 0 | 9 |  |  |  |  | R-410A | 2.4833 | Residential & Commercial | USHP
215674343 | Central HP <5.4 tons | TEMPSTAR | HRCU-A-CB (Split System: Heat Pump with Remote Outdoor Unit-Air-Source) | T5H0V48*K*AAA* |  |  | EA*5X61M21A*+WALLCON | *80CTL0701716B* | 45500 | 17.5 | 9 | 48000 | 34000 | 70.83% | 2.06 | 0 | 9.5 |  |  |  |  | R-454B | 3.7917 | Residential & Commercial | USHP
216773247 | Central HP <5.4 tons | Custom Comfort | HRCU-A-C (Split System: Heat Pump with Remote Outdoor Unit with No Indoor Fan --Air Source) | CCOXHB24V60HP |  |  | CCOBCC4860D | 0 | 47000 | 15.2 | 8.1 | 58000 | 43000 | 74.14% | 1.83 | 0 | 10 |  |  |  |  | R-454B | 3.9167 | Residential & Commercial | USHP | Ducted CEE Tier 1
214570424 | Central HP <5.4 tons | DAY & NIGHT | HRCU-A-CB (Split System: Heat Pump with Remote Outdoor Unit-Air-Source) | CVH825GKA3* |  |  | EA*4X36L21A*+WALLCON | *96CTN0802120B* | 23600 | 16.5 | 8.1 | 21400 | 16600 | 77.57% | 1.94 | 0 | 11 |  |  |  |  | R-410A | 1.9667 | Residential & Commercial | USHP | Ducted CEE Tier 1
215668701 | Central HP <5.4 tons | AIRQUEST | HRCU-A-CB (Split System: Heat Pump with Remote Outdoor Unit-Air-Source) | H5H0V36*K*AAA* |  |  | EA*5X37M21A*+WALLCON | *95CSU0601716B* | 34200 | 17.5 | 9 | 35400 | 25200 | 71.19% | 1.88 | 0 | 9.5 |  |  |  |  | R-454B | 2.85 | Residential & Commercial | USHP
215939716 | Central HP <5.4 tons | HEIL | HRCU-A-CB (Split System: Heat Pump with Remote Outdoor Unit-Air-Source) | H5H3V36*K*AAA* |  |  | EA*5X48M21A*+WALLCON | *96CTN0802120B* | 33400 | 20 | 9.5 | 34600 | 26400 | 76.3% | 2.04 | 0 | 11.5 |  |  |  |  | R-454B | 2.7833 | Residential & Commercial | USHP | Ducted CEE Tier 1
215939746 | Central HP <5.4 tons | HEIL | HRCU-A-CB (Split System: Heat Pump with Remote Outdoor Unit-Air-Source) | H5H3V36*K*AAA* |  |  | EA*5X48M21A*+WALLCON | *97CTN0601716A* | 33000 | 19 | 9 | 35400 | 27000 | 76.27% | 1.9 | 0 | 11 |  |  |  |  | R-454B | 2.75 | Residential & Commercial | USHP | Ducted CEE Tier 1
215939866 | Central HP <5.4 tons | HEIL | HRCU-A-CB (Split System: Heat Pump with Remote Outdoor Unit-Air-Source) | H5H3V36*K*AAA* |  |  | EA*5X61M21A*+WALLCON | *97CTN0801716A* | 34200 | 20 | 9 | 34800 | 26600 | 76.44% | 1.92 | 0 | 11.5 |  |  |  |  | R-454B | 2.85 | Residential & Commercial | USHP | Ducted CEE Tier 1
206765919 | Central HP <5.4 tons | COMFORTMAKER | HRCU-A-CB (Split System: Heat Pump with Remote Outdoor Unit-Air-Source) | CVH825GKA3* |  |  | EA*4X37L17A*+WALLCON | *80CTL0901716A* | 24200 | 17 | 8.1 | 21400 | 16600 | 77.57% | 2.02 | 11 | 11 |  |  |  |  | R-410A | 2.0167 | Residential & Commercial | USHP | Ducted CEE Tier 1
206766036 | Central HP <5.4 tons | COMFORTMAKER | HRCU-A-CB (Split System: Heat Pump with Remote Outdoor Unit-Air-Source) | CVH825GKA3* |  |  | EA*4X37L21A*+WALLCON | *80CTL0901716A* | 24600 | 17.5 | 8.5 | 21000 | 16500 | 78.57% | 2.04 | 12 | 11.7 |  |  |  |  | R-410A | 2.05 | Residential & Commercial | USHP | Ducted CEE Tier 1
214810551 | Central HP <5.4 tons | DIYCOOL | HRCU-A-CB (Split System: Heat Pump with Remote Outdoor Unit-Air-Source) | EZ-48-HP |  |  | EZ-48-AH | 0 | 47000 | 15.6 | 9.4 | 50000 | 46000 | 92% | 1.85 | 8.5 | 8.2 |  |  |  |  | R-410A | 3.9167 | Residential & Commercial | USHP
215938297 | Central HP <5.4 tons | AIRQUEST | HRCU-A-CB (Split System: Heat Pump with Remote Outdoor Unit-Air-Source) | H5H3V48*K*AAA* |  |  | EVD5X60M24A*+WALLCON | *80CTL0902120B* | 45500 | 21 | 8.1 | 52500 | 38000 | 72.38% | 1.95 | 0 | 11.5 |  |  |  |  | R-454B | 3.7917 | Residential & Commercial | USHP | Ducted CEE Tier 1
215934137 | Central HP <5.4 tons | AIRQUEST | HRCU-A-CB (Split System: Heat Pump with Remote Outdoor Unit-Air-Source) | H5H3V48*K*AAA* |  |  | EA*5X61M21A*+WALLCON | *80CSU1002120A* | 45000 | 21 | 9.5 | 48500 | 37000 | 76.29% | 2 | 0 | 11 |  |  |  |  | R-454B | 3.75 | Residential & Commercial | USHP | Ducted CEE Tier 1
211212532 | Central HP <5.4 tons | JOHNSON CONTROLS | HRCU-A-CB (Split System: Heat Pump with Remote Outdoor Unit-Air-Source) | HL20B6021 |  |  | JHVVC60HE4C2N1+CC | 0 | 52000 | 19 | 8.5 | 52500 | 40000 | 76.19% | 2 | 0 | 12 |  |  |  |  | R-410A | 4.3333 | Residential & Commercial | USHP | Ducted CEE Tier 1
211227322 | Central HP <5.4 tons | COMFORTMAKER | HRCU-A-CB (Split System: Heat Pump with Remote Outdoor Unit-Air-Source) | DLCURAH36ABK |  |  | EA*4X42L21A* | *80ES(N,L)0702116A* | 35200 | 16 | 8.1 | 38500 | 35000 | 90.91% | 1.88 | 0 | 9.5 |  |  |  |  | R-410A | 2.9333 | Residential & Commercial | USHP
211227555 | Central HP <5.4 tons | COMFORTMAKER | HRCU-A-CB (Split System: Heat Pump with Remote Outdoor Unit-Air-Source) | DLCURAH36ABK |  |  | EA*4X42L21A* | *92ESN1002122A* | 36600 | 15.2 | 8.5 | 40000 | 35200 | 88% | 1.94 | 0 | 10 |  |  |  |  | R-410A | 3.05 | Residential & Commercial | USHP | Ducted CEE Tier 1
212970398 | Central HP <5.4 tons | AIRQUEST | HRCU-A-CB (Split System: Heat Pump with Remote Outdoor Unit-Air-Source) | DLCURAH36ABK |  |  | EA*4X37L21A* | *80VSL0701716B* | 36400 | 16 | 8.5 | 38500 | 35000 | 90.91% | 2.06 | 0 | 10 |  |  |  |  | R-410A | 3.0333 | Residential & Commercial | USHP | Ducted CEE Tier 1
216571253 | Central HP <5.4 tons | AMERICAN STANDARD | HRCU-A-CB (Split System: Heat Pump with Remote Outdoor Unit-Air-Source) | 5A6V8X36A1 |  |  | 5PX*B006AS3 | S8V2A040M3PDB | 32200 | 18.1 | 8.5 | 33200 | 25600 | 77.11% | 2 | 0 | 10 |  |  |  |  | R-454B | 2.6833 | Residential & Commercial | USHP | Ducted CEE Tier 1
211227852 | Central HP <5.4 tons | COMFORTMAKER | HRCU-A-CB (Split System: Heat Pump with Remote Outdoor Unit-Air-Source) | DLCURAH36ABK |  |  | EA*4X42L24A* | *80ES(N,L)1552420A* | 36400 | 15.5 | 8.1 | 39500 | 35200 | 89.11% | 1.94 | 0 | 10 |  |  |  |  | R-410A | 3.0333 | Residential & Commercial | USHP | Ducted CEE Tier 1
214573854 | Central HP <5.4 tons | DAY & NIGHT | HRCU-A-CB (Split System: Heat Pump with Remote Outdoor Unit-Air-Source) | CVH837GKA2* |  |  | EA*4X43L21A*+WALLCON | *80CTL0702120B* | 32800 | 17.5 | 8.5 | 32800 | 25200 | 76.83% | 2 | 0 | 11 |  |  |  |  | R-410A | 2.7333 | Residential & Commercial | USHP | Ducted CEE Tier 1
216773237 | Central HP <5.4 tons | Custom Comfort | HRCU-A-C (Split System: Heat Pump with Remote Outdoor Unit with No Indoor Fan --Air Source) | CCOXHB24V18HP |  |  | CCOBCC1824A | 0 | 18000 | 16.1 | 9.5 | 19000 | 18000 | 94.74% | 2.06 | 0 | 11.7 |  |  |  |  | R-454B | 1.5 | Residential & Commercial | USHP | Ducted CEE Tier 1
211228140 | Central HP <5.4 tons | AIRQUEST | HRCU-A-CB (Split System: Heat Pump with Remote Outdoor Unit-Air-Source) | DLCURAH36ABK |  |  | EA*4X42L24A* | *96VTN1202422A* | 35600 | 16 | 8.1 | 38500 | 35000 | 90.91% | 1.88 | 0 | 10 |  |  |  |  | R-410A | 2.9667 | Residential & Commercial | USHP | Ducted CEE Tier 1
211228323 | Central HP <5.4 tons | AIRQUEST | HRCU-A-CB (Split System: Heat Pump with Remote Outdoor Unit-Air-Source) | DLCURAH36ABK |  |  | EA*4X43L21A* | *80VSL0902120A* | 36200 | 16 | 8.5 | 38500 | 34800 | 90.39% | 2.06 | 0 | 10 |  |  |  |  | R-410A | 3.0167 | Residential & Commercial | USHP | Ducted CEE Tier 1
214571234 | Central HP <5.4 tons | DAY & NIGHT | HRCU-A-CB (Split System: Heat Pump with Remote Outdoor Unit-Air-Source) | CVH825GKA3* |  |  | EN(A,D,W)4X48L21**+WALLCON | *95CSU1002122B* | 24200 | 17 | 8.1 | 21200 | 16600 | 78.3% | 2.02 | 0 | 11.5 |  |  |  |  | R-410A | 2.0167 | Residential & Commercial | USHP | Ducted CEE Tier 1
215676312 | Central HP <5.4 tons | TEMPSTAR | HRCU-A-CB (Split System: Heat Pump with Remote Outdoor Unit-Air-Source) | T5H0V48*K*AAA* |  |  | EVD5X49M24A*+WALLCON | *80CTL0902120B* | 48000 | 19 | 9 | 50000 | 36400 | 72.8% | 2 | 0 | 10.5 |  |  |  |  | R-454B | 4 | Residential & Commercial | USHP | Ducted CEE Tier 1
215668661 | Central HP <5.4 tons | AIRQUEST | HRCU-A-CB (Split System: Heat Pump with Remote Outdoor Unit-Air-Source) | H5H0V36*K*AAA* |  |  | EA*5X37M21A*+WALLCON | *80CTL0701716B* | 34400 | 18 | 9 | 35400 | 25200 | 71.19% | 1.9 | 0 | 10 |  |  |  |  | R-454B | 2.8667 | Residential & Commercial | USHP | Ducted CEE Tier 1
211226818 | Central HP <5.4 tons | COMFORTMAKER | HRCU-A-CB (Split System: Heat Pump with Remote Outdoor Unit-Air-Source) | DLCURAH36ABK |  |  | EA*4X37L21A* | *80ES(N,L)0901714A* | 36800 | 16 | 8.5 | 38500 | 34800 | 90.39% | 2.1 | 0 | 10 |  |  |  |  | R-410A | 3.0667 | Residential & Commercial | USHP | Ducted CEE Tier 1
211227156 | Central HP <5.4 tons | COMFORTMAKER | HRCU-A-CB (Split System: Heat Pump with Remote Outdoor Unit-Air-Source) | DLCURAH36ABK |  |  | EA*4X37L21A* | *95ESU1002122A* | 37600 | 15.5 | 8.5 | 39500 | 35000 | 88.61% | 2.14 | 0 | 10 |  |  |  |  | R-410A | 3.1333 | Residential & Commercial | USHP | Ducted CEE Tier 1
213386487 | Central HP <5.4 tons | Alsetria | HRCU-A-C (Split System: Heat Pump with Remote Outdoor Unit with No Indoor Fan --Air Source) | MOX630-36HFN1-M3X |  |  | MAC-36HWDN1-MN0 | 0 | 35000 | 15.2 | 8.5 | 36000 | 30000 | 83.33% | 1.8 | 0 | 10 |  |  |  |  | R-410A | 2.9167 | Residential & Commercial | USHP | Ducted CEE Tier 1
211258122 | Central HP <5.4 tons | CARRIER | HRCU-A-CB (Split System: Heat Pump with Remote Outdoor Unit-Air-Source) | 38MURAQ18AB3* |  |  | FM(C,U)4Z18**AL* | 0 | 17800 | 17 | 9 | 18700 | 19800 | 105.9% | 2.4 | 0 | 11 |  |  |  |  | R-410A | 1.4833 | Residential & Commercial | USHP | Ducted CEE Tier 1
209872727 | Central HP <5.4 tons | RUUD | HRCU-A-CB (Split System: Heat Pump with Remote Outdoor Unit-Air-Source) | UP18AZ48AJVC |  |  | RCFZ6021SEAAM | R962V0855A21M4S | 44500 | 18 | 8.5 | 43000 | 45000 | 104.7% | 2 | 0 | 11.7 |  |  |  |  | R-410A | 3.7083 | Residential & Commercial | USHP | Ducted CEE Tier 1
211226688 | Central HP <5.4 tons | COMFORTMAKER | HRCU-A-CB (Split System: Heat Pump with Remote Outdoor Unit-Air-Source) | DLCURAH36ABK |  |  | EA*4X37L17A* | *96VSN0801716A* | 36200 | 15.2 | 8.5 | 39500 | 35000 | 88.61% | 2.02 | 0 | 10 |  |  |  |  | R-410A | 3.0167 | Residential & Commercial | USHP | Ducted CEE Tier 1
215940616 | Central HP <5.4 tons | HEIL | HRCU-A-CB (Split System: Heat Pump with Remote Outdoor Unit-Air-Source) | H5H3V36*K*AAA* |  |  | EVD5X42M21A*+WALLCON | *96CTN0802120B* | 34400 | 20.5 | 8.5 | 38500 | 28200 | 73.25% | 2.04 | 0 | 11.7 |  |  |  |  | R-454B | 2.8667 | Residential & Commercial | USHP | Ducted CEE Tier 1
215940716 | Central HP <5.4 tons | HEIL | HRCU-A-CB (Split System: Heat Pump with Remote Outdoor Unit-Air-Source) | H5H3V36*K*AAA* |  |  | EVD5X42M24A*+WALLCON | *97CTN1202422A* | 35600 | 22 | 8.5 | 38000 | 28400 | 74.74% | 2.04 | 0 | 12.5 |  |  |  |  | R-454B | 2.9667 | Residential & Commercial | USHP | Ducted CEE Tier 1
215941016 | Central HP <5.4 tons | HEIL | HRCU-A-CB (Split System: Heat Pump with Remote Outdoor Unit-Air-Source) | H5H3V48*K*AAA* |  |  | EA*5X60M24A*+WALLCON | *97CTN1002122A* | 44500 | 21 | 9.5 | 48000 | 36400 | 75.83% | 2 | 0 | 11 |  |  |  |  | R-454B | 3.7083 | Residential & Commercial | USHP | Ducted CEE Tier 1
211227828 | Central HP <5.4 tons | COMFORTMAKER | HRCU-A-CB (Split System: Heat Pump with Remote Outdoor Unit-Air-Source) | DLCURAH36ABK |  |  | EA*4X42L24A* | *80ES(N,L)1102420A* | 35400 | 16.5 | 8.1 | 38500 | 35000 | 90.91% | 1.88 | 0 | 10 |  |  |  |  | R-410A | 2.95 | Residential & Commercial | USHP | Ducted CEE Tier 1
211228103 | Central HP <5.4 tons | COMFORTMAKER | HRCU-A-CB (Split System: Heat Pump with Remote Outdoor Unit-Air-Source) | DLCURAH36ABK |  |  | EA*4X42L24A* | *95ESU1002122A* | 36600 | 15.2 | 8.1 | 40000 | 35200 | 88% | 1.94 | 0 | 10 |  |  |  |  | R-410A | 3.05 | Residential & Commercial | USHP | Ducted CEE Tier 1
211228160 | Central HP <5.4 tons | COMFORTMAKER | HRCU-A-CB (Split System: Heat Pump with Remote Outdoor Unit-Air-Source) | DLCURAH36ABK |  |  | EA*4X42L24A* | OLV154F20A | 37000 | 15.2 | 8.5 | 40000 | 35400 | 88.5% | 1.96 | 0 | 10 |  |  |  |  | R-410A | 3.0833 | Residential & Commercial | USHP | Ducted CEE Tier 1
211226422 | Central HP <5.4 tons | COMFORTMAKER | HRCU-A-CB (Split System: Heat Pump with Remote Outdoor Unit-Air-Source) | DLCURAH36ABK |  |  | EA*4X36L21A* | *96VTN1002122A* | 35200 | 16.5 | 8.1 | 38500 | 35200 | 91.43% | 1.82 | 0 | 10 |  |  |  |  | R-410A | 2.9333 | Residential & Commercial | USHP | Ducted CEE Tier 1
214421455 | Central HP <5.4 tons | MRCOOL | HRCU-A-C (Split System: Heat Pump with Remote Outdoor Unit with No Indoor Fan --Air Source) | MDUO18048060 |  |  | MDUCC15048 | 0 | 47000 | 15.2 | 8.5 | 48000 | 33600 | 70% | 1.8 | 0 | 10 |  |  |  |  | R-410A | 3.9167 | Residential & Commercial | USHP | Ducted CEE Tier 1
208130395 | Central HP <5.4 tons | Alsetria | HRCU-A-CB (Split System: Heat Pump with Remote Outdoor Unit-Air-Source) | MOE30U-48HFN1-M-[X1] |  |  | MVC-48HWFN1-M | 0 | 47000 | 15.6 | 9.4 | 50000 | 46000 | 92% | 1.9 | 8.5 | 8.2 |  |  |  |  | R-410A | 3.9167 | Residential & Commercial | USHP
215746026 | Central HP <5.4 tons | Custom Comfort | HRCU-A-CB (Split System: Heat Pump with Remote Outdoor Unit-Air-Source) | CCOXHB24V18HP |  |  | CCOXHBAH24V18 | 0 | 18000 | 19 | 9.7 | 19000 | 18000 | 94.74% | 2 | 0 | 12.5 |  |  |  |  | R-454B | 1.5 | Residential & Commercial | USHP | Ducted CEE Tier 1
210410120 | Central HP <5.4 tons | MRCOOL | HRCU-A-CB (Split System: Heat Pump with Remote Outdoor Unit-Air-Source) | MDUO18048060 |  |  | MDUI18060E | 0 | 54000 | 16 | 9 | 54000 | 41000 | 75.93% | 1.8 | 10.5 | 10 |  |  |  |  | R-410A | 4.5 | Residential & Commercial | USHP | Ducted CEE Tier 1
214575786 | Central HP <5.4 tons | BRYANT HEATING AND COOLING SYSTEMS | HRCU-A-CB (Split System: Heat Pump with Remote Outdoor Unit-Air-Source) | 284ANV036*0**B* |  |  | CAP**4224AL*+UI | 987MC60060C21*** | 33000 | 18.5 | 9.5 | 38000 | 26600 | 70% | 1.98 | 0 | 11.5 |  |  |  |  | R-410A | 2.75 | Residential & Commercial | USHP | Ducted CEE Tier 1
216773239 | Central HP <5.4 tons | Custom Comfort | HRCU-A-C (Split System: Heat Pump with Remote Outdoor Unit with No Indoor Fan --Air Source) | CCOXHB24V18HP |  |  | CCOBCC1824B | 0 | 18000 | 16.1 | 9.5 | 19000 | 18000 | 94.74% | 2.06 | 0 | 11.7 |  |  |  |  | R-454B | 1.5 | Residential & Commercial | USHP | Ducted CEE Tier 1
216571271 | Central HP <5.4 tons | AMERICAN STANDARD | HRCU-A-CB (Split System: Heat Pump with Remote Outdoor Unit-Air-Source) | 5A6V8X36A1 |  |  | 5PX*C009AS3 | S8V2C080M5PDB | 33000 | 18.1 | 8.5 | 33000 | 25200 | 76.36% | 2.1 | 0 | 10.5 |  |  |  |  | R-454B | 2.75 | Residential & Commercial | USHP | Ducted CEE Tier 1
211228502 | Central HP <5.4 tons | COMFORTMAKER | HRCU-A-CB (Split System: Heat Pump with Remote Outdoor Unit-Air-Source) | DLCURAH36ABK |  |  | EA*4X43L21A* | *95ESN0802120A* | 37200 | 15.5 | 8.5 | 38500 | 35000 | 90.91% | 2.12 | 0 | 10 |  |  |  |  | R-410A | 3.1 | Residential & Commercial | USHP | Ducted CEE Tier 1
212383116 | Central HP <5.4 tons | COMFORTMAKER | HRCU-A-CB (Split System: Heat Pump with Remote Outdoor Unit-Air-Source) | DLCURAH36ABK |  |  | EA*4X36L21A* | *96VSN0802120A* | 35400 | 16 | 8.1 | 39500 | 35200 | 89.11% | 1.82 | 0 | 9.5 |  |  |  |  | R-410A | 2.95 | Residential & Commercial | USHP
212383368 | Central HP <5.4 tons | COMFORTMAKER | HRCU-A-CB (Split System: Heat Pump with Remote Outdoor Unit-Air-Source) | DLCURAH36ABK |  |  | EA*4X36L21A* | *80ESU0802120A | 36600 | 15.2 | 8.1 | 40000 | 35400 | 88.5% | 1.88 | 0 | 10 |  |  |  |  | R-410A | 3.05 | Residential & Commercial | USHP | Ducted CEE Tier 1
215319041 | Central HP <5.4 tons | KENMORE | HRCU-A-CB (Split System: Heat Pump with Remote Outdoor Unit-Air-Source) | D5CUHAH18AAK |  |  | D5FUHAH24XAK | 0 | 18000 | 19 | 10.2 | 18000 | 18600 | 103.3% | 2.12 | 0 | 12.5 |  |  |  |  | R-454B | 1.5 | Residential & Commercial | USHP | Ducted CEE Tier 1
214573784 | Central HP <5.4 tons | DAY & NIGHT | HRCU-A-CB (Split System: Heat Pump with Remote Outdoor Unit-Air-Source) | CVH837GKA2* |  |  | EA*4X42L21A*+WALLCON | *96CTN0802120B* | 31800 | 17.5 | 8.5 | 32800 | 24400 | 74.39% | 1.9 | 0 | 11 |  |  |  |  | R-410A | 2.65 | Residential & Commercial | USHP | Ducted CEE Tier 1
213433264 | Central HP <5.4 tons | DIYCOOL | HRCU-A-CB (Split System: Heat Pump with Remote Outdoor Unit-Air-Source) | ACIQ-24-EHPB |  |  | ACIQ-24W-WM | 0 | 24000 | 17 | 10.2 | 26000 | 19400 | 74.62% | 2.33 | 0 | 10.5 |  |  |  |  | R-410A | 2 | Residential & Commercial | USHP | Ducted CEE Tier 1
216643249 | Central HP <5.4 tons | BRYANT HEATING AND COOLING SYSTEMS | HRCU-A-CB (Split System: Heat Pump with Remote Outdoor Unit-Air-Source) | 37MUHAQ18AA3 |  |  | CAA**1917AM* | 8(0,1)*SB36070M14*** | 18400 | 15.2 | 10.5 | 20000 | 17700 | 88.5% | 2 | 0 | 11.5 |  |  |  |  | R-454B | 1.5333 | Residential & Commercial | USHP | Ducted CEE Tier 1
215588593 | Central HP <5.4 tons | TRANE | HRCU-A-CB (Split System: Heat Pump with Remote Outdoor Unit-Air-Source) | E4HL5024A1000A |  |  | A4AH5V36A1C3 | 0 | 24000 | 15.2 | 8.1 | 24000 | 17000 | 70.83% | 1.8 | 0 | 9 |  |  |  |  | R-410A | 2 | Residential & Commercial | USHP
211228765 | Central HP <5.4 tons | COMFORTMAKER | HRCU-A-CB (Split System: Heat Pump with Remote Outdoor Unit-Air-Source) | DLCURAH36ABK |  |  | EA*4X48L21A* | *80ES(N,L)0702116A* | 35600 | 16.5 | 8.5 | 37800 | 34600 | 91.53% | 2.04 | 0 | 10 |  |  |  |  | R-410A | 2.9667 | Residential & Commercial | USHP | Ducted CEE Tier 1
211229167 | Central HP <5.4 tons | COMFORTMAKER | HRCU-A-CB (Split System: Heat Pump with Remote Outdoor Unit-Air-Source) | DLCURAH36ABK |  |  | EA*4X48L21A* | *96VTN0802120A* | 35400 | 16 | 8.1 | 37800 | 34600 | 91.53% | 2.02 | 0 | 10 |  |  |  |  | R-410A | 2.95 | Residential & Commercial | USHP | Ducted CEE Tier 1
211229554 | Central HP <5.4 tons | COMFORTMAKER | HRCU-A-CB (Split System: Heat Pump with Remote Outdoor Unit-Air-Source) | DLCURAH36ABK |  |  | EA*4X48L24A* | *96VSN1202422A* | 35800 | 16 | 8.5 | 38500 | 34600 | 89.87% | 2.04 | 0 | 10 |  |  |  |  | R-410A | 2.9833 | Residential & Commercial | USHP | Ducted CEE Tier 1
211226308 | Central HP <5.4 tons | COMFORTMAKER | HRCU-A-CB (Split System: Heat Pump with Remote Outdoor Unit-Air-Source) | DLCURAH36ABK |  |  | EA*4X36L21A* | *80ESU1002120A* | 35200 | 16 | 8.1 | 38500 | 35200 | 91.43% | 1.82 | 0 | 9.5 |  |  |  |  | R-410A | 2.9333 | Residential & Commercial | USHP
211230538 | Central HP <5.4 tons | COMFORTMAKER | HRCU-A-CB (Split System: Heat Pump with Remote Outdoor Unit-Air-Source) | DLCURAH36ABK |  |  | EN(A,D)4X48L24** | *80ESU0802120A | 37400 | 15.5 | 8.5 | 39500 | 35000 | 88.61% | 2.1 | 0 | 10.5 |  |  |  |  | R-410A | 3.1167 | Residential & Commercial | USHP | Ducted CEE Tier 1
211230621 | Central HP <5.4 tons | COMFORTMAKER | HRCU-A-CB (Split System: Heat Pump with Remote Outdoor Unit-Air-Source) | DLCURAH36ABK |  |  | EN(A,D)4X48L24** | *92ESN1002122A* | 37600 | 15.5 | 8.5 | 39500 | 35000 | 88.61% | 2.08 | 0 | 10.5 |  |  |  |  | R-410A | 3.1333 | Residential & Commercial | USHP | Ducted CEE Tier 1
215676142 | Central HP <5.4 tons | TEMPSTAR | HRCU-A-CB (Split System: Heat Pump with Remote Outdoor Unit-Air-Source) | T5H0V48*K*AAA* |  |  | EVD5X48M21A*+WALLCON | *95CSU0601716B* | 46500 | 17.5 | 9 | 50000 | 37000 | 74% | 1.98 | 0 | 9.5 |  |  |  |  | R-454B | 3.875 | Residential & Commercial | USHP
211261701 | Central HP <5.4 tons | AIRQUEST | HRCU-A-CB (Split System: Heat Pump with Remote Outdoor Unit-Air-Source) | DLCURAH18ABK |  |  | EA*4X30L17A* | *80VSL0451716A* | 17800 | 16 | 8.5 | 18300 | 18600 | 101.6% | 2.22 | 0 | 10.5 |  |  |  |  | R-410A | 1.4833 | Residential & Commercial | USHP | Ducted CEE Tier 1
209852091 | Central HP <5.4 tons | KENMORE | HRCU-A-CB (Split System: Heat Pump with Remote Outdoor Unit-Air-Source) | DLCURAH18ABK |  |  | DLFUAAH18XAK | 0 | 18000 | 18 | 9.3 | 19000 | 16500 | 86.84% | 2.04 | 12.5 | 12.4 |  |  |  |  | R-410A | 1.5 | Residential & Commercial | USHP | Ducted CEE Tier 1
214573954 | Central HP <5.4 tons | DAY & NIGHT | HRCU-A-CB (Split System: Heat Pump with Remote Outdoor Unit-Air-Source) | CVH837GKA2* |  |  | EA*4X48L21A*+WALLCON | *97CMN0802120B* | 32200 | 17.5 | 8.5 | 32400 | 25000 | 77.16% | 1.98 | 0 | 11 |  |  |  |  | R-410A | 2.6833 | Residential & Commercial | USHP | Ducted CEE Tier 1
214574154 | Central HP <5.4 tons | DAY & NIGHT | HRCU-A-CB (Split System: Heat Pump with Remote Outdoor Unit-Air-Source) | CVH837GKA2* |  |  | EA*4X61L24A*+WALLCON | *80CTL0702120B* | 33200 | 18 | 8.5 | 32000 | 24800 | 77.5% | 2 | 0 | 11.5 |  |  |  |  | R-410A | 2.7667 | Residential & Commercial | USHP | Ducted CEE Tier 1
211226330 | Central HP <5.4 tons | COMFORTMAKER | HRCU-A-CB (Split System: Heat Pump with Remote Outdoor Unit-Air-Source) | DLCURAH36ABK |  |  | EA*4X36L21A* | *92ESN0601714A* | 35200 | 16 | 8.1 | 38500 | 35200 | 91.43% | 1.82 | 0 | 9.5 |  |  |  |  | R-410A | 2.9333 | Residential & Commercial | USHP
211226498 | Central HP <5.4 tons | COMFORTMAKER | HRCU-A-CB (Split System: Heat Pump with Remote Outdoor Unit-Air-Source) | DLCURAH36ABK |  |  | EA*4X37L17A* | *80ES(N,L)0701412A* | 35800 | 15.5 | 8.1 | 38500 | 35000 | 90.91% | 2 | 0 | 10 |  |  |  |  | R-410A | 2.9833 | Residential & Commercial | USHP | Ducted CEE Tier 1
214575804 | Central HP <5.4 tons | BRYANT HEATING AND COOLING SYSTEMS | HRCU-A-CB (Split System: Heat Pump with Remote Outdoor Unit-Air-Source) | 284ANV036*0**B* |  |  | CNPV*4221AL*+UI | 987MC60060C21*** | 33000 | 18.5 | 9 | 38000 | 26800 | 70.53% | 1.98 | 0 | 11.5 |  |  |  |  | R-410A | 2.75 | Residential & Commercial | USHP | Ducted CEE Tier 1
214574134 | Central HP <5.4 tons | DAY & NIGHT | HRCU-A-CB (Split System: Heat Pump with Remote Outdoor Unit-Air-Source) | CVH837GKA2* |  |  | EA*4X61L21A*+WALLCON | *97CMN0802120B* | 33200 | 17.5 | 8.5 | 32000 | 24800 | 77.5% | 2 | 0 | 11.5 |  |  |  |  | R-410A | 2.7667 | Residential & Commercial | USHP | Ducted CEE Tier 1
211228458 | Central HP <5.4 tons | AIRQUEST | HRCU-A-CB (Split System: Heat Pump with Remote Outdoor Unit-Air-Source) | DLCURAH36ABK |  |  | EA*4X43L21A* | *92ESN1002120A* | 37200 | 16 | 8.5 | 38500 | 34800 | 90.39% | 2.12 | 0 | 10 |  |  |  |  | R-410A | 3.1 | Residential & Commercial | USHP | Ducted CEE Tier 1
211229359 | Central HP <5.4 tons | AIRQUEST | HRCU-A-CB (Split System: Heat Pump with Remote Outdoor Unit-Air-Source) | DLCURAH36ABK |  |  | EA*4X48L24A* | *80VSL0902420A* | 35800 | 16.5 | 8.5 | 37800 | 34600 | 91.53% | 2.04 | 0 | 10 |  |  |  |  | R-410A | 2.9833 | Residential & Commercial | USHP | Ducted CEE Tier 1
211229461 | Central HP <5.4 tons | AIRQUEST | HRCU-A-CB (Split System: Heat Pump with Remote Outdoor Unit-Air-Source) | DLCURAH36ABK |  |  | EA*4X48L24A* | *92ESN1002122A* | 37400 | 15.5 | 8.5 | 38500 | 35000 | 90.91% | 2.12 | 0 | 10 |  |  |  |  | R-410A | 3.1167 | Residential & Commercial | USHP | Ducted CEE Tier 1
211229612 | Central HP <5.4 tons | AIRQUEST | HRCU-A-CB (Split System: Heat Pump with Remote Outdoor Unit-Air-Source) | DLCURAH36ABK |  |  | EA*4X48L24A* | *96VTN1002122A* | 36000 | 16.5 | 8.5 | 37800 | 34600 | 91.53% | 2.06 | 0 | 10 |  |  |  |  | R-410A | 3 | Residential & Commercial | USHP | Ducted CEE Tier 1
211229910 | Central HP <5.4 tons | AIRQUEST | HRCU-A-CB (Split System: Heat Pump with Remote Outdoor Unit-Air-Source) | DLCURAH36ABK |  |  | EN(A,D,W)4X48L21** | *80ES(N,L)0701712A* | 36200 | 15.5 | 8.1 | 38500 | 35000 | 90.91% | 2.02 | 0 | 10 |  |  |  |  | R-410A | 3.0167 | Residential & Commercial | USHP | Ducted CEE Tier 1
211229058 | Central HP <5.4 tons | AIRQUEST | HRCU-A-CB (Split System: Heat Pump with Remote Outdoor Unit-Air-Source) | DLCURAH36ABK |  |  | EA*4X48L21A* | *95ESN1002122A* | 37200 | 15.5 | 8.5 | 38500 | 35000 | 90.91% | 2.12 | 0 | 10 |  |  |  |  | R-410A | 3.1 | Residential & Commercial | USHP | Ducted CEE Tier 1
211230815 | Central HP <5.4 tons | BRYANT HEATING AND COOLING SYSTEMS | HRCU-A-CB (Split System: Heat Pump with Remote Outdoor Unit-Air-Source) | 38MURAQ36AB3* |  |  | FB4CNF042L | 0 | 37000 | 16 | 8.1 | 38500 | 34800 | 90.39% | 2 | 0 | 10 |  |  |  |  | R-410A | 3.0833 | Residential & Commercial | USHP | Ducted CEE Tier 1
214608300 | Central HP <5.4 tons | TRANE | HRCU-A-CB (Split System: Heat Pump with Remote Outdoor Unit-Air-Source) | E4HL5024A1000A |  |  | 4TXCB003DS3 | A952V060BU4SAD | 24000 | 15.2 | 8.5 | 24000 | 21000 | 87.5% | 1.85 | 0 | 9 |  |  |  |  | R-410A | 2 | Residential & Commercial | USHP
211228513 | Central HP <5.4 tons | COMFORTMAKER | HRCU-A-CB (Split System: Heat Pump with Remote Outdoor Unit-Air-Source) | DLCURAH36ABK |  |  | EA*4X43L21A* | *95ESN1002120A* | 37000 | 15.5 | 8.5 | 38500 | 34800 | 90.39% | 2.1 | 0 | 10 |  |  |  |  | R-410A | 3.0833 | Residential & Commercial | USHP | Ducted CEE Tier 1
211228686 | Central HP <5.4 tons | COMFORTMAKER | HRCU-A-CB (Split System: Heat Pump with Remote Outdoor Unit-Air-Source) | DLCURAH36ABK |  |  | EA*4X43L21A* | OMV098J12* | 36200 | 15.2 | 8.5 | 38500 | 35000 | 90.91% | 2.06 | 0 | 10 |  |  |  |  | R-410A | 3.0167 | Residential & Commercial | USHP | Ducted CEE Tier 1
215319039 | Central HP <5.4 tons | KENMORE | HRCU-A-CB (Split System: Heat Pump with Remote Outdoor Unit-Air-Source) | D5CURAH48AAK |  |  | D5FUAAH48XAK | 0 | 48000 | 16 | 8.5 | 48000 | 38000 | 79.17% | 1.85 | 0 | 10 |  |  |  |  | R-454B | 4 | Residential & Commercial | USHP | Ducted CEE Tier 1
216735695 | Central HP <5.4 tons | TEMPSTAR | HRCU-A-CB (Split System: Heat Pump with Remote Outdoor Unit-Air-Source) | D5CUHAH24AAK |  |  | EA*5X37M21A* | *95CSU0802120B* | 23600 | 15.5 | 8.5 | 21000 | 18600 | 88.57% | 1.98 | 0 | 11 |  |  |  |  | R-454B | 1.9667 | Residential & Commercial | USHP | Ducted CEE Tier 1
215940933 | Central HP <5.4 tons | TEMPSTAR | HRCU-A-CB (Split System: Heat Pump with Remote Outdoor Unit-Air-Source) | T5H3V36*K*AAA* |  |  | EVD5X61M24A*+WALLCON | *97CTN1202422A* | 36000 | 22 | 8.5 | 37600 | 28400 | 75.53% | 2.04 | 0 | 12.5 |  |  |  |  | R-454B | 3 | Residential & Commercial | USHP | Ducted CEE Tier 1
207826604 | Central HP <5.4 tons | KENMORE | HRCU-A-CB (Split System: Heat Pump with Remote Outdoor Unit-Air-Source) | DLCSRBH24AAK |  |  | DLFSABH24XBK | 0 | 23000 | 18.4 | 9.3 | 26000 | 21200 | 81.54% | 1.9 | 12.5 | 11.7 |  |  |  |  | R-410A | 1.9167 | Residential & Commercial | USHP | Ducted CEE Tier 1
211226040 | Central HP <5.4 tons | CARRIER | HRCU-A-CB (Split System: Heat Pump with Remote Outdoor Unit-Air-Source) | 38MURAQ36AB3* |  |  | CNPV*4821AL* | 58SP*A070V17**16 | 35800 | 16 | 8.1 | 38500 | 34800 | 90.39% | 2 | 0 | 10 |  |  |  |  | R-410A | 2.9833 | Residential & Commercial | USHP | Ducted CEE Tier 1
215402241 | Central HP <5.4 tons | TRANE | HRCU-A-CB (Split System: Heat Pump with Remote Outdoor Unit-Air-Source) | E4HL5024A1000A |  |  | 4TXCB003DS3 | A952V060BU4SB | 24000 | 15.2 | 8.5 | 24000 | 21000 | 87.5% | 1.85 | 0 | 9 |  |  |  |  | R-410A | 2 | Residential & Commercial | USHP
213433272 | Central HP <5.4 tons | DIYCOOL | HRCU-A-CB (Split System: Heat Pump with Remote Outdoor Unit-Air-Source) | ACIQ-24-HPB |  |  | ACIQ-24W-P | 0 | 24000 | 19 | 9.3 | 27400 | 24000 | 87.59% | 1.91 | 0 | 12 |  |  |  |  | R-410A | 2 | Residential & Commercial | USHP | Ducted CEE Tier 1
206735341 | Central HP <5.4 tons | MRCOOL | HRCU-A-CB (Split System: Heat Pump with Remote Outdoor Unit-Air-Source) | MDUCO18024036 |  |  | MDUI18024E | 0 | 24000 | 17 | 9 | 24000 | 22000 | 91.67% | 1.8 | 12.5 | 12 |  |  |  |  | R-410A | 2 | Residential & Commercial | USHP | Ducted CEE Tier 1
215676042 | Central HP <5.4 tons | TEMPSTAR | HRCU-A-CB (Split System: Heat Pump with Remote Outdoor Unit-Air-Source) | T5H0V48*K*AAA* |  |  | EVM5X61M24A*+WALLCON | *97CMN0602120B* | 48500 | 19 | 9 | 50000 | 37200 | 74.4% | 1.98 | 0 | 10 |  |  |  |  | R-454B | 4.0417 | Residential & Commercial | USHP | Ducted CEE Tier 1
210596854 | Central HP <5.4 tons | COMFORTMAKER | HRCU-A-CB (Split System: Heat Pump with Remote Outdoor Unit-Air-Source) | CVH825GKA2* |  |  | EA*4X48L24A*+WALLCON | *80CSU1002120A* | 24000 | 16.5 | 8.1 | 21000 | 16600 | 79.05% | 2.02 | 0 | 11 |  |  |  |  | R-410A | 2 | Residential & Commercial | USHP | Ducted CEE Tier 1
210596881 | Central HP <5.4 tons | COMFORTMAKER | HRCU-A-CB (Split System: Heat Pump with Remote Outdoor Unit-Air-Source) | CVH825GKA2* |  |  | EHD4X42AAL+WALLCON | *80CSU0401712A* | 24200 | 16.5 | 8.1 | 21400 | 16600 | 77.57% | 2 | 0 | 11 |  |  |  |  | R-410A | 2.0167 | Residential & Commercial | USHP | Ducted CEE Tier 1
214421453 | Central HP <5.4 tons | MRCOOL | HRCU-A-C (Split System: Heat Pump with Remote Outdoor Unit with No Indoor Fan --Air Source) | MDUO18024036 |  |  | MDUCC15024 | 0 | 23000 | 15.2 | 8.5 | 24000 | 21600 | 90% | 1.8 | 0 | 11 |  |  |  |  | R-410A | 1.9167 | Residential & Commercial | USHP | Ducted CEE Tier 1
211227474 | Central HP <5.4 tons | COMFORTMAKER | HRCU-A-CB (Split System: Heat Pump with Remote Outdoor Unit-Air-Source) | DLCURAH36ABK |  |  | EA*4X42L21A* | *80VTL0902120A* | 35000 | 16 | 8.1 | 38500 | 35000 | 90.91% | 1.86 | 0 | 9.5 |  |  |  |  | R-410A | 2.9167 | Residential & Commercial | USHP
211228789 | Central HP <5.4 tons | COMFORTMAKER | HRCU-A-CB (Split System: Heat Pump with Remote Outdoor Unit-Air-Source) | DLCURAH36ABK |  |  | EA*4X48L21A* | *80ES(N,L)0902116A* | 36200 | 16 | 8.5 | 38500 | 34600 | 89.87% | 2.08 | 0 | 10 |  |  |  |  | R-410A | 3.0167 | Residential & Commercial | USHP | Ducted CEE Tier 1
211228905 | Central HP <5.4 tons | COMFORTMAKER | HRCU-A-CB (Split System: Heat Pump with Remote Outdoor Unit-Air-Source) | DLCURAH36ABK |  |  | EA*4X48L21A* | *80VTL0701716A* | 35800 | 16 | 8.5 | 38500 | 34600 | 89.87% | 2.04 | 0 | 10 |  |  |  |  | R-410A | 2.9833 | Residential & Commercial | USHP | Ducted CEE Tier 1
211229078 | Central HP <5.4 tons | COMFORTMAKER | HRCU-A-CB (Split System: Heat Pump with Remote Outdoor Unit-Air-Source) | DLCURAH36ABK |  |  | EA*4X48L21A* | *96VSN0601714A* | 35400 | 15.5 | 8.1 | 38500 | 34800 | 90.39% | 2.02 | 0 | 9.5 |  |  |  |  | R-410A | 2.95 | Residential & Commercial | USHP
211229087 | Central HP <5.4 tons | COMFORTMAKER | HRCU-A-CB (Split System: Heat Pump with Remote Outdoor Unit-Air-Source) | DLCURAH36ABK |  |  | EA*4X48L21A* | *96VSN0801716A* | 35600 | 16 | 8.1 | 38500 | 34600 | 89.87% | 2.04 | 0 | 10 |  |  |  |  | R-410A | 2.9667 | Residential & Commercial | USHP | Ducted CEE Tier 1
214575806 | Central HP <5.4 tons | BRYANT HEATING AND COOLING SYSTEMS | HRCU-A-CB (Split System: Heat Pump with Remote Outdoor Unit-Air-Source) | 284ANV036*0**B* |  |  | CNPV*4221AL*+UI | 987MC60080C21*** | 33200 | 18.5 | 9 | 38000 | 26600 | 70% | 1.98 | 0 | 12 |  |  |  |  | R-410A | 2.7667 | Residential & Commercial | USHP | Ducted CEE Tier 1
211227146 | Central HP <5.4 tons | COMFORTMAKER | HRCU-A-CB (Split System: Heat Pump with Remote Outdoor Unit-Air-Source) | DLCURAH36ABK |  |  | EA*4X37L21A* | *95ESU1002120A* | 36600 | 16 | 8.5 | 38500 | 34800 | 90.39% | 2.1 | 0 | 10 |  |  |  |  | R-410A | 3.05 | Residential & Commercial | USHP | Ducted CEE Tier 1
211227545 | Central HP <5.4 tons | COMFORTMAKER | HRCU-A-CB (Split System: Heat Pump with Remote Outdoor Unit-Air-Source) | DLCURAH36ABK |  |  | EA*4X42L21A* | *92ESN1002120A* | 35200 | 16.5 | 8.1 | 38500 | 35000 | 90.91% | 1.88 | 0 | 10 |  |  |  |  | R-410A | 2.9333 | Residential & Commercial | USHP | Ducted CEE Tier 1
212383461 | Central HP <5.4 tons | COMFORTMAKER | HRCU-A-CB (Split System: Heat Pump with Remote Outdoor Unit-Air-Source) | DLCURAH36ABK |  |  | EA*4X43L21A* | *80ES(N,L)0701716A* | 36800 | 15.5 | 8.5 | 39000 | 34800 | 89.23% | 2.1 | 0 | 10 |  |  |  |  | R-410A | 3.0667 | Residential & Commercial | USHP | Ducted CEE Tier 1
214608239 | Central HP <5.4 tons | TRANE | HRCU-A-CB (Split System: Heat Pump with Remote Outdoor Unit-Air-Source) | E4HL5024A1000A |  |  | E4AH5E24A1J30A | 0 | 24000 | 15.2 | 8.1 | 24000 | 18000 | 75% | 1.94 | 0 | 9.2 |  |  |  |  | R-410A | 2 | Residential & Commercial | USHP
212384679 | Central HP <5.4 tons | COMFORTMAKER | HRCU-A-CB (Split System: Heat Pump with Remote Outdoor Unit-Air-Source) | DLCURAH36ABK |  |  | EN(A,D,W)4X42L21** | *92ESN0802120A* | 36400 | 15.5 | 8.1 | 39500 | 35200 | 89.11% | 1.92 | 0 | 10 |  |  |  |  | R-410A | 3.0333 | Residential & Commercial | USHP | Ducted CEE Tier 1
211229515 | Central HP <5.4 tons | COMFORTMAKER | HRCU-A-CB (Split System: Heat Pump with Remote Outdoor Unit-Air-Source) | DLCURAH36ABK |  |  | EA*4X48L24A* | *95ESN1202422A* | 37200 | 15.5 | 8.5 | 38500 | 35000 | 90.91% | 2.12 | 0 | 10 |  |  |  |  | R-410A | 3.1 | Residential & Commercial | USHP | Ducted CEE Tier 1
211230001 | Central HP <5.4 tons | COMFORTMAKER | HRCU-A-CB (Split System: Heat Pump with Remote Outdoor Unit-Air-Source) | DLCURAH36ABK |  |  | EN(A,D,W)4X48L21** | *80VSL0702120A* | 36000 | 16 | 8.1 | 38500 | 34800 | 90.39% | 2.02 | 0 | 10 |  |  |  |  | R-410A | 3 | Residential & Commercial | USHP | Ducted CEE Tier 1
211230031 | Central HP <5.4 tons | COMFORTMAKER | HRCU-A-CB (Split System: Heat Pump with Remote Outdoor Unit-Air-Source) | DLCURAH36ABK |  |  | EN(A,D,W)4X48L21** | *80ESU0601716A | 35600 | 16.5 | 8.1 | 38500 | 34800 | 90.39% | 2 | 0 | 10 |  |  |  |  | R-410A | 2.9667 | Residential & Commercial | USHP | Ducted CEE Tier 1
211230208 | Central HP <5.4 tons | COMFORTMAKER | HRCU-A-CB (Split System: Heat Pump with Remote Outdoor Unit-Air-Source) | DLCURAH36ABK |  |  | EN(A,D,W)4X48L21** | *95ESN1002122A* | 37600 | 15.5 | 8.5 | 39500 | 35000 | 88.61% | 2.08 | 0 | 10.5 |  |  |  |  | R-410A | 3.1333 | Residential & Commercial | USHP | Ducted CEE Tier 1
214573934 | Central HP <5.4 tons | DAY & NIGHT | HRCU-A-CB (Split System: Heat Pump with Remote Outdoor Unit-Air-Source) | CVH837GKA2* |  |  | EA*4X48L21A*+WALLCON | *95CSU1002122B* | 32400 | 17.5 | 8.5 | 32400 | 24800 | 76.54% | 2 | 0 | 11.5 |  |  |  |  | R-410A | 2.7 | Residential & Commercial | USHP | Ducted CEE Tier 1
208130394 | Central HP <5.4 tons | Alsetria | HRCU-A-CB (Split System: Heat Pump with Remote Outdoor Unit-Air-Source) | MOE31U-36HFN1-M |  |  | MVC-36HWFN1-M | 0 | 36000 | 16 | 9.5 | 40000 | 34400 | 86% | 1.97 | 10.5 | 10 |  |  |  |  | R-410A | 3 | Residential & Commercial | USHP | Ducted CEE Tier 1
216643189 | Central HP <5.4 tons | BRYANT HEATING AND COOLING SYSTEMS | HRCU-A-CB (Split System: Heat Pump with Remote Outdoor Unit-Air-Source) | 37MUHAQ18AA3 |  |  | CAA**2517AM* | 8(0,1)*SB36045M14*** | 18300 | 15.2 | 10.5 | 19800 | 17500 | 88.38% | 2 | 0 | 11.5 |  |  |  |  | R-454B | 1.525 | Residential & Commercial | USHP | Ducted CEE Tier 1
214608245 | Central HP <5.4 tons | TRANE | HRCU-A-CB (Split System: Heat Pump with Remote Outdoor Unit-Air-Source) | E4HL5036A1000A |  |  | E4AH5E24A1J30A | 0 | 24000 | 15.2 | 8.5 | 24000 | 18000 | 75% | 1.9 | 0 | 11 |  |  |  |  | R-410A | 2 | Residential & Commercial | USHP | Ducted CEE Tier 1
214608312 | Central HP <5.4 tons | TRANE | HRCU-A-CB (Split System: Heat Pump with Remote Outdoor Unit-Air-Source) | E4HL5036A1000A |  |  | 4TXCB006DS3 | A951X080BU4SAB | 30000 | 15.2 | 8.1 | 27000 | 19000 | 70.37% | 1.75 | 0 | 9.8 |  |  |  |  | R-410A | 2.5 | Residential & Commercial | USHP
216643539 | Central HP <5.4 tons | BRYANT HEATING AND COOLING SYSTEMS | HRCU-A-CB (Split System: Heat Pump with Remote Outdoor Unit-Air-Source) | 37MUHAQ18AA3 |  |  | CAA**2517AM* | 83*SB36040M17*** | 18300 | 15.5 | 9.5 | 20000 | 17600 | 88% | 2 | 0 | 11 |  |  |  |  | R-454B | 1.525 | Residential & Commercial | USHP | Ducted CEE Tier 1
215402259 | Central HP <5.4 tons | TRANE | HRCU-A-CB (Split System: Heat Pump with Remote Outdoor Unit-Air-Source) | E4HL5036A1000A |  |  | 4TXCB004DS3 | A801X060BM4SD | 30000 | 15.2 | 8.1 | 25000 | 18000 | 72% | 1.75 | 0 | 9.5 |  |  |  |  | R-410A | 2.5 | Residential & Commercial | USHP
215934805 | Central HP <5.4 tons | BRYANT HEATING AND COOLING SYSTEMS | HRCU-A-CB (Split System: Heat Pump with Remote Outdoor Unit-Air-Source) | 293VAN036**AA* |  |  | CVAMA4421XMA*+UI | 88*TB36045C17*** | 35200 | 21 | 8.5 | 39000 | 29400 | 75.38% | 2 | 0 | 11.7 |  |  |  |  | R-454B | 2.9333 | Residential & Commercial | USHP | Ducted CEE Tier 1
215935005 | Central HP <5.4 tons | BRYANT HEATING AND COOLING SYSTEMS | HRCU-A-CB (Split System: Heat Pump with Remote Outdoor Unit-Air-Source) | 293VAN036**AA* |  |  | CVAMA4921XMA*+UI | 88*TB48070C17*** | 35400 | 21.5 | 8.5 | 38500 | 29000 | 75.32% | 2.02 | 0 | 12 |  |  |  |  | R-454B | 2.95 | Residential & Commercial | USHP | Ducted CEE Tier 1
215935055 | Central HP <5.4 tons | BRYANT HEATING AND COOLING SYSTEMS | HRCU-A-CB (Split System: Heat Pump with Remote Outdoor Unit-Air-Source) | 293VAN036**AA* |  |  | CVAMA4921XMA*+UI | 935CB48060C17*** | 35400 | 21.5 | 8.5 | 38500 | 29000 | 75.32% | 2.02 | 0 | 12 |  |  |  |  | R-454B | 2.95 | Residential & Commercial | USHP | Ducted CEE Tier 1
206735343 | Central HP <5.4 tons | MRCOOL | HRCU-A-CB (Split System: Heat Pump with Remote Outdoor Unit-Air-Source) | MDUCO18048060 |  |  | MDUI18048E | 0 | 48000 | 17 | 9 | 48000 | 39000 | 81.25% | 1.8 | 11.5 | 11 |  |  |  |  | R-410A | 4 | Residential & Commercial | USHP | Ducted CEE Tier 1
213433257 | Central HP <5.4 tons | DIYCOOL | HRCU-A-CB (Split System: Heat Pump with Remote Outdoor Unit-Air-Source) | ACIQ-24-EHPB |  |  | ACIQ-24-AHB | 0 | 24000 | 17 | 9.2 | 26000 | 19400 | 74.62% | 2.1 | 11.3 | 10.5 |  |  |  |  | R-410A | 2 | Residential & Commercial | USHP | Ducted CEE Tier 1
214421456 | Central HP <5.4 tons | MRCOOL | HRCU-A-C (Split System: Heat Pump with Remote Outdoor Unit with No Indoor Fan --Air Source) | MDUO18048060 |  |  | MDUCC15060 | 0 | 50500 | 15.2 | 8.5 | 53000 | 37200 | 70.19% | 1.8 | 0 | 9.5 |  |  |  |  | R-410A | 4.2083 | Residential & Commercial | USHP
215402245 | Central HP <5.4 tons | TRANE | HRCU-A-CB (Split System: Heat Pump with Remote Outdoor Unit-Air-Source) | E4HL5024A1000A |  |  | 4TXCB003DS3 | A801X060BM4SD | 24000 | 15.2 | 8.5 | 24000 | 21000 | 87.5% | 1.85 | 0 | 9 |  |  |  |  | R-410A | 2 | Residential & Commercial | USHP
216012016 | Central HP <5.4 tons | Breeze33 | HRCU-A-CB (Split System: Heat Pump with Remote Outdoor Unit-Air-Source) | BZ33-INV48OUT2-454-G3-J |  |  | BZ33-INVAHU48-454-G3-J | 0 | 48000 | 16.5 | 9.5 | 50000 | 46000 | 92% | 1.9 | 0 | 10.5 |  |  |  |  | R-454B | 4 | Residential & Commercial | USHP | Ducted CEE Tier 1
213492147 | Central HP <5.4 tons | DIYCOOL | HRCU-A-C (Split System: Heat Pump with Remote Outdoor Unit with No Indoor Fan --Air Source) | ACIQ-24-HPB |  |  | ACIQ-24-ACL-14 | 0 | 24000 | 16.1 | 9.8 | 25000 | 20000 | 80% | 2 | 0 | 10.7 |  |  |  |  | R-410A | 2 | Residential & Commercial | USHP | Ducted CEE Tier 1
213081457 | Central HP <5.4 tons | Alsetria | HRCU-A-CB (Split System: Heat Pump with Remote Outdoor Unit-Air-Source) | MOE31U-36HFN1-M |  |  | MVBE-36HWFN1-ML3E | 0 | 36000 | 17.6 | 9.2 | 38000 | 33400 | 87.89% | 1.81 | 0 | 10.2 |  |  |  |  | R-410A | 3 | Residential & Commercial | USHP | Ducted CEE Tier 1
216644278 | Central HP <5.4 tons | BRYANT HEATING AND COOLING SYSTEMS | HRCU-A-CB (Split System: Heat Pump with Remote Outdoor Unit-Air-Source) | 37MUHAQ18AA3 |  |  | CAA**2517AM* | 935SB48060M17*** | 18100 | 15.2 | 9 | 19700 | 17600 | 89.34% | 1.9 | 0 | 11 |  |  |  |  | R-454B | 1.5083 | Residential & Commercial | USHP | Ducted CEE Tier 1
216643583 | Central HP <5.4 tons | BRYANT HEATING AND COOLING SYSTEMS | HRCU-A-CB (Split System: Heat Pump with Remote Outdoor Unit-Air-Source) | 37MUHAQ18AA3 |  |  | CAA**1917AM* | 83*SB48060M17*** | 18300 | 15.5 | 9.5 | 20000 | 17800 | 89% | 2 | 0 | 11 |  |  |  |  | R-454B | 1.525 | Residential & Commercial | USHP | Ducted CEE Tier 1
216570919 | Central HP <5.4 tons | AMERICAN STANDARD | HRCU-A-CB (Split System: Heat Pump with Remote Outdoor Unit-Air-Source) | 5A6V0X24A1 |  |  | 5TXCB003AS3 | L8V1A040U3VSB+LRP | 21400 | 20.2 | 10 | 24200 | 18500 | 76.45% | 2.1 | 0 | 11.2 |  |  |  |  | R-454B | 1.7833 | Residential & Commercial | USHP | Ducted CEE Tier 1
216570887 | Central HP <5.4 tons | AMERICAN STANDARD | HRCU-A-CB (Split System: Heat Pump with Remote Outdoor Unit-Air-Source) | 5A6V0X24A1 |  |  | 5PX*B006AS3 | L8V1A060U3VSB+LRP | 22000 | 21.4 | 10 | 22600 | 18200 | 80.53% | 2.2 | 0 | 11.7 |  |  |  |  | R-454B | 1.8333 | Residential & Commercial | USHP | Ducted CEE Tier 1
211228997 | Central HP <5.4 tons | COMFORTMAKER | HRCU-A-CB (Split System: Heat Pump with Remote Outdoor Unit-Air-Source) | DLCURAH36ABK |  |  | EA*4X48L21A* | *92ESN1002120A* | 35600 | 16.5 | 8.5 | 37800 | 34600 | 91.53% | 2.04 | 0 | 10 |  |  |  |  | R-410A | 2.9667 | Residential & Commercial | USHP | Ducted CEE Tier 1
210589396 | Central HP <5.4 tons | RUUD | HRCU-A-CB (Split System: Heat Pump with Remote Outdoor Unit-Air-Source) | UP18AZ36AJVC |  |  | RCFZ6021SEAAM | U802VA075317M | 34200 | 20 | 8.5 | 34200 | 43000 | 125.7% | 2.2 | 0 | 12.5 |  |  |  |  | R-410A | 2.85 | Residential & Commercial | USHP | Ducted CEE Tier 1
210589398 | Central HP <5.4 tons | RUUD | HRCU-A-CB (Split System: Heat Pump with Remote Outdoor Unit-Air-Source) | UP18AZ36AJVC |  |  | RCFZ6021SEAAM | U802VA075421Z | 34200 | 19 | 8.5 | 34200 | 43000 | 125.7% | 2.2 | 0 | 12.5 |  |  |  |  | R-410A | 2.85 | Residential & Commercial | USHP | Ducted CEE Tier 1
216773245 | Central HP <5.4 tons | Custom Comfort | HRCU-A-C (Split System: Heat Pump with Remote Outdoor Unit with No Indoor Fan --Air Source) | CCOXHB24V48HP |  |  | CCOBCC4860C | 0 | 45000 | 15.2 | 8.8 | 48000 | 42000 | 87.5% | 1.85 | 0 | 10 |  |  |  |  | R-454B | 3.75 | Residential & Commercial | USHP | Ducted CEE Tier 1
216570923 | Central HP <5.4 tons | AMERICAN STANDARD | HRCU-A-CB (Split System: Heat Pump with Remote Outdoor Unit-Air-Source) | 5A6V0X24A1 |  |  | 5TXCB003AS3 | *UHMB060CCV3+LRP | 21600 | 21.2 | 10 | 24000 | 18200 | 75.83% | 2.2 | 0 | 11.7 |  |  |  |  | R-454B | 1.8 | Residential & Commercial | USHP | Ducted CEE Tier 1
216570925 | Central HP <5.4 tons | AMERICAN STANDARD | HRCU-A-CB (Split System: Heat Pump with Remote Outdoor Unit-Air-Source) | 5A6V0X24A1 |  |  | 5TXCB003AS3 | *DHMB080CCV3+LRP | 20000 | 18.4 | 9.4 | 23000 | 17900 | 77.83% | 2.1 | 0 | 10.5 |  |  |  |  | R-454B | 1.6667 | Residential & Commercial | USHP | Ducted CEE Tier 1
216737882 | Central HP <5.4 tons | HEIL | HRCU-A-CB (Split System: Heat Pump with Remote Outdoor Unit-Air-Source) | D5CUHAH24AAK |  |  | ESH5X30M12A* | *96VTN1202422B* | 22800 | 15.5 | 8.1 | 21200 | 19000 | 89.62% | 1.85 | 0 | 10.5 |  |  |  |  | R-454B | 1.9 | Residential & Commercial | USHP | Ducted CEE Tier 1
216738771 | Central HP <5.4 tons | HEIL | HRCU-A-CB (Split System: Heat Pump with Remote Outdoor Unit-Air-Source) | D5CUHAH24AAK |  |  | ESH5X36M12A* | *96CTN0802120B* | 23000 | 15.2 | 8.1 | 21000 | 18700 | 89.05% | 1.9 | 0 | 10.5 |  |  |  |  | R-454B | 1.9167 | Residential & Commercial | USHP | Ducted CEE Tier 1
215746023 | Central HP <5.4 tons | Custom Comfort | HRCU-A-CB (Split System: Heat Pump with Remote Outdoor Unit-Air-Source) | CCOXHBSZ36CHP |  |  | CCOXHBAHUC36 | 0 | 36000 | 17.2 | 9.5 | 38000 | 38000 | 100% | 2.06 | 0 | 11.7 |  |  |  |  | R-454B | 3 | Residential & Commercial | USHP | Ducted CEE Tier 1
211230226 | Central HP <5.4 tons | COMFORTMAKER | HRCU-A-CB (Split System: Heat Pump with Remote Outdoor Unit-Air-Source) | DLCURAH36ABK |  |  | EN(A,D,W)4X48L21** | *96VSN0601714A* | 35600 | 15.5 | 8.1 | 38500 | 35000 | 90.91% | 2 | 0 | 10 |  |  |  |  | R-410A | 2.9667 | Residential & Commercial | USHP | Ducted CEE Tier 1
212365445 | Central HP <5.4 tons | Custom Comfort | HRCU-A-CB (Split System: Heat Pump with Remote Outdoor Unit-Air-Source) | CCOXHASZ17HP |  |  | CCOXHAAHU18 | 0 | 18000 | 17.6 | 9.6 | 19000 | 17000 | 89.47% | 2 | 12.5 | 11.7 |  |  |  |  | R-410A | 1.5 | Residential & Commercial | USHP | Ducted CEE Tier 1
209872713 | Central HP <5.4 tons | RUUD | HRCU-A-CB (Split System: Heat Pump with Remote Outdoor Unit-Air-Source) | UP18AZ36AJVC |  |  | RCFZ6021SEAAM | R962V1005A21M4S | 34200 | 18 | 8.5 | 34200 | 43000 | 125.7% | 2.2 | 0 | 12.5 |  |  |  |  | R-410A | 2.85 | Residential & Commercial | USHP | Ducted CEE Tier 1
206735344 | Central HP <5.4 tons | MRCOOL | HRCU-A-CB (Split System: Heat Pump with Remote Outdoor Unit-Air-Source) | MDUCO18048060 |  |  | MDUI18060E | 0 | 54000 | 16 | 9 | 54000 | 41000 | 75.93% | 1.8 | 10.5 | 10 |  |  |  |  | R-410A | 4.5 | Residential & Commercial | USHP | Ducted CEE Tier 1
215588606 | Central HP <5.4 tons | TRANE | HRCU-A-CB (Split System: Heat Pump with Remote Outdoor Unit-Air-Source) | E4HL5024A1000A |  |  | A4AH5V30A1B3 | 0 | 24000 | 15.2 | 8.1 | 24000 | 17000 | 70.83% | 1.8 | 0 | 9 |  |  |  |  | R-410A | 2 | Residential & Commercial | USHP
210470281 | Central HP <5.4 tons | COMFORTMAKER | HRCU-A-CB (Split System: Heat Pump with Remote Outdoor Unit-Air-Source) | CVH837GKA2* |  |  | EA*4X60L24A*+WALLCON | *80CTL1352422A* | 32800 | 18 | 8.5 | 31800 | 24800 | 77.99% | 2 | 0 | 12 |  |  |  |  | R-410A | 2.7333 | Residential & Commercial | USHP | Ducted CEE Tier 1
211227565 | Central HP <5.4 tons | COMFORTMAKER | HRCU-A-CB (Split System: Heat Pump with Remote Outdoor Unit-Air-Source) | DLCURAH36ABK |  |  | EA*4X42L21A* | *95ESN0601714A* | 35000 | 15.5 | 8.1 | 38500 | 35000 | 90.91% | 1.86 | 0 | 9.5 |  |  |  |  | R-410A | 2.9167 | Residential & Commercial | USHP
211227613 | Central HP <5.4 tons | COMFORTMAKER | HRCU-A-CB (Split System: Heat Pump with Remote Outdoor Unit-Air-Source) | DLCURAH36ABK |  |  | EA*4X42L21A* | *96VSN0802120A* | 35600 | 16 | 8.1 | 38500 | 35000 | 90.91% | 1.88 | 0 | 10 |  |  |  |  | R-410A | 2.9667 | Residential & Commercial | USHP | Ducted CEE Tier 1
211227632 | Central HP <5.4 tons | COMFORTMAKER | HRCU-A-CB (Split System: Heat Pump with Remote Outdoor Unit-Air-Source) | DLCURAH36ABK |  |  | EA*4X42L21A* | *95ESU0601716A* | 35200 | 16 | 8.1 | 38500 | 35000 | 90.91% | 1.88 | 0 | 9.5 |  |  |  |  | R-410A | 2.9333 | Residential & Commercial | USHP
211227664 | Central HP <5.4 tons | COMFORTMAKER | HRCU-A-CB (Split System: Heat Pump with Remote Outdoor Unit-Air-Source) | DLCURAH36ABK |  |  | EA*4X42L21A* | *95ESU1002122A* | 36600 | 15.2 | 8.1 | 40000 | 35200 | 88% | 1.94 | 0 | 10 |  |  |  |  | R-410A | 3.05 | Residential & Commercial | USHP | Ducted CEE Tier 1
214573734 | Central HP <5.4 tons | DAY & NIGHT | HRCU-A-CB (Split System: Heat Pump with Remote Outdoor Unit-Air-Source) | CVH837GKA2* |  |  | EA*4X42L21A*+WALLCON | *80CTL0702120B* | 31800 | 17 | 8.5 | 33000 | 24400 | 73.94% | 1.9 | 0 | 11 |  |  |  |  | R-410A | 2.65 | Residential & Commercial | USHP | Ducted CEE Tier 1
212386782 | Central HP <5.4 tons | Gibson | HRCU-A-C (Split System: Heat Pump with Remote Outdoor Unit with No Indoor Fan --Air Source) | GXH48-60MSK4DH |  |  | UE60X4AD | 0 | 50500 | 15.2 | 8.5 | 53000 | 37200 | 70.19% | 1.8 | 0 | 9.5 |  |  |  |  | R-410A | 4.2083 | Residential & Commercial | USHP
210470380 | Central HP <5.4 tons | COMFORTMAKER | HRCU-A-CB (Split System: Heat Pump with Remote Outdoor Unit-Air-Source) | CVH837GKA2* |  |  | EA*4X61L21A*+WALLCON | *95CSU0802120A* | 33200 | 18 | 8.5 | 32000 | 24800 | 77.5% | 2 | 0 | 11.5 |  |  |  |  | R-410A | 2.7667 | Residential & Commercial | USHP | Ducted CEE Tier 1
215933985 | Central HP <5.4 tons | BRYANT HEATING AND COOLING SYSTEMS | HRCU-A-CB (Split System: Heat Pump with Remote Outdoor Unit-Air-Source) | 293VAN048**AA* |  |  | CAA**4821AM*+UI | 88*TB48070C17*** | 43000 | 20 | 9 | 48500 | 37200 | 76.7% | 2 | 0 | 10.5 |  |  |  |  | R-454B | 3.5833 | Residential & Commercial | USHP | Ducted CEE Tier 1
209872709 | Central HP <5.4 tons | RUUD | HRCU-A-CB (Split System: Heat Pump with Remote Outdoor Unit-Air-Source) | UP18AZ36AJVC |  |  | RCFZ6021SEAAM | R962V0403A17M4S | 34200 | 19 | 8.5 | 34200 | 43500 | 127.2% | 2.2 | 0 | 12.5 |  |  |  |  | R-410A | 2.85 | Residential & Commercial | USHP | Ducted CEE Tier 1
210596947 | Central HP <5.4 tons | COMFORTMAKER | HRCU-A-CB (Split System: Heat Pump with Remote Outdoor Unit-Air-Source) | CVH825GKA2* |  |  | EHD4X48AAL+WALLCON | *80CSU1002120A* | 24200 | 16 | 8.1 | 21200 | 16600 | 78.3% | 2 | 0 | 10.5 |  |  |  |  | R-410A | 2.0167 | Residential & Commercial | USHP | Ducted CEE Tier 1
215676092 | Central HP <5.4 tons | TEMPSTAR | HRCU-A-CB (Split System: Heat Pump with Remote Outdoor Unit-Air-Source) | T5H0V48*K*AAA* |  |  | EVM5X61M24A*+WALLCON | *96CTN1202422B* | 48500 | 19.5 | 9.5 | 50000 | 36600 | 73.2% | 2.12 | 0 | 10.5 |  |  |  |  | R-454B | 4.0417 | Residential & Commercial | USHP | Ducted CEE Tier 1
210596974 | Central HP <5.4 tons | COMFORTMAKER | HRCU-A-CB (Split System: Heat Pump with Remote Outdoor Unit-Air-Source) | CVH825GKA2* |  |  | EHD4X48AAL+WALLCON | *96CTN0601714A* | 24200 | 16 | 8.1 | 21400 | 16700 | 78.04% | 2 | 0 | 10.5 |  |  |  |  | R-410A | 2.0167 | Residential & Commercial | USHP | Ducted CEE Tier 1
210597115 | Central HP <5.4 tons | COMFORTMAKER | HRCU-A-CB (Split System: Heat Pump with Remote Outdoor Unit-Air-Source) | CVH825GKA2* |  |  | EN(A,D,W)4X48L21**+WALLCON | *97CMN0602120A* | 24000 | 16.5 | 8.1 | 21400 | 16700 | 78.04% | 2 | 0 | 11 |  |  |  |  | R-410A | 2 | Residential & Commercial | USHP | Ducted CEE Tier 1
214572734 | Central HP <5.4 tons | DAY & NIGHT | HRCU-A-CB (Split System: Heat Pump with Remote Outdoor Unit-Air-Source) | CVH837GKA** |  |  | EA*4X43L21A*+WALLCON | *95CSU1002122B* | 33000 | 17.5 | 8.5 | 32600 | 25000 | 76.69% | 2 | 0 | 11.5 |  |  |  |  | R-410A | 2.75 | Residential & Commercial | USHP | Ducted CEE Tier 1
215934205 | Central HP <5.4 tons | BRYANT HEATING AND COOLING SYSTEMS | HRCU-A-CB (Split System: Heat Pump with Remote Outdoor Unit-Air-Source) | 293VAN048**AA* |  |  | CAA**6121AM*+UI | 935CB48060C17*** | 44500 | 20.5 | 9.5 | 49000 | 36600 | 74.69% | 2 | 0 | 11 |  |  |  |  | R-454B | 3.7083 | Residential & Commercial | USHP | Ducted CEE Tier 1
215934455 | Central HP <5.4 tons | BRYANT HEATING AND COOLING SYSTEMS | HRCU-A-CB (Split System: Heat Pump with Remote Outdoor Unit-Air-Source) | 293VAN048**AA* |  |  | CSAH*4812AM*+UI | 88*TB60090C21*** | 44500 | 20.5 | 9 | 48500 | 36400 | 75.05% | 1.82 | 0 | 11 |  |  |  |  | R-454B | 3.7083 | Residential & Commercial | USHP | Ducted CEE Tier 1
215934505 | Central HP <5.4 tons | BRYANT HEATING AND COOLING SYSTEMS | HRCU-A-CB (Split System: Heat Pump with Remote Outdoor Unit-Air-Source) | 293VAN048**AA* |  |  | CSAH*4812AM*+UI | 987MC66120C24*** | 44000 | 20 | 9 | 48500 | 36600 | 75.46% | 1.82 | 0 | 10.5 |  |  |  |  | R-454B | 3.6667 | Residential & Commercial | USHP | Ducted CEE Tier 1
215934555 | Central HP <5.4 tons | BRYANT HEATING AND COOLING SYSTEMS | HRCU-A-CB (Split System: Heat Pump with Remote Outdoor Unit-Air-Source) | 293VAN048**AA* |  |  | CSAH*6012AM*+UI | 88*TB36070C14*** | 43500 | 19.5 | 9 | 49500 | 35600 | 71.92% | 1.9 | 0 | 11 |  |  |  |  | R-454B | 3.625 | Residential & Commercial | USHP | Ducted CEE Tier 1
215319032 | Central HP <5.4 tons | KENMORE | HRCU-A-CB (Split System: Heat Pump with Remote Outdoor Unit-Air-Source) | D5CUHAH48AAK |  |  | D5FUAAH48XAK | 0 | 48000 | 16.5 | 9.5 | 50000 | 46000 | 92% | 1.9 | 0 | 10.5 |  |  |  |  | R-454B | 4 | Residential & Commercial | USHP | Ducted CEE Tier 1
213372160 | Central HP <5.4 tons | KENMORE | HRCU-A-C (Split System: Heat Pump with Remote Outdoor Unit with No Indoor Fan --Air Source) | DLCURAH36ABK |  |  | DLFULAH36XBX + CI | 0 | 35000 | 15.5 | 8.6 | 38000 | 31600 | 83.16% | 1.85 | 0 | 10 |  |  |  |  | R-410A | 2.9167 | Residential & Commercial | USHP | Ducted CEE Tier 1
212365459 | Central HP <5.4 tons | Custom Comfort | HRCU-A-C (Split System: Heat Pump with Remote Outdoor Unit with No Indoor Fan --Air Source) | CCOXHA24V36HP |  |  | CCOACC3036C | 0 | 35000 | 15.2 | 10 | 39000 | 32000 | 82.05% | 2 | 10.2 | 10 |  |  |  |  | R-410A | 2.9167 | Residential & Commercial | USHP | Ducted CEE Tier 1
215449745 | Central HP <5.4 tons | Breeze33 | HRCU-A-CB (Split System: Heat Pump with Remote Outdoor Unit-Air-Source) | BZ33-INV24OUT2-454-G3-J |  |  | BZ33-AHU24-454-G3-J | 0 | 24000 | 18.6 | 10 | 24000 | 20600 | 85.83% | 2.14 | 0 | 12 |  |  |  |  | R-454B | 2 | Residential & Commercial | USHP | Ducted CEE Tier 1
215940866 | Central HP <5.4 tons | HEIL | HRCU-A-CB (Split System: Heat Pump with Remote Outdoor Unit-Air-Source) | H5H3V36*K*AAA* |  |  | EVD5X60M21A*+WALLCON | *97CTN1002122A* | 35600 | 22 | 8.5 | 38000 | 28600 | 75.26% | 2.02 | 0 | 12.5 |  |  |  |  | R-454B | 2.9667 | Residential & Commercial | USHP | Ducted CEE Tier 1
214608310 | Central HP <5.4 tons | TRANE | HRCU-A-CB (Split System: Heat Pump with Remote Outdoor Unit-Air-Source) | E4HL5036A1000A |  |  | 4TXCB004DS3 | A952V080BU4SAD | 30000 | 15.2 | 8.1 | 25000 | 18000 | 72% | 1.75 | 0 | 9.5 |  |  |  |  | R-410A | 2.5 | Residential & Commercial | USHP
214608328 | Central HP <5.4 tons | TRANE | HRCU-A-CB (Split System: Heat Pump with Remote Outdoor Unit-Air-Source) | E4HL5036A1000A |  |  | 4TXCB004DS3 | A801X060BM4SCA | 30000 | 15.2 | 8.1 | 25000 | 18000 | 72% | 1.75 | 0 | 9.5 |  |  |  |  | R-410A | 2.5 | Residential & Commercial | USHP
215402253 | Central HP <5.4 tons | TRANE | HRCU-A-CB (Split System: Heat Pump with Remote Outdoor Unit-Air-Source) | E4HL5036A1000A |  |  | 4TXCB004DS3 | A952V060BU4SB | 30000 | 15.2 | 8.1 | 25000 | 18000 | 72% | 1.75 | 0 | 9.5 |  |  |  |  | R-410A | 2.5 | Residential & Commercial | USHP
212980585 | Central HP <5.4 tons | CARRIER | HRCU-A-CB (Split System: Heat Pump with Remote Outdoor Unit-Air-Source) | 38MURAQ24AB3* |  |  | CAP**3721AL* | 58S(B,C)*B090M21**20 | 24000 | 17.5 | 8.5 | 25200 | 21800 | 86.51% | 1.82 | 0 | 10 |  |  |  |  | R-410A | 2 | Residential & Commercial | USHP | Ducted CEE Tier 1
212981736 | Central HP <5.4 tons | CARRIER | HRCU-A-CB (Split System: Heat Pump with Remote Outdoor Unit-Air-Source) | 38MURAQ24AB3* |  |  | CAP**3621AL* | 58SU*B040M17**12 | 23600 | 17 | 8.5 | 25800 | 23200 | 89.92% | 1.94 | 0 | 10 |  |  |  |  | R-410A | 1.9667 | Residential & Commercial | USHP | Ducted CEE Tier 1
210597392 | Central HP <5.4 tons | COMFORTMAKER | HRCU-A-CB (Split System: Heat Pump with Remote Outdoor Unit-Air-Source) | CVH837GKA** |  |  | EA*4X60L24A*+WALLCON | *96CTN1202422A* | 32800 | 18 | 8.5 | 31800 | 24800 | 77.99% | 2 | 0 | 11.7 |  |  |  |  | R-410A | 2.7333 | Residential & Commercial | USHP | Ducted CEE Tier 1
210597401 | Central HP <5.4 tons | COMFORTMAKER | HRCU-A-CB (Split System: Heat Pump with Remote Outdoor Unit-Air-Source) | CVH837GKA** |  |  | EA*4X60L24A*+WALLCON | *97CMN1002122A* | 32800 | 17.5 | 8.5 | 31800 | 24800 | 77.99% | 2 | 0 | 11.7 |  |  |  |  | R-410A | 2.7333 | Residential & Commercial | USHP | Ducted CEE Tier 1
210597458 | Central HP <5.4 tons | COMFORTMAKER | HRCU-A-CB (Split System: Heat Pump with Remote Outdoor Unit-Air-Source) | CVH837GKA** |  |  | EA*4X61L24A*+WALLCON | *95CSU0802120A* | 33200 | 18 | 8.5 | 32000 | 24800 | 77.5% | 2 | 0 | 11.5 |  |  |  |  | R-410A | 2.7667 | Residential & Commercial | USHP | Ducted CEE Tier 1
212365454 | Central HP <5.4 tons | Custom Comfort | HRCU-A-CB (Split System: Heat Pump with Remote Outdoor Unit-Air-Source) | CCOXHA24V48HP |  |  | CCOXHAAH24V48 | 0 | 47000 | 15.6 | 9.4 | 50000 | 46000 | 92% | 1.9 | 8.5 | 8.2 |  |  |  |  | R-410A | 3.9167 | Residential & Commercial | USHP
215675120 | Central HP <5.4 tons | AIRQUEST | HRCU-A-CB (Split System: Heat Pump with Remote Outdoor Unit-Air-Source) | H5H0V48*K*AAA* |  |  | ESH5X60M12A*+WALLCON | *80CSU0601716A* | 45500 | 16.5 | 8.5 | 48000 | 33800 | 70.42% | 2.06 | 0 | 9.5 |  |  |  |  | R-454B | 3.7917 | Residential & Commercial | USHP
215402239 | Central HP <5.4 tons | TRANE | HRCU-A-CB (Split System: Heat Pump with Remote Outdoor Unit-Air-Source) | E4HL5018A1000A |  |  | 4TXCB003DS3 | A801X040BM2SD | 20000 | 15.2 | 8.5 | 20000 | 18000 | 90% | 1.85 | 0 | 9 |  |  |  |  | R-410A | 1.6667 | Residential & Commercial | USHP
211240230 | Central HP <5.4 tons | COMFORTMAKER | HRCU-A-CB (Split System: Heat Pump with Remote Outdoor Unit-Air-Source) | DLCURAH24ABK |  |  | EA*4X24L14A* | *80VSL0451412A* | 24000 | 16 | 8.5 | 27000 | 23800 | 88.15% | 1.96 | 0 | 10 |  |  |  |  | R-410A | 2 | Residential & Commercial | USHP | Ducted CEE Tier 1
213773658 | Central HP <5.4 tons | AIRQUEST | HRCU-A-CB (Split System: Heat Pump with Remote Outdoor Unit-Air-Source) | HVH825GKA3* |  |  | EA*4X43L21A*+WALLCON | *96CTN0601714B* | 24400 | 16.5 | 8.1 | 21200 | 16700 | 78.77% | 2 | 0 | 10.5 |  |  |  |  | R-410A | 2.0333 | Residential & Commercial | USHP | Ducted CEE Tier 1
213773808 | Central HP <5.4 tons | AIRQUEST | HRCU-A-CB (Split System: Heat Pump with Remote Outdoor Unit-Air-Source) | HVH825GKA3* |  |  | EA*4X48L24A*+WALLCON | *80CTL0902120B* | 24200 | 17 | 8.1 | 21000 | 16500 | 78.57% | 2.02 | 0 | 11 |  |  |  |  | R-410A | 2.0167 | Residential & Commercial | USHP | Ducted CEE Tier 1
211227898 | Central HP <5.4 tons | COMFORTMAKER | HRCU-A-CB (Split System: Heat Pump with Remote Outdoor Unit-Air-Source) | DLCURAH36ABK |  |  | EA*4X42L24A* | *80ESU0802120A | 37000 | 15.5 | 8.5 | 40000 | 35200 | 88% | 1.96 | 0 | 10 |  |  |  |  | R-410A | 3.0833 | Residential & Commercial | USHP | Ducted CEE Tier 1
211228033 | Central HP <5.4 tons | COMFORTMAKER | HRCU-A-CB (Split System: Heat Pump with Remote Outdoor Unit-Air-Source) | DLCURAH36ABK |  |  | EA*4X42L24A* | *95ESN1202422A* | 36600 | 15.2 | 8.1 | 40000 | 35200 | 88% | 1.94 | 0 | 10 |  |  |  |  | R-410A | 3.05 | Residential & Commercial | USHP | Ducted CEE Tier 1
211228113 | Central HP <5.4 tons | COMFORTMAKER | HRCU-A-CB (Split System: Heat Pump with Remote Outdoor Unit-Air-Source) | DLCURAH36ABK |  |  | EA*4X42L24A* | *96VTN0802120A* | 35000 | 16 | 8.1 | 38500 | 35000 | 90.91% | 1.86 | 0 | 9.5 |  |  |  |  | R-410A | 2.9167 | Residential & Commercial | USHP
216640225 | Central HP <5.4 tons | BRYANT HEATING AND COOLING SYSTEMS | HRCU-A-CB (Split System: Heat Pump with Remote Outdoor Unit-Air-Source) | 37MURAQ24AA3 |  |  | FG5ANXB24L* | 0 | 24000 | 15.5 | 9 | 24200 | 19500 | 80.58% | 1.98 | 0 | 10 |  |  |  |  | R-454B | 2 | Residential & Commercial | USHP | Ducted CEE Tier 1
216732588 | Central HP <5.4 tons | BRYANT HEATING AND COOLING SYSTEMS | HRCU-A-CB (Split System: Heat Pump with Remote Outdoor Unit-Air-Source) | 37MUHAQ24AA3 |  |  | CAA**2414AM* | 916SA36060M14*** | 22000 | 15.5 | 8.5 | 21000 | 19200 | 91.43% | 1.98 | 0 | 10.5 |  |  |  |  | R-454B | 1.8333 | Residential & Commercial | USHP | Ducted CEE Tier 1
209852089 | Central HP <5.4 tons | KENMORE | HRCU-A-CB (Split System: Heat Pump with Remote Outdoor Unit-Air-Source) | DLCURAH24AAK |  |  | DLFUAAH24XAK | 0 | 24000 | 17 | 9.2 | 26000 | 19400 | 74.62% | 2.1 | 11.3 | 10.5 |  |  |  |  | R-410A | 2 | Residential & Commercial | USHP | Ducted CEE Tier 1
214608302 | Central HP <5.4 tons | TRANE | HRCU-A-CB (Split System: Heat Pump with Remote Outdoor Unit-Air-Source) | E4HL5024A1000A |  |  | 4TXCB003DS3 | A951X040BU3SAB | 24000 | 15.2 | 8.5 | 24000 | 21000 | 87.5% | 1.85 | 0 | 9 |  |  |  |  | R-410A | 2 | Residential & Commercial | USHP
213307871 | Central HP <5.4 tons | Custom Comfort | HRCU-A-C (Split System: Heat Pump with Remote Outdoor Unit with No Indoor Fan --Air Source) | CCOXHA24V30HP |  |  | CCOEHACC3036B | 0 | 29000 | 15.2 | 8.5 | 31000 | 22600 | 72.9% | 1.8 | 0 | 10 |  |  |  |  | R-410A | 2.4167 | Residential & Commercial | USHP | Ducted CEE Tier 1
215746030 | Central HP <5.4 tons | Custom Comfort | HRCU-A-CB (Split System: Heat Pump with Remote Outdoor Unit-Air-Source) | CCOXHB24V48HP |  |  | CCOXHBAH24V48 | 0 | 48000 | 16.5 | 9.5 | 50000 | 46000 | 92% | 1.9 | 0 | 10.5 |  |  |  |  | R-454B | 4 | Residential & Commercial | USHP | Ducted CEE Tier 1
212978311 | Central HP <5.4 tons | AIRQUEST | HRCU-A-CB (Split System: Heat Pump with Remote Outdoor Unit-Air-Source) | DLCURAH18ABK |  |  | EN(A,D)4X24L14** | *80MS(N,L)0701412A* | 17600 | 16.5 | 8.5 | 18500 | 19100 | 103.2% | 2.3 | 0 | 11 |  |  |  |  | R-410A | 1.4667 | Residential & Commercial | USHP | Ducted CEE Tier 1
215588100 | Central HP <5.4 tons | BRYANT HEATING AND COOLING SYSTEMS | HRCU-A-CB (Split System: Heat Pump with Remote Outdoor Unit-Air-Source) | 291VAN054**AA* |  |  | CAA**6024AM*+UI | 935CB66100C21*** | 49500 | 19 | 10.5 | 52000 | 53000 | 101.9% | 1.98 | 0 | 11.5 |  |  |  |  | R-454B | 4.125 | Residential & Commercial | USHP | Ducted CEE Tier 1
216012014 | Central HP <5.4 tons | Breeze33 | HRCU-A-CB (Split System: Heat Pump with Remote Outdoor Unit-Air-Source) | BZ33-INV30OUT2-454-G3-J |  |  | BZ33-INVAHU30-454-G3-J | 0 | 30000 | 16.8 | 10 | 34000 | 32600 | 95.88% | 1.96 | 0 | 11.7 |  |  |  |  | R-454B | 2.5 | Residential & Commercial | USHP | Ducted CEE Tier 1
211261560 | Central HP <5.4 tons | DAY & NIGHT | HRCU-A-CB (Split System: Heat Pump with Remote Outdoor Unit-Air-Source) | DLCURAH18ABK |  |  | EA*4X30L17A* | *96VSN0601714A* | 17800 | 16 | 8.5 | 18400 | 18500 | 100.5% | 2.22 | 0 | 10.5 |  |  |  |  | R-410A | 1.4833 | Residential & Commercial | USHP | Ducted CEE Tier 1
216012012 | Central HP <5.4 tons | Breeze33 | HRCU-A-CB (Split System: Heat Pump with Remote Outdoor Unit-Air-Source) | BZ33-INV18OUT2-454-G3-J |  |  | BZ33-INVAHU18-454-G3-J | 0 | 18000 | 19 | 9.7 | 19000 | 18000 | 94.74% | 2 | 0 | 12.5 |  |  |  |  | R-454B | 1.5 | Residential & Commercial | USHP | Ducted CEE Tier 1
216737726 | Central HP <5.4 tons | HEIL | HRCU-A-CB (Split System: Heat Pump with Remote Outdoor Unit-Air-Source) | D5CUHAH24AAK |  |  | ESH5X30M12A* | *95MSU1002120A* | 22400 | 15.5 | 8.1 | 21000 | 18900 | 90% | 1.85 | 0 | 10.5 |  |  |  |  | R-454B | 1.8667 | Residential & Commercial | USHP | Ducted CEE Tier 1
216737810 | Central HP <5.4 tons | HEIL | HRCU-A-CB (Split System: Heat Pump with Remote Outdoor Unit-Air-Source) | D5CUHAH24AAK |  |  | ESH5X30M12A* | *96VTN0401712B* | 22400 | 15.2 | 8.1 | 21200 | 19000 | 89.62% | 1.85 | 0 | 10 |  |  |  |  | R-454B | 1.8667 | Residential & Commercial | USHP | Ducted CEE Tier 1
216737862 | Central HP <5.4 tons | HEIL | HRCU-A-CB (Split System: Heat Pump with Remote Outdoor Unit-Air-Source) | D5CUHAH24AAK |  |  | ESH5X30M12A* | *96VTN1002120B* | 22800 | 16 | 8.5 | 21200 | 19000 | 89.62% | 1.96 | 0 | 11 |  |  |  |  | R-454B | 1.9 | Residential & Commercial | USHP | Ducted CEE Tier 1
216738060 | Central HP <5.4 tons | HEIL | HRCU-A-CB (Split System: Heat Pump with Remote Outdoor Unit-Air-Source) | D5CUHAH24AAK |  |  | ESH5X36M12A* | *80MS(N,L)0901714A* | 22600 | 16 | 8.1 | 20800 | 18500 | 88.94% | 1.85 | 0 | 11 |  |  |  |  | R-454B | 1.8833 | Residential & Commercial | USHP | Ducted CEE Tier 1
216738212 | Central HP <5.4 tons | HEIL | HRCU-A-CB (Split System: Heat Pump with Remote Outdoor Unit-Air-Source) | D5CUHAH24AAK |  |  | ESH5X36M12A* | *80MSU0601716A* | 22600 | 16 | 8.1 | 20600 | 18400 | 89.32% | 1.85 | 0 | 10.5 |  |  |  |  | R-454B | 1.8833 | Residential & Commercial | USHP | Ducted CEE Tier 1
215374883 | Central HP <5.4 tons | Durastar | HRCU-A-CB (Split System: Heat Pump with Remote Outdoor Unit-Air-Source) | DRA1H24S2A |  |  | DRAM24F2A | 0 | 23000 | 18.7 | 10 | 26000 | 23600 | 90.77% | 2.16 | 0 | 12 |  |  |  |  | R-454B | 1.9167 | Residential & Commercial | USHP | Ducted CEE Tier 1
213771497 | Central HP <5.4 tons | HEIL | HRCU-A-CB (Split System: Heat Pump with Remote Outdoor Unit-Air-Source) | HVH825GKA2* |  |  | EA*4X43L21A*+WALLCON | *97CMN0601714B* | 24200 | 16.5 | 8.1 | 21200 | 16700 | 78.77% | 2.02 | 0 | 10.5 |  |  |  |  | R-410A | 2.0167 | Residential & Commercial | USHP | Ducted CEE Tier 1
215682892 | Central HP <5.4 tons | TEMPSTAR | HRCU-A-CB (Split System: Heat Pump with Remote Outdoor Unit-Air-Source) | T5H0V60*K*AAA* |  |  | EVM5X60M24A*+WALLCON | *80CSU1002120B* | 57000 | 18 | 9 | 63000 | 44500 | 70.63% | 2.08 | 0 | 9 |  |  |  |  | R-454B | 4.75 | Residential & Commercial | USHP
215449748 | Central HP <5.4 tons | Breeze33 | HRCU-A-CB (Split System: Heat Pump with Remote Outdoor Unit-Air-Source) | BZ33-INV48OUT2-454-G3-J |  |  | BZ33-AHU48-454-G3-J | 0 | 48000 | 17.5 | 9.5 | 48000 | 48000 | 100% | 2 | 0 | 12 |  |  |  |  | R-454B | 4 | Residential & Commercial | USHP | Ducted CEE Tier 1
215588594 | Central HP <5.4 tons | TRANE | HRCU-A-CB (Split System: Heat Pump with Remote Outdoor Unit-Air-Source) | E4HL5042A1000A |  |  | A4AH5V42A1C3 | 0 | 42000 | 15.2 | 8.1 | 42000 | 30000 | 71.43% | 1.75 | 0 | 8.5 |  |  |  |  | R-410A | 3.5 | Residential & Commercial | USHP
214608242 | Central HP <5.4 tons | TRANE | HRCU-A-CB (Split System: Heat Pump with Remote Outdoor Unit-Air-Source) | E4HL5042A1000A |  |  | E4AH5E48A1K30A | 0 | 42000 | 15.2 | 8.1 | 42000 | 34000 | 80.95% | 1.75 | 0 | 9 |  |  |  |  | R-410A | 3.5 | Residential & Commercial | USHP
211229575 | Central HP <5.4 tons | COMFORTMAKER | HRCU-A-CB (Split System: Heat Pump with Remote Outdoor Unit-Air-Source) | DLCURAH36ABK |  |  | EA*4X48L24A* | *95ESU1002120A* | 36200 | 16 | 8.5 | 38500 | 34600 | 89.87% | 2.08 | 0 | 10 |  |  |  |  | R-410A | 3.0167 | Residential & Commercial | USHP | Ducted CEE Tier 1
211229605 | Central HP <5.4 tons | COMFORTMAKER | HRCU-A-CB (Split System: Heat Pump with Remote Outdoor Unit-Air-Source) | DLCURAH36ABK |  |  | EA*4X48L24A* | *96VTN1002120A* | 36400 | 15.5 | 8.5 | 38500 | 34800 | 90.39% | 2.08 | 0 | 10 |  |  |  |  | R-410A | 3.0333 | Residential & Commercial | USHP | Ducted CEE Tier 1
216453256 | Central HP <5.4 tons | AMERICAN STANDARD | HRCU-A-CB (Split System: Heat Pump with Remote Outdoor Unit-Air-Source) | 5A6V0X60A1 |  |  | 5TXCC007AS3 | S8V2C100M5PDB | 51500 | 18.2 | 9 | 54500 | 38500 | 70.64% | 2 | 0 | 10 |  |  |  |  | R-454B | 4.2917 | Residential & Commercial | USHP | Ducted CEE Tier 1
215588102 | Central HP <5.4 tons | BRYANT HEATING AND COOLING SYSTEMS | HRCU-A-CB (Split System: Heat Pump with Remote Outdoor Unit-Air-Source) | 291VAN054**AA* |  |  | CAA**6024AM*+UI | 987MC60060C21*** | 48000 | 18 | 10.5 | 53500 | 53500 | 100% | 1.92 | 0 | 10 |  |  |  |  | R-454B | 4 | Residential & Commercial | USHP | Ducted CEE Tier 1
212981871 | Central HP <5.4 tons | AIRQUEST | HRCU-A-CB (Split System: Heat Pump with Remote Outdoor Unit-Air-Source) | DLCURAH18ABK |  |  | EN(A,D)4X24L17** | *80MSU1002120A* | 17900 | 15.5 | 8.5 | 19000 | 19000 | 100% | 2.28 | 0 | 10.5 |  |  |  |  | R-410A | 1.4917 | Residential & Commercial | USHP | Ducted CEE Tier 1
212982423 | Central HP <5.4 tons | AIRQUEST | HRCU-A-CB (Split System: Heat Pump with Remote Outdoor Unit-Air-Source) | DLCURAH18ABK |  |  | EN(A,D)4X24L17** | *80MSU0401712A* | 17500 | 16 | 8.5 | 18400 | 18900 | 102.7% | 2.28 | 0 | 10.5 |  |  |  |  | R-410A | 1.4583 | Residential & Commercial | USHP | Ducted CEE Tier 1
212983308 | Central HP <5.4 tons | AIRQUEST | HRCU-A-CB (Split System: Heat Pump with Remote Outdoor Unit-Air-Source) | DLCURAH18ABK |  |  | EN(A,D)4X30L17** | *92MSN0401712A* | 17400 | 15.5 | 8.1 | 18100 | 18700 | 103.3% | 2.24 | 0 | 10.5 |  |  |  |  | R-410A | 1.45 | Residential & Commercial | USHP | Ducted CEE Tier 1
212983659 | Central HP <5.4 tons | AIRQUEST | HRCU-A-CB (Split System: Heat Pump with Remote Outdoor Unit-Air-Source) | DLCURAH18ABK |  |  | EA*4X25L17A* | *92MSN0601412A* | 17700 | 16.5 | 8.1 | 17700 | 17800 | 100.6% | 2.14 | 0 | 10.5 |  |  |  |  | R-410A | 1.475 | Residential & Commercial | USHP | Ducted CEE Tier 1
211260251 | Central HP <5.4 tons | TEMPSTAR | HRCU-A-CB (Split System: Heat Pump with Remote Outdoor Unit-Air-Source) | DLCURAH18ABK |  |  | EA*4X24L17A* | *80VSL0451412A* | 17700 | 16 | 8.5 | 18600 | 19100 | 102.7% | 2.28 | 0 | 10.5 |  |  |  |  | R-410A | 1.475 | Residential & Commercial | USHP | Ducted CEE Tier 1
211260838 | Central HP <5.4 tons | TEMPSTAR | HRCU-A-CB (Split System: Heat Pump with Remote Outdoor Unit-Air-Source) | DLCURAH18ABK |  |  | EA*4X25L17A* | *80VTL0451412A* | 18200 | 16.5 | 8.5 | 18000 | 17500 | 97.22% | 2.12 | 0 | 11 |  |  |  |  | R-410A | 1.5167 | Residential & Commercial | USHP | Ducted CEE Tier 1
211260921 | Central HP <5.4 tons | TEMPSTAR | HRCU-A-CB (Split System: Heat Pump with Remote Outdoor Unit-Air-Source) | DLCURAH18ABK |  |  | EA*4X25L17A* | *95ESN0601412A* | 18400 | 16.5 | 8.5 | 18200 | 17500 | 96.15% | 2.12 | 0 | 11 |  |  |  |  | R-410A | 1.5333 | Residential & Commercial | USHP | Ducted CEE Tier 1
211261239 | Central HP <5.4 tons | TEMPSTAR | HRCU-A-CB (Split System: Heat Pump with Remote Outdoor Unit-Air-Source) | DLCURAH18ABK |  |  | EA*4X25L17A* | OMV112K14A | 18700 | 15.5 | 8.5 | 18700 | 17400 | 93.05% | 2.12 | 0 | 11 |  |  |  |  | R-410A | 1.5583 | Residential & Commercial | USHP | Ducted CEE Tier 1
216737914 | Central HP <5.4 tons | HEIL | HRCU-A-CB (Split System: Heat Pump with Remote Outdoor Unit-Air-Source) | D5CUHAH24AAK |  |  | ESH5X30M12A* | *97VTN0802120A* | 22600 | 15.5 | 8.1 | 21000 | 18900 | 90% | 1.85 | 0 | 10.5 |  |  |  |  | R-454B | 1.8833 | Residential & Commercial | USHP | Ducted CEE Tier 1
214810549 | Central HP <5.4 tons | DIYCOOL | HRCU-A-CB (Split System: Heat Pump with Remote Outdoor Unit-Air-Source) | ACIQ-18-HPB |  |  | ACIQ-18-AHB | 0 | 18000 | 18 | 9.3 | 19000 | 16500 | 86.84% | 2.04 | 12.5 | 12.4 |  |  |  |  | R-410A | 1.5 | Residential & Commercial | USHP | Ducted CEE Tier 1
213433267 | Central HP <5.4 tons | DIYCOOL | HRCU-A-CB (Split System: Heat Pump with Remote Outdoor Unit-Air-Source) | ACIQ-18-HPB |  |  | ACIQ-18W-WM | 0 | 18000 | 19.3 | 10.8 | 19000 | 18800 | 98.95% | 2.3 | 0 | 12.1 |  |  |  |  | R-410A | 1.5 | Residential & Commercial | USHP | Ducted CEE Tier 1
213353731 | Central HP <5.4 tons | COMFORTMAKER | HRCU-A-CB (Split System: Heat Pump with Remote Outdoor Unit-Air-Source) | DLCURAH18ABK |  |  | F5MA4*18L*A* | 0 | 18200 | 16 | 9 | 19200 | 19100 | 99.48% | 2.3 | 0 | 10.5 |  |  |  |  | R-410A | 1.5167 | Residential & Commercial | USHP | Ducted CEE Tier 1
212969508 | Central HP <5.4 tons | AIRQUEST | HRCU-A-CB (Split System: Heat Pump with Remote Outdoor Unit-Air-Source) | DLCURAH18ABK |  |  | EA*4X19L17A* | *80VSL0451412B* | 18200 | 16.5 | 8.5 | 18100 | 17700 | 97.79% | 2.14 | 0 | 11 |  |  |  |  | R-410A | 1.5167 | Residential & Commercial | USHP | Ducted CEE Tier 1
216980843 | Central HP <5.4 tons | DIYCOOL | HRCU-A-CB (Split System: Heat Pump with Remote Outdoor Unit-Air-Source) | EZ-48-EHPB |  |  | EZ-48-AHB | 0 | 48000 | 16 | 8.5 | 48000 | 38000 | 79.17% | 1.85 | 0 | 10 |  |  |  |  | R-454B | 4 | Residential & Commercial | USHP | Ducted CEE Tier 1
213785771 | Central HP <5.4 tons | Custom Comfort | HRCU-A-C (Split System: Heat Pump with Remote Outdoor Unit with No Indoor Fan --Air Source) | CCOXHA24V24HP |  |  | CCOACC24A | 0 | 24000 | 16.1 | 9.8 | 25000 | 20000 | 80% | 2 | 0 | 10.7 |  |  |  |  | R-410A | 2 | Residential & Commercial | USHP | Ducted CEE Tier 1
216374488 | Central HP <5.4 tons | TRANE | HRCU-A-CB (Split System: Heat Pump with Remote Outdoor Unit-Air-Source) | 5HPL5048A1000AA |  |  | 5TEM6D06AV41+TDR | 0 | 46000 | 16 | 8.1 | 48000 | 38000 | 79.17% | 1.75 | 0 | 11.7 |  |  |  |  | R-454B | 3.8333 | Residential & Commercial | USHP | Ducted CEE Tier 1
211230408 | Central HP <5.4 tons | COMFORTMAKER | HRCU-A-CB (Split System: Heat Pump with Remote Outdoor Unit-Air-Source) | DLCURAH36ABK |  |  | EN(A,D)4X48L24** | *80ES(N,L)0702116A* | 35800 | 16.5 | 8.1 | 38500 | 34800 | 90.39% | 2 | 0 | 10 |  |  |  |  | R-410A | 2.9833 | Residential & Commercial | USHP | Ducted CEE Tier 1
211230492 | Central HP <5.4 tons | COMFORTMAKER | HRCU-A-CB (Split System: Heat Pump with Remote Outdoor Unit-Air-Source) | DLCURAH36ABK |  |  | EN(A,D)4X48L24** | *80ES(N,L)1552420A* | 37200 | 16 | 8.1 | 39500 | 35000 | 88.61% | 2.08 | 0 | 10.5 |  |  |  |  | R-410A | 3.1 | Residential & Commercial | USHP | Ducted CEE Tier 1
215683112 | Central HP <5.4 tons | TEMPSTAR | HRCU-A-CB (Split System: Heat Pump with Remote Outdoor Unit-Air-Source) | T5H0V60*K*AAA* |  |  | EVD5X60M24A*+WALLCON | *97CTN1202422A* | 56500 | 18.5 | 9 | 63000 | 44500 | 70.63% | 2.1 | 0 | 9 |  |  |  |  | R-454B | 4.7083 | Residential & Commercial | USHP
211230549 | Central HP <5.4 tons | COMFORTMAKER | HRCU-A-CB (Split System: Heat Pump with Remote Outdoor Unit-Air-Source) | DLCURAH36ABK |  |  | EN(A,D)4X48L24** | *80ESU1002120A* | 36200 | 16 | 8.1 | 38500 | 34800 | 90.39% | 2.02 | 0 | 10 |  |  |  |  | R-410A | 3.0167 | Residential & Commercial | USHP | Ducted CEE Tier 1
211230642 | Central HP <5.4 tons | COMFORTMAKER | HRCU-A-CB (Split System: Heat Pump with Remote Outdoor Unit-Air-Source) | DLCURAH36ABK |  |  | EN(A,D)4X48L24** | *95ESN0802120A* | 36800 | 15.5 | 8.1 | 39500 | 35000 | 88.61% | 2.06 | 0 | 10.5 |  |  |  |  | R-410A | 3.0667 | Residential & Commercial | USHP | Ducted CEE Tier 1
211261503 | Central HP <5.4 tons | DAY & NIGHT | HRCU-A-CB (Split System: Heat Pump with Remote Outdoor Unit-Air-Source) | DLCURAH18ABK |  |  | EA*4X30L14A* | *80ES(N,L)0701412A* | 17700 | 16.5 | 8.5 | 18200 | 18500 | 101.6% | 2.22 | 0 | 10.5 |  |  |  |  | R-410A | 1.475 | Residential & Commercial | USHP | Ducted CEE Tier 1
215588134 | Central HP <5.4 tons | BRYANT HEATING AND COOLING SYSTEMS | HRCU-A-CB (Split System: Heat Pump with Remote Outdoor Unit-Air-Source) | 291VAN054**AA* |  |  | CSAH*4812AM*+UI | 88*TB36045C17*** | 47000 | 17 | 11.5 | 52000 | 51500 | 99.04% | 1.9 | 0 | 10.5 |  |  |  |  | R-454B | 3.9167 | Residential & Commercial | USHP | Ducted CEE Tier 1
210410117 | Central HP <5.4 tons | MRCOOL | HRCU-A-CB (Split System: Heat Pump with Remote Outdoor Unit-Air-Source) | MDUO18024036 |  |  | MDUI18024E | 0 | 24000 | 17 | 9 | 24000 | 22000 | 91.67% | 1.8 | 12.5 | 12 |  |  |  |  | R-410A | 2 | Residential & Commercial | USHP | Ducted CEE Tier 1
206735342 | Central HP <5.4 tons | MRCOOL | HRCU-A-CB (Split System: Heat Pump with Remote Outdoor Unit-Air-Source) | MDUCO18024036 |  |  | MDUI18036E | 0 | 34000 | 16 | 9 | 35000 | 28000 | 80% | 1.8 | 10 | 10 |  |  |  |  | R-410A | 2.8333 | Residential & Commercial | USHP | Ducted CEE Tier 1
216453272 | Central HP <5.4 tons | AMERICAN STANDARD | HRCU-A-CB (Split System: Heat Pump with Remote Outdoor Unit-Air-Source) | 5A6V0X60A1 |  |  | 5TXCD010AS3 | S8V2D120M5PDB | 53000 | 18.8 | 9.4 | 54000 | 38000 | 70.37% | 2 | 0 | 10.5 |  |  |  |  | R-454B | 4.4167 | Residential & Commercial | USHP | Ducted CEE Tier 1
211259849 | Central HP <5.4 tons | DAY & NIGHT | HRCU-A-CB (Split System: Heat Pump with Remote Outdoor Unit-Air-Source) | DLCURAH18ABK |  |  | EA*4X19L17A* | *96VTN0601412A* | 18400 | 16 | 8.5 | 18400 | 17600 | 95.65% | 2.12 | 0 | 11 |  |  |  |  | R-410A | 1.5333 | Residential & Commercial | USHP | Ducted CEE Tier 1
211260088 | Central HP <5.4 tons | DAY & NIGHT | HRCU-A-CB (Split System: Heat Pump with Remote Outdoor Unit-Air-Source) | DLCURAH18ABK |  |  | EA*4X24L14A* | *96VSN0401410A* | 17300 | 16 | 8.5 | 18300 | 19200 | 104.9% | 2.3 | 0 | 10.5 |  |  |  |  | R-410A | 1.4417 | Residential & Commercial | USHP | Ducted CEE Tier 1
215683032 | Central HP <5.4 tons | TEMPSTAR | HRCU-A-CB (Split System: Heat Pump with Remote Outdoor Unit-Air-Source) | T5H0V60*K*AAA* |  |  | EVD5X60M21A*+WALLCON | *80CSU1002120B* | 57000 | 18 | 9 | 63500 | 44500 | 70.08% | 2.08 | 0 | 9 |  |  |  |  | R-454B | 4.75 | Residential & Commercial | USHP
211228401 | Central HP <5.4 tons | COMFORTMAKER | HRCU-A-CB (Split System: Heat Pump with Remote Outdoor Unit-Air-Source) | DLCURAH36ABK |  |  | EA*4X43L21A* | *80VTL1102122A* | 37200 | 15.5 | 8.5 | 38500 | 34800 | 90.39% | 2.12 | 0 | 10 |  |  |  |  | R-410A | 3.1 | Residential & Commercial | USHP | Ducted CEE Tier 1
211228449 | Central HP <5.4 tons | COMFORTMAKER | HRCU-A-CB (Split System: Heat Pump with Remote Outdoor Unit-Air-Source) | DLCURAH36ABK |  |  | EA*4X43L21A* | *92ESN0802120A* | 37400 | 16 | 8.5 | 38500 | 34800 | 90.39% | 2.14 | 0 | 10 |  |  |  |  | R-410A | 3.1167 | Residential & Commercial | USHP | Ducted CEE Tier 1
213774458 | Central HP <5.4 tons | AIRQUEST | HRCU-A-CB (Split System: Heat Pump with Remote Outdoor Unit-Air-Source) | HVH825GKA3* |  |  | EHD4X42AAL+WALLCON | *95CSU0601716B* | 24000 | 16 | 8.1 | 21400 | 16600 | 77.57% | 1.98 | 0 | 10.5 |  |  |  |  | R-410A | 2 | Residential & Commercial | USHP | Ducted CEE Tier 1
214242877 | Central HP <5.4 tons | HEIL | HRCU-A-CB (Split System: Heat Pump with Remote Outdoor Unit-Air-Source) | HVH825GKA2* |  |  | END4X42L17**+WALLCON | *80CTL0701716B* | 24000 | 16.5 | 8.1 | 21400 | 16700 | 78.04% | 1.98 | 0 | 11 |  |  |  |  | R-410A | 2 | Residential & Commercial | USHP | Ducted CEE Tier 1
215682722 | Central HP <5.4 tons | TEMPSTAR | HRCU-A-CB (Split System: Heat Pump with Remote Outdoor Unit-Air-Source) | T5H0V60*K*AAA* |  |  | ESH5X60M12A*+WALLCON | *96CTN0802120B* | 55500 | 17 | 8.5 | 60000 | 42000 | 70% | 1.9 | 0 | 8.5 |  |  |  |  | R-454B | 4.625 | Residential & Commercial | USHP
216732597 | Central HP <5.4 tons | BRYANT HEATING AND COOLING SYSTEMS | HRCU-A-CB (Split System: Heat Pump with Remote Outdoor Unit-Air-Source) | 37MUHAQ24AA3 |  |  | CAA**2414AM* | 926SB30040V14*** | 21800 | 15.5 | 8.5 | 21000 | 19200 | 91.43% | 1.96 | 0 | 10 |  |  |  |  | R-454B | 1.8167 | Residential & Commercial | USHP | Ducted CEE Tier 1
214389259 | Central HP <5.4 tons | BRYANT HEATING AND COOLING SYSTEMS | HRCU-A-CB (Split System: Heat Pump with Remote Outdoor Unit-Air-Source) | 284ANV036*0**B* |  |  | CNPV*4217AL*+UI | 88*TB48090C17*** | 33400 | 19 | 9 | 37200 | 26400 | 70.97% | 2 | 0 | 12 |  |  |  |  | R-410A | 2.7833 | Residential & Commercial | USHP | Ducted CEE Tier 1
214389307 | Central HP <5.4 tons | BRYANT HEATING AND COOLING SYSTEMS | HRCU-A-CB (Split System: Heat Pump with Remote Outdoor Unit-Air-Source) | 284ANV036*0**B* |  |  | CNPV*4824AL*+UI | 88*TB66135C24*** | 33600 | 19.5 | 9 | 36600 | 26000 | 71.04% | 2.04 | 0 | 12.5 |  |  |  |  | R-410A | 2.8 | Residential & Commercial | USHP | Ducted CEE Tier 1
214389568 | Central HP <5.4 tons | Breeze33 | HRCU-A-CB (Split System: Heat Pump with Remote Outdoor Unit-Air-Source) | BZ33-INV24OUT2-J |  |  | BZ33-WMAHU24-J | 0 | 24000 | 17.5 | 10.5 | 26000 | 24000 | 92.31% | 2 | 0 | 11.7 |  |  |  |  | R-410A | 2 | Residential & Commercial | USHP | Ducted CEE Tier 1
216732847 | Central HP <5.4 tons | BRYANT HEATING AND COOLING SYSTEMS | HRCU-A-CB (Split System: Heat Pump with Remote Outdoor Unit-Air-Source) | 37MUHAQ24AA3 |  |  | CAA**2417AM* | 987MC42060C17*** | 21800 | 15.5 | 8.5 | 21000 | 19100 | 90.95% | 1.96 | 0 | 10.5 |  |  |  |  | R-454B | 1.8167 | Residential & Commercial | USHP | Ducted CEE Tier 1
216773241 | Central HP <5.4 tons | Custom Comfort | HRCU-A-C (Split System: Heat Pump with Remote Outdoor Unit with No Indoor Fan --Air Source) | CCOXHB24V30HP |  |  | CCOBCC3036B | 0 | 29000 | 16 | 9.5 | 32000 | 32000 | 100% | 1.85 | 0 | 10 |  |  |  |  | R-454B | 2.4167 | Residential & Commercial | USHP | Ducted CEE Tier 1
215374885 | Central HP <5.4 tons | Durastar | HRCU-A-CB (Split System: Heat Pump with Remote Outdoor Unit-Air-Source) | DRU1H24S2A |  |  | DRUM1824S2A | 0 | 23000 | 18.3 | 10 | 24000 | 21600 | 90% | 1.87 | 0 | 11.7 |  |  |  |  | R-454B | 1.9167 | Residential & Commercial | USHP | Ducted CEE Tier 1
216735979 | Central HP <5.4 tons | HEIL | HRCU-A-CB (Split System: Heat Pump with Remote Outdoor Unit-Air-Source) | D5CUHAH24AAK |  |  | EA*5X37M21A* | *96CTN1002122B* | 23400 | 16 | 8.5 | 20800 | 18500 | 88.94% | 1.98 | 0 | 11 |  |  |  |  | R-454B | 1.95 | Residential & Commercial | USHP | Ducted CEE Tier 1
216737342 | Central HP <5.4 tons | HEIL | HRCU-A-CB (Split System: Heat Pump with Remote Outdoor Unit-Air-Source) | D5CUHAH24AAK |  |  | ESH5X30M12A* | *80VTL0701716B* | 22400 | 15.5 | 8.1 | 21000 | 18800 | 89.52% | 1.85 | 0 | 10.5 |  |  |  |  | R-454B | 1.8667 | Residential & Commercial | USHP | Ducted CEE Tier 1
213774438 | Central HP <5.4 tons | AIRQUEST | HRCU-A-CB (Split System: Heat Pump with Remote Outdoor Unit-Air-Source) | HVH825GKA3* |  |  | EHD4X42AAL+WALLCON | *80CTL1102120B* | 24200 | 16 | 8.1 | 21400 | 16600 | 77.57% | 2 | 0 | 10.5 |  |  |  |  | R-410A | 2.0167 | Residential & Commercial | USHP | Ducted CEE Tier 1
213774658 | Central HP <5.4 tons | AIRQUEST | HRCU-A-CB (Split System: Heat Pump with Remote Outdoor Unit-Air-Source) | HVH825GKA3* |  |  | EHD4X48AAL+WALLCON | *97CMN1002122B* | 24200 | 16 | 8.1 | 21200 | 16600 | 78.3% | 2.02 | 0 | 11 |  |  |  |  | R-410A | 2.0167 | Residential & Commercial | USHP | Ducted CEE Tier 1
213774688 | Central HP <5.4 tons | AIRQUEST | HRCU-A-CB (Split System: Heat Pump with Remote Outdoor Unit-Air-Source) | HVH825GKA3* |  |  | EHD4X48AAL+WALLCON | *96CTN0601714B* | 24200 | 16 | 8.1 | 21400 | 16600 | 77.57% | 2 | 0 | 10.5 |  |  |  |  | R-410A | 2.0167 | Residential & Commercial | USHP | Ducted CEE Tier 1
211260473 | Central HP <5.4 tons | DAY & NIGHT | HRCU-A-CB (Split System: Heat Pump with Remote Outdoor Unit-Air-Source) | DLCURAH18ABK |  |  | EA*4X24L17A* | *95ESN0601412A* | 17800 | 16 | 8.5 | 18700 | 19000 | 101.6% | 2.28 | 0 | 10.5 |  |  |  |  | R-410A | 1.4833 | Residential & Commercial | USHP | Ducted CEE Tier 1
211260525 | Central HP <5.4 tons | DAY & NIGHT | HRCU-A-CB (Split System: Heat Pump with Remote Outdoor Unit-Air-Source) | DLCURAH18ABK |  |  | EA*4X24L17A* | *96VTN0601714A* | 17600 | 15.5 | 8.5 | 18600 | 19100 | 102.7% | 2.3 | 0 | 10.5 |  |  |  |  | R-410A | 1.4667 | Residential & Commercial | USHP | Ducted CEE Tier 1
211262078 | Central HP <5.4 tons | DAY & NIGHT | HRCU-A-CB (Split System: Heat Pump with Remote Outdoor Unit-Air-Source) | DLCURAH18ABK |  |  | EA*4X30L17A* | *92ESN0601412A* | 18300 | 16.5 | 8.5 | 18800 | 18400 | 97.87% | 2.22 | 0 | 10.5 |  |  |  |  | R-410A | 1.525 | Residential & Commercial | USHP | Ducted CEE Tier 1
211260356 | Central HP <5.4 tons | DAY & NIGHT | HRCU-A-CB (Split System: Heat Pump with Remote Outdoor Unit-Air-Source) | DLCURAH18ABK |  |  | EA*4X24L17A* | *80VSL0451716A* | 17600 | 16 | 8.5 | 18500 | 19100 | 103.2% | 2.3 | 0 | 10.5 |  |  |  |  | R-410A | 1.4667 | Residential & Commercial | USHP | Ducted CEE Tier 1
211260367 | Central HP <5.4 tons | DAY & NIGHT | HRCU-A-CB (Split System: Heat Pump with Remote Outdoor Unit-Air-Source) | DLCURAH18ABK |  |  | EA*4X24L17A* | *80VSL0701716A* | 17400 | 16 | 8.5 | 18300 | 19200 | 104.9% | 2.32 | 0 | 10.5 |  |  |  |  | R-410A | 1.45 | Residential & Commercial | USHP | Ducted CEE Tier 1
211260617 | Central HP <5.4 tons | DAY & NIGHT | HRCU-A-CB (Split System: Heat Pump with Remote Outdoor Unit-Air-Source) | DLCURAH18ABK |  |  | EA*4X24L17A* | *92ESN0401712A* | 17800 | 15.5 | 8.5 | 18800 | 19000 | 101.1% | 2.28 | 0 | 10.5 |  |  |  |  | R-410A | 1.4833 | Residential & Commercial | USHP | Ducted CEE Tier 1
211261119 | Central HP <5.4 tons | DAY & NIGHT | HRCU-A-CB (Split System: Heat Pump with Remote Outdoor Unit-Air-Source) | DLCURAH18ABK |  |  | EA*4X25L17A* | *80ES(N,L)0701412A* | 18200 | 16.5 | 8.5 | 17900 | 17500 | 97.77% | 2.12 | 0 | 11 |  |  |  |  | R-410A | 1.5167 | Residential & Commercial | USHP | Ducted CEE Tier 1
210473516 | Central HP <5.4 tons | AIRQUEST | HRCU-A-CB (Split System: Heat Pump with Remote Outdoor Unit-Air-Source) | HVH825GKA3* |  |  | EA*4X48L24A*+WALLCON | *96CTN1002122A* | 24200 | 16.5 | 8.1 | 21000 | 16500 | 78.57% | 2.02 | 0 | 11 |  |  |  |  | R-410A | 2.0167 | Residential & Commercial | USHP | Ducted CEE Tier 1
210473952 | Central HP <5.4 tons | AIRQUEST | HRCU-A-CB (Split System: Heat Pump with Remote Outdoor Unit-Air-Source) | HVH825GKA3* |  |  | EN(A,D,W)4X48L21**+WALLCON | *80CTL0451712A* | 24000 | 16.5 | 8.1 | 21400 | 16700 | 78.04% | 2 | 0 | 11 |  |  |  |  | R-410A | 2 | Residential & Commercial | USHP | Ducted CEE Tier 1
214573054 | Central HP <5.4 tons | DAY & NIGHT | HRCU-A-CB (Split System: Heat Pump with Remote Outdoor Unit-Air-Source) | CVH837GKA** |  |  | EA*4X61L24A*+WALLCON | *97CMN0802120B* | 33200 | 17.5 | 8.5 | 31800 | 24800 | 77.99% | 2 | 0 | 11.5 |  |  |  |  | R-410A | 2.7667 | Residential & Commercial | USHP | Ducted CEE Tier 1
215678162 | Central HP <5.4 tons | TEMPSTAR | HRCU-A-CB (Split System: Heat Pump with Remote Outdoor Unit-Air-Source) | T5H0V60*K*AAA* |  |  | ESH5X60M12A*+WALLCON | *97CMN1202422B* | 55500 | 17 | 8.5 | 60000 | 42000 | 70% | 1.9 | 0 | 8.5 |  |  |  |  | R-454B | 4.625 | Residential & Commercial | USHP
214242457 | Central HP <5.4 tons | HEIL | HRCU-A-CB (Split System: Heat Pump with Remote Outdoor Unit-Air-Source) | HVH825GKA2* |  |  | EN(A,D)4X24L17**+WALLCON | *95CSU0601716B* | 23200 | 15.5 | 8.1 | 22000 | 16900 | 76.82% | 1.92 | 0 | 10.5 |  |  |  |  | R-410A | 1.9333 | Residential & Commercial | USHP | Ducted CEE Tier 1
214242327 | Central HP <5.4 tons | HEIL | HRCU-A-CB (Split System: Heat Pump with Remote Outdoor Unit-Air-Source) | HVH825GKA3* |  |  | EN(A,D)4X48L24**+WALLCON | *80CTL0902120B* | 24200 | 17 | 8.1 | 21200 | 16600 | 78.3% | 2 | 0 | 11 |  |  |  |  | R-410A | 2.0167 | Residential & Commercial | USHP | Ducted CEE Tier 1
215682872 | Central HP <5.4 tons | TEMPSTAR | HRCU-A-CB (Split System: Heat Pump with Remote Outdoor Unit-Air-Source) | T5H0V60*K*AAA* |  |  | EVM5X60M24A*+WALLCON | *96CTN0802120B* | 56500 | 18 | 9 | 63500 | 44500 | 70.08% | 2.08 | 0 | 9 |  |  |  |  | R-454B | 4.7083 | Residential & Commercial | USHP
215682992 | Central HP <5.4 tons | TEMPSTAR | HRCU-A-CB (Split System: Heat Pump with Remote Outdoor Unit-Air-Source) | T5H0V60*K*AAA* |  |  | EVD5X60M21A*+WALLCON | *96CTN0802120B* | 56500 | 18 | 9 | 64000 | 45000 | 70.31% | 2.08 | 0 | 9 |  |  |  |  | R-454B | 4.7083 | Residential & Commercial | USHP
215683042 | Central HP <5.4 tons | TEMPSTAR | HRCU-A-CB (Split System: Heat Pump with Remote Outdoor Unit-Air-Source) | T5H0V60*K*AAA* |  |  | EVD5X60M21A*+WALLCON | *97CTN0802120A* | 56500 | 18 | 9 | 64000 | 45000 | 70.31% | 2.08 | 0 | 9 |  |  |  |  | R-454B | 4.7083 | Residential & Commercial | USHP
215683092 | Central HP <5.4 tons | TEMPSTAR | HRCU-A-CB (Split System: Heat Pump with Remote Outdoor Unit-Air-Source) | T5H0V60*K*AAA* |  |  | EVD5X60M24A*+WALLCON | *97CTN0802120A* | 56500 | 18 | 9 | 63500 | 44500 | 70.08% | 2.08 | 0 | 9 |  |  |  |  | R-454B | 4.7083 | Residential & Commercial | USHP
213732640 | Central HP <5.4 tons | Breeze33 | HRCU-A-C (Split System: Heat Pump with Remote Outdoor Unit with No Indoor Fan --Air Source) | BZ33-INV24OUT2-J |  |  | BZ33-MSC24B-J | 0 | 24000 | 16.5 | 9.5 | 25000 | 20000 | 80% | 1.95 | 11 | 10.7 |  |  |  |  | R-410A | 2 | Residential & Commercial | USHP | Ducted CEE Tier 1
211259971 | Central HP <5.4 tons | DAY & NIGHT | HRCU-A-CB (Split System: Heat Pump with Remote Outdoor Unit-Air-Source) | DLCURAH18ABK |  |  | EA*4X19L17A* | *92ESN0401410A* | 18400 | 15.5 | 8.5 | 18500 | 17600 | 95.14% | 2.12 | 0 | 10.5 |  |  |  |  | R-410A | 1.5333 | Residential & Commercial | USHP | Ducted CEE Tier 1
211260289 | Central HP <5.4 tons | DAY & NIGHT | HRCU-A-CB (Split System: Heat Pump with Remote Outdoor Unit-Air-Source) | DLCURAH18ABK |  |  | EA*4X24L17A* | *96VSN0401712A* | 17700 | 15.5 | 8.5 | 18700 | 19100 | 102.1% | 2.28 | 0 | 10.5 |  |  |  |  | R-410A | 1.475 | Residential & Commercial | USHP | Ducted CEE Tier 1
215682702 | Central HP <5.4 tons | TEMPSTAR | HRCU-A-CB (Split System: Heat Pump with Remote Outdoor Unit-Air-Source) | T5H0V60*K*AAA* |  |  | EA*5X61M24A*+WALLCON | *97CTN1002122A* | 56000 | 18.5 | 9 | 60000 | 42000 | 70% | 2.02 | 0 | 9 |  |  |  |  | R-454B | 4.6667 | Residential & Commercial | USHP
215588074 | Central HP <5.4 tons | BRYANT HEATING AND COOLING SYSTEMS | HRCU-A-CB (Split System: Heat Pump with Remote Outdoor Unit-Air-Source) | 291VAN054**AA* |  |  | CAA**4821AM*+UI | 88*TB36045C17*** | 46500 | 17.5 | 10.5 | 52000 | 51500 | 99.04% | 1.98 | 0 | 10.5 |  |  |  |  | R-454B | 3.875 | Residential & Commercial | USHP | Ducted CEE Tier 1
212394333 | Central HP <5.4 tons | DIYCOOL | HRCU-A-C (Split System: Heat Pump with Remote Outdoor Unit with No Indoor Fan --Air Source) | ACIQ-18-HPB |  |  | ACIQ-18-ACL | 0 | 18000 | 16.1 | 9.5 | 19000 | 15000 | 78.95% | 2.2 | 11.6 | 11.7 |  |  |  |  | R-410A | 1.5 | Residential & Commercial | USHP | Ducted CEE Tier 1
216738546 | Central HP <5.4 tons | HEIL | HRCU-A-CB (Split System: Heat Pump with Remote Outdoor Unit-Air-Source) | D5CUHAH24AAK |  |  | ESH5X36M12A* | *96MSN0601716A* | 22400 | 15.2 | 8.1 | 20800 | 18400 | 88.46% | 1.85 | 0 | 10.5 |  |  |  |  | R-454B | 1.8667 | Residential & Commercial | USHP | Ducted CEE Tier 1
216738830 | Central HP <5.4 tons | HEIL | HRCU-A-CB (Split System: Heat Pump with Remote Outdoor Unit-Air-Source) | D5CUHAH24AAK |  |  | ESH5X36M12A* | *96VTN0601716B* | 22600 | 16 | 8.1 | 20800 | 18500 | 88.94% | 1.85 | 0 | 11 |  |  |  |  | R-454B | 1.8833 | Residential & Commercial | USHP | Ducted CEE Tier 1
216737753 | Central HP <5.4 tons | HEIL | HRCU-A-CB (Split System: Heat Pump with Remote Outdoor Unit-Air-Source) | D5CUHAH24AAK |  |  | ESH5X30M12A* | *96CTN0601714B* | 22400 | 16 | 8.1 | 21000 | 18900 | 90% | 1.85 | 0 | 10.5 |  |  |  |  | R-454B | 1.8667 | Residential & Commercial | USHP | Ducted CEE Tier 1
216738789 | Central HP <5.4 tons | HEIL | HRCU-A-CB (Split System: Heat Pump with Remote Outdoor Unit-Air-Source) | D5CUHAH24AAK |  |  | ESH5X36M12A* | *96CTN1202422B* | 23200 | 15.2 | 8.1 | 21000 | 18700 | 89.05% | 1.85 | 0 | 10.5 |  |  |  |  | R-454B | 1.9333 | Residential & Commercial | USHP | Ducted CEE Tier 1
214575798 | Central HP <5.4 tons | BRYANT HEATING AND COOLING SYSTEMS | HRCU-A-CB (Split System: Heat Pump with Remote Outdoor Unit-Air-Source) | 284ANV036*0**B* |  |  | CNPV*3621AL*+UI | 986TD60080C21*** | 32800 | 18.5 | 9 | 38500 | 27000 | 70.13% | 1.94 | 0 | 12 |  |  |  |  | R-410A | 2.7333 | Residential & Commercial | USHP | Ducted CEE Tier 1
213076370 | Central HP <5.4 tons | CARRIER | HRCU-A-CB (Split System: Heat Pump with Remote Outdoor Unit-Air-Source) | 38MURAQ24AB3* |  |  | CAP**2417AL* | GG96VTAB48060B** | 23200 | 16.5 | 8.5 | 26800 | 26600 | 99.25% | 2.26 | 0 | 10 |  |  |  |  | R-410A | 1.9333 | Residential & Commercial | USHP | Ducted CEE Tier 1
212394334 | Central HP <5.4 tons | DIYCOOL | HRCU-A-C (Split System: Heat Pump with Remote Outdoor Unit with No Indoor Fan --Air Source) | ACIQ-24-HPB |  |  | ACIQ-24-ACL | 0 | 24000 | 16.5 | 9.5 | 25000 | 20000 | 80% | 1.95 | 11 | 10.7 |  |  |  |  | R-410A | 2 | Residential & Commercial | USHP | Ducted CEE Tier 1
212365456 | Central HP <5.4 tons | Custom Comfort | HRCU-A-C (Split System: Heat Pump with Remote Outdoor Unit with No Indoor Fan --Air Source) | CCOXHA24V18HP |  |  | CCOACC1824B | 0 | 18000 | 16.1 | 9.5 | 19000 | 15000 | 78.95% | 2.2 | 11.6 | 11.7 |  |  |  |  | R-410A | 1.5 | Residential & Commercial | USHP | Ducted CEE Tier 1
212365457 | Central HP <5.4 tons | Custom Comfort | HRCU-A-C (Split System: Heat Pump with Remote Outdoor Unit with No Indoor Fan --Air Source) | CCOXHA24V24HP |  |  | CCOACC1824B | 0 | 24000 | 16.5 | 9.5 | 25000 | 20000 | 80% | 1.95 | 11 | 10.7 |  |  |  |  | R-410A | 2 | Residential & Commercial | USHP | Ducted CEE Tier 1
210473164 | Central HP <5.4 tons | AIRQUEST | HRCU-A-CB (Split System: Heat Pump with Remote Outdoor Unit-Air-Source) | HVH825GKA3* |  |  | EA*4X43L21A*+WALLCON | *80CTL0701716A* | 24400 | 17 | 8.5 | 21200 | 16600 | 78.3% | 2.02 | 0 | 11 |  |  |  |  | R-410A | 2.0333 | Residential & Commercial | USHP | Ducted CEE Tier 1
214608329 | Central HP <5.4 tons | TRANE | HRCU-A-CB (Split System: Heat Pump with Remote Outdoor Unit-Air-Source) | E4HL5060A1000A |  |  | 4TXCD010DS3 | A801X120DM5SCA | 47500 | 15.2 | 8.1 | 45000 | 33400 | 74.22% | 1.75 | 0 | 9.5 |  |  |  |  | R-410A | 3.9583 | Residential & Commercial | USHP
210473197 | Central HP <5.4 tons | AIRQUEST | HRCU-A-CB (Split System: Heat Pump with Remote Outdoor Unit-Air-Source) | HVH825GKA3* |  |  | EA*4X43L21A*+WALLCON | *97CMN0601714A* | 24200 | 16.5 | 8.1 | 21200 | 16800 | 79.25% | 2 | 0 | 11 |  |  |  |  | R-410A | 2.0167 | Residential & Commercial | USHP | Ducted CEE Tier 1
210473230 | Central HP <5.4 tons | AIRQUEST | HRCU-A-CB (Split System: Heat Pump with Remote Outdoor Unit-Air-Source) | HVH825GKA3* |  |  | EA*4X43L21A*+WALLCON | *96CTN1002122A* | 24400 | 16.5 | 8.5 | 21200 | 16600 | 78.3% | 2.04 | 0 | 11 |  |  |  |  | R-410A | 2.0333 | Residential & Commercial | USHP | Ducted CEE Tier 1
210473329 | Central HP <5.4 tons | AIRQUEST | HRCU-A-CB (Split System: Heat Pump with Remote Outdoor Unit-Air-Source) | HVH825GKA3* |  |  | EA*4X48L21A*+WALLCON | *80CTL0451712A* | 24000 | 16.5 | 8.1 | 21000 | 16700 | 79.52% | 2 | 0 | 11 |  |  |  |  | R-410A | 2 | Residential & Commercial | USHP | Ducted CEE Tier 1
210473362 | Central HP <5.4 tons | AIRQUEST | HRCU-A-CB (Split System: Heat Pump with Remote Outdoor Unit-Air-Source) | HVH825GKA3* |  |  | EA*4X48L21A*+WALLCON | *96CTN0801714A* | 24000 | 16.5 | 8.1 | 21000 | 16600 | 79.05% | 2 | 0 | 11 |  |  |  |  | R-410A | 2 | Residential & Commercial | USHP | Ducted CEE Tier 1
212978252 | Central HP <5.4 tons | DAY & NIGHT | HRCU-A-CB (Split System: Heat Pump with Remote Outdoor Unit-Air-Source) | DLCURAH18ABK |  |  | EA*4X24L17A* | *80MS(N,L)0701412A* | 17600 | 16.5 | 8.5 | 18500 | 19400 | 104.9% | 2.34 | 0 | 10.5 |  |  |  |  | R-410A | 1.4667 | Residential & Commercial | USHP | Ducted CEE Tier 1
215402261 | Central HP <5.4 tons | TRANE | HRCU-A-CB (Split System: Heat Pump with Remote Outdoor Unit-Air-Source) | E4HL5060A1000A |  |  | 4TXCD010DS3 | A801X120DM5SD | 47500 | 15.2 | 8.1 | 45000 | 33400 | 74.22% | 1.75 | 0 | 9.5 |  |  |  |  | R-410A | 3.9583 | Residential & Commercial | USHP
211229213 | Central HP <5.4 tons | COMFORTMAKER | HRCU-A-CB (Split System: Heat Pump with Remote Outdoor Unit-Air-Source) | DLCURAH36ABK |  |  | EA*4X48L21A* | OMV098J12* | 35600 | 15.2 | 8.1 | 38500 | 34800 | 90.39% | 2.04 | 0 | 9.5 |  |  |  |  | R-410A | 2.9667 | Residential & Commercial | USHP
208106632 | Central HP <5.4 tons | DIYCOOL | HRCU-A-CB (Split System: Heat Pump with Remote Outdoor Unit-Air-Source) | ACIQ-24-HPB |  |  | ACIQ-24-AHB | 0 | 24000 | 17.4 | 10 | 24000 | 22600 | 94.17% | 1.91 | 12.5 | 11.7 |  |  |  |  | R-410A | 2 | Residential & Commercial | USHP | Ducted CEE Tier 1
214242387 | Central HP <5.4 tons | HEIL | HRCU-A-CB (Split System: Heat Pump with Remote Outdoor Unit-Air-Source) | HVH825GKA3* |  |  | EN(A,D)4X48L24**+WALLCON | *96CTN1202422B* | 24200 | 17 | 8.1 | 21200 | 16600 | 78.3% | 2 | 0 | 11 |  |  |  |  | R-410A | 2.0167 | Residential & Commercial | USHP | Ducted CEE Tier 1
216571205 | Central HP <5.4 tons | AMERICAN STANDARD | HRCU-A-CB (Split System: Heat Pump with Remote Outdoor Unit-Air-Source) | 5A6V8X24A1 |  |  | 5PX*B006AS3 | S8V2B060M4PDB | 22000 | 18.1 | 8.5 | 23000 | 18700 | 81.3% | 2.2 | 0 | 11.5 |  |  |  |  | R-454B | 1.8333 | Residential & Commercial | USHP | Ducted CEE Tier 1
216790053 | Central HP <5.4 tons | DIRECT AIR | HRCU-A-C (Split System: Heat Pump with Remote Outdoor Unit with No Indoor Fan --Air Source) | DIRM4-30MAGICPRO20-OU |  |  | DIRM4-3614MAGICP20-CCOIL | 0 | 30000 | 15.3 | 9.3 | 32000 | 30400 | 95% | 1.78 | 0 | 10 |  |  |  |  | R-454B | 2.5 | Residential & Commercial | USHP | Ducted CEE Tier 1
216640208 | Central HP <5.4 tons | BRYANT HEATING AND COOLING SYSTEMS | HRCU-A-CB (Split System: Heat Pump with Remote Outdoor Unit-Air-Source) | 37MUHAQ18AA3 |  |  | PF5TNXB24L* | 0 | 18400 | 15.5 | 9.5 | 20400 | 18300 | 89.71% | 1.98 | 0 | 11.5 |  |  |  |  | R-454B | 1.5333 | Residential & Commercial | USHP | Ducted CEE Tier 1
212365451 | Central HP <5.4 tons | Custom Comfort | HRCU-A-CB (Split System: Heat Pump with Remote Outdoor Unit-Air-Source) | CCOXHA24V24HP |  |  | CCOXHAAH24V24 | 0 | 24000 | 17.4 | 10 | 24000 | 22600 | 94.17% | 1.91 | 12.5 | 11.7 |  |  |  |  | R-410A | 2 | Residential & Commercial | USHP | Ducted CEE Tier 1
214389567 | Central HP <5.4 tons | Breeze33 | HRCU-A-CB (Split System: Heat Pump with Remote Outdoor Unit-Air-Source) | BZ33-INV18OUT2-J |  |  | BZ33-WMAHU18-J | 0 | 18000 | 19.3 | 10.8 | 19000 | 18800 | 98.95% | 2.3 | 0 | 12.1 |  |  |  |  | R-410A | 1.5 | Residential & Commercial | USHP | Ducted CEE Tier 1
215683122 | Central HP <5.4 tons | TEMPSTAR | HRCU-A-CB (Split System: Heat Pump with Remote Outdoor Unit-Air-Source) | T5H0V60*K*AAA* |  |  | EVD5X61M21A*+WALLCON | *96CTN0802120B* | 57000 | 18.5 | 9 | 64000 | 45000 | 70.31% | 2.08 | 0 | 9 |  |  |  |  | R-454B | 4.75 | Residential & Commercial | USHP
215683222 | Central HP <5.4 tons | TEMPSTAR | HRCU-A-CB (Split System: Heat Pump with Remote Outdoor Unit-Air-Source) | T5H0V60*K*AAA* |  |  | EVD5X61M24A*+WALLCON | *97CTN0802120A* | 57500 | 18.5 | 9 | 64000 | 45000 | 70.31% | 2.08 | 0 | 9 |  |  |  |  | R-454B | 4.7917 | Residential & Commercial | USHP
214584630 | Central HP <5.4 tons | JOHNSON CONTROLS | HRCU-A-CB (Split System: Heat Pump with Remote Outdoor Unit-Air-Source) | HH836E2S11 |  |  | CTF48C5CFS1 | Z8ES120C16SMPS1 | 34000 | 19 | 9 | 31600 | 25200 | 79.75% | 2 | 0 | 11.7 |  |  |  |  | R-454B | 2.8333 | Residential & Commercial | USHP | Ducted CEE Tier 1
214608330 | Central HP <5.4 tons | TRANE | HRCU-A-CB (Split System: Heat Pump with Remote Outdoor Unit-Air-Source) | E4HL5060A1000A |  |  | 4TXCD010DS3 | A951X120DD5SAB | 48000 | 15.2 | 8.1 | 45000 | 33400 | 74.22% | 1.75 | 0 | 9.5 |  |  |  |  | R-410A | 4 | Residential & Commercial | USHP
211259583 | Central HP <5.4 tons | DAY & NIGHT | HRCU-A-CB (Split System: Heat Pump with Remote Outdoor Unit-Air-Source) | DLCURAH18ABK |  |  | EA*4X19L17A* | *80VSL0451412A* | 18200 | 16.5 | 8.5 | 18200 | 17600 | 96.7% | 2.14 | 0 | 11 |  |  |  |  | R-410A | 1.5167 | Residential & Commercial | USHP | Ducted CEE Tier 1
211260002 | Central HP <5.4 tons | DAY & NIGHT | HRCU-A-CB (Split System: Heat Pump with Remote Outdoor Unit-Air-Source) | DLCURAH18ABK |  |  | EA*4X19L17A* | *80ES(N,L)0701412A* | 18100 | 16.5 | 8.5 | 18000 | 17700 | 98.33% | 2.14 | 0 | 11 |  |  |  |  | R-410A | 1.5083 | Residential & Commercial | USHP | Ducted CEE Tier 1
215937747 | Central HP <5.4 tons | AIRQUEST | HRCU-A-CB (Split System: Heat Pump with Remote Outdoor Unit-Air-Source) | H5H3V48*K*AAA* |  |  | EVD5X48M21A*+WALLCON | *80CTL0901716B* | 43500 | 20 | 8.1 | 52500 | 37600 | 71.62% | 2 | 0 | 11.5 |  |  |  |  | R-454B | 3.625 | Residential & Commercial | USHP | Ducted CEE Tier 1
211227722 | Central HP <5.4 tons | COMFORTMAKER | HRCU-A-CB (Split System: Heat Pump with Remote Outdoor Unit-Air-Source) | DLCURAH36ABK |  |  | EA*4X42L21A* | OLV098A12* | 35000 | 15.2 | 8.1 | 38500 | 35200 | 91.43% | 1.86 | 0 | 9.5 |  |  |  |  | R-410A | 2.9167 | Residential & Commercial | USHP
211227888 | Central HP <5.4 tons | COMFORTMAKER | HRCU-A-CB (Split System: Heat Pump with Remote Outdoor Unit-Air-Source) | DLCURAH36ABK |  |  | EA*4X42L24A* | *80VSL1102422A* | 35400 | 16.5 | 8.1 | 38500 | 35000 | 90.91% | 1.88 | 0 | 10 |  |  |  |  | R-410A | 2.95 | Residential & Commercial | USHP | Ducted CEE Tier 1
215588088 | Central HP <5.4 tons | BRYANT HEATING AND COOLING SYSTEMS | HRCU-A-CB (Split System: Heat Pump with Remote Outdoor Unit-Air-Source) | 291VAN054**AA* |  |  | CAA**6024AM*+UI | 83*CA60080C21*** | 49500 | 19.5 | 10.5 | 52000 | 53000 | 101.9% | 1.92 | 0 | 11.5 |  |  |  |  | R-454B | 4.125 | Residential & Commercial | USHP | Ducted CEE Tier 1
211261823 | Central HP <5.4 tons | TEMPSTAR | HRCU-A-CB (Split System: Heat Pump with Remote Outdoor Unit-Air-Source) | DLCURAH18ABK |  |  | EA*4X30L17A* | *96VTN0801716A* | 17600 | 16 | 8.5 | 18100 | 18600 | 102.8% | 2.24 | 0 | 10.5 |  |  |  |  | R-410A | 1.4667 | Residential & Commercial | USHP | Ducted CEE Tier 1
211644106 | Central HP <5.4 tons | Alsetria | HRCU-A-CB (Split System: Heat Pump with Remote Outdoor Unit-Air-Source) | MOX430-17HFN1-MT0W |  |  | MVC-18HWFN1-MW(GA) | 0 | 18000 | 17.6 | 9.6 | 19000 | 17000 | 89.47% | 2 | 12.5 | 11.7 |  |  |  |  | R-410A | 1.5 | Residential & Commercial | USHP | Ducted CEE Tier 1
214242897 | Central HP <5.4 tons | HEIL | HRCU-A-CB (Split System: Heat Pump with Remote Outdoor Unit-Air-Source) | HVH825GKA2* |  |  | END4X42L17**+WALLCON | *95CSU0601716B* | 23800 | 16.5 | 8.1 | 21400 | 16700 | 78.04% | 1.98 | 0 | 11 |  |  |  |  | R-410A | 1.9833 | Residential & Commercial | USHP | Ducted CEE Tier 1
214243097 | Central HP <5.4 tons | HEIL | HRCU-A-CB (Split System: Heat Pump with Remote Outdoor Unit-Air-Source) | HVH825GKA2* |  |  | EN(A,D,W)4X48L21**+WALLCON | *80CTL0901716B* | 24200 | 17 | 8.1 | 21200 | 16600 | 78.3% | 2.02 | 0 | 11 |  |  |  |  | R-410A | 2.0167 | Residential & Commercial | USHP | Ducted CEE Tier 1
214243197 | Central HP <5.4 tons | HEIL | HRCU-A-CB (Split System: Heat Pump with Remote Outdoor Unit-Air-Source) | HVH825GKA2* |  |  | EN(A,D)4X48L24**+WALLCON | *80CTL0902120B* | 24200 | 17 | 8.1 | 21200 | 16600 | 78.3% | 2.02 | 0 | 11.5 |  |  |  |  | R-410A | 2.0167 | Residential & Commercial | USHP | Ducted CEE Tier 1
214243217 | Central HP <5.4 tons | HEIL | HRCU-A-CB (Split System: Heat Pump with Remote Outdoor Unit-Air-Source) | HVH825GKA2* |  |  | EN(A,D)4X48L24**+WALLCON | *80CTL1352422B* | 24200 | 17 | 8.1 | 21200 | 16600 | 78.3% | 2.02 | 0 | 11.5 |  |  |  |  | R-410A | 2.0167 | Residential & Commercial | USHP | Ducted CEE Tier 1
216736165 | Central HP <5.4 tons | COMFORTMAKER | HRCU-A-CB (Split System: Heat Pump with Remote Outdoor Unit-Air-Source) | D5CUHAH24AAK |  |  | ESH5X24M12A* | *80MS(N,L)0701712A* | 22200 | 15.2 | 8.1 | 21000 | 18900 | 90% | 1.9 | 0 | 10.5 |  |  |  |  | R-454B | 1.85 | Residential & Commercial | USHP | Ducted CEE Tier 1
216734884 | Central HP <5.4 tons | COMFORTMAKER | HRCU-A-CB (Split System: Heat Pump with Remote Outdoor Unit-Air-Source) | D5CUHAH24AAK |  |  | EA*5X37M17A* | *80CSU0401712A* | 23600 | 17 | 8.5 | 21200 | 18700 | 88.21% | 1.94 | 0 | 11 |  |  |  |  | R-454B | 1.9667 | Residential & Commercial | USHP | Ducted CEE Tier 1
216738019 | Central HP <5.4 tons | HEIL | HRCU-A-CB (Split System: Heat Pump with Remote Outdoor Unit-Air-Source) | D5CUHAH24AAK |  |  | ESH5X36M12A* | *80MS(N,L)0701412A* | 22600 | 16 | 8.1 | 20800 | 18400 | 88.46% | 1.85 | 0 | 10.5 |  |  |  |  | R-454B | 1.8833 | Residential & Commercial | USHP | Ducted CEE Tier 1
211261285 | Central HP <5.4 tons | DAY & NIGHT | HRCU-A-CB (Split System: Heat Pump with Remote Outdoor Unit-Air-Source) | DLCURAH18ABK |  |  | EA*4X30L14A* | *96VSN0601412A* | 18000 | 16 | 8.5 | 18500 | 18500 | 100% | 2.22 | 0 | 10.5 |  |  |  |  | R-410A | 1.5 | Residential & Commercial | USHP | Ducted CEE Tier 1
211260047 | Central HP <5.4 tons | DAY & NIGHT | HRCU-A-CB (Split System: Heat Pump with Remote Outdoor Unit-Air-Source) | DLCURAH18ABK |  |  | EA*4X19L17A* | OLV098A12* | 18600 | 16 | 8.5 | 18600 | 17500 | 94.09% | 2.12 | 0 | 11 |  |  |  |  | R-410A | 1.55 | Residential & Commercial | USHP | Ducted CEE Tier 1
211260192 | Central HP <5.4 tons | DAY & NIGHT | HRCU-A-CB (Split System: Heat Pump with Remote Outdoor Unit-Air-Source) | DLCURAH18ABK |  |  | EA*4X24L14A* | *80ES(N,L)0451412A* | 18000 | 16 | 8.5 | 18900 | 18900 | 100% | 2.28 | 0 | 10.5 |  |  |  |  | R-410A | 1.5 | Residential & Commercial | USHP | Ducted CEE Tier 1
212394328 | Central HP <5.4 tons | DIYCOOL | HRCU-A-C (Split System: Heat Pump with Remote Outdoor Unit with No Indoor Fan --Air Source) | ACIQ-24-EHPB |  |  | ACIQ-24-ACL | 0 | 24000 | 15.7 | 9.8 | 25600 | 18500 | 72.27% | 2.2 | 10.3 | 10 |  |  |  |  | R-410A | 2 | Residential & Commercial | USHP | Ducted CEE Tier 1
216374486 | Central HP <5.4 tons | TRANE | HRCU-A-CB (Split System: Heat Pump with Remote Outdoor Unit-Air-Source) | 5HPL5036A1000AA |  |  | 5TEM6D04AV31+TDR | 0 | 34000 | 16 | 8.1 | 34000 | 27000 | 79.41% | 1.75 | 0 | 11.7 |  |  |  |  | R-454B | 2.8333 | Residential & Commercial | USHP | Ducted CEE Tier 1
212982324 | Central HP <5.4 tons | CARRIER | HRCU-A-CB (Split System: Heat Pump with Remote Outdoor Unit-Air-Source) | 38MURAQ24AB3* |  |  | CNPV*2417AL* | 58SU*B060M17**16 | 23200 | 16.5 | 8.5 | 26800 | 23600 | 88.06% | 1.96 | 0 | 10 |  |  |  |  | R-410A | 1.9333 | Residential & Commercial | USHP | Ducted CEE Tier 1
214608244 | Central HP <5.4 tons | TRANE | HRCU-A-CB (Split System: Heat Pump with Remote Outdoor Unit-Air-Source) | E4HL5060A1000A |  |  | E4AH5E60A1K30A | 0 | 54000 | 15.2 | 8.1 | 54000 | 38000 | 70.37% | 1.84 | 0 | 8.2 |  |  |  |  | R-410A | 4.5 | Residential & Commercial | USHP
214608246 | Central HP <5.4 tons | TRANE | HRCU-A-CB (Split System: Heat Pump with Remote Outdoor Unit-Air-Source) | E4HL5060A1000A |  |  | E4AH5E48A1K30A | 0 | 48000 | 15.2 | 8.1 | 48000 | 34000 | 70.83% | 1.75 | 0 | 8.6 |  |  |  |  | R-410A | 4 | Residential & Commercial | USHP
216738051 | Central HP <5.4 tons | HEIL | HRCU-A-CB (Split System: Heat Pump with Remote Outdoor Unit-Air-Source) | D5CUHAH24AAK |  |  | ESH5X36M12A* | *80MS(N,L)0702116A* | 22800 | 15.5 | 8.1 | 20800 | 18500 | 88.94% | 1.9 | 0 | 10.5 |  |  |  |  | R-454B | 1.9 | Residential & Commercial | USHP | Ducted CEE Tier 1
212989129 | Central HP <5.4 tons | CARRIER | HRCU-A-CB (Split System: Heat Pump with Remote Outdoor Unit-Air-Source) | 38MURAQ24AB3* |  |  | CAP**2417AL* | 59SU5B060M17**16 | 23400 | 17 | 9 | 26800 | 26400 | 98.51% | 2.24 | 0 | 10 |  |  |  |  | R-410A | 1.95 | Residential & Commercial | USHP | Ducted CEE Tier 1
210410118 | Central HP <5.4 tons | MRCOOL | HRCU-A-CB (Split System: Heat Pump with Remote Outdoor Unit-Air-Source) | MDUO18024036 |  |  | MDUI18036E | 0 | 34000 | 16 | 9 | 35000 | 28000 | 80% | 1.8 | 10 | 10 |  |  |  |  | R-410A | 2.8333 | Residential & Commercial | USHP | Ducted CEE Tier 1
215931929 | Central HP <5.4 tons | COMFORTMAKER | HRCU-A-CB (Split System: Heat Pump with Remote Outdoor Unit-Air-Source) | C5H3V36*K*AAA* |  |  | EA*5X24M14A*+WALLCON | *96CTN0401410B* | 30400 | 17 | 9 | 35000 | 26800 | 76.57% | 1.9 | 0 | 10 |  |  |  |  | R-454B | 2.5333 | Residential & Commercial | USHP | Ducted CEE Tier 1
215931979 | Central HP <5.4 tons | COMFORTMAKER | HRCU-A-CB (Split System: Heat Pump with Remote Outdoor Unit-Air-Source) | C5H3V36*K*AAA* |  |  | EA*5X25M17A*+WALLCON | *96CTN0401410B* | 32400 | 18 | 9 | 33800 | 26000 | 76.92% | 1.96 | 0 | 10.5 |  |  |  |  | R-454B | 2.7 | Residential & Commercial | USHP | Ducted CEE Tier 1
208130311 | Central HP <5.4 tons | Breeze33 | HRCU-A-CB (Split System: Heat Pump with Remote Outdoor Unit-Air-Source) | BZ33-HYP18OUT2-G2-P |  |  | BZ33-MSAHU18-G2-P | 0 | 18000 | 17.6 | 9.6 | 19000 | 17000 | 89.47% | 2 | 12.5 | 11.7 |  |  |  |  | R-410A | 1.5 | Residential & Commercial | USHP | Ducted CEE Tier 1
214608333 | Central HP <5.4 tons | TRANE | HRCU-A-CB (Split System: Heat Pump with Remote Outdoor Unit-Air-Source) | E4HL5042A1000A |  |  | E4AH5E36A1J30A | 0 | 36000 | 15.2 | 8.5 | 36000 | 30000 | 83.33% | 1.8 | 0 | 10 |  |  |  |  | R-410A | 3 | Residential & Commercial | USHP | Ducted CEE Tier 1
216776150 | Central HP <5.4 tons | TRANE | HRCU-A-CB (Split System: Heat Pump with Remote Outdoor Unit-Air-Source) | 5HPL5048A1 |  |  | 5TEM6D06AV41+TDR | 0 | 46000 | 16 | 8.1 | 48000 | 38000 | 79.17% | 1.75 | 0 | 11.7 |  |  |  |  | R-454B | 3.8333 | Residential & Commercial | USHP | Ducted CEE Tier 1
214573723 | Central HP <5.4 tons | COMFORTMAKER | HRCU-A-CB (Split System: Heat Pump with Remote Outdoor Unit-Air-Source) | CVH837GKA2* |  |  | EA*4X37L21A*+WALLCON | *96CTN0802120B* | 33000 | 17.5 | 8.5 | 32600 | 25000 | 76.69% | 2 | 0 | 11.5 |  |  |  |  | R-410A | 2.75 | Residential & Commercial | USHP | Ducted CEE Tier 1
216733216 | Central HP <5.4 tons | BRYANT HEATING AND COOLING SYSTEMS | HRCU-A-CB (Split System: Heat Pump with Remote Outdoor Unit-Air-Source) | 37MUHAQ24AA3 |  |  | CAA**2517AM* | 82*SB36045V14*** | 22800 | 16.5 | 8.5 | 20600 | 18400 | 89.32% | 1.98 | 0 | 11 |  |  |  |  | R-454B | 1.9 | Residential & Commercial | USHP | Ducted CEE Tier 1
216733321 | Central HP <5.4 tons | BRYANT HEATING AND COOLING SYSTEMS | HRCU-A-CB (Split System: Heat Pump with Remote Outdoor Unit-Air-Source) | 37MUHAQ24AA3 |  |  | CAA**2517AM* | 82*TB36070V14*** | 23200 | 17 | 8.5 | 20800 | 18400 | 88.46% | 1.96 | 0 | 11 |  |  |  |  | R-454B | 1.9333 | Residential & Commercial | USHP | Ducted CEE Tier 1
216733425 | Central HP <5.4 tons | BRYANT HEATING AND COOLING SYSTEMS | HRCU-A-CB (Split System: Heat Pump with Remote Outdoor Unit-Air-Source) | 37MUHAQ24AA3 |  |  | CAA**2517AM* | 916SA30040M14*** | 22800 | 15.2 | 8.1 | 20800 | 18500 | 88.94% | 1.9 | 0 | 11 |  |  |  |  | R-454B | 1.9 | Residential & Commercial | USHP | Ducted CEE Tier 1
216733573 | Central HP <5.4 tons | BRYANT HEATING AND COOLING SYSTEMS | HRCU-A-CB (Split System: Heat Pump with Remote Outdoor Unit-Air-Source) | 37MUHAQ24AA3 |  |  | CAA**2517AM* | 926TC36060V14*** | 22800 | 16.5 | 8.5 | 20600 | 18400 | 89.32% | 1.96 | 0 | 11 |  |  |  |  | R-454B | 1.9 | Residential & Commercial | USHP | Ducted CEE Tier 1
216733616 | Central HP <5.4 tons | BRYANT HEATING AND COOLING SYSTEMS | HRCU-A-CB (Split System: Heat Pump with Remote Outdoor Unit-Air-Source) | 37MUHAQ24AA3 |  |  | CAA**2517AM* | 927TA48080V17*** | 23200 | 16.5 | 8.5 | 20800 | 18500 | 88.94% | 1.96 | 0 | 11 |  |  |  |  | R-454B | 1.9333 | Residential & Commercial | USHP | Ducted CEE Tier 1
214573354 | Central HP <5.4 tons | DAY & NIGHT | HRCU-A-CB (Split System: Heat Pump with Remote Outdoor Unit-Air-Source) | CVH837GKA** |  |  | EN(A,D)4X36L21**+WALLCON | *97CMN0802120B* | 31400 | 17 | 8.1 | 33200 | 24200 | 72.89% | 1.82 | 0 | 11 |  |  |  |  | R-410A | 2.6167 | Residential & Commercial | USHP | Ducted CEE Tier 1
210474254 | Central HP <5.4 tons | AIRQUEST | HRCU-A-CB (Split System: Heat Pump with Remote Outdoor Unit-Air-Source) | HVH825GKA3* |  |  | EHD4X42AAL+WALLCON | *80CSU0401712A* | 24200 | 16.5 | 8.1 | 21400 | 16600 | 77.57% | 2 | 0 | 10.5 |  |  |  |  | R-410A | 2.0167 | Residential & Commercial | USHP | Ducted CEE Tier 1
210474397 | Central HP <5.4 tons | AIRQUEST | HRCU-A-CB (Split System: Heat Pump with Remote Outdoor Unit-Air-Source) | HVH825GKA3* |  |  | EHD4X42AAL+WALLCON | *96CTN1002122A* | 24200 | 16 | 8.1 | 21400 | 16600 | 77.57% | 2 | 0 | 10.5 |  |  |  |  | R-410A | 2.0167 | Residential & Commercial | USHP | Ducted CEE Tier 1
211244791 | Central HP <5.4 tons | DAY & NIGHT | HRCU-A-CB (Split System: Heat Pump with Remote Outdoor Unit-Air-Source) | DLCURAH24ABK |  |  | EN(A,D)4X30L17** | *92ESN0401712A* | 23600 | 15.5 | 8.1 | 26200 | 23400 | 89.31% | 1.92 | 0 | 10 |  |  |  |  | R-410A | 1.9667 | Residential & Commercial | USHP | Ducted CEE Tier 1
211244984 | Central HP <5.4 tons | DAY & NIGHT | HRCU-A-CB (Split System: Heat Pump with Remote Outdoor Unit-Air-Source) | DLCURAH24ABK |  |  | EN(A,D,W)4X36L17** | *80ESU0401712A* | 24000 | 17 | 8.1 | 26000 | 23200 | 89.23% | 1.94 | 0 | 10.5 |  |  |  |  | R-410A | 2 | Residential & Commercial | USHP | Ducted CEE Tier 1
215319053 | Central HP <5.4 tons | KENMORE | HRCU-A-CB (Split System: Heat Pump with Remote Outdoor Unit-Air-Source) | D5CLRAH48AAK |  |  | D5FLAAH48XAK | 0 | 48000 | 17.8 | 10 | 50000 | 35200 | 70.4% | 1.9 | 0 | 10 |  |  |  |  | R-454B | 4 | Residential & Commercial | USHP | Ducted CEE Tier 1
215402229 | Central HP <5.4 tons | TRANE | HRCU-A-CB (Split System: Heat Pump with Remote Outdoor Unit-Air-Source) | E4HL5042A1000A |  |  | 4TXCC009DS3 | A801X080CM5SD | 48000 | 15.2 | 8.1 | 45000 | 33400 | 74.22% | 1.75 | 0 | 9.5 |  |  |  |  | R-410A | 4 | Residential & Commercial | USHP
211240767 | Central HP <5.4 tons | COMFORTMAKER | HRCU-A-CB (Split System: Heat Pump with Remote Outdoor Unit-Air-Source) | DLCURAH24ABK |  |  | EA*4X24L17A* | *80ESU0601716A | 24600 | 16.5 | 8.5 | 27200 | 23000 | 84.56% | 1.9 | 0 | 10 |  |  |  |  | R-410A | 2.05 | Residential & Commercial | USHP | Ducted CEE Tier 1
211242523 | Central HP <5.4 tons | DAY & NIGHT | HRCU-A-CB (Split System: Heat Pump with Remote Outdoor Unit-Air-Source) | DLCURAH24ABK |  |  | EA*4X36L21A* | *96VTN0802120A* | 23800 | 17 | 8.5 | 25800 | 23200 | 89.92% | 1.94 | 0 | 10 |  |  |  |  | R-410A | 1.9833 | Residential & Commercial | USHP | Ducted CEE Tier 1
211242823 | Central HP <5.4 tons | DAY & NIGHT | HRCU-A-CB (Split System: Heat Pump with Remote Outdoor Unit-Air-Source) | DLCURAH24ABK |  |  | EA*4X37L17A* | *95ESU0401712A* | 24000 | 17 | 8.5 | 25200 | 22000 | 87.3% | 1.84 | 0 | 10 |  |  |  |  | R-410A | 2 | Residential & Commercial | USHP | Ducted CEE Tier 1
211243124 | Central HP <5.4 tons | DAY & NIGHT | HRCU-A-CB (Split System: Heat Pump with Remote Outdoor Unit-Air-Source) | DLCURAH24ABK |  |  | EA*4X37L17A* | *92ESN0401410A* | 24600 | 15.2 | 8.5 | 26000 | 21600 | 83.08% | 1.78 | 0 | 10 |  |  |  |  | R-410A | 2.05 | Residential & Commercial | USHP | Ducted CEE Tier 1
214239412 | Central HP <5.4 tons | TEMPSTAR | HRCU-A-CB (Split System: Heat Pump with Remote Outdoor Unit-Air-Source) | TVH837GKA2* |  |  | EN(A,D,W)4X60L24**+WALLCON | *96CTN1002122B* | 32800 | 17.5 | 8.1 | 32200 | 24600 | 76.4% | 1.96 | 0 | 12 |  |  |  |  | R-410A | 2.7333 | Residential & Commercial | USHP | Ducted CEE Tier 1
214572987 | Central HP <5.4 tons | TEMPSTAR | HRCU-A-CB (Split System: Heat Pump with Remote Outdoor Unit-Air-Source) | TVH837GKA** |  |  | EA*4X61L21A*+WALLCON | *97CMN0602120B* | 33000 | 17.5 | 8.5 | 32200 | 25000 | 77.64% | 1.98 | 0 | 11 |  |  |  |  | R-410A | 2.75 | Residential & Commercial | USHP | Ducted CEE Tier 1
214573187 | Central HP <5.4 tons | TEMPSTAR | HRCU-A-CB (Split System: Heat Pump with Remote Outdoor Unit-Air-Source) | TVH837GKA** |  |  | EHD4X42AAL+WALLCON | *96CTN0802120B* | 32600 | 17.5 | 8.5 | 32800 | 24800 | 75.61% | 1.96 | 0 | 11 |  |  |  |  | R-410A | 2.7167 | Residential & Commercial | USHP | Ducted CEE Tier 1
214571147 | Central HP <5.4 tons | TEMPSTAR | HRCU-A-CB (Split System: Heat Pump with Remote Outdoor Unit-Air-Source) | TVH825GKA3* |  |  | EN(A,D)4X36L21**+WALLCON | *96CTN0802120B* | 23600 | 16.5 | 8.1 | 21400 | 16700 | 78.04% | 1.92 | 0 | 11 |  |  |  |  | R-410A | 1.9667 | Residential & Commercial | USHP | Ducted CEE Tier 1
210473428 | Central HP <5.4 tons | AIRQUEST | HRCU-A-CB (Split System: Heat Pump with Remote Outdoor Unit-Air-Source) | HVH825GKA3* |  |  | EA*4X48L21A*+WALLCON | *97CMN0602120A* | 24000 | 16.5 | 8.1 | 21000 | 16600 | 79.05% | 2 | 0 | 11 |  |  |  |  | R-410A | 2 | Residential & Commercial | USHP | Ducted CEE Tier 1
210474331 | Central HP <5.4 tons | AIRQUEST | HRCU-A-CB (Split System: Heat Pump with Remote Outdoor Unit-Air-Source) | HVH825GKA3* |  |  | EHD4X42AAL+WALLCON | *96CTN0801714A* | 24000 | 16 | 8.1 | 21400 | 16700 | 78.04% | 2 | 0 | 10.5 |  |  |  |  | R-410A | 2 | Residential & Commercial | USHP | Ducted CEE Tier 1
216682445 | Central HP <5.4 tons | AIRQUEST | HRCU-A-CB (Split System: Heat Pump with Remote Outdoor Unit-Air-Source) | DLCURAH18ABK |  |  | EHD4X24AAL | *97VTN1002120A* | 17400 | 15.2 | 8.1 | 18100 | 18400 | 101.7% | 2.05 | 0 | 10 |  |  |  |  | R-410A | 1.45 | Residential & Commercial | USHP | Ducted CEE Tier 1
216682778 | Central HP <5.4 tons | AIRQUEST | HRCU-A-CB (Split System: Heat Pump with Remote Outdoor Unit-Air-Source) | DLCURAH30ABK |  |  | EA*4X36L21A* | *97VTN1002122A* | 29800 | 15.2 | 8.5 | 34000 | 27600 | 81.18% | 1.75 | 0 | 9 |  |  |  |  | R-410A | 2.4833 | Residential & Commercial | USHP
214280283 | Central HP <5.4 tons | HEIL | HRCU-A-CB (Split System: Heat Pump with Remote Outdoor Unit-Air-Source) | DLCURAH36ABK |  |  | EA*4X42L21A* | *96MSN0601716A* | 35200 | 15.5 | 8.5 | 38500 | 35200 | 91.43% | 1.88 | 0 | 9.5 |  |  |  |  | R-410A | 2.9333 | Residential & Commercial | USHP
216738071 | Central HP <5.4 tons | HEIL | HRCU-A-CB (Split System: Heat Pump with Remote Outdoor Unit-Air-Source) | D5CUHAH24AAK |  |  | ESH5X36M12A* | *80MS(N,L)0902116A* | 22800 | 16 | 8.1 | 20800 | 18600 | 89.42% | 1.85 | 0 | 11 |  |  |  |  | R-454B | 1.9 | Residential & Commercial | USHP | Ducted CEE Tier 1
216735095 | Central HP <5.4 tons | COMFORTMAKER | HRCU-A-CB (Split System: Heat Pump with Remote Outdoor Unit-Air-Source) | D5CUHAH24AAK |  |  | EA*5X37M17A* | *97CMN0601714B* | 22800 | 16 | 8.5 | 20800 | 18400 | 88.46% | 1.96 | 0 | 11 |  |  |  |  | R-454B | 1.9 | Residential & Commercial | USHP | Ducted CEE Tier 1
216735418 | Central HP <5.4 tons | COMFORTMAKER | HRCU-A-CB (Split System: Heat Pump with Remote Outdoor Unit-Air-Source) | D5CUHAH24AAK |  |  | EA*5X37M21A* | *80CSU0401712A* | 23800 | 17.5 | 8.5 | 21000 | 18600 | 88.57% | 1.96 | 0 | 11 |  |  |  |  | R-454B | 1.9833 | Residential & Commercial | USHP | Ducted CEE Tier 1
216736272 | Central HP <5.4 tons | COMFORTMAKER | HRCU-A-CB (Split System: Heat Pump with Remote Outdoor Unit-Air-Source) | D5CUHAH24AAK |  |  | ESH5X24M12A* | *80VSL0451412B* | 22200 | 15.2 | 8.1 | 21000 | 19000 | 90.48% | 1.85 | 0 | 10.5 |  |  |  |  | R-454B | 1.85 | Residential & Commercial | USHP | Ducted CEE Tier 1
216736281 | Central HP <5.4 tons | COMFORTMAKER | HRCU-A-CB (Split System: Heat Pump with Remote Outdoor Unit-Air-Source) | D5CUHAH24AAK |  |  | ESH5X24M12A* | *80VSL0701412B* | 22200 | 16 | 8.1 | 21000 | 18900 | 90% | 1.85 | 0 | 10.5 |  |  |  |  | R-454B | 1.85 | Residential & Commercial | USHP | Ducted CEE Tier 1
216736531 | Central HP <5.4 tons | COMFORTMAKER | HRCU-A-CB (Split System: Heat Pump with Remote Outdoor Unit-Air-Source) | D5CUHAH24AAK |  |  | ESH5X24M12A* | *92MSN0801716A* | 22400 | 15.2 | 8.1 | 21200 | 19000 | 89.62% | 1.9 | 0 | 10.5 |  |  |  |  | R-454B | 1.8667 | Residential & Commercial | USHP | Ducted CEE Tier 1
215402257 | Central HP <5.4 tons | TRANE | HRCU-A-CB (Split System: Heat Pump with Remote Outdoor Unit-Air-Source) | E4HL5036A1000A |  |  | 4TXCB006DS3 | A801X080BM4SD | 30000 | 15.2 | 8.1 | 27000 | 19000 | 70.37% | 1.75 | 0 | 9.8 |  |  |  |  | R-410A | 2.5 | Residential & Commercial | USHP
211226533 | Central HP <5.4 tons | COMFORTMAKER | HRCU-A-CB (Split System: Heat Pump with Remote Outdoor Unit-Air-Source) | DLCURAH36ABK |  |  | EA*4X37L17A* | *80ES(N,L)0901714A* | 36400 | 15.5 | 8.5 | 38500 | 35000 | 90.91% | 2.04 | 0 | 10 |  |  |  |  | R-410A | 3.0333 | Residential & Commercial | USHP | Ducted CEE Tier 1
216980842 | Central HP <5.4 tons | DIYCOOL | HRCU-A-CB (Split System: Heat Pump with Remote Outdoor Unit-Air-Source) | EZ-36-EHPB |  |  | EZ-36-AHB | 0 | 36000 | 16.2 | 8.7 | 36000 | 27000 | 75% | 2 | 0 | 10 |  |  |  |  | R-454B | 3 | Residential & Commercial | USHP | Ducted CEE Tier 1
215588154 | Central HP <5.4 tons | BRYANT HEATING AND COOLING SYSTEMS | HRCU-A-CB (Split System: Heat Pump with Remote Outdoor Unit-Air-Source) | 291VAN054**AA* |  |  | CSAH*6012AM*+UI | 83*CA60100C21*** | 49500 | 18.5 | 10.5 | 52500 | 53500 | 101.9% | 1.88 | 0 | 11 |  |  |  |  | R-454B | 4.125 | Residential & Commercial | USHP | Ducted CEE Tier 1
215588288 | Central HP <5.4 tons | BRYANT HEATING AND COOLING SYSTEMS | HRCU-A-CB (Split System: Heat Pump with Remote Outdoor Unit-Air-Source) | 291VAN054**AA* |  |  | CVAMA6124XMA*+UI | 986TD66100C21*** | 52500 | 19.5 | 8.5 | 53500 | 46500 | 86.92% | 1.95 | 0 | 12 |  |  |  |  | R-454B | 4.375 | Residential & Commercial | USHP | Ducted CEE Tier 1
215588458 | Central HP <5.4 tons | BRYANT HEATING AND COOLING SYSTEMS | HRCU-A-CB (Split System: Heat Pump with Remote Outdoor Unit-Air-Source) | 291VAN054**AA* |  |  | CSAH*6012AM*+UI | 987TA42080C17*** | 48500 | 17.5 | 9.5 | 52000 | 51000 | 98.08% | 1.92 | 0 | 11 |  |  |  |  | R-454B | 4.0417 | Residential & Commercial | USHP | Ducted CEE Tier 1
215588490 | Central HP <5.4 tons | BRYANT HEATING AND COOLING SYSTEMS | HRCU-A-CB (Split System: Heat Pump with Remote Outdoor Unit-Air-Source) | 291VAN054**AA* |  |  | CVAMA6024XMA*+UI | 987TA60080C21*** | 51500 | 19 | 8.1 | 53000 | 47000 | 88.68% | 1.85 | 0 | 11.5 |  |  |  |  | R-454B | 4.2917 | Residential & Commercial | USHP | Ducted CEE Tier 1
215682782 | Central HP <5.4 tons | TEMPSTAR | HRCU-A-CB (Split System: Heat Pump with Remote Outdoor Unit-Air-Source) | T5H0V60*K*AAA* |  |  | ESH5X60M12A*+WALLCON | *97CTN1002122A* | 55500 | 17 | 8.5 | 60000 | 42000 | 70% | 1.9 | 0 | 9 |  |  |  |  | R-454B | 4.625 | Residential & Commercial | USHP
213492145 | Central HP <5.4 tons | DIYCOOL | HRCU-A-C (Split System: Heat Pump with Remote Outdoor Unit with No Indoor Fan --Air Source) | ACIQ-18-HPB |  |  | ACIQ-24-ACL | 0 | 18000 | 16.1 | 9.5 | 19000 | 15000 | 78.95% | 2.2 | 11.6 | 11.7 |  |  |  |  | R-410A | 1.5 | Residential & Commercial | USHP | Ducted CEE Tier 1
214390731 | Central HP <5.4 tons | Comfort Kool | HRCU-A-CB (Split System: Heat Pump with Remote Outdoor Unit-Air-Source) | U54-SAC |  |  | U54-SAC | 0 | 36000 | 17.5 | 8.5 | 36000 | 28000 | 77.78% | 2.1 | 13 | 12 |  |  |  |  | R-410A | 3 | Residential & Commercial | USHP | Ducted CEE Tier 1
216644157 | Central HP <5.4 tons | CARRIER | HRCU-A-CB (Split System: Heat Pump with Remote Outdoor Unit-Air-Source) | 37MUHAQ18AA3 |  |  | CAA**1917AM* | 59SP6B060V14**12 | 18000 | 15.2 | 9 | 19800 | 17700 | 89.39% | 1.9 | 0 | 11 |  |  |  |  | R-454B | 1.5 | Residential & Commercial | USHP | Ducted CEE Tier 1
216737830 | Central HP <5.4 tons | HEIL | HRCU-A-CB (Split System: Heat Pump with Remote Outdoor Unit-Air-Source) | D5CUHAH24AAK |  |  | ESH5X30M12A* | *96VTN0601716B* | 22400 | 15.5 | 8.1 | 21000 | 18800 | 89.52% | 1.85 | 0 | 10.5 |  |  |  |  | R-454B | 1.8667 | Residential & Commercial | USHP | Ducted CEE Tier 1
215449746 | Central HP <5.4 tons | Breeze33 | HRCU-A-CB (Split System: Heat Pump with Remote Outdoor Unit-Air-Source) | BZ33-INV30OUT2-454-G3-J |  |  | BZ33-AHU30-454-G3-J | 0 | 30000 | 17.2 | 10.8 | 33000 | 33200 | 100.6% | 1.97 | 0 | 12 |  |  |  |  | R-454B | 2.5 | Residential & Commercial | USHP | Ducted CEE Tier 1
212983720 | Central HP <5.4 tons | AIRQUEST | HRCU-A-CB (Split System: Heat Pump with Remote Outdoor Unit-Air-Source) | DLCURAH18ABK |  |  | EN(A,D)4X30L14** | *92MSN0601412A* | 17400 | 16 | 8.1 | 17900 | 18600 | 103.9% | 2.24 | 0 | 11 |  |  |  |  | R-410A | 1.45 | Residential & Commercial | USHP | Ducted CEE Tier 1
216732856 | Central HP <5.4 tons | BRYANT HEATING AND COOLING SYSTEMS | HRCU-A-CB (Split System: Heat Pump with Remote Outdoor Unit-Air-Source) | 37MUHAQ24AA3 |  |  | CAA**2417AM* | 987MC42080C17*** | 21800 | 15.5 | 8.5 | 21000 | 19100 | 90.95% | 1.98 | 0 | 10.5 |  |  |  |  | R-454B | 1.8167 | Residential & Commercial | USHP | Ducted CEE Tier 1
213732639 | Central HP <5.4 tons | Breeze33 | HRCU-A-C (Split System: Heat Pump with Remote Outdoor Unit with No Indoor Fan --Air Source) | BZ33-INV24OUT2-J |  |  | BZ33-MSC24A-J | 0 | 24000 | 16.1 | 9.8 | 25000 | 20000 | 80% | 2 | 0 | 10.7 |  |  |  |  | R-410A | 2 | Residential & Commercial | USHP | Ducted CEE Tier 1
208130386 | Central HP <5.4 tons | Alsetria | HRCU-A-CB (Split System: Heat Pump with Remote Outdoor Unit-Air-Source) | MOX430U-24HFN1-MR0 |  |  | MVC-24HWFN1-M | 0 | 24000 | 17 | 9.2 | 26000 | 19400 | 74.62% | 2.1 | 11.3 | 10.5 |  |  |  |  | R-410A | 2 | Residential & Commercial | USHP | Ducted CEE Tier 1
214575778 | Central HP <5.4 tons | BRYANT HEATING AND COOLING SYSTEMS | HRCU-A-CB (Split System: Heat Pump with Remote Outdoor Unit-Air-Source) | 284ANV036*0**B* |  |  | CAP**3621AL*+UI | 987MC60060C21*** | 32600 | 18.5 | 9.5 | 38500 | 27000 | 70.13% | 1.94 | 0 | 11.5 |  |  |  |  | R-410A | 2.7167 | Residential & Commercial | USHP | Ducted CEE Tier 1
216644069 | Central HP <5.4 tons | CARRIER | HRCU-A-CB (Split System: Heat Pump with Remote Outdoor Unit-Air-Source) | 37MUHAQ18AA3 |  |  | CAA**2517AM* | 59SP6B040V14**10 | 18000 | 15.2 | 9 | 19700 | 17600 | 89.34% | 1.88 | 0 | 11 |  |  |  |  | R-454B | 1.5 | Residential & Commercial | USHP | Ducted CEE Tier 1
213081455 | Central HP <5.4 tons | Alsetria | HRCU-A-CB (Split System: Heat Pump with Remote Outdoor Unit-Air-Source) | MOE30U-55HFN1-M |  |  | MVC-60HWFN1-M | 0 | 55000 | 15.3 | 9.4 | 59000 | 48500 | 82.2% | 1.91 | 9 | 8.8 |  |  |  |  | R-410A | 4.5833 | Residential & Commercial | USHP
214573713 | Central HP <5.4 tons | COMFORTMAKER | HRCU-A-CB (Split System: Heat Pump with Remote Outdoor Unit-Air-Source) | CVH837GKA2* |  |  | EA*4X37L21A*+WALLCON | *97CMN0802120B* | 32800 | 17.5 | 8.5 | 32800 | 25200 | 76.83% | 2 | 0 | 11.5 |  |  |  |  | R-410A | 2.7333 | Residential & Commercial | USHP | Ducted CEE Tier 1
214573863 | Central HP <5.4 tons | COMFORTMAKER | HRCU-A-CB (Split System: Heat Pump with Remote Outdoor Unit-Air-Source) | CVH837GKA2* |  |  | EA*4X43L21A*+WALLCON | *95CSU0802120B* | 32800 | 17.5 | 8.5 | 32800 | 25200 | 76.83% | 2 | 0 | 11 |  |  |  |  | R-410A | 2.7333 | Residential & Commercial | USHP | Ducted CEE Tier 1
214574113 | Central HP <5.4 tons | COMFORTMAKER | HRCU-A-CB (Split System: Heat Pump with Remote Outdoor Unit-Air-Source) | CVH837GKA2* |  |  | EA*4X61L21A*+WALLCON | *95CSU1002122B* | 33200 | 18.5 | 8.5 | 31800 | 24800 | 77.99% | 2 | 0 | 11.5 |  |  |  |  | R-410A | 2.7667 | Residential & Commercial | USHP | Ducted CEE Tier 1
214574333 | Central HP <5.4 tons | COMFORTMAKER | HRCU-A-CB (Split System: Heat Pump with Remote Outdoor Unit-Air-Source) | CVH837GKA2* |  |  | EHD4X48AAL+WALLCON | *80CTL0702120B* | 32600 | 17.5 | 8.5 | 32800 | 25000 | 76.22% | 1.98 | 0 | 11 |  |  |  |  | R-410A | 2.7167 | Residential & Commercial | USHP | Ducted CEE Tier 1
213386486 | Central HP <5.4 tons | Alsetria | HRCU-A-C (Split System: Heat Pump with Remote Outdoor Unit with No Indoor Fan --Air Source) | MOX630-36HFN1-M3X |  |  | MVB-36B23T4N1 | 0 | 35000 | 15.2 | 8.5 | 36000 | 30000 | 83.33% | 1.8 | 0 | 10 |  |  |  |  | R-410A | 2.9167 | Residential & Commercial | USHP | Ducted CEE Tier 1
214573803 | Central HP <5.4 tons | COMFORTMAKER | HRCU-A-CB (Split System: Heat Pump with Remote Outdoor Unit-Air-Source) | CVH837GKA2* |  |  | EA*4X42L24A*+WALLCON | *95CSU0802120B* | 31800 | 17 | 8.5 | 33000 | 24400 | 73.94% | 1.9 | 0 | 11 |  |  |  |  | R-410A | 2.65 | Residential & Commercial | USHP | Ducted CEE Tier 1
214574023 | Central HP <5.4 tons | COMFORTMAKER | HRCU-A-CB (Split System: Heat Pump with Remote Outdoor Unit-Air-Source) | CVH837GKA2* |  |  | EA*4X48L24A*+WALLCON | *96CTN0802120B* | 32400 | 17.5 | 8.5 | 32200 | 24800 | 77.02% | 2 | 0 | 11.5 |  |  |  |  | R-410A | 2.7 | Residential & Commercial | USHP | Ducted CEE Tier 1
214574123 | Central HP <5.4 tons | COMFORTMAKER | HRCU-A-CB (Split System: Heat Pump with Remote Outdoor Unit-Air-Source) | CVH837GKA2* |  |  | EA*4X61L21A*+WALLCON | *97CMN0602120B* | 33000 | 17.5 | 8.5 | 32200 | 25000 | 77.64% | 1.98 | 0 | 11 |  |  |  |  | R-410A | 2.75 | Residential & Commercial | USHP | Ducted CEE Tier 1
214574473 | Central HP <5.4 tons | COMFORTMAKER | HRCU-A-CB (Split System: Heat Pump with Remote Outdoor Unit-Air-Source) | CVH837GKA2* |  |  | EN(A,D)4X36L21**+WALLCON | *95CSU1002122B* | 31400 | 17 | 8.1 | 33000 | 24000 | 72.73% | 1.84 | 0 | 11 |  |  |  |  | R-410A | 2.6167 | Residential & Commercial | USHP | Ducted CEE Tier 1
215319048 | Central HP <5.4 tons | KENMORE | HRCU-A-CB (Split System: Heat Pump with Remote Outdoor Unit-Air-Source) | D5CSRAH24AAK |  |  | D5FSAAH24XBK | 0 | 24000 | 19.8 | 9 | 25000 | 18000 | 72% | 2.2 | 0 | 11.7 |  |  |  |  | R-454B | 2 | Residential & Commercial | USHP | Ducted CEE Tier 1
211241537 | Central HP <5.4 tons | DAY & NIGHT | HRCU-A-CB (Split System: Heat Pump with Remote Outdoor Unit-Air-Source) | DLCURAH24ABK |  |  | EA*4X30L17A* | *96VTN0401712A* | 23200 | 16 | 8.5 | 25800 | 24200 | 93.8% | 2 | 0 | 10 |  |  |  |  | R-410A | 1.9333 | Residential & Commercial | USHP | Ducted CEE Tier 1
211241653 | Central HP <5.4 tons | DAY & NIGHT | HRCU-A-CB (Split System: Heat Pump with Remote Outdoor Unit-Air-Source) | DLCURAH24ABK |  |  | EA*4X30L17A* | *80ES(N,L)0451712A* | 24000 | 16.5 | 8.5 | 26200 | 23200 | 88.55% | 1.9 | 0 | 10 |  |  |  |  | R-410A | 2 | Residential & Commercial | USHP | Ducted CEE Tier 1
211241869 | Central HP <5.4 tons | DAY & NIGHT | HRCU-A-CB (Split System: Heat Pump with Remote Outdoor Unit-Air-Source) | DLCURAH24ABK |  |  | EA*4X36L17A* | *96VSN0801716A* | 24200 | 16.5 | 8.5 | 26200 | 22600 | 86.26% | 1.86 | 0 | 10 |  |  |  |  | R-410A | 2.0167 | Residential & Commercial | USHP | Ducted CEE Tier 1
211242202 | Central HP <5.4 tons | DAY & NIGHT | HRCU-A-CB (Split System: Heat Pump with Remote Outdoor Unit-Air-Source) | DLCURAH24ABK |  |  | EA*4X36L17A* | *80ES(N,L)0701412A* | 24400 | 17 | 8.5 | 26200 | 22400 | 85.5% | 1.86 | 0 | 10 |  |  |  |  | R-410A | 2.0333 | Residential & Commercial | USHP | Ducted CEE Tier 1
211241015 | Central HP <5.4 tons | DAY & NIGHT | HRCU-A-CB (Split System: Heat Pump with Remote Outdoor Unit-Air-Source) | DLCURAH24ABK |  |  | EA*4X25L17A* | *95ESN0601412A* | 25000 | 16 | 8.5 | 26000 | 21000 | 80.77% | 1.76 | 0 | 10 |  |  |  |  | R-410A | 2.0833 | Residential & Commercial | USHP | Ducted CEE Tier 1
211260435 | Central HP <5.4 tons | DAY & NIGHT | HRCU-A-CB (Split System: Heat Pump with Remote Outdoor Unit-Air-Source) | DLCURAH18ABK |  |  | EA*4X24L17A* | *80VTL0701716A* | 17300 | 16 | 8.5 | 18100 | 19200 | 106.1% | 2.32 | 0 | 10.5 |  |  |  |  | R-410A | 1.4417 | Residential & Commercial | USHP | Ducted CEE Tier 1
211260552 | Central HP <5.4 tons | DAY & NIGHT | HRCU-A-CB (Split System: Heat Pump with Remote Outdoor Unit-Air-Source) | DLCURAH18ABK |  |  | EA*4X24L17A* | *80ES(N,L)0451712A* | 18500 | 15.5 | 9 | 19400 | 18600 | 95.88% | 2.24 | 0 | 10.5 |  |  |  |  | R-410A | 1.5417 | Residential & Commercial | USHP | Ducted CEE Tier 1
211261071 | Central HP <5.4 tons | DAY & NIGHT | HRCU-A-CB (Split System: Heat Pump with Remote Outdoor Unit-Air-Source) | DLCURAH18ABK |  |  | EA*4X25L17A* | *92ESN0401712A* | 18400 | 15.5 | 8.5 | 18300 | 17500 | 95.63% | 2.12 | 0 | 10.5 |  |  |  |  | R-410A | 1.5333 | Residential & Commercial | USHP | Ducted CEE Tier 1
214279880 | Central HP <5.4 tons | HEIL | HRCU-A-CB (Split System: Heat Pump with Remote Outdoor Unit-Air-Source) | DLCURAH24ABK |  |  | EA*4X25L17A* | *96MSN0601716A* | 24400 | 16.5 | 9 | 25400 | 21600 | 85.04% | 1.8 | 0 | 10 |  |  |  |  | R-410A | 2.0333 | Residential & Commercial | USHP | Ducted CEE Tier 1
214279893 | Central HP <5.4 tons | HEIL | HRCU-A-CB (Split System: Heat Pump with Remote Outdoor Unit-Air-Source) | DLCURAH24ABK |  |  | EA*4X30L17A* | *96MSN0601716A* | 23400 | 16.5 | 9 | 25800 | 24400 | 94.57% | 2.02 | 0 | 10 |  |  |  |  | R-410A | 1.95 | Residential & Commercial | USHP | Ducted CEE Tier 1
215936034 | Central HP <5.4 tons | CARRIER | HRCU-A-CB (Split System: Heat Pump with Remote Outdoor Unit-Air-Source) | 27VNA336A*030* |  |  | CVAVA4221XMA*+UI | 59CU5B060C17**16 | 34200 | 20.5 | 8.5 | 39000 | 28600 | 73.33% | 2.04 | 0 | 11.5 |  |  |  |  | R-454B | 2.85 | Residential & Commercial | USHP | Ducted CEE Tier 1
214574368 | Central HP <5.4 tons | CARRIER | HRCU-A-CB (Split System: Heat Pump with Remote Outdoor Unit-Air-Source) | 25VNA837A*031* |  |  | CSPH*4812AL*+UI | 59MN7C080C21**20 | 32600 | 17 | 8.5 | 32800 | 25000 | 76.22% | 1.98 | 0 | 11 |  |  |  |  | R-410A | 2.7167 | Residential & Commercial | USHP | Ducted CEE Tier 1
214574518 | Central HP <5.4 tons | CARRIER | HRCU-A-CB (Split System: Heat Pump with Remote Outdoor Unit-Air-Source) | 25VNA837A*031* |  |  | CNPV*4221AL*+UI | 59CU5B080C21**20 | 31800 | 17 | 8.1 | 33000 | 24600 | 74.55% | 1.88 | 0 | 11 |  |  |  |  | R-410A | 2.65 | Residential & Commercial | USHP | Ducted CEE Tier 1
215588178 | Central HP <5.4 tons | BRYANT HEATING AND COOLING SYSTEMS | HRCU-A-CB (Split System: Heat Pump with Remote Outdoor Unit-Air-Source) | 291VAN054**AA* |  |  | CSAH*6012AM*+UI | 987MC42080C17*** | 48500 | 17.5 | 9.5 | 51500 | 51000 | 99.03% | 1.96 | 0 | 11.5 |  |  |  |  | R-454B | 4.0417 | Residential & Commercial | USHP | Ducted CEE Tier 1
215588258 | Central HP <5.4 tons | BRYANT HEATING AND COOLING SYSTEMS | HRCU-A-CB (Split System: Heat Pump with Remote Outdoor Unit-Air-Source) | 291VAN054**AA* |  |  | CVAMA6024XMA*+UI | 987MC60080C21*** | 51500 | 19 | 8.1 | 53000 | 45500 | 85.85% | 1.88 | 0 | 11.5 |  |  |  |  | R-454B | 4.2917 | Residential & Commercial | USHP | Ducted CEE Tier 1
215588260 | Central HP <5.4 tons | BRYANT HEATING AND COOLING SYSTEMS | HRCU-A-CB (Split System: Heat Pump with Remote Outdoor Unit-Air-Source) | 291VAN054**AA* |  |  | CVAMA6024XMA*+UI | 987MC66100C21*** | 52000 | 19 | 8.1 | 53000 | 46500 | 87.74% | 1.85 | 0 | 11.5 |  |  |  |  | R-454B | 4.3333 | Residential & Commercial | USHP | Ducted CEE Tier 1
215588360 | Central HP <5.4 tons | BRYANT HEATING AND COOLING SYSTEMS | HRCU-A-CB (Split System: Heat Pump with Remote Outdoor Unit-Air-Source) | 291VAN054**AA* |  |  | CVAVA6024XMA*+UI | 88*TB66135C24*** | 52000 | 19.5 | 8.5 | 52500 | 46000 | 87.62% | 1.95 | 0 | 12 |  |  |  |  | R-454B | 4.3333 | Residential & Commercial | USHP | Ducted CEE Tier 1
211262122 | Central HP <5.4 tons | DAY & NIGHT | HRCU-A-CB (Split System: Heat Pump with Remote Outdoor Unit-Air-Source) | DLCURAH18ABK |  |  | EA*4X30L17A* | *92ESN0401410A* | 18000 | 15.5 | 8.5 | 18700 | 18500 | 98.93% | 2.22 | 0 | 10.5 |  |  |  |  | R-410A | 1.5 | Residential & Commercial | USHP | Ducted CEE Tier 1
211262186 | Central HP <5.4 tons | DAY & NIGHT | HRCU-A-CB (Split System: Heat Pump with Remote Outdoor Unit-Air-Source) | DLCURAH18ABK |  |  | EA*4X30L17A* | OMV098J12* | 18300 | 16 | 8.5 | 18900 | 18400 | 97.35% | 2.22 | 0 | 10.5 |  |  |  |  | R-410A | 1.525 | Residential & Commercial | USHP | Ducted CEE Tier 1
211260643 | Central HP <5.4 tons | DAY & NIGHT | HRCU-A-CB (Split System: Heat Pump with Remote Outdoor Unit-Air-Source) | DLCURAH18ABK |  |  | EA*4X24L17A* | *80ESU0601716A | 18500 | 16 | 9 | 19400 | 18600 | 95.88% | 2.26 | 0 | 10.5 |  |  |  |  | R-410A | 1.5417 | Residential & Commercial | USHP | Ducted CEE Tier 1
210470413 | Central HP <5.4 tons | COMFORTMAKER | HRCU-A-CB (Split System: Heat Pump with Remote Outdoor Unit-Air-Source) | CVH837GKA2* |  |  | EA*4X61L21A*+WALLCON | *80CSU0601716A* | 33200 | 17.5 | 8.1 | 32200 | 25000 | 77.64% | 1.98 | 0 | 11.5 |  |  |  |  | R-410A | 2.7667 | Residential & Commercial | USHP | Ducted CEE Tier 1
215931999 | Central HP <5.4 tons | COMFORTMAKER | HRCU-A-CB (Split System: Heat Pump with Remote Outdoor Unit-Air-Source) | C5H3V36*K*AAA* |  |  | EA*5X30M14A*+WALLCON | *96CTN0401410B* | 30800 | 17 | 9 | 34400 | 26600 | 77.33% | 1.9 | 0 | 10 |  |  |  |  | R-454B | 2.5667 | Residential & Commercial | USHP | Ducted CEE Tier 1
215932049 | Central HP <5.4 tons | COMFORTMAKER | HRCU-A-CB (Split System: Heat Pump with Remote Outdoor Unit-Air-Source) | C5H3V36*K*AAA* |  |  | EA*5X36M17A*+WALLCON | *80CSU0601716A* | 32200 | 19.5 | 9.5 | 35000 | 27000 | 77.14% | 2 | 0 | 11 |  |  |  |  | R-454B | 2.6833 | Residential & Commercial | USHP | Ducted CEE Tier 1
215933084 | Central HP <5.4 tons | CARRIER | HRCU-A-CB (Split System: Heat Pump with Remote Outdoor Unit-Air-Source) | 27VNA336A*030* |  |  | CSAH*3612AM*+UI | 58TN*B070C21**20 | 33200 | 19 | 9 | 35000 | 26800 | 76.57% | 1.92 | 0 | 11 |  |  |  |  | R-454B | 2.7667 | Residential & Commercial | USHP | Ducted CEE Tier 1
216737655 | Central HP <5.4 tons | BRYANT HEATING AND COOLING SYSTEMS | HRCU-A-CB (Split System: Heat Pump with Remote Outdoor Unit-Air-Source) | 37MUHAQ24AA3 |  |  | CSAH*3012AM* | 926SB48080V17*** | 22600 | 16 | 8.1 | 21200 | 18900 | 89.15% | 1.85 | 0 | 10.5 |  |  |  |  | R-454B | 1.8833 | Residential & Commercial | USHP | Ducted CEE Tier 1
216737922 | Central HP <5.4 tons | BRYANT HEATING AND COOLING SYSTEMS | HRCU-A-CB (Split System: Heat Pump with Remote Outdoor Unit-Air-Source) | 37MUHAQ24AA3 |  |  | CSAH*3012AM* | 927TA60100V21*** | 22800 | 16 | 8.5 | 21200 | 19000 | 89.62% | 1.96 | 0 | 11 |  |  |  |  | R-454B | 1.9 | Residential & Commercial | USHP | Ducted CEE Tier 1
216738008 | Central HP <5.4 tons | BRYANT HEATING AND COOLING SYSTEMS | HRCU-A-CB (Split System: Heat Pump with Remote Outdoor Unit-Air-Source) | 37MUHAQ24AA3 |  |  | CSAH*3612AM* | 8(0,1)*SB42045M17*** | 22600 | 15.2 | 8.1 | 20800 | 18500 | 88.94% | 1.9 | 0 | 10.5 |  |  |  |  | R-454B | 1.8833 | Residential & Commercial | USHP | Ducted CEE Tier 1
216738038 | Central HP <5.4 tons | BRYANT HEATING AND COOLING SYSTEMS | HRCU-A-CB (Split System: Heat Pump with Remote Outdoor Unit-Air-Source) | 37MUHAQ24AA3 |  |  | CSAH*3612AM* | 8(0,1)*SB48070M17*** | 22800 | 16 | 8.1 | 20800 | 18500 | 88.94% | 1.85 | 0 | 11 |  |  |  |  | R-454B | 1.9 | Residential & Commercial | USHP | Ducted CEE Tier 1
216737439 | Central HP <5.4 tons | BRYANT HEATING AND COOLING SYSTEMS | HRCU-A-CB (Split System: Heat Pump with Remote Outdoor Unit-Air-Source) | 37MUHAQ24AA3 |  |  | CSAH*3012AM* | 987MC66100C21*** | 22800 | 15.2 | 8.1 | 21200 | 19000 | 89.62% | 1.9 | 0 | 10.5 |  |  |  |  | R-454B | 1.9 | Residential & Commercial | USHP | Ducted CEE Tier 1
211227971 | Central HP <5.4 tons | COMFORTMAKER | HRCU-A-CB (Split System: Heat Pump with Remote Outdoor Unit-Air-Source) | DLCURAH36ABK |  |  | EA*4X42L24A* | *92ESN1002120A* | 35200 | 16.5 | 8.1 | 38500 | 35000 | 90.91% | 1.88 | 0 | 10 |  |  |  |  | R-410A | 2.9333 | Residential & Commercial | USHP | Ducted CEE Tier 1
216737988 | Central HP <5.4 tons | BRYANT HEATING AND COOLING SYSTEMS | HRCU-A-CB (Split System: Heat Pump with Remote Outdoor Unit-Air-Source) | 37MUHAQ24AA3 |  |  | CSAH*3612AM* | 83*CA60100C21*** | 23400 | 16 | 8.5 | 21400 | 19000 | 88.79% | 1.94 | 0 | 10.5 |  |  |  |  | R-454B | 1.95 | Residential & Commercial | USHP | Ducted CEE Tier 1
216640215 | Central HP <5.4 tons | COMFORTMAKER | HRCU-A-CB (Split System: Heat Pump with Remote Outdoor Unit-Air-Source) | D5CUHAH18AAK |  |  | FTMA5X24L0B* | 0 | 18400 | 15.5 | 9.5 | 20400 | 18300 | 89.71% | 1.98 | 0 | 11.5 |  |  |  |  | R-454B | 1.5333 | Residential & Commercial | USHP | Ducted CEE Tier 1
216683450 | Central HP <5.4 tons | AIRQUEST | HRCU-A-CB (Split System: Heat Pump with Remote Outdoor Unit-Air-Source) | DLCURAH18ABK |  |  | EHD4X24AAL | *97VTN1202422A* | 17400 | 15.2 | 8.1 | 18100 | 18400 | 101.7% | 2.05 | 0 | 10 |  |  |  |  | R-410A | 1.45 | Residential & Commercial | USHP | Ducted CEE Tier 1
210597118 | Central HP <5.4 tons | COMFORTMAKER | HRCU-A-CB (Split System: Heat Pump with Remote Outdoor Unit-Air-Source) | CVH825GKA2* |  |  | EN(A,D,W)4X48L21**+WALLCON | *97CMN0801714A* | 24000 | 16.5 | 8.1 | 21400 | 16700 | 78.04% | 2 | 0 | 11 |  |  |  |  | R-410A | 2 | Residential & Commercial | USHP | Ducted CEE Tier 1
211243158 | Central HP <5.4 tons | DAY & NIGHT | HRCU-A-CB (Split System: Heat Pump with Remote Outdoor Unit-Air-Source) | DLCURAH24ABK |  |  | EA*4X37L17A* | *80ESU0601716A | 25400 | 16.5 | 8.5 | 26200 | 21000 | 80.15% | 1.76 | 0 | 10.5 |  |  |  |  | R-410A | 2.1167 | Residential & Commercial | USHP | Ducted CEE Tier 1
212614880 | Central HP <5.4 tons | DAIKIN | HRCU-A-CB (Split System: Heat Pump with Remote Outdoor Unit-Air-Source) | DZ6VSA241EA* |  |  | CA*EA2422*4A* | D*80VC0805C*A* | 23000 | 17 | 8.6 | 23000 | 16100 | 70% | 2 | 0 | 10 |  |  |  |  | R-410A | 1.9167 | Residential & Commercial | USHP | Ducted CEE Tier 1
216644169 | Central HP <5.4 tons | CARRIER | HRCU-A-CB (Split System: Heat Pump with Remote Outdoor Unit-Air-Source) | 37MUHAQ18AA3 |  |  | CAA**2517AM* | 59SP6B060V14**12 | 18000 | 15.2 | 9 | 19700 | 17600 | 89.34% | 1.88 | 0 | 11 |  |  |  |  | R-454B | 1.5 | Residential & Commercial | USHP | Ducted CEE Tier 1
216644405 | Central HP <5.4 tons | CARRIER | HRCU-A-CB (Split System: Heat Pump with Remote Outdoor Unit-Air-Source) | 37MUHAQ18AA3 |  |  | CAA**1917AM* | 59TP6C060V14**12 | 18000 | 15.2 | 9 | 19800 | 17700 | 89.39% | 1.9 | 0 | 11 |  |  |  |  | R-454B | 1.5 | Residential & Commercial | USHP | Ducted CEE Tier 1
214572843 | Central HP <5.4 tons | COMFORTMAKER | HRCU-A-CB (Split System: Heat Pump with Remote Outdoor Unit-Air-Source) | CVH837GKA** |  |  | EA*4X48L24A*+WALLCON | *95CSU0802120B* | 32200 | 17.5 | 8.5 | 32400 | 25000 | 77.16% | 1.98 | 0 | 11 |  |  |  |  | R-410A | 2.6833 | Residential & Commercial | USHP | Ducted CEE Tier 1
214573293 | Central HP <5.4 tons | COMFORTMAKER | HRCU-A-CB (Split System: Heat Pump with Remote Outdoor Unit-Air-Source) | CVH837GKA** |  |  | EHD4X60AAL+WALLCON | *97CMN0802120B* | 33000 | 17 | 8.5 | 32200 | 24800 | 77.02% | 2 | 0 | 11.5 |  |  |  |  | R-410A | 2.75 | Residential & Commercial | USHP | Ducted CEE Tier 1
216738610 | Central HP <5.4 tons | BRYANT HEATING AND COOLING SYSTEMS | HRCU-A-CB (Split System: Heat Pump with Remote Outdoor Unit-Air-Source) | 37MUHAQ24AA3 |  |  | CSAH*3612AM* | 916SA66140M24*** | 22800 | 15.2 | 8.1 | 20800 | 18600 | 89.42% | 1.85 | 0 | 10.5 |  |  |  |  | R-454B | 1.9 | Residential & Commercial | USHP | Ducted CEE Tier 1
216738691 | Central HP <5.4 tons | BRYANT HEATING AND COOLING SYSTEMS | HRCU-A-CB (Split System: Heat Pump with Remote Outdoor Unit-Air-Source) | 37MUHAQ24AA3 |  |  | CSAH*3612AM* | 935SB36040M17*** | 22800 | 16 | 8.1 | 20800 | 18600 | 89.42% | 1.85 | 0 | 11 |  |  |  |  | R-454B | 1.9 | Residential & Commercial | USHP | Ducted CEE Tier 1
216738961 | Central HP <5.4 tons | BRYANT HEATING AND COOLING SYSTEMS | HRCU-A-CB (Split System: Heat Pump with Remote Outdoor Unit-Air-Source) | 37MUHAQ24AA3 |  |  | CSAH*3612AM* | OVMAAB042112 | 23200 | 15.2 | 8.1 | 21200 | 18900 | 89.15% | 1.85 | 0 | 10.5 |  |  |  |  | R-454B | 1.9333 | Residential & Commercial | USHP | Ducted CEE Tier 1
216739042 | Central HP <5.4 tons | BRYANT HEATING AND COOLING SYSTEMS | HRCU-A-CB (Split System: Heat Pump with Remote Outdoor Unit-Air-Source) | 37MUHAQ24AA3 |  |  | PF5MN*B30L* | 0 | 23400 | 16 | 8.5 | 21200 | 18800 | 88.68% | 1.96 | 0 | 11 |  |  |  |  | R-454B | 1.95 | Residential & Commercial | USHP | Ducted CEE Tier 1
214574673 | Central HP <5.4 tons | COMFORTMAKER | HRCU-A-CB (Split System: Heat Pump with Remote Outdoor Unit-Air-Source) | CVH837GKA2* |  |  | EN(A,D)4X48L24**+WALLCON | *97CMN0802120B* | 32400 | 17.5 | 8.5 | 32800 | 24800 | 75.61% | 1.96 | 0 | 11.5 |  |  |  |  | R-410A | 2.7 | Residential & Commercial | USHP | Ducted CEE Tier 1
210470959 | Central HP <5.4 tons | DAY & NIGHT | HRCU-A-CB (Split System: Heat Pump with Remote Outdoor Unit-Air-Source) | CVH837GKA2* |  |  | EN(A,D,W)4X60L24**+WALLCON | *97CMN1002122A* | 32800 | 18 | 8.1 | 32200 | 24600 | 76.4% | 1.98 | 0 | 12 |  |  |  |  | R-410A | 2.7333 | Residential & Commercial | USHP | Ducted CEE Tier 1
210470970 | Central HP <5.4 tons | DAY & NIGHT | HRCU-A-CB (Split System: Heat Pump with Remote Outdoor Unit-Air-Source) | CVH837GKA2* |  |  | EN(A,D,W)4X60L24**+WALLCON | *97CMN1202422A* | 32800 | 17.5 | 8.1 | 32200 | 24800 | 77.02% | 1.96 | 0 | 11.7 |  |  |  |  | R-410A | 2.7333 | Residential & Commercial | USHP | Ducted CEE Tier 1
215936126 | Central HP <5.4 tons | HEIL | HRCU-A-CB (Split System: Heat Pump with Remote Outdoor Unit-Air-Source) | H5H3V36*K*AAA* |  |  | EVD5X42M21A*+WALLCON | *96CTN0801714B* | 34200 | 20.5 | 8.5 | 39000 | 28400 | 72.82% | 2.02 | 0 | 11.5 |  |  |  |  | R-454B | 2.85 | Residential & Commercial | USHP | Ducted CEE Tier 1
215936426 | Central HP <5.4 tons | HEIL | HRCU-A-CB (Split System: Heat Pump with Remote Outdoor Unit-Air-Source) | H5H3V36*K*AAA* |  |  | EVD5X49M24A*+WALLCON | *80CSU1002120A* | 35400 | 21.5 | 8.5 | 38500 | 28600 | 74.29% | 2.04 | 0 | 12 |  |  |  |  | R-454B | 2.95 | Residential & Commercial | USHP | Ducted CEE Tier 1
215935856 | Central HP <5.4 tons | HEIL | HRCU-A-CB (Split System: Heat Pump with Remote Outdoor Unit-Air-Source) | H5H3V36*K*AAA* |  |  | EVD5X38M17A*+WALLCON | *80CTL0901716B* | 35400 | 21.5 | 8.5 | 38000 | 28800 | 75.79% | 2.02 | 0 | 12 |  |  |  |  | R-454B | 2.95 | Residential & Commercial | USHP | Ducted CEE Tier 1
215936076 | Central HP <5.4 tons | HEIL | HRCU-A-CB (Split System: Heat Pump with Remote Outdoor Unit-Air-Source) | H5H3V36*K*AAA* |  |  | EVD5X42M21A*+WALLCON | *97CMN0602120B* | 34200 | 20.5 | 8.5 | 39000 | 28600 | 73.33% | 2.04 | 0 | 11.5 |  |  |  |  | R-454B | 2.85 | Residential & Commercial | USHP | Ducted CEE Tier 1
214573708 | Central HP <5.4 tons | CARRIER | HRCU-A-CB (Split System: Heat Pump with Remote Outdoor Unit-Air-Source) | 25VNA837A*031* |  |  | CAP**3721AL*+UI | 59MN7C080C21**20 | 32800 | 17.5 | 8.5 | 32800 | 25200 | 76.83% | 2 | 0 | 11.5 |  |  |  |  | R-410A | 2.7333 | Residential & Commercial | USHP | Ducted CEE Tier 1
214573758 | Central HP <5.4 tons | CARRIER | HRCU-A-CB (Split System: Heat Pump with Remote Outdoor Unit-Air-Source) | 25VNA837A*031* |  |  | CAP**4221AL*+UI | 59MN7C060C21**20 | 31600 | 17 | 8.1 | 33200 | 24800 | 74.7% | 1.88 | 0 | 10.5 |  |  |  |  | R-410A | 2.6333 | Residential & Commercial | USHP | Ducted CEE Tier 1
214573808 | Central HP <5.4 tons | CARRIER | HRCU-A-CB (Split System: Heat Pump with Remote Outdoor Unit-Air-Source) | 25VNA837A*031* |  |  | CAP**4224AL*+UI | 59CU5B100C21**22 | 31800 | 17.5 | 8.5 | 32800 | 24400 | 74.39% | 1.9 | 0 | 11 |  |  |  |  | R-410A | 2.65 | Residential & Commercial | USHP | Ducted CEE Tier 1
214608240 | Central HP <5.4 tons | TRANE | HRCU-A-CB (Split System: Heat Pump with Remote Outdoor Unit-Air-Source) | E4HL5030A1000A |  |  | E4AH5E36A1J30A | 0 | 28000 | 15.2 | 8.5 | 28000 | 21000 | 75% | 1.81 | 0 | 11 |  |  |  |  | R-410A | 2.3333 | Residential & Commercial | USHP | Ducted CEE Tier 1
216739043 | Central HP <5.4 tons | BRYANT HEATING AND COOLING SYSTEMS | HRCU-A-CB (Split System: Heat Pump with Remote Outdoor Unit-Air-Source) | 37MUHAQ24AA3 |  |  | F55AA*B30L* | 0 | 23400 | 16 | 8.5 | 21200 | 18800 | 88.68% | 1.96 | 0 | 11 |  |  |  |  | R-454B | 1.95 | Residential & Commercial | USHP | Ducted CEE Tier 1
216739128 | Central HP <5.4 tons | BRYANT HEATING AND COOLING SYSTEMS | HRCU-A-CB (Split System: Heat Pump with Remote Outdoor Unit-Air-Source) | 37MUHAQ24AA3 |  |  | FMA5X24**AL* | 0 | 22600 | 17 | 9 | 21400 | 19500 | 91.12% | 2.1 | 0 | 11 |  |  |  |  | R-454B | 1.8833 | Residential & Commercial | USHP | Ducted CEE Tier 1
211230931 | Central HP <5.4 tons | DAY & NIGHT | HRCU-A-CB (Split System: Heat Pump with Remote Outdoor Unit-Air-Source) | DLCURAH36ABK |  |  | FXM4X48**AL | 0 | 36800 | 16 | 8.5 | 38500 | 34600 | 89.87% | 2.08 | 0 | 10 |  |  |  |  | R-410A | 3.0667 | Residential & Commercial | USHP | Ducted CEE Tier 1
216031605 | Central HP <5.4 tons | ARMSTRONG AIR | HRCU-A-C (Split System: Heat Pump with Remote Outdoor Unit with No Indoor Fan --Air Source) | A7SCP18V24P-**A |  |  | 7E[C,U]24BX-**+TDR | 0 | 23600 | 15.8 | 8.5 | 24000 | 20000 | 83.33% | 1.75 | 0 | 11.7 |  |  |  |  | R-454B | 1.9667 | Residential & Commercial | USHP | Ducted CEE Tier 1
214279737 | Central HP <5.4 tons | HEIL | HRCU-A-CB (Split System: Heat Pump with Remote Outdoor Unit-Air-Source) | DLCURAH18ABK |  |  | EA*4X24L17A* | *96MSN0601716A* | 17200 | 16 | 8.5 | 18100 | 19400 | 107.2% | 2.32 | 0 | 10.5 |  |  |  |  | R-410A | 1.4333 | Residential & Commercial | USHP | Ducted CEE Tier 1
214572724 | Central HP <5.4 tons | DAY & NIGHT | HRCU-A-CB (Split System: Heat Pump with Remote Outdoor Unit-Air-Source) | CVH837GKA** |  |  | EA*4X43L21A*+WALLCON | *95CSU0802120B* | 32800 | 17.5 | 8.5 | 32800 | 25200 | 76.83% | 2 | 0 | 11 |  |  |  |  | R-410A | 2.7333 | Residential & Commercial | USHP | Ducted CEE Tier 1
214573443 | Central HP <5.4 tons | COMFORTMAKER | HRCU-A-CB (Split System: Heat Pump with Remote Outdoor Unit-Air-Source) | CVH837GKA** |  |  | EN(A,D,W)4X48L21**+WALLCON | *95CSU0802120B* | 32400 | 17.5 | 8.1 | 32800 | 24800 | 75.61% | 1.96 | 0 | 11.5 |  |  |  |  | R-410A | 2.7 | Residential & Commercial | USHP | Ducted CEE Tier 1
213773727 | Central HP <5.4 tons | HEIL | HRCU-A-CB (Split System: Heat Pump with Remote Outdoor Unit-Air-Source) | HVH825GKA3* |  |  | EA*4X48L21A*+WALLCON | *80CTL1102120B* | 24000 | 17 | 8.1 | 21000 | 16500 | 78.57% | 2.02 | 0 | 11 |  |  |  |  | R-410A | 2 | Residential & Commercial | USHP | Ducted CEE Tier 1
213773747 | Central HP <5.4 tons | HEIL | HRCU-A-CB (Split System: Heat Pump with Remote Outdoor Unit-Air-Source) | HVH825GKA3* |  |  | EA*4X48L21A*+WALLCON | *97CMN0601714B* | 24000 | 16.5 | 8.1 | 21000 | 16600 | 79.05% | 2 | 0 | 10.5 |  |  |  |  | R-410A | 2 | Residential & Commercial | USHP | Ducted CEE Tier 1
213773797 | Central HP <5.4 tons | HEIL | HRCU-A-CB (Split System: Heat Pump with Remote Outdoor Unit-Air-Source) | HVH825GKA3* |  |  | EA*4X48L21A*+WALLCON | *96CTN1002122B* | 24000 | 16.5 | 8.1 | 21000 | 16500 | 78.57% | 2.02 | 0 | 11 |  |  |  |  | R-410A | 2 | Residential & Commercial | USHP | Ducted CEE Tier 1
211260916 | Central HP <5.4 tons | DAY & NIGHT | HRCU-A-CB (Split System: Heat Pump with Remote Outdoor Unit-Air-Source) | DLCURAH18ABK |  |  | EA*4X25L17A* | *95ESN0601412A* | 18400 | 16.5 | 8.5 | 18200 | 17500 | 96.15% | 2.12 | 0 | 11 |  |  |  |  | R-410A | 1.5333 | Residential & Commercial | USHP | Ducted CEE Tier 1
216737340 | Central HP <5.4 tons | BRYANT HEATING AND COOLING SYSTEMS | HRCU-A-CB (Split System: Heat Pump with Remote Outdoor Unit-Air-Source) | 37MUHAQ24AA3 |  |  | CSAH*3012AM* | 82*TB48070V17*** | 22400 | 15.5 | 8.1 | 21000 | 18800 | 89.52% | 1.85 | 0 | 10.5 |  |  |  |  | R-454B | 1.8667 | Residential & Commercial | USHP | Ducted CEE Tier 1
216737628 | Central HP <5.4 tons | BRYANT HEATING AND COOLING SYSTEMS | HRCU-A-CB (Split System: Heat Pump with Remote Outdoor Unit-Air-Source) | 37MUHAQ24AA3 |  |  | CSAH*3012AM* | 926SB36040V17*** | 22400 | 15.2 | 8.1 | 21200 | 19000 | 89.62% | 1.85 | 0 | 10 |  |  |  |  | R-454B | 1.8667 | Residential & Commercial | USHP | Ducted CEE Tier 1
216737942 | Central HP <5.4 tons | BRYANT HEATING AND COOLING SYSTEMS | HRCU-A-CB (Split System: Heat Pump with Remote Outdoor Unit-Air-Source) | 37MUHAQ24AA3 |  |  | CSAH*3012AM* | 927TA66120V24*** | 22800 | 15.5 | 8.1 | 21200 | 19000 | 89.62% | 1.85 | 0 | 10.5 |  |  |  |  | R-454B | 1.9 | Residential & Commercial | USHP | Ducted CEE Tier 1
214573753 | Central HP <5.4 tons | COMFORTMAKER | HRCU-A-CB (Split System: Heat Pump with Remote Outdoor Unit-Air-Source) | CVH837GKA2* |  |  | EA*4X42L21A*+WALLCON | *95CSU1002122B* | 31800 | 17.5 | 8.5 | 32800 | 24400 | 74.39% | 1.9 | 0 | 11 |  |  |  |  | R-410A | 2.65 | Residential & Commercial | USHP | Ducted CEE Tier 1
214573903 | Central HP <5.4 tons | COMFORTMAKER | HRCU-A-CB (Split System: Heat Pump with Remote Outdoor Unit-Air-Source) | CVH837GKA2* |  |  | EA*4X43L21A*+WALLCON | *96CTN0802120B* | 33000 | 18.5 | 8.5 | 32600 | 25000 | 76.69% | 2 | 0 | 11.5 |  |  |  |  | R-410A | 2.75 | Residential & Commercial | USHP | Ducted CEE Tier 1
214573858 | Central HP <5.4 tons | CARRIER | HRCU-A-CB (Split System: Heat Pump with Remote Outdoor Unit-Air-Source) | 25VNA837A*031* |  |  | CAP**4321AL*+UI | 59CU5B080C21**20 | 32800 | 17.5 | 8.5 | 32800 | 25200 | 76.83% | 2 | 0 | 11 |  |  |  |  | R-410A | 2.7333 | Residential & Commercial | USHP | Ducted CEE Tier 1
214573908 | Central HP <5.4 tons | CARRIER | HRCU-A-CB (Split System: Heat Pump with Remote Outdoor Unit-Air-Source) | 25VNA837A*031* |  |  | CAP**4821AL*+UI | 58TN*B070C21**20 | 32200 | 17.5 | 8.5 | 32400 | 25000 | 77.16% | 1.98 | 0 | 11 |  |  |  |  | R-410A | 2.6833 | Residential & Commercial | USHP | Ducted CEE Tier 1
214574529 | Central HP <5.4 tons | BRYANT HEATING AND COOLING SYSTEMS | HRCU-A-CB (Split System: Heat Pump with Remote Outdoor Unit-Air-Source) | 288BNV037*0**B* |  |  | CNPV*4221AL*+UI | 935CB66100C21*** | 31800 | 17 | 8.1 | 33000 | 24400 | 73.94% | 1.9 | 0 | 11.5 |  |  |  |  | R-410A | 2.65 | Residential & Commercial | USHP | Ducted CEE Tier 1
214573358 | Central HP <5.4 tons | CARRIER | HRCU-A-CB (Split System: Heat Pump with Remote Outdoor Unit-Air-Source) | 25VNA837A*030* |  |  | CNPV*3621AL*+UI | 59TN6C080C21**20 | 31400 | 17 | 8.1 | 33000 | 24000 | 72.73% | 1.84 | 0 | 11 |  |  |  |  | R-410A | 2.6167 | Residential & Commercial | USHP | Ducted CEE Tier 1
211230062 | Central HP <5.4 tons | AIRQUEST | HRCU-A-CB (Split System: Heat Pump with Remote Outdoor Unit-Air-Source) | DLCURAH36ABK |  |  | EN(A,D,W)4X48L21** | *80VTL0701716A* | 36000 | 16 | 8.1 | 38500 | 34800 | 90.39% | 2.02 | 0 | 10 |  |  |  |  | R-410A | 3 | Residential & Commercial | USHP | Ducted CEE Tier 1
211226534 | Central HP <5.4 tons | DAY & NIGHT | HRCU-A-CB (Split System: Heat Pump with Remote Outdoor Unit-Air-Source) | DLCURAH36ABK |  |  | EA*4X37L17A* | *80ES(N,L)0901714A* | 36400 | 15.5 | 8.5 | 38500 | 35000 | 90.91% | 2.04 | 0 | 10 |  |  |  |  | R-410A | 3.0333 | Residential & Commercial | USHP | Ducted CEE Tier 1
210589354 | Central HP <5.4 tons | RUUD | HRCU-A-CB (Split System: Heat Pump with Remote Outdoor Unit-Air-Source) | UP18AZ48AJVC |  |  | RCFZ6021SEAAM | U802VA100521M | 44500 | 19 | 8.5 | 43000 | 45000 | 104.7% | 2 | 0 | 11.7 |  |  |  |  | R-410A | 3.7083 | Residential & Commercial | USHP | Ducted CEE Tier 1
213778795 | Central HP <5.4 tons | CARRIER | HRCU-A-CB (Split System: Heat Pump with Remote Outdoor Unit-Air-Source) | 25VNA837A*030* |  |  | CAP**3617AL*+UI | 59TN6C060C17**14 | 31200 | 16.5 | 8.1 | 33400 | 24600 | 73.65% | 1.82 | 0 | 10.5 |  |  |  |  | R-410A | 2.6 | Residential & Commercial | USHP | Ducted CEE Tier 1
213778945 | Central HP <5.4 tons | CARRIER | HRCU-A-CB (Split System: Heat Pump with Remote Outdoor Unit-Air-Source) | 25VNA837A*030* |  |  | CAP**3721AL*+UI | 58TN*B070C17**16 | 32800 | 17 | 8.5 | 33000 | 25200 | 76.36% | 1.96 | 0 | 11 |  |  |  |  | R-410A | 2.7333 | Residential & Commercial | USHP | Ducted CEE Tier 1
213778965 | Central HP <5.4 tons | CARRIER | HRCU-A-CB (Split System: Heat Pump with Remote Outdoor Unit-Air-Source) | 25VNA837A*030* |  |  | CAP**3721AL*+UI | 58TN*B090C21**20 | 32800 | 17 | 8.5 | 33000 | 25000 | 75.76% | 1.98 | 0 | 11 |  |  |  |  | R-410A | 2.7333 | Residential & Commercial | USHP | Ducted CEE Tier 1
213779015 | Central HP <5.4 tons | CARRIER | HRCU-A-CB (Split System: Heat Pump with Remote Outdoor Unit-Air-Source) | 25VNA837A*030* |  |  | CAP**3721AL*+UI | 59MN7C100C21**22 | 33000 | 17 | 8.5 | 32600 | 25000 | 76.69% | 1.98 | 0 | 11.5 |  |  |  |  | R-410A | 2.75 | Residential & Commercial | USHP | Ducted CEE Tier 1
212979137 | Central HP <5.4 tons | DAY & NIGHT | HRCU-A-CB (Split System: Heat Pump with Remote Outdoor Unit-Air-Source) | DLCURAH24ABK |  |  | EA*4X25L17A* | *80MS(N,L)0701716A* | 24200 | 17.5 | 8.5 | 25200 | 21800 | 86.51% | 1.82 | 0 | 10 |  |  |  |  | R-410A | 2.0167 | Residential & Commercial | USHP | Ducted CEE Tier 1
212989132 | Central HP <5.4 tons | AIRQUEST | HRCU-A-CB (Split System: Heat Pump with Remote Outdoor Unit-Air-Source) | DLCURAH24ABK |  |  | EA*4X24L17A* | *95MSU0601716A* | 23400 | 17 | 9 | 26800 | 26400 | 98.51% | 2.24 | 0 | 10 |  |  |  |  | R-410A | 1.95 | Residential & Commercial | USHP | Ducted CEE Tier 1
212989600 | Central HP <5.4 tons | AIRQUEST | HRCU-A-CB (Split System: Heat Pump with Remote Outdoor Unit-Air-Source) | DLCURAH24ABK |  |  | EA*4X36L21A* | *95MSU0802120A* | 23600 | 17 | 8.5 | 26200 | 23800 | 90.84% | 1.98 | 0 | 10 |  |  |  |  | R-410A | 1.9667 | Residential & Commercial | USHP | Ducted CEE Tier 1
214239275 | Central HP <5.4 tons | HEIL | HRCU-A-CB (Split System: Heat Pump with Remote Outdoor Unit-Air-Source) | HVH837GKA2* |  |  | EN(A,D,W)4X48L21**+WALLCON | *96CTN1002122B* | 32400 | 17 | 8.1 | 32600 | 24600 | 75.46% | 1.96 | 0 | 11.7 |  |  |  |  | R-410A | 2.7 | Residential & Commercial | USHP | Ducted CEE Tier 1
215374890 | Central HP <5.4 tons | Durastar | HRCU-A-CB (Split System: Heat Pump with Remote Outdoor Unit-Air-Source) | DRU1H49S2A |  |  | DRUM4260S2A | 0 | 48000 | 16.3 | 9 | 56000 | 52000 | 92.86% | 1.8 | 0 | 11.7 |  |  |  |  | R-454B | 4 | Residential & Commercial | USHP | Ducted CEE Tier 1
215588408 | Central HP <5.4 tons | BRYANT HEATING AND COOLING SYSTEMS | HRCU-A-CB (Split System: Heat Pump with Remote Outdoor Unit-Air-Source) | 291VAN054**AA* |  |  | CVAVA6124XMA*+UI | 987MC60080C21*** | 52500 | 19.5 | 8.5 | 53500 | 45500 | 85.05% | 2 | 0 | 12 |  |  |  |  | R-454B | 4.375 | Residential & Commercial | USHP | Ducted CEE Tier 1
215588426 | Central HP <5.4 tons | BRYANT HEATING AND COOLING SYSTEMS | HRCU-A-CB (Split System: Heat Pump with Remote Outdoor Unit-Air-Source) | 291VAN054**AA* |  |  | CAA**6024AM*+UI | 83*CB60080C21*** | 49500 | 19.5 | 10.5 | 52000 | 52500 | 101% | 1.98 | 0 | 12 |  |  |  |  | R-454B | 4.125 | Residential & Commercial | USHP | Ducted CEE Tier 1
215588494 | Central HP <5.4 tons | BRYANT HEATING AND COOLING SYSTEMS | HRCU-A-CB (Split System: Heat Pump with Remote Outdoor Unit-Air-Source) | 291VAN054**AA* |  |  | CVAMA6024XMA*+UI | 987TA66120C24*** | 52000 | 19 | 8.1 | 52500 | 46500 | 88.57% | 1.9 | 0 | 12 |  |  |  |  | R-454B | 4.3333 | Residential & Commercial | USHP | Ducted CEE Tier 1
215588542 | Central HP <5.4 tons | BRYANT HEATING AND COOLING SYSTEMS | HRCU-A-CB (Split System: Heat Pump with Remote Outdoor Unit-Air-Source) | 291VAN054**AA* |  |  | CVAVA6024XMA*+UI | 987TA66120C24*** | 52000 | 19 | 8.1 | 52500 | 46500 | 88.57% | 1.9 | 0 | 12 |  |  |  |  | R-454B | 4.3333 | Residential & Commercial | USHP | Ducted CEE Tier 1
214573923 | Central HP <5.4 tons | COMFORTMAKER | HRCU-A-CB (Split System: Heat Pump with Remote Outdoor Unit-Air-Source) | CVH837GKA2* |  |  | EA*4X48L21A*+WALLCON | *95CSU0802120B* | 32200 | 17.5 | 8.5 | 32400 | 25000 | 77.16% | 1.98 | 0 | 11 |  |  |  |  | R-410A | 2.6833 | Residential & Commercial | USHP | Ducted CEE Tier 1
214574623 | Central HP <5.4 tons | COMFORTMAKER | HRCU-A-CB (Split System: Heat Pump with Remote Outdoor Unit-Air-Source) | CVH837GKA2* |  |  | EN(A,D,W)4X48L21**+WALLCON | *96CTN0802120B* | 32400 | 17.5 | 8.5 | 32600 | 24800 | 76.07% | 1.98 | 0 | 11.5 |  |  |  |  | R-410A | 2.7 | Residential & Commercial | USHP | Ducted CEE Tier 1
216675758 | Central HP <5.4 tons | CARRIER | HRCU-A-CB (Split System: Heat Pump with Remote Outdoor Unit-Air-Source) | 37MURAQ24AA3 |  |  | CAA**2414AM* | 58S(B,C)*B070M14**12 | 23200 | 15.2 | 8.5 | 24600 | 19600 | 79.67% | 1.88 | 0 | 9.5 |  |  |  |  | R-454B | 1.9333 | Residential & Commercial | USHP
216675563 | Central HP <5.4 tons | CARRIER | HRCU-A-CB (Split System: Heat Pump with Remote Outdoor Unit-Air-Source) | 37MURAQ24AA3 |  |  | CSAH*3612AM* | 58CU*A100C21**20 | 25000 | 15.2 | 8.5 | 24200 | 19500 | 80.58% | 1.92 | 0 | 10 |  |  |  |  | R-454B | 2.0833 | Residential & Commercial | USHP | Ducted CEE Tier 1
214572473 | Central HP <5.4 tons | COMFORTMAKER | HRCU-A-CB (Split System: Heat Pump with Remote Outdoor Unit-Air-Source) | CVH837GKA** |  |  | EA*4X36L21A*+WALLCON | *80CTL0702120B* | 31400 | 17 | 8.1 | 33000 | 24200 | 73.33% | 1.86 | 0 | 11 |  |  |  |  | R-410A | 2.6167 | Residential & Commercial | USHP | Ducted CEE Tier 1
214572623 | Central HP <5.4 tons | COMFORTMAKER | HRCU-A-CB (Split System: Heat Pump with Remote Outdoor Unit-Air-Source) | CVH837GKA** |  |  | EA*4X42L21A*+WALLCON | *97CMN0602120B* | 31600 | 17 | 8.1 | 33200 | 24800 | 74.7% | 1.88 | 0 | 10.5 |  |  |  |  | R-410A | 2.6333 | Residential & Commercial | USHP | Ducted CEE Tier 1
214572723 | Central HP <5.4 tons | COMFORTMAKER | HRCU-A-CB (Split System: Heat Pump with Remote Outdoor Unit-Air-Source) | CVH837GKA** |  |  | EA*4X43L21A*+WALLCON | *95CSU0802120B* | 32800 | 17.5 | 8.5 | 32800 | 25200 | 76.83% | 2 | 0 | 11 |  |  |  |  | R-410A | 2.7333 | Residential & Commercial | USHP | Ducted CEE Tier 1
214572773 | Central HP <5.4 tons | COMFORTMAKER | HRCU-A-CB (Split System: Heat Pump with Remote Outdoor Unit-Air-Source) | CVH837GKA** |  |  | EA*4X48L21A*+WALLCON | *80CTL0702120B* | 32200 | 17.5 | 8.5 | 32400 | 25000 | 77.16% | 1.98 | 0 | 11 |  |  |  |  | R-410A | 2.6833 | Residential & Commercial | USHP | Ducted CEE Tier 1
215588588 | Central HP <5.4 tons | TRANE | HRCU-A-CB (Split System: Heat Pump with Remote Outdoor Unit-Air-Source) | E4HL5060A1000A |  |  | A4AH5V60A1C3 | 0 | 54000 | 15.2 | 8.1 | 54000 | 38000 | 70.37% | 1.85 | 0 | 8.2 |  |  |  |  | R-410A | 4.5 | Residential & Commercial | USHP
210597614 | Central HP <5.4 tons | COMFORTMAKER | HRCU-A-CB (Split System: Heat Pump with Remote Outdoor Unit-Air-Source) | CVH837GKA** |  |  | EN(A,D,W)4X60L24**+WALLCON | *95CSU0802120A* | 32800 | 18 | 8.1 | 32200 | 24600 | 76.4% | 1.98 | 0 | 12 |  |  |  |  | R-410A | 2.7333 | Residential & Commercial | USHP | Ducted CEE Tier 1
214243983 | Central HP <5.4 tons | CARRIER | HRCU-A-CB (Split System: Heat Pump with Remote Outdoor Unit-Air-Source) | 25VNA448A*031* |  |  | CNPV*6024AL*+UI | 59TN6C100C21**22 | 44500 | 21 | 9 | 46000 | 36200 | 78.7% | 2.24 | 0 | 12 |  |  |  |  | R-410A | 3.7083 | Residential & Commercial | USHP | Ducted CEE Tier 1
213076369 | Central HP <5.4 tons | CARRIER | HRCU-A-CB (Split System: Heat Pump with Remote Outdoor Unit-Air-Source) | 38MURAQ24AB3* |  |  | CAP**2417AL* | 59TP6C060V17**16 | 23200 | 16.5 | 8.5 | 26800 | 26600 | 99.25% | 2.26 | 0 | 10 |  |  |  |  | R-410A | 1.9333 | Residential & Commercial | USHP | Ducted CEE Tier 1
216683460 | Central HP <5.4 tons | HEIL | HRCU-A-CB (Split System: Heat Pump with Remote Outdoor Unit-Air-Source) | DLCURAH18ABK |  |  | EHD4X30AAL | *97VTN1202422A* | 17700 | 15.5 | 8.5 | 18200 | 18000 | 98.9% | 1.94 | 0 | 10.5 |  |  |  |  | R-410A | 1.475 | Residential & Commercial | USHP | Ducted CEE Tier 1
216733355 | Central HP <5.4 tons | BRYANT HEATING AND COOLING SYSTEMS | HRCU-A-CB (Split System: Heat Pump with Remote Outdoor Unit-Air-Source) | 37MUHAQ24AA3 |  |  | CAA**2517AM* | 987MC42080C17*** | 22800 | 16 | 8.5 | 20600 | 18400 | 89.32% | 1.96 | 0 | 11 |  |  |  |  | R-454B | 1.9 | Residential & Commercial | USHP | Ducted CEE Tier 1
216733714 | Central HP <5.4 tons | BRYANT HEATING AND COOLING SYSTEMS | HRCU-A-CB (Split System: Heat Pump with Remote Outdoor Unit-Air-Source) | 37MUHAQ24AA3 |  |  | CAA**3014AM* | 82*TB36070V14*** | 22400 | 16.5 | 8.5 | 20800 | 18800 | 90.38% | 1.96 | 0 | 10.5 |  |  |  |  | R-454B | 1.8667 | Residential & Commercial | USHP | Ducted CEE Tier 1
216643569 | Central HP <5.4 tons | BRYANT HEATING AND COOLING SYSTEMS | HRCU-A-CB (Split System: Heat Pump with Remote Outdoor Unit-Air-Source) | 37MUHAQ18AA3 |  |  | CAA**1917AM* | 83*SB36040M17*** | 18400 | 15.5 | 9.5 | 20000 | 17700 | 88.5% | 2 | 0 | 11.5 |  |  |  |  | R-454B | 1.5333 | Residential & Commercial | USHP | Ducted CEE Tier 1
216643090 | Central HP <5.4 tons | BRYANT HEATING AND COOLING SYSTEMS | HRCU-A-CB (Split System: Heat Pump with Remote Outdoor Unit-Air-Source) | 37MUHAQ18AA3 |  |  | CAA**1917AM* | 83*CA36040C17*** | 18500 | 15.2 | 10.5 | 20000 | 17800 | 89% | 2 | 0 | 11.7 |  |  |  |  | R-454B | 1.5417 | Residential & Commercial | USHP | Ducted CEE Tier 1
212383075 | Central HP <5.4 tons | COMFORTMAKER | HRCU-A-CB (Split System: Heat Pump with Remote Outdoor Unit-Air-Source) | DLCURAH36ABK |  |  | EA*4X36L17A* | *80ESU0601716A | 35600 | 15.5 | 8.1 | 39500 | 35200 | 89.11% | 1.84 | 0 | 9.5 |  |  |  |  | R-410A | 2.9667 | Residential & Commercial | USHP
212383211 | Central HP <5.4 tons | COMFORTMAKER | HRCU-A-CB (Split System: Heat Pump with Remote Outdoor Unit-Air-Source) | DLCURAH36ABK |  |  | EA*4X36L21A* | *95ESU1002120A* | 35400 | 16 | 8.1 | 39500 | 35200 | 89.11% | 1.82 | 0 | 9.5 |  |  |  |  | R-410A | 2.95 | Residential & Commercial | USHP
213433271 | Central HP <5.4 tons | DIYCOOL | HRCU-A-CB (Split System: Heat Pump with Remote Outdoor Unit-Air-Source) | ACIQ-18-HPB |  |  | ACIQ-18W-P | 0 | 18000 | 17 | 9.5 | 19000 | 18000 | 94.74% | 2 | 0 | 12.4 |  |  |  |  | R-410A | 1.5 | Residential & Commercial | USHP | Ducted CEE Tier 1
212614882 | Central HP <5.4 tons | DAIKIN | HRCU-A-CB (Split System: Heat Pump with Remote Outdoor Unit-Air-Source) | DZ6VSA241EA* |  |  | CA*EA2422*4A* | D*80VC1005C*A* | 23000 | 17 | 8.6 | 23000 | 16100 | 70% | 2 | 0 | 10 |  |  |  |  | R-410A | 1.9167 | Residential & Commercial | USHP | Ducted CEE Tier 1
212614884 | Central HP <5.4 tons | DAIKIN | HRCU-A-CB (Split System: Heat Pump with Remote Outdoor Unit-Air-Source) | DZ6VSA241EA* |  |  | CA*EA2422*4A* | D*96VC0603BNA* | 23000 | 17 | 8.6 | 23000 | 16100 | 70% | 2 | 0 | 10 |  |  |  |  | R-410A | 1.9167 | Residential & Commercial | USHP | Ducted CEE Tier 1
211244593 | Central HP <5.4 tons | DAY & NIGHT | HRCU-A-CB (Split System: Heat Pump with Remote Outdoor Unit-Air-Source) | DLCURAH24ABK |  |  | EN(A,D)4X30L17** | *80VTL0701716A* | 24200 | 17 | 8.1 | 26200 | 23000 | 87.79% | 1.9 | 0 | 10.5 |  |  |  |  | R-410A | 2.0167 | Residential & Commercial | USHP | Ducted CEE Tier 1
214608331 | Central HP <5.4 tons | TRANE | HRCU-A-CB (Split System: Heat Pump with Remote Outdoor Unit-Air-Source) | E4HL5060A1000A |  |  | 4TXCC009DS3 | A801X080CM5SCA | 48000 | 15.2 | 8.1 | 45000 | 33400 | 74.22% | 1.75 | 0 | 9.5 |  |  |  |  | R-410A | 4 | Residential & Commercial | USHP
216683087 | Central HP <5.4 tons | HEIL | HRCU-A-CB (Split System: Heat Pump with Remote Outdoor Unit-Air-Source) | DLCURAH18ABK |  |  | EHD4X24AAL | *97VTN1002122A* | 17800 | 15.2 | 8.5 | 18500 | 18500 | 100% | 2.1 | 0 | 10.5 |  |  |  |  | R-410A | 1.4833 | Residential & Commercial | USHP | Ducted CEE Tier 1
214573603 | Central HP <5.4 tons | COMFORTMAKER | HRCU-A-CB (Split System: Heat Pump with Remote Outdoor Unit-Air-Source) | CVH837GKA** |  |  | EN(A,D,W)4X60L24**+WALLCON | *96CTN0802120B* | 32800 | 19 | 8.5 | 32200 | 24600 | 76.4% | 1.98 | 0 | 12 |  |  |  |  | R-410A | 2.7333 | Residential & Commercial | USHP | Ducted CEE Tier 1
216682967 | Central HP <5.4 tons | HEIL | HRCU-A-CB (Split System: Heat Pump with Remote Outdoor Unit-Air-Source) | DLCURAH24ABK |  |  | EA*4X36L21A* | *97VTN1002122A* | 24200 | 17 | 9 | 26000 | 22600 | 86.92% | 1.78 | 0 | 10 |  |  |  |  | R-410A | 2.0167 | Residential & Commercial | USHP | Ducted CEE Tier 1
216737350 | Central HP <5.4 tons | BRYANT HEATING AND COOLING SYSTEMS | HRCU-A-CB (Split System: Heat Pump with Remote Outdoor Unit-Air-Source) | 37MUHAQ24AA3 |  |  | CSAH*3012AM* | 82*TB48090V17*** | 22600 | 16 | 8.1 | 21000 | 18900 | 90% | 1.85 | 0 | 10.5 |  |  |  |  | R-454B | 1.8833 | Residential & Commercial | USHP | Ducted CEE Tier 1
207826605 | Central HP <5.4 tons | KENMORE | HRCU-A-CB (Split System: Heat Pump with Remote Outdoor Unit-Air-Source) | DLCSRBH18AAK |  |  | DLFSABH18XBK | 0 | 18000 | 17.6 | 9.6 | 19000 | 17000 | 89.47% | 2 | 12.5 | 11.7 |  |  |  |  | R-410A | 1.5 | Residential & Commercial | USHP | Ducted CEE Tier 1
211277597 | Central HP <5.4 tons | Breeze33 | HRCU-A-CB (Split System: Heat Pump with Remote Outdoor Unit-Air-Source) | HSZ18H424ZMO |  |  | AH18H424ZMI | 0 | 18000 | 17.6 | 9.6 | 19000 | 17000 | 89.47% | 2 | 12.5 | 11.7 |  |  |  |  | R-410A | 1.5 | Residential & Commercial | USHP | Ducted CEE Tier 1
215588136 | Central HP <5.4 tons | BRYANT HEATING AND COOLING SYSTEMS | HRCU-A-CB (Split System: Heat Pump with Remote Outdoor Unit-Air-Source) | 291VAN054**AA* |  |  | CSAH*4812AM*+UI | 88*TB36070C14*** | 47000 | 17.5 | 8.5 | 50500 | 50000 | 99.01% | 1.92 | 0 | 11.5 |  |  |  |  | R-454B | 3.9167 | Residential & Commercial | USHP | Ducted CEE Tier 1
215588168 | Central HP <5.4 tons | BRYANT HEATING AND COOLING SYSTEMS | HRCU-A-CB (Split System: Heat Pump with Remote Outdoor Unit-Air-Source) | 291VAN054**AA* |  |  | CSAH*6012AM*+UI | 88*TB66135C24*** | 50000 | 18.5 | 10 | 52000 | 53000 | 101.9% | 1.84 | 0 | 11.5 |  |  |  |  | R-454B | 4.1667 | Residential & Commercial | USHP | Ducted CEE Tier 1
213773577 | Central HP <5.4 tons | HEIL | HRCU-A-CB (Split System: Heat Pump with Remote Outdoor Unit-Air-Source) | HVH825GKA3* |  |  | EA*4X43L21A*+WALLCON | *80CTL0701716B* | 24400 | 17 | 8.1 | 21200 | 16600 | 78.3% | 2.02 | 0 | 11 |  |  |  |  | R-410A | 2.0333 | Residential & Commercial | USHP | Ducted CEE Tier 1
216675664 | Central HP <5.4 tons | CARRIER | HRCU-A-CB (Split System: Heat Pump with Remote Outdoor Unit-Air-Source) | 37MURAQ24AA3 |  |  | CAA**3017AM* | 58S(B,C)*B045M14**12 | 23600 | 15.2 | 8.5 | 24200 | 19400 | 80.17% | 1.9 | 0 | 9.8 |  |  |  |  | R-454B | 1.9667 | Residential & Commercial | USHP
216675748 | Central HP <5.4 tons | CARRIER | HRCU-A-CB (Split System: Heat Pump with Remote Outdoor Unit-Air-Source) | 37MURAQ24AA3 |  |  | CAA**3721AM* | 58S(B,C)*B045M17**14 | 24400 | 15.2 | 8.5 | 23000 | 19000 | 82.61% | 1.96 | 0 | 10 |  |  |  |  | R-454B | 2.0333 | Residential & Commercial | USHP | Ducted CEE Tier 1
213772778 | Central HP <5.4 tons | AIRQUEST | HRCU-A-CB (Split System: Heat Pump with Remote Outdoor Unit-Air-Source) | HVH825GKA3* |  |  | EA*4X25L17A*+WALLCON | *97CMN0801714B* | 24200 | 16.5 | 8.1 | 21400 | 16700 | 78.04% | 2 | 0 | 10.5 |  |  |  |  | R-410A | 2.0167 | Residential & Commercial | USHP | Ducted CEE Tier 1
213772808 | Central HP <5.4 tons | AIRQUEST | HRCU-A-CB (Split System: Heat Pump with Remote Outdoor Unit-Air-Source) | HVH825GKA3* |  |  | EA*4X25L17A*+WALLCON | *96CTN0801714B* | 24200 | 16.5 | 8.1 | 21400 | 16600 | 77.57% | 2 | 0 | 11 |  |  |  |  | R-410A | 2.0167 | Residential & Commercial | USHP | Ducted CEE Tier 1
213772928 | Central HP <5.4 tons | AIRQUEST | HRCU-A-CB (Split System: Heat Pump with Remote Outdoor Unit-Air-Source) | HVH825GKA3* |  |  | EA*4X30L17A*+WALLCON | *96CTN0801714B* | 23400 | 16.5 | 8.1 | 21600 | 16700 | 77.31% | 1.9 | 0 | 10.5 |  |  |  |  | R-410A | 1.95 | Residential & Commercial | USHP | Ducted CEE Tier 1
213773028 | Central HP <5.4 tons | AIRQUEST | HRCU-A-CB (Split System: Heat Pump with Remote Outdoor Unit-Air-Source) | HVH825GKA3* |  |  | EA*4X36L17A*+WALLCON | *96CTN0801714B* | 23600 | 16.5 | 8.1 | 21600 | 16700 | 77.31% | 1.92 | 0 | 10.5 |  |  |  |  | R-410A | 1.9667 | Residential & Commercial | USHP | Ducted CEE Tier 1
211241433 | Central HP <5.4 tons | DAY & NIGHT | HRCU-A-CB (Split System: Heat Pump with Remote Outdoor Unit-Air-Source) | DLCURAH24ABK |  |  | EA*4X30L17A* | *96VSN0801716A* | 24200 | 16.5 | 8.5 | 26400 | 23000 | 87.12% | 1.9 | 0 | 10 |  |  |  |  | R-410A | 2.0167 | Residential & Commercial | USHP | Ducted CEE Tier 1
215374895 | Central HP <5.4 tons | Durastar | HRCU-A-CB (Split System: Heat Pump with Remote Outdoor Unit-Air-Source) | DRU1U36S2A |  |  | DRUM3036S2A | 0 | 36000 | 16.1 | 8.7 | 36000 | 27000 | 75% | 2 | 0 | 10 |  |  |  |  | R-454B | 3 | Residential & Commercial | USHP | Ducted CEE Tier 1
211228391 | Central HP <5.4 tons | COMFORTMAKER | HRCU-A-CB (Split System: Heat Pump with Remote Outdoor Unit-Air-Source) | DLCURAH36ABK |  |  | EA*4X43L21A* | *80VTL0902120A* | 36200 | 16 | 8.5 | 38500 | 34800 | 90.39% | 2.06 | 0 | 10 |  |  |  |  | R-410A | 3.0167 | Residential & Commercial | USHP | Ducted CEE Tier 1
211228610 | Central HP <5.4 tons | COMFORTMAKER | HRCU-A-CB (Split System: Heat Pump with Remote Outdoor Unit-Air-Source) | DLCURAH36ABK |  |  | EA*4X43L21A* | *95ESU1002122A* | 37400 | 15.5 | 8.5 | 39000 | 35000 | 89.74% | 2.14 | 0 | 10 |  |  |  |  | R-410A | 3.1167 | Residential & Commercial | USHP | Ducted CEE Tier 1
212969528 | Central HP <5.4 tons | AIRQUEST | HRCU-A-CB (Split System: Heat Pump with Remote Outdoor Unit-Air-Source) | DLCURAH18ABK |  |  | EA*4X24L17A* | *80VSL0451412B* | 17700 | 16.5 | 8.5 | 18600 | 19300 | 103.8% | 2.32 | 0 | 10.5 |  |  |  |  | R-410A | 1.475 | Residential & Commercial | USHP | Ducted CEE Tier 1
211260460 | Central HP <5.4 tons | DAY & NIGHT | HRCU-A-CB (Split System: Heat Pump with Remote Outdoor Unit-Air-Source) | DLCURAH18ABK |  |  | EA*4X24L17A* | *95ESN0401712A* | 17300 | 15.5 | 8.5 | 18300 | 19300 | 105.5% | 2.3 | 0 | 10 |  |  |  |  | R-410A | 1.4417 | Residential & Commercial | USHP | Ducted CEE Tier 1
211260511 | Central HP <5.4 tons | DAY & NIGHT | HRCU-A-CB (Split System: Heat Pump with Remote Outdoor Unit-Air-Source) | DLCURAH18ABK |  |  | EA*4X24L17A* | *95ESN0261410A* | 18000 | 15.5 | 8.5 | 19000 | 18900 | 99.47% | 2.26 | 0 | 10.5 |  |  |  |  | R-410A | 1.5 | Residential & Commercial | USHP | Ducted CEE Tier 1
211260580 | Central HP <5.4 tons | DAY & NIGHT | HRCU-A-CB (Split System: Heat Pump with Remote Outdoor Unit-Air-Source) | DLCURAH18ABK |  |  | EA*4X24L17A* | *92ESN0601412A* | 18100 | 16 | 9 | 19000 | 18800 | 98.95% | 2.28 | 0 | 10.5 |  |  |  |  | R-410A | 1.5083 | Residential & Commercial | USHP | Ducted CEE Tier 1
211261306 | Central HP <5.4 tons | DAY & NIGHT | HRCU-A-CB (Split System: Heat Pump with Remote Outdoor Unit-Air-Source) | DLCURAH18ABK |  |  | EA*4X30L14A* | *80VTL0451412A* | 17800 | 16.5 | 8.5 | 18200 | 18500 | 101.6% | 2.22 | 0 | 10.5 |  |  |  |  | R-410A | 1.4833 | Residential & Commercial | USHP | Ducted CEE Tier 1
215675136 | Central HP <5.4 tons | AIRQUEST | HRCU-A-CB (Split System: Heat Pump with Remote Outdoor Unit-Air-Source) | H5H0V48*K*AAA* |  |  | ESH5X60M12A*+WALLCON | *80CSU0802120A* | 45500 | 17 | 8.5 | 48000 | 33600 | 70% | 2.08 | 0 | 9.5 |  |  |  |  | R-454B | 3.7917 | Residential & Commercial | USHP
213782287 | Central HP <5.4 tons | HEIL | HRCU-A-CB (Split System: Heat Pump with Remote Outdoor Unit-Air-Source) | HVH837GKA2* |  |  | EHD4X60AAL+WALLCON | *97CMN0601714B* | 32800 | 16 | 8.1 | 32400 | 25200 | 77.78% | 1.96 | 0 | 11 |  |  |  |  | R-410A | 2.7333 | Residential & Commercial | USHP | Ducted CEE Tier 1
213782317 | Central HP <5.4 tons | HEIL | HRCU-A-CB (Split System: Heat Pump with Remote Outdoor Unit-Air-Source) | HVH837GKA2* |  |  | EHD4X60AAL+WALLCON | *97CMN1202422B* | 33000 | 16.5 | 8.1 | 32200 | 24800 | 77.02% | 2 | 0 | 11 |  |  |  |  | R-410A | 2.75 | Residential & Commercial | USHP | Ducted CEE Tier 1
216738637 | Central HP <5.4 tons | BRYANT HEATING AND COOLING SYSTEMS | HRCU-A-CB (Split System: Heat Pump with Remote Outdoor Unit-Air-Source) | 37MUHAQ24AA3 |  |  | CSAH*3612AM* | 926SB36060V14*** | 22600 | 16 | 8.1 | 20800 | 18500 | 88.94% | 1.85 | 0 | 11 |  |  |  |  | R-454B | 1.8833 | Residential & Commercial | USHP | Ducted CEE Tier 1
216738646 | Central HP <5.4 tons | BRYANT HEATING AND COOLING SYSTEMS | HRCU-A-CB (Split System: Heat Pump with Remote Outdoor Unit-Air-Source) | 37MUHAQ24AA3 |  |  | CSAH*3612AM* | 926SB48060V17*** | 22600 | 16 | 8.1 | 20800 | 18500 | 88.94% | 1.85 | 0 | 11 |  |  |  |  | R-454B | 1.8833 | Residential & Commercial | USHP | Ducted CEE Tier 1
216738580 | Central HP <5.4 tons | BRYANT HEATING AND COOLING SYSTEMS | HRCU-A-CB (Split System: Heat Pump with Remote Outdoor Unit-Air-Source) | 37MUHAQ24AA3 |  |  | CSAH*3612AM* | 916SA60100M21*** | 23000 | 15.5 | 8.1 | 21000 | 18600 | 88.57% | 1.9 | 0 | 10.5 |  |  |  |  | R-454B | 1.9167 | Residential & Commercial | USHP | Ducted CEE Tier 1
216738410 | Central HP <5.4 tons | BRYANT HEATING AND COOLING SYSTEMS | HRCU-A-CB (Split System: Heat Pump with Remote Outdoor Unit-Air-Source) | 37MUHAQ24AA3 |  |  | CSAH*3612AM* | 987MC42080C17*** | 22600 | 15.2 | 8.1 | 20600 | 18400 | 89.32% | 1.85 | 0 | 10.5 |  |  |  |  | R-454B | 1.8833 | Residential & Commercial | USHP | Ducted CEE Tier 1
216733814 | Central HP <5.4 tons | BRYANT HEATING AND COOLING SYSTEMS | HRCU-A-CB (Split System: Heat Pump with Remote Outdoor Unit-Air-Source) | 37MUHAQ24AA3 |  |  | CAA**3017AM* | 83*CA48060C17*** | 22800 | 17 | 8.5 | 21200 | 19000 | 89.62% | 1.94 | 0 | 10.5 |  |  |  |  | R-454B | 1.9 | Residential & Commercial | USHP | Ducted CEE Tier 1
216734025 | Central HP <5.4 tons | BRYANT HEATING AND COOLING SYSTEMS | HRCU-A-CB (Split System: Heat Pump with Remote Outdoor Unit-Air-Source) | 37MUHAQ24AA3 |  |  | CAA**3017AM* | 987MC42080C17*** | 22000 | 15.5 | 8.1 | 20800 | 18700 | 89.9% | 1.9 | 0 | 10.5 |  |  |  |  | R-454B | 1.8333 | Residential & Commercial | USHP | Ducted CEE Tier 1
216733757 | Central HP <5.4 tons | BRYANT HEATING AND COOLING SYSTEMS | HRCU-A-CB (Split System: Heat Pump with Remote Outdoor Unit-Air-Source) | 37MUHAQ24AA3 |  |  | CAA**3014AM* | 926SB30040V14*** | 22000 | 15.5 | 8.1 | 21000 | 18900 | 90% | 1.85 | 0 | 10.5 |  |  |  |  | R-454B | 1.8333 | Residential & Commercial | USHP | Ducted CEE Tier 1
216734075 | Central HP <5.4 tons | BRYANT HEATING AND COOLING SYSTEMS | HRCU-A-CB (Split System: Heat Pump with Remote Outdoor Unit-Air-Source) | 37MUHAQ24AA3 |  |  | CAA**3017AM* | 912SE48080M17*** | 22200 | 16.5 | 8.1 | 20800 | 18700 | 89.9% | 1.85 | 0 | 10.5 |  |  |  |  | R-454B | 1.85 | Residential & Commercial | USHP | Ducted CEE Tier 1
216581421 | Central HP <5.4 tons | BRYANT HEATING AND COOLING SYSTEMS | HRCU-A-CB (Split System: Heat Pump with Remote Outdoor Unit-Air-Source) | 284ANV036*0**B* |  |  | CAP**6024AL*+UI | 987TA66120C24*** | 34000 | 19.5 | 9 | 34000 | 25000 | 73.53% | 1.85 | 0 | 12 |  |  |  |  | R-410A | 2.8333 | Residential & Commercial | USHP | Ducted CEE Tier 1
216734109 | Central HP <5.4 tons | BRYANT HEATING AND COOLING SYSTEMS | HRCU-A-CB (Split System: Heat Pump with Remote Outdoor Unit-Air-Source) | 37MUHAQ24AA3 |  |  | CAA**3017AM* | 916SA36060M14*** | 22200 | 15.5 | 8.1 | 21000 | 18800 | 89.52% | 1.85 | 0 | 10.5 |  |  |  |  | R-454B | 1.85 | Residential & Commercial | USHP | Ducted CEE Tier 1
211260729 | Central HP <5.4 tons | DAY & NIGHT | HRCU-A-CB (Split System: Heat Pump with Remote Outdoor Unit-Air-Source) | DLCURAH18ABK |  |  | EA*4X25L17A* | *96VSN0401712A* | 18200 | 15.5 | 8.5 | 18200 | 17500 | 96.15% | 2.12 | 0 | 10.5 |  |  |  |  | R-410A | 1.5167 | Residential & Commercial | USHP | Ducted CEE Tier 1
211259892 | Central HP <5.4 tons | DAY & NIGHT | HRCU-A-CB (Split System: Heat Pump with Remote Outdoor Unit-Air-Source) | DLCURAH18ABK |  |  | EA*4X19L17A* | *80ES(N,L)0451412A* | 18600 | 16.5 | 8.5 | 18500 | 17500 | 94.59% | 2.14 | 0 | 11 |  |  |  |  | R-410A | 1.55 | Residential & Commercial | USHP | Ducted CEE Tier 1
215682932 | Central HP <5.4 tons | TEMPSTAR | HRCU-A-CB (Split System: Heat Pump with Remote Outdoor Unit-Air-Source) | T5H0V60*K*AAA* |  |  | EVM5X61M24A*+WALLCON | *96CTN0802120B* | 57500 | 18.5 | 9 | 64000 | 45000 | 70.31% | 2.08 | 0 | 9 |  |  |  |  | R-454B | 4.7917 | Residential & Commercial | USHP
215683182 | Central HP <5.4 tons | TEMPSTAR | HRCU-A-CB (Split System: Heat Pump with Remote Outdoor Unit-Air-Source) | T5H0V60*K*AAA* |  |  | EVD5X61M21A*+WALLCON | *97CTN1002122A* | 57500 | 18.5 | 9 | 64000 | 45000 | 70.31% | 2.06 | 0 | 9 |  |  |  |  | R-454B | 4.7917 | Residential & Commercial | USHP
213433268 | Central HP <5.4 tons | DIYCOOL | HRCU-A-CB (Split System: Heat Pump with Remote Outdoor Unit-Air-Source) | ACIQ-24-HPB |  |  | ACIQ-24W-WM | 0 | 24000 | 17.5 | 10.5 | 26000 | 24000 | 92.31% | 2 | 0 | 11.7 |  |  |  |  | R-410A | 2 | Residential & Commercial | USHP | Ducted CEE Tier 1
216643344 | Central HP <5.4 tons | CARRIER | HRCU-A-CB (Split System: Heat Pump with Remote Outdoor Unit-Air-Source) | 37MUHAQ18AA3 |  |  | CAA**1917AM* | 58SP*B045V14**12 | 18300 | 15.2 | 9.5 | 20000 | 17800 | 89% | 2 | 0 | 11 |  |  |  |  | R-454B | 1.525 | Residential & Commercial | USHP | Ducted CEE Tier 1
216643610 | Central HP <5.4 tons | CARRIER | HRCU-A-CB (Split System: Heat Pump with Remote Outdoor Unit-Air-Source) | 37MUHAQ18AA3 |  |  | CAA**3017AM* | 58SU*B060M17**16 | 18000 | 15.2 | 9.5 | 20200 | 18200 | 90.1% | 1.92 | 0 | 11 |  |  |  |  | R-454B | 1.5 | Residential & Commercial | USHP | Ducted CEE Tier 1
215588250 | Central HP <5.4 tons | BRYANT HEATING AND COOLING SYSTEMS | HRCU-A-CB (Split System: Heat Pump with Remote Outdoor Unit-Air-Source) | 291VAN054**AA* |  |  | CVAMA6024XMA*+UI | 88*TB66135C24*** | 52000 | 19.5 | 8.5 | 52500 | 46000 | 87.62% | 1.95 | 0 | 12 |  |  |  |  | R-454B | 4.3333 | Residential & Commercial | USHP | Ducted CEE Tier 1
215588270 | Central HP <5.4 tons | BRYANT HEATING AND COOLING SYSTEMS | HRCU-A-CB (Split System: Heat Pump with Remote Outdoor Unit-Air-Source) | 291VAN054**AA* |  |  | CVAMA6124XMA*+UI | 88*TB60090C21*** | 53000 | 20 | 8.5 | 53000 | 46000 | 86.79% | 1.95 | 0 | 12.5 |  |  |  |  | R-454B | 4.4167 | Residential & Commercial | USHP | Ducted CEE Tier 1
215588286 | Central HP <5.4 tons | BRYANT HEATING AND COOLING SYSTEMS | HRCU-A-CB (Split System: Heat Pump with Remote Outdoor Unit-Air-Source) | 291VAN054**AA* |  |  | CVAMA6124XMA*+UI | 987MC66120C24*** | 52500 | 19.5 | 8.5 | 53500 | 46500 | 86.92% | 1.95 | 0 | 12 |  |  |  |  | R-454B | 4.375 | Residential & Commercial | USHP | Ducted CEE Tier 1
215588368 | Central HP <5.4 tons | BRYANT HEATING AND COOLING SYSTEMS | HRCU-A-CB (Split System: Heat Pump with Remote Outdoor Unit-Air-Source) | 291VAN054**AA* |  |  | CVAVA6024XMA*+UI | 987MC66100C21*** | 52000 | 19 | 8.1 | 52500 | 46500 | 88.57% | 1.85 | 0 | 11.5 |  |  |  |  | R-454B | 4.3333 | Residential & Commercial | USHP | Ducted CEE Tier 1
214570464 | Central HP <5.4 tons | DAY & NIGHT | HRCU-A-CB (Split System: Heat Pump with Remote Outdoor Unit-Air-Source) | CVH825GKA3* |  |  | EA*4X37L21A*+WALLCON | *97CMN0602120B* | 24400 | 16.5 | 8.5 | 21200 | 16700 | 78.77% | 2.02 | 0 | 11 |  |  |  |  | R-410A | 2.0333 | Residential & Commercial | USHP | Ducted CEE Tier 1
214570714 | Central HP <5.4 tons | DAY & NIGHT | HRCU-A-CB (Split System: Heat Pump with Remote Outdoor Unit-Air-Source) | CVH825GKA3* |  |  | EA*4X48L21A*+WALLCON | *97CMN0802120B* | 24000 | 16.5 | 8.5 | 21000 | 16500 | 78.57% | 2.02 | 0 | 11 |  |  |  |  | R-410A | 2 | Residential & Commercial | USHP | Ducted CEE Tier 1
213363380 | Central HP <5.4 tons | Custom Comfort | HRCU-A-C (Split System: Heat Pump with Remote Outdoor Unit with No Indoor Fan --Air Source) | CCOXHA24V24HP |  |  | CCOEHACC24A | 0 | 24000 | 16.1 | 9.8 | 25000 | 20000 | 80% | 2 | 0 | 10.7 |  |  |  |  | R-410A | 2 | Residential & Commercial | USHP | Ducted CEE Tier 1
212614927 | Central HP <5.4 tons | DAIKIN | HRCU-A-CB (Split System: Heat Pump with Remote Outdoor Unit-Air-Source) | DZ6VSA361EA* |  |  | CA*EA6030*4A* | D*80VC0805D*A* | 34200 | 17.5 | 8.6 | 34200 | 30000 | 87.72% | 2 | 0 | 10 |  |  |  |  | R-410A | 2.85 | Residential & Commercial | USHP | Ducted CEE Tier 1
211260178 | Central HP <5.4 tons | DAY & NIGHT | HRCU-A-CB (Split System: Heat Pump with Remote Outdoor Unit-Air-Source) | DLCURAH18ABK |  |  | EA*4X24L14A* | *95ESN0261410A* | 17900 | 15.5 | 8.5 | 19000 | 18900 | 99.47% | 2.26 | 0 | 10.5 |  |  |  |  | R-410A | 1.4917 | Residential & Commercial | USHP | Ducted CEE Tier 1
211259825 | Central HP <5.4 tons | DAY & NIGHT | HRCU-A-CB (Split System: Heat Pump with Remote Outdoor Unit-Air-Source) | DLCURAH18ABK |  |  | EA*4X19L17A* | *95ESN0601412A* | 18400 | 16.5 | 8.5 | 18300 | 17600 | 96.17% | 2.14 | 0 | 11 |  |  |  |  | R-410A | 1.5333 | Residential & Commercial | USHP | Ducted CEE Tier 1
211228824 | Central HP <5.4 tons | COMFORTMAKER | HRCU-A-CB (Split System: Heat Pump with Remote Outdoor Unit-Air-Source) | DLCURAH36ABK |  |  | EA*4X48L21A* | *80VSL0451716A* | 35600 | 15.5 | 8.1 | 38500 | 34800 | 90.39% | 2.04 | 0 | 9.5 |  |  |  |  | R-410A | 2.9667 | Residential & Commercial | USHP
216790054 | Central HP <5.4 tons | DIRECT AIR | HRCU-A-C (Split System: Heat Pump with Remote Outdoor Unit with No Indoor Fan --Air Source) | DIRM4-36MAGICPRO20-OU |  |  | DIRM4-3617MAGICP20-CCOIL | 0 | 36000 | 15.8 | 9.4 | 38000 | 36000 | 94.74% | 1.9 | 0 | 10.7 |  |  |  |  | R-454B | 3 | Residential & Commercial | USHP | Ducted CEE Tier 1
216581407 | Central HP <5.4 tons | BRYANT HEATING AND COOLING SYSTEMS | HRCU-A-CB (Split System: Heat Pump with Remote Outdoor Unit-Air-Source) | 284ANV036*0**B* |  |  | CAP**4221AL*+UI | 987TA66100C21*** | 32800 | 19 | 9.5 | 34800 | 26200 | 75.29% | 1.8 | 0 | 11.5 |  |  |  |  | R-410A | 2.7333 | Residential & Commercial | USHP | Ducted CEE Tier 1
216581423 | Central HP <5.4 tons | BRYANT HEATING AND COOLING SYSTEMS | HRCU-A-CB (Split System: Heat Pump with Remote Outdoor Unit-Air-Source) | 284ANV036*0**B* |  |  | CAP**6121AL*+UI | 987TA42060C17*** | 34000 | 19 | 9 | 35200 | 25200 | 71.59% | 1.8 | 0 | 11 |  |  |  |  | R-410A | 2.8333 | Residential & Commercial | USHP | Ducted CEE Tier 1
216736876 | Central HP <5.4 tons | COMFORTMAKER | HRCU-A-CB (Split System: Heat Pump with Remote Outdoor Unit-Air-Source) | D5CUHAH24AAK |  |  | ESH5X24M12A* | *96VTN1002120B* | 22400 | 15.5 | 8.1 | 21200 | 19100 | 90.09% | 1.85 | 0 | 10.5 |  |  |  |  | R-454B | 1.8667 | Residential & Commercial | USHP | Ducted CEE Tier 1
216737124 | Central HP <5.4 tons | COMFORTMAKER | HRCU-A-CB (Split System: Heat Pump with Remote Outdoor Unit-Air-Source) | D5CUHAH24AAK |  |  | ESH5X30M12A* | *80MS(N,L)1102420A* | 22600 | 15.5 | 8.1 | 21000 | 18800 | 89.52% | 1.85 | 0 | 10.5 |  |  |  |  | R-454B | 1.8833 | Residential & Commercial | USHP | Ducted CEE Tier 1
211245161 | Central HP <5.4 tons | DAY & NIGHT | HRCU-A-CB (Split System: Heat Pump with Remote Outdoor Unit-Air-Source) | DLCURAH24ABK |  |  | EN(A,D,W)4X36L17** | *92ESN0601412A* | 23400 | 17 | 8.1 | 25800 | 24000 | 93.02% | 2 | 0 | 10 |  |  |  |  | R-410A | 1.95 | Residential & Commercial | USHP | Ducted CEE Tier 1
212400610 | Central HP <5.4 tons | AMERICAN STANDARD | HRCU-A-CB (Split System: Heat Pump with Remote Outdoor Unit-Air-Source) | 4A6V7X36A1 |  |  | TAMXA0B30V31 | 0 | 34000 | 17.1 | 8.5 | 29000 | 20400 | 70.34% | 1.8 | 0 | 12 |  |  |  |  | R-410A | 2.8333 | Residential & Commercial | USHP | Ducted CEE Tier 1
208130392 | Central HP <5.4 tons | Alsetria | HRCU-A-CB (Split System: Heat Pump with Remote Outdoor Unit-Air-Source) | MOD30-24HFN1-MW |  |  | MVC-24HWFN1-M | 0 | 24000 | 17.4 | 10 | 24000 | 22600 | 94.17% | 1.91 | 12.5 | 11.7 |  |  |  |  | R-410A | 2 | Residential & Commercial | USHP | Ducted CEE Tier 1
214574433 | Central HP <5.4 tons | COMFORTMAKER | HRCU-A-CB (Split System: Heat Pump with Remote Outdoor Unit-Air-Source) | CVH837GKA2* |  |  | EHD4X60AAL+WALLCON | *97CMN0802120B* | 33000 | 17 | 8.5 | 32200 | 24800 | 77.02% | 2 | 0 | 11.5 |  |  |  |  | R-410A | 2.75 | Residential & Commercial | USHP | Ducted CEE Tier 1
216737466 | Central HP <5.4 tons | BRYANT HEATING AND COOLING SYSTEMS | HRCU-A-CB (Split System: Heat Pump with Remote Outdoor Unit-Air-Source) | 37MUHAQ24AA3 |  |  | CSAH*3012AM* | 912SE42060M17*** | 22400 | 15.5 | 8.1 | 21000 | 18800 | 89.52% | 1.9 | 0 | 10.5 |  |  |  |  | R-454B | 1.8667 | Residential & Commercial | USHP | Ducted CEE Tier 1
216737979 | Central HP <5.4 tons | BRYANT HEATING AND COOLING SYSTEMS | HRCU-A-CB (Split System: Heat Pump with Remote Outdoor Unit-Air-Source) | 37MUHAQ24AA3 |  |  | CSAH*3612AM* | 83*CA60080C21*** | 23600 | 15.2 | 8.5 | 21200 | 18900 | 89.15% | 1.98 | 0 | 11 |  |  |  |  | R-454B | 1.9667 | Residential & Commercial | USHP | Ducted CEE Tier 1
216738243 | Central HP <5.4 tons | BRYANT HEATING AND COOLING SYSTEMS | HRCU-A-CB (Split System: Heat Pump with Remote Outdoor Unit-Air-Source) | 37MUHAQ24AA3 |  |  | CSAH*3612AM* | 88*TB36045C17*** | 22600 | 15.2 | 8.1 | 20800 | 18500 | 88.94% | 1.85 | 0 | 10.5 |  |  |  |  | R-454B | 1.8833 | Residential & Commercial | USHP | Ducted CEE Tier 1
216738270 | Central HP <5.4 tons | BRYANT HEATING AND COOLING SYSTEMS | HRCU-A-CB (Split System: Heat Pump with Remote Outdoor Unit-Air-Source) | 37MUHAQ24AA3 |  |  | CSAH*3612AM* | 88*TB60070C21*** | 23200 | 15.2 | 8.1 | 21200 | 18800 | 88.68% | 1.9 | 0 | 10.5 |  |  |  |  | R-454B | 1.9333 | Residential & Commercial | USHP | Ducted CEE Tier 1
216643560 | Central HP <5.4 tons | COMFORTMAKER | HRCU-A-CB (Split System: Heat Pump with Remote Outdoor Unit-Air-Source) | D5CUHAH18AAK |  |  | EA*5X24M17A* | *80MSU0401712A* | 17700 | 15.2 | 10 | 20600 | 18500 | 89.81% | 1.98 | 0 | 11 |  |  |  |  | R-454B | 1.475 | Residential & Commercial | USHP | Ducted CEE Tier 1
216734201 | Central HP <5.4 tons | AIRQUEST | HRCU-A-CB (Split System: Heat Pump with Remote Outdoor Unit-Air-Source) | D5CUHAH24AAK |  |  | EA*5X30M17A* | *95MSU0601716A* | 22200 | 16.5 | 8.5 | 20800 | 18800 | 90.38% | 1.94 | 0 | 10.5 |  |  |  |  | R-454B | 1.85 | Residential & Commercial | USHP | Ducted CEE Tier 1
216734992 | Central HP <5.4 tons | COMFORTMAKER | HRCU-A-CB (Split System: Heat Pump with Remote Outdoor Unit-Air-Source) | D5CUHAH24AAK |  |  | EA*5X37M17A* | *80VSL0901716B* | 23000 | 16.5 | 8.5 | 20800 | 18500 | 88.94% | 1.96 | 0 | 11 |  |  |  |  | R-454B | 1.9167 | Residential & Commercial | USHP | Ducted CEE Tier 1
216737457 | Central HP <5.4 tons | BRYANT HEATING AND COOLING SYSTEMS | HRCU-A-CB (Split System: Heat Pump with Remote Outdoor Unit-Air-Source) | 37MUHAQ24AA3 |  |  | CSAH*3012AM* | 912SE36060M14*** | 22600 | 15.2 | 8.1 | 21200 | 18900 | 89.15% | 1.85 | 0 | 10.5 |  |  |  |  | R-454B | 1.8833 | Residential & Commercial | USHP | Ducted CEE Tier 1
216737516 | Central HP <5.4 tons | BRYANT HEATING AND COOLING SYSTEMS | HRCU-A-CB (Split System: Heat Pump with Remote Outdoor Unit-Air-Source) | 37MUHAQ24AA3 |  |  | CSAH*3012AM* | 912SE60120M24*** | 22600 | 15.2 | 8.1 | 21200 | 18900 | 89.15% | 1.85 | 0 | 10.5 |  |  |  |  | R-454B | 1.8833 | Residential & Commercial | USHP | Ducted CEE Tier 1
211260676 | Central HP <5.4 tons | DAY & NIGHT | HRCU-A-CB (Split System: Heat Pump with Remote Outdoor Unit-Air-Source) | DLCURAH18ABK |  |  | EA*4X24L17A* | OMV112K14A | 18100 | 15.5 | 8.5 | 19100 | 18900 | 98.95% | 2.26 | 0 | 10.5 |  |  |  |  | R-410A | 1.5083 | Residential & Commercial | USHP | Ducted CEE Tier 1
211260969 | Central HP <5.4 tons | DAY & NIGHT | HRCU-A-CB (Split System: Heat Pump with Remote Outdoor Unit-Air-Source) | DLCURAH18ABK |  |  | EA*4X25L17A* | *96VTN0601714A* | 18200 | 16 | 8.5 | 18100 | 17500 | 96.69% | 2.12 | 0 | 10.5 |  |  |  |  | R-410A | 1.5167 | Residential & Commercial | USHP | Ducted CEE Tier 1
216738664 | Central HP <5.4 tons | BRYANT HEATING AND COOLING SYSTEMS | HRCU-A-CB (Split System: Heat Pump with Remote Outdoor Unit-Air-Source) | 37MUHAQ24AA3 |  |  | CSAH*3612AM* | 926SB60080V21*** | 22800 | 16 | 8.1 | 21000 | 18600 | 88.57% | 1.85 | 0 | 11 |  |  |  |  | R-454B | 1.9 | Residential & Commercial | USHP | Ducted CEE Tier 1
213307910 | Central HP <5.4 tons | Alsetria | HRCU-A-CB (Split System: Heat Pump with Remote Outdoor Unit-Air-Source) | MOX430U-18HFN1-M |  |  | MVBE-18HWFN1-MM3E | 0 | 18000 | 19.3 | 10.8 | 19000 | 18800 | 98.95% | 2.3 | 0 | 12.1 |  |  |  |  | R-410A | 1.5 | Residential & Commercial | USHP | Ducted CEE Tier 1
216736397 | Central HP <5.4 tons | COMFORTMAKER | HRCU-A-CB (Split System: Heat Pump with Remote Outdoor Unit-Air-Source) | D5CUHAH24AAK |  |  | ESH5X24M12A* | *80CTL0701716B* | 22400 | 15.2 | 8.1 | 21200 | 19100 | 90.09% | 1.85 | 0 | 10.5 |  |  |  |  | R-454B | 1.8667 | Residential & Commercial | USHP | Ducted CEE Tier 1
216735938 | Central HP <5.4 tons | COMFORTMAKER | HRCU-A-CB (Split System: Heat Pump with Remote Outdoor Unit-Air-Source) | D5CUHAH24AAK |  |  | EA*5X37M21A* | *95MSU1002120A* | 23200 | 16.5 | 8.5 | 20600 | 18400 | 89.32% | 1.96 | 0 | 11 |  |  |  |  | R-454B | 1.9333 | Residential & Commercial | USHP | Ducted CEE Tier 1
216736358 | Central HP <5.4 tons | COMFORTMAKER | HRCU-A-CB (Split System: Heat Pump with Remote Outdoor Unit-Air-Source) | D5CUHAH24AAK |  |  | ESH5X24M12A* | *80MSU0802120A* | 22600 | 15.5 | 8.1 | 21200 | 19100 | 90.09% | 1.85 | 0 | 10.5 |  |  |  |  | R-454B | 1.8833 | Residential & Commercial | USHP | Ducted CEE Tier 1
213772628 | Central HP <5.4 tons | AIRQUEST | HRCU-A-CB (Split System: Heat Pump with Remote Outdoor Unit-Air-Source) | HVH825GKA3* |  |  | EA*4X24L17A*+WALLCON | *80CTL0701412B* | 23400 | 16.5 | 8.1 | 22000 | 16800 | 76.36% | 1.88 | 0 | 10.5 |  |  |  |  | R-410A | 1.95 | Residential & Commercial | USHP | Ducted CEE Tier 1
213772998 | Central HP <5.4 tons | AIRQUEST | HRCU-A-CB (Split System: Heat Pump with Remote Outdoor Unit-Air-Source) | HVH825GKA3* |  |  | EA*4X36L17A*+WALLCON | *97CMN0801714B* | 23400 | 16.5 | 8.1 | 21600 | 16700 | 77.31% | 1.92 | 0 | 10.5 |  |  |  |  | R-410A | 1.95 | Residential & Commercial | USHP | Ducted CEE Tier 1
213773448 | Central HP <5.4 tons | AIRQUEST | HRCU-A-CB (Split System: Heat Pump with Remote Outdoor Unit-Air-Source) | HVH825GKA3* |  |  | EA*4X42L21A*+WALLCON | *97CMN0801714B* | 23600 | 16.5 | 8.1 | 21400 | 16700 | 78.04% | 1.94 | 0 | 10.5 |  |  |  |  | R-410A | 1.9667 | Residential & Commercial | USHP | Ducted CEE Tier 1
216643269 | Central HP <5.4 tons | COMFORTMAKER | HRCU-A-CB (Split System: Heat Pump with Remote Outdoor Unit-Air-Source) | D5CUHAH18AAK |  |  | EA*5X25M17A* | *80MS(N,L)0701412A* | 18400 | 15.2 | 10.5 | 19800 | 17600 | 88.89% | 2 | 0 | 11.5 |  |  |  |  | R-454B | 1.5333 | Residential & Commercial | USHP | Ducted CEE Tier 1
216733263 | Central HP <5.4 tons | BRYANT HEATING AND COOLING SYSTEMS | HRCU-A-CB (Split System: Heat Pump with Remote Outdoor Unit-Air-Source) | 37MUHAQ24AA3 |  |  | CAA**2517AM* | 83*SB48060M17*** | 23400 | 17 | 8.5 | 21000 | 18600 | 88.57% | 1.96 | 0 | 11 |  |  |  |  | R-454B | 1.95 | Residential & Commercial | USHP | Ducted CEE Tier 1
216764408 | Central HP <5.4 tons | TRANE | HRCU-A-CB (Split System: Heat Pump with Remote Outdoor Unit-Air-Source) | 5TWX7036A1 |  |  | 5TXCC009AS3 | S9V2C100U4VSB | 34000 | 17.5 | 9 | 32200 | 23800 | 73.91% | 2.2 | 0 | 12 |  |  |  |  | R-454B | 2.8333 | Residential & Commercial | USHP | Ducted CEE Tier 1
216683097 | Central HP <5.4 tons | HEIL | HRCU-A-CB (Split System: Heat Pump with Remote Outdoor Unit-Air-Source) | DLCURAH18ABK |  |  | EHD4X30AAL | *97VTN1002122A* | 18100 | 16 | 8.5 | 18600 | 18000 | 96.77% | 2.02 | 0 | 10.5 |  |  |  |  | R-410A | 1.5083 | Residential & Commercial | USHP | Ducted CEE Tier 1
215853291 | Central HP <5.4 tons | YORK | HRCU-A-CB (Split System: Heat Pump with Remote Outdoor Unit-Air-Source) | HH836E2S11 |  |  | CTM36B5CDS1+JMVT12BC2N1 | 0 | 33200 | 18 | 9 | 30400 | 24800 | 81.58% | 2 | 0 | 11.7 |  |  |  |  | R-454B | 2.7667 | Residential & Commercial | USHP | Ducted CEE Tier 1
216681844 | Central HP <5.4 tons | HEIL | HRCU-A-CB (Split System: Heat Pump with Remote Outdoor Unit-Air-Source) | DLCURAH36ABK |  |  | EHD4X42AAL | *97VTN1002120A* | 36000 | 16 | 8.5 | 38500 | 34400 | 89.35% | 1.8 | 0 | 10 |  |  |  |  | R-410A | 3 | Residential & Commercial | USHP | Ducted CEE Tier 1
216581397 | Central HP <5.4 tons | BRYANT HEATING AND COOLING SYSTEMS | HRCU-A-CB (Split System: Heat Pump with Remote Outdoor Unit-Air-Source) | 284ANV036*0**B* |  |  | CAP**3617AL*+UI | 987TA42060C17*** | 32000 | 18 | 9 | 35800 | 26800 | 74.86% | 1.75 | 0 | 10.5 |  |  |  |  | R-410A | 2.6667 | Residential & Commercial | USHP | Ducted CEE Tier 1
216734198 | Central HP <5.4 tons | BRYANT HEATING AND COOLING SYSTEMS | HRCU-A-CB (Split System: Heat Pump with Remote Outdoor Unit-Air-Source) | 37MUHAQ24AA3 |  |  | CAA**3017AM* | 935SB48060M17*** | 22200 | 16.5 | 8.5 | 20800 | 18800 | 90.38% | 1.94 | 0 | 10.5 |  |  |  |  | R-454B | 1.85 | Residential & Commercial | USHP | Ducted CEE Tier 1
216581457 | Central HP <5.4 tons | BRYANT HEATING AND COOLING SYSTEMS | HRCU-A-CB (Split System: Heat Pump with Remote Outdoor Unit-Air-Source) | 284ANV048*0**B* |  |  | CAP**6124AL*+UI | 987TA66100C21*** | 45000 | 21 | 9.5 | 46000 | 35800 | 77.83% | 2 | 0 | 11 |  |  |  |  | R-410A | 3.75 | Residential & Commercial | USHP | Ducted CEE Tier 1
216682567 | Central HP <5.4 tons | HEIL | HRCU-A-CB (Split System: Heat Pump with Remote Outdoor Unit-Air-Source) | DLCURAH36ABK |  |  | EA*4X37L21A* | *97VTN1002122A* | 36600 | 16.5 | 9 | 38000 | 34400 | 90.53% | 1.96 | 0 | 10 |  |  |  |  | R-410A | 3.05 | Residential & Commercial | USHP | Ducted CEE Tier 1
213080277 | Central HP <5.4 tons | TEMPSTAR | HRCU-A-CB (Split System: Heat Pump with Remote Outdoor Unit-Air-Source) | DLCURAH36ABK |  |  | EA*4X36L21A* | *96MSN1002120A* | 35200 | 16 | 8.1 | 38500 | 35200 | 91.43% | 1.8 | 0 | 9.5 |  |  |  |  | R-410A | 2.9333 | Residential & Commercial | USHP
216766472 | Central HP <5.4 tons | TRANE | HRCU-A-CB (Split System: Heat Pump with Remote Outdoor Unit-Air-Source) | 5TWR7048A1 |  |  | 5PX*CD09AS3 | S8V2C100M5PCB | 44000 | 16 | 8.7 | 44000 | 32200 | 73.18% | 2.17 | 0 | 12 |  |  |  |  | R-454B | 3.6667 | Residential & Commercial | USHP | Ducted CEE Tier 1
216766506 | Central HP <5.4 tons | TRANE | HRCU-A-CB (Split System: Heat Pump with Remote Outdoor Unit-Air-Source) | 5TWR7048A1 |  |  | 5PX*D010AS3 | S8V2C080M5PCB | 43500 | 16.5 | 8.7 | 43500 | 32000 | 73.56% | 2.21 | 0 | 12 |  |  |  |  | R-454B | 3.625 | Residential & Commercial | USHP | Ducted CEE Tier 1
211230772 | Central HP <5.4 tons | COMFORTMAKER | HRCU-A-CB (Split System: Heat Pump with Remote Outdoor Unit-Air-Source) | DLCURAH36ABK |  |  | EN(A,D)4X48L24** | *96VTN1002122A* | 36000 | 16.5 | 8.1 | 38500 | 34800 | 90.39% | 2.02 | 0 | 10.5 |  |  |  |  | R-410A | 3 | Residential & Commercial | USHP | Ducted CEE Tier 1
216581455 | Central HP <5.4 tons | BRYANT HEATING AND COOLING SYSTEMS | HRCU-A-CB (Split System: Heat Pump with Remote Outdoor Unit-Air-Source) | 284ANV048*0**B* |  |  | CAP**6124AL*+UI | 987TA60080C21*** | 45000 | 21 | 9.5 | 46000 | 36000 | 78.26% | 2 | 0 | 11 |  |  |  |  | R-410A | 3.75 | Residential & Commercial | USHP | Ducted CEE Tier 1
214391153 | Central HP <5.4 tons | Breeze33 | HRCU-A-C (Split System: Heat Pump with Remote Outdoor Unit with No Indoor Fan --Air Source) | BZ33-INV30OUT2-J |  |  | BZ33-MSC36C-J | 0 | 30000 | 15.5 | 9.7 | 33000 | 27000 | 81.82% | 1.85 | 10.7 | 10.5 |  |  |  |  | R-410A | 2.5 | Residential & Commercial | USHP | Ducted CEE Tier 1
214807613 | Central HP <5.4 tons | YORK | HRCU-A-CB (Split System: Heat Pump with Remote Outdoor Unit-Air-Source) | HH860E2S11 |  |  | CTU60C5XGS1+TXV | TM8V100C16MP12 | 43500 | 18 | 9 | 44000 | 33400 | 75.91% | 2 | 0 | 11.7 |  |  |  |  | R-454B | 3.625 | Residential & Commercial | USHP | Ducted CEE Tier 1
216764435 | Central HP <5.4 tons | TRANE | HRCU-A-CB (Split System: Heat Pump with Remote Outdoor Unit-Air-Source) | 5TWX7048A1 |  |  | 5PX*D008AS3 | *UHMD120CCV5 | 43500 | 16 | 9 | 45500 | 33200 | 72.97% | 2.1 | 0 | 11.5 |  |  |  |  | R-454B | 3.625 | Residential & Commercial | USHP | Ducted CEE Tier 1
216764440 | Central HP <5.4 tons | TRANE | HRCU-A-CB (Split System: Heat Pump with Remote Outdoor Unit-Air-Source) | 5TWX7048A1 |  |  | 5PX*D008AS3 | S9V2C080U5PSC | 43000 | 16.5 | 9 | 44500 | 32600 | 73.26% | 2.2 | 0 | 12 |  |  |  |  | R-454B | 3.5833 | Residential & Commercial | USHP | Ducted CEE Tier 1
216764483 | Central HP <5.4 tons | TRANE | HRCU-A-CB (Split System: Heat Pump with Remote Outdoor Unit-Air-Source) | 5TWX7048A1 |  |  | 5TXCD010AS3 | S9V2D120U5VSB | 43500 | 17.1 | 9 | 43500 | 32000 | 73.56% | 2.2 | 0 | 12 |  |  |  |  | R-454B | 3.625 | Residential & Commercial | USHP | Ducted CEE Tier 1
216764515 | Central HP <5.4 tons | TRANE | HRCU-A-CB (Split System: Heat Pump with Remote Outdoor Unit-Air-Source) | 5TWX7060A1 |  |  | 5PX*DD10AS3 | S9V2D120D5PSC | 51000 | 16 | 9 | 51000 | 38500 | 75.49% | 2.1 | 0 | 11 |  |  |  |  | R-454B | 4.25 | Residential & Commercial | USHP | Ducted CEE Tier 1
216764517 | Central HP <5.4 tons | TRANE | HRCU-A-CB (Split System: Heat Pump with Remote Outdoor Unit-Air-Source) | 5TWX7060A1 |  |  | 5TEM6D07AV51+TDR | 0 | 53000 | 17 | 9 | 50500 | 38000 | 75.25% | 2.2 | 0 | 11.5 |  |  |  |  | R-454B | 4.4167 | Residential & Commercial | USHP | Ducted CEE Tier 1
216764524 | Central HP <5.4 tons | TRANE | HRCU-A-CB (Split System: Heat Pump with Remote Outdoor Unit-Air-Source) | 5TWX7060A1 |  |  | 5TXCD008AS3 | L9X1C100U5VSA | 50500 | 15.5 | 8.7 | 52000 | 39500 | 75.96% | 2.1 | 0 | 10 |  |  |  |  | R-454B | 4.2083 | Residential & Commercial | USHP | Ducted CEE Tier 1
213732638 | Central HP <5.4 tons | Breeze33 | HRCU-A-C (Split System: Heat Pump with Remote Outdoor Unit with No Indoor Fan --Air Source) | BZ33-INV18OUT2-J |  |  | BZ33-MSC24B-J | 0 | 18000 | 16.1 | 9.5 | 19000 | 15000 | 78.95% | 2.2 | 11.6 | 11.7 |  |  |  |  | R-410A | 1.5 | Residential & Commercial | USHP | Ducted CEE Tier 1
210470447 | Central HP <5.4 tons | DAY & NIGHT | HRCU-A-CB (Split System: Heat Pump with Remote Outdoor Unit-Air-Source) | CVH837GKA2* |  |  | EA*4X61L21A*+WALLCON | *80CTL0902120A* | 33200 | 18 | 8.5 | 32000 | 25000 | 78.12% | 2 | 0 | 11.7 |  |  |  |  | R-410A | 2.7667 | Residential & Commercial | USHP | Ducted CEE Tier 1
213772596 | Central HP <5.4 tons | BRYANT HEATING AND COOLING SYSTEMS | HRCU-A-CB (Split System: Heat Pump with Remote Outdoor Unit-Air-Source) | 288BNV025*0**C* |  |  | CAP**2414AL*+UI | 88*TB36070C14*** | 23400 | 16.5 | 8.1 | 22000 | 16800 | 76.36% | 1.88 | 0 | 10.5 |  |  |  |  | R-410A | 1.95 | Residential & Commercial | USHP | Ducted CEE Tier 1
214574678 | Central HP <5.4 tons | CARRIER | HRCU-A-CB (Split System: Heat Pump with Remote Outdoor Unit-Air-Source) | 25VNA837A*031* |  |  | CNPV*4824AL*+UI | 59TN6C080C21**20 | 32400 | 17.5 | 8.5 | 32600 | 24800 | 76.07% | 1.98 | 0 | 11.5 |  |  |  |  | R-410A | 2.7 | Residential & Commercial | USHP | Ducted CEE Tier 1
214584590 | Central HP <5.4 tons | JOHNSON CONTROLS | HRCU-A-CB (Split System: Heat Pump with Remote Outdoor Unit-Air-Source) | HH836E2S11 |  |  | CTF36B5CDS1 | Z8ET080B12LMPS1 | 33200 | 19 | 9 | 30400 | 24800 | 81.58% | 2 | 0 | 11.7 |  |  |  |  | R-454B | 2.7667 | Residential & Commercial | USHP | Ducted CEE Tier 1
216643121 | Central HP <5.4 tons | COMFORTMAKER | HRCU-A-CB (Split System: Heat Pump with Remote Outdoor Unit-Air-Source) | D5CUHAH18AAK |  |  | EA*5X19M17A* | *80MS(N,L)0451412A* | 18300 | 15.2 | 10.5 | 19800 | 17700 | 89.39% | 2 | 0 | 11 |  |  |  |  | R-454B | 1.525 | Residential & Commercial | USHP | Ducted CEE Tier 1
211228650 | Central HP <5.4 tons | COMFORTMAKER | HRCU-A-CB (Split System: Heat Pump with Remote Outdoor Unit-Air-Source) | DLCURAH36ABK |  |  | EA*4X43L21A* | *96VTN1002120A* | 36800 | 15.5 | 8.5 | 38500 | 34800 | 90.39% | 2.1 | 0 | 10 |  |  |  |  | R-410A | 3.0667 | Residential & Commercial | USHP | Ducted CEE Tier 1
212989300 | Central HP <5.4 tons | AIRQUEST | HRCU-A-CB (Split System: Heat Pump with Remote Outdoor Unit-Air-Source) | DLCURAH18ABK |  |  | EA*4X30L17A* | *95MSU0601716A* | 17500 | 16.5 | 8.5 | 18100 | 18700 | 103.3% | 2.26 | 0 | 10.5 |  |  |  |  | R-410A | 1.4583 | Residential & Commercial | USHP | Ducted CEE Tier 1
210470579 | Central HP <5.4 tons | DAY & NIGHT | HRCU-A-CB (Split System: Heat Pump with Remote Outdoor Unit-Air-Source) | CVH837GKA2* |  |  | EA*4X61L24A*+WALLCON | *96CTN1202422A* | 33200 | 18 | 8.5 | 32000 | 24800 | 77.5% | 2 | 0 | 12 |  |  |  |  | R-410A | 2.7667 | Residential & Commercial | USHP | Ducted CEE Tier 1
210471283 | Central HP <5.4 tons | DAY & NIGHT | HRCU-A-CB (Split System: Heat Pump with Remote Outdoor Unit-Air-Source) | CVH837GKA2* |  |  | EHD4X60AAL+WALLCON | *96CTN1002122A* | 33000 | 17 | 8.1 | 32200 | 24800 | 77.02% | 2.02 | 0 | 11.5 |  |  |  |  | R-410A | 2.75 | Residential & Commercial | USHP | Ducted CEE Tier 1
215934004 | Central HP <5.4 tons | CARRIER | HRCU-A-CB (Split System: Heat Pump with Remote Outdoor Unit-Air-Source) | 27VNA348A*030* |  |  | CAA**4821AM*+UI | 58TN*B090C21**20 | 44000 | 21 | 9.5 | 48000 | 36200 | 75.42% | 1.92 | 0 | 11 |  |  |  |  | R-454B | 3.6667 | Residential & Commercial | USHP | Ducted CEE Tier 1
215934254 | Central HP <5.4 tons | CARRIER | HRCU-A-CB (Split System: Heat Pump with Remote Outdoor Unit-Air-Source) | 27VNA348A*030* |  |  | CAA**6121AM*+UI | 59MN7C080C21**20 | 45000 | 21 | 9.5 | 48500 | 37000 | 76.29% | 2 | 0 | 11 |  |  |  |  | R-454B | 3.75 | Residential & Commercial | USHP | Ducted CEE Tier 1
215934454 | Central HP <5.4 tons | CARRIER | HRCU-A-CB (Split System: Heat Pump with Remote Outdoor Unit-Air-Source) | 27VNA348A*030* |  |  | CSAH*4812AM*+UI | 58TN*B090C21**20 | 44500 | 20.5 | 9 | 48500 | 36400 | 75.05% | 1.82 | 0 | 11 |  |  |  |  | R-454B | 3.7083 | Residential & Commercial | USHP | Ducted CEE Tier 1
216754801 | Central HP <5.4 tons | BRYANT HEATING AND COOLING SYSTEMS | HRCU-A-CB (Split System: Heat Pump with Remote Outdoor Unit-Air-Source) | 37MUHAQ30AA3 |  |  | CAA**4321AM* | 83*CA48060C17*** | 31800 | 15.2 | 9 | 34400 | 30200 | 87.79% | 1.8 | 0 | 9.5 |  |  |  |  | R-454B | 2.65 | Residential & Commercial | USHP
213081456 | Central HP <5.4 tons | Alsetria | HRCU-A-CB (Split System: Heat Pump with Remote Outdoor Unit-Air-Source) | MOD30-24HFN1-MW |  |  | MVBE-24HWFN1-MM3E | 0 | 24000 | 17.5 | 10.5 | 26000 | 24000 | 92.31% | 2 | 0 | 11.7 |  |  |  |  | R-410A | 2 | Residential & Commercial | USHP | Ducted CEE Tier 1
214574323 | Central HP <5.4 tons | COMFORTMAKER | HRCU-A-CB (Split System: Heat Pump with Remote Outdoor Unit-Air-Source) | CVH837GKA2* |  |  | EHD4X42AAL+WALLCON | *96CTN0802120B* | 32600 | 17.5 | 8.5 | 32800 | 24800 | 75.61% | 1.96 | 0 | 11 |  |  |  |  | R-410A | 2.7167 | Residential & Commercial | USHP | Ducted CEE Tier 1
214574373 | Central HP <5.4 tons | COMFORTMAKER | HRCU-A-CB (Split System: Heat Pump with Remote Outdoor Unit-Air-Source) | CVH837GKA2* |  |  | EHD4X48AAL+WALLCON | *97CMN0802120B* | 32600 | 17 | 8.5 | 32800 | 25000 | 76.22% | 1.98 | 0 | 11 |  |  |  |  | R-410A | 2.7167 | Residential & Commercial | USHP | Ducted CEE Tier 1
213080170 | Central HP <5.4 tons | TEMPSTAR | HRCU-A-CB (Split System: Heat Pump with Remote Outdoor Unit-Air-Source) | DLCURAH36ABK |  |  | EA*4X42L21A* | *96MSN0802120A* | 35600 | 16 | 8.1 | 38500 | 35200 | 91.43% | 1.9 | 0 | 10 |  |  |  |  | R-410A | 2.9667 | Residential & Commercial | USHP | Ducted CEE Tier 1
213080218 | Central HP <5.4 tons | TEMPSTAR | HRCU-A-CB (Split System: Heat Pump with Remote Outdoor Unit-Air-Source) | DLCURAH36ABK |  |  | EA*4X48L24A* | *96MSN0802120A* | 36000 | 16 | 8.5 | 38000 | 35400 | 93.16% | 1.78 | 0 | 10 |  |  |  |  | R-410A | 3 | Residential & Commercial | USHP | Ducted CEE Tier 1
213080254 | Central HP <5.4 tons | TEMPSTAR | HRCU-A-CB (Split System: Heat Pump with Remote Outdoor Unit-Air-Source) | DLCURAH36ABK |  |  | EN(A,D,W)4X48L21** | *96MSN0802120A* | 36200 | 16 | 8.1 | 38500 | 35000 | 90.91% | 2.02 | 0 | 10 |  |  |  |  | R-410A | 3.0167 | Residential & Commercial | USHP | Ducted CEE Tier 1
213080313 | Central HP <5.4 tons | TEMPSTAR | HRCU-A-CB (Split System: Heat Pump with Remote Outdoor Unit-Air-Source) | DLCURAH36ABK |  |  | EA*4X42L24A* | *96MSN1002120A* | 35400 | 16 | 8.1 | 38500 | 35000 | 90.91% | 1.88 | 0 | 10 |  |  |  |  | R-410A | 2.95 | Residential & Commercial | USHP | Ducted CEE Tier 1
214573623 | Central HP <5.4 tons | COMFORTMAKER | HRCU-A-CB (Split System: Heat Pump with Remote Outdoor Unit-Air-Source) | CVH837GKA2* |  |  | EA*4X36L21A*+WALLCON | *95CSU0802120B* | 31400 | 17 | 8.1 | 33000 | 24200 | 73.33% | 1.86 | 0 | 11 |  |  |  |  | R-410A | 2.6167 | Residential & Commercial | USHP | Ducted CEE Tier 1
216739141 | Central HP <5.4 tons | BRYANT HEATING AND COOLING SYSTEMS | HRCU-A-CB (Split System: Heat Pump with Remote Outdoor Unit-Air-Source) | 37MUHAQ24AA3 |  |  | PF5TNXC36L* | 0 | 23200 | 17 | 8.5 | 21200 | 18900 | 89.15% | 1.96 | 0 | 11 |  |  |  |  | R-454B | 1.9333 | Residential & Commercial | USHP | Ducted CEE Tier 1
213080642 | Central HP <5.4 tons | TEMPSTAR | HRCU-A-CB (Split System: Heat Pump with Remote Outdoor Unit-Air-Source) | DLCURAH36ABK |  |  | EN(A,D,W)4X48L21** | *95MSU0401712A* | 35800 | 15.2 | 8.1 | 38500 | 35200 | 91.43% | 2 | 0 | 10 |  |  |  |  | R-410A | 2.9833 | Residential & Commercial | USHP | Ducted CEE Tier 1
216644175 | Central HP <5.4 tons | COMFORTMAKER | HRCU-A-CB (Split System: Heat Pump with Remote Outdoor Unit-Air-Source) | D5CUHAH18AAK |  |  | EA*5X25M17A* | *96VSN0601412B* | 18000 | 15.2 | 9 | 19700 | 17600 | 89.34% | 1.88 | 0 | 11 |  |  |  |  | R-454B | 1.5 | Residential & Commercial | USHP | Ducted CEE Tier 1
215676845 | Central HP <5.4 tons | HEIL | HRCU-A-CB (Split System: Heat Pump with Remote Outdoor Unit-Air-Source) | H5H0V48*K*AAA* |  |  | EVD5X61M24A*+WALLCON | *80CSU0802120A* | 49000 | 19.5 | 9 | 50000 | 36600 | 73.2% | 2.1 | 0 | 10.5 |  |  |  |  | R-454B | 4.0833 | Residential & Commercial | USHP | Ducted CEE Tier 1
215681555 | Central HP <5.4 tons | HEIL | HRCU-A-CB (Split System: Heat Pump with Remote Outdoor Unit-Air-Source) | H5H0V48*K*AAA* |  |  | EA*5X61M24A*+WALLCON | *97CTN1002122A* | 46000 | 18.5 | 9 | 47500 | 33600 | 70.74% | 2.06 | 0 | 10 |  |  |  |  | R-454B | 3.8333 | Residential & Commercial | USHP | Ducted CEE Tier 1
212983872 | Central HP <5.4 tons | AIRQUEST | HRCU-A-CB (Split System: Heat Pump with Remote Outdoor Unit-Air-Source) | DLCURAH36ABK |  |  | EA*4X48L21A* | *92MSN0601714A* | 35600 | 16 | 8.5 | 37800 | 34800 | 92.06% | 2.02 | 0 | 10 |  |  |  |  | R-410A | 2.9667 | Residential & Commercial | USHP | Ducted CEE Tier 1
212383019 | Central HP <5.4 tons | TEMPSTAR | HRCU-A-CB (Split System: Heat Pump with Remote Outdoor Unit-Air-Source) | DLCURAH36ABK |  |  | EA*4X36L17A* | *92ESN0601412A* | 35400 | 15.2 | 8.1 | 39500 | 35400 | 89.62% | 1.82 | 0 | 9.5 |  |  |  |  | R-410A | 2.95 | Residential & Commercial | USHP
215682305 | Central HP <5.4 tons | HEIL | HRCU-A-CB (Split System: Heat Pump with Remote Outdoor Unit-Air-Source) | H5H0V48*K*AAA* |  |  | EVD5X60M21A*+WALLCON | *80CSU0401712B* | 48000 | 18.5 | 9 | 50000 | 36600 | 73.2% | 2 | 0 | 10 |  |  |  |  | R-454B | 4 | Residential & Commercial | USHP | Ducted CEE Tier 1
215674316 | Central HP <5.4 tons | HEIL | HRCU-A-CB (Split System: Heat Pump with Remote Outdoor Unit-Air-Source) | H5H0V48*K*AAA* |  |  | EA*5X61M21A*+WALLCON | *80CSU1002120A* | 46000 | 17.5 | 9 | 48000 | 33800 | 70.42% | 2.06 | 0 | 10 |  |  |  |  | R-454B | 3.8333 | Residential & Commercial | USHP | Ducted CEE Tier 1
215681685 | Central HP <5.4 tons | HEIL | HRCU-A-CB (Split System: Heat Pump with Remote Outdoor Unit-Air-Source) | H5H0V48*K*AAA* |  |  | ESH5X60M12A*+WALLCON | *80CSU0601716B* | 45500 | 17 | 8.5 | 48000 | 33800 | 70.42% | 2.08 | 0 | 9.5 |  |  |  |  | R-454B | 3.7917 | Residential & Commercial | USHP
215681805 | Central HP <5.4 tons | HEIL | HRCU-A-CB (Split System: Heat Pump with Remote Outdoor Unit-Air-Source) | H5H0V48*K*AAA* |  |  | EVM5X48M21A*+WALLCON | *97CTN1002122A* | 47000 | 18.5 | 9 | 50000 | 36400 | 72.8% | 2 | 0 | 10 |  |  |  |  | R-454B | 3.9167 | Residential & Commercial | USHP | Ducted CEE Tier 1
215374896 | Central HP <5.4 tons | Durastar | HRCU-A-CB (Split System: Heat Pump with Remote Outdoor Unit-Air-Source) | DRU1U48S2A |  |  | DRUM4260S2A | 0 | 48000 | 16 | 8.5 | 48000 | 38000 | 79.17% | 1.85 | 0 | 10 |  |  |  |  | R-454B | 4 | Residential & Commercial | USHP | Ducted CEE Tier 1
216682627 | Central HP <5.4 tons | HEIL | HRCU-A-CB (Split System: Heat Pump with Remote Outdoor Unit-Air-Source) | DLCURAH36ABK |  |  | EHD4X48AAL | *97VTN1002122A* | 36000 | 16 | 8.5 | 38000 | 34400 | 90.53% | 1.82 | 0 | 10 |  |  |  |  | R-410A | 3 | Residential & Commercial | USHP | Ducted CEE Tier 1
213080446 | Central HP <5.4 tons | TEMPSTAR | HRCU-A-CB (Split System: Heat Pump with Remote Outdoor Unit-Air-Source) | DLCURAH36ABK |  |  | EN(A,D,W)4X48L21** | *96MSN1002122A* | 36000 | 16.5 | 8.1 | 38500 | 34800 | 90.39% | 2.02 | 0 | 10 |  |  |  |  | R-410A | 3 | Residential & Commercial | USHP | Ducted CEE Tier 1
214574133 | Central HP <5.4 tons | COMFORTMAKER | HRCU-A-CB (Split System: Heat Pump with Remote Outdoor Unit-Air-Source) | CVH837GKA2* |  |  | EA*4X61L21A*+WALLCON | *97CMN0802120B* | 33200 | 17.5 | 8.5 | 32000 | 24800 | 77.5% | 2 | 0 | 11.5 |  |  |  |  | R-410A | 2.7667 | Residential & Commercial | USHP | Ducted CEE Tier 1
214574203 | Central HP <5.4 tons | COMFORTMAKER | HRCU-A-CB (Split System: Heat Pump with Remote Outdoor Unit-Air-Source) | CVH837GKA2* |  |  | EA*4X61L24A*+WALLCON | *96CTN0802120B* | 33200 | 18.5 | 8.5 | 31800 | 24800 | 77.99% | 2.02 | 0 | 11.5 |  |  |  |  | R-410A | 2.7667 | Residential & Commercial | USHP | Ducted CEE Tier 1
214574553 | Central HP <5.4 tons | COMFORTMAKER | HRCU-A-CB (Split System: Heat Pump with Remote Outdoor Unit-Air-Source) | CVH837GKA2* |  |  | EN(A,D,W)4X42L21**+WALLCON | *97CMN0802120B* | 31800 | 17 | 8.1 | 33000 | 24400 | 73.94% | 1.88 | 0 | 11 |  |  |  |  | R-410A | 2.65 | Residential & Commercial | USHP | Ducted CEE Tier 1
216776036 | Central HP <5.4 tons | LENNOX | HRCU-A-CB (Split System: Heat Pump with Remote Outdoor Unit-Air-Source) | SL22KLV-024-230A** |  |  | CK40HT-42B-**+TDR | SL280UH090V48B* | 23000 | 19 | 9.8 | 23200 | 22400 | 96.55% | 2.24 | 0 | 11.7 |  |  |  |  | R-454B | 1.9167 | Residential & Commercial | USHP | Ducted CEE Tier 1
216776014 | Central HP <5.4 tons | LENNOX | HRCU-A-CB (Split System: Heat Pump with Remote Outdoor Unit-Air-Source) | SL22KLV-024-230A** |  |  | CBK48MVT-036-230-** | 0 | 22400 | 20 | 9 | 23400 | 21400 | 91.45% | 2.1 | 0 | 13 |  |  |  |  | R-454B | 1.8667 | Residential & Commercial | USHP | Ducted CEE Tier 1
215681625 | Central HP <5.4 tons | HEIL | HRCU-A-CB (Split System: Heat Pump with Remote Outdoor Unit-Air-Source) | H5H0V48*K*AAA* |  |  | ESH5X48M12A*+WALLCON | *97CTN0801716A* | 44500 | 16 | 8.5 | 49500 | 34800 | 70.3% | 1.92 | 0 | 9 |  |  |  |  | R-454B | 3.7083 | Residential & Commercial | USHP
215681825 | Central HP <5.4 tons | HEIL | HRCU-A-CB (Split System: Heat Pump with Remote Outdoor Unit-Air-Source) | H5H0V48*K*AAA* |  |  | EVM5X49M21A*+WALLCON | *80CSU0401712B* | 48000 | 18.5 | 9 | 50000 | 36600 | 73.2% | 2 | 0 | 10 |  |  |  |  | R-454B | 4 | Residential & Commercial | USHP | Ducted CEE Tier 1
212384462 | Central HP <5.4 tons | TEMPSTAR | HRCU-A-CB (Split System: Heat Pump with Remote Outdoor Unit-Air-Source) | DLCURAH36ABK |  |  | EN(A,D,W)4X42L21** | *95ESN1002122A* | 36600 | 15.2 | 8.1 | 40000 | 35200 | 88% | 1.92 | 0 | 10 |  |  |  |  | R-410A | 3.05 | Residential & Commercial | USHP | Ducted CEE Tier 1
212384796 | Central HP <5.4 tons | TEMPSTAR | HRCU-A-CB (Split System: Heat Pump with Remote Outdoor Unit-Air-Source) | DLCURAH36ABK |  |  | EN(A,D,W)4X48L21** | *92ESN0801716A* | 36200 | 16.5 | 8.1 | 39000 | 34800 | 89.23% | 2.02 | 0 | 10.5 |  |  |  |  | R-410A | 3.0167 | Residential & Commercial | USHP | Ducted CEE Tier 1
215682475 | Central HP <5.4 tons | HEIL | HRCU-A-CB (Split System: Heat Pump with Remote Outdoor Unit-Air-Source) | H5H0V48*K*AAA* |  |  | EVD5X61M21A*+WALLCON | *80CSU1002120B* | 48500 | 19 | 9 | 50000 | 36800 | 73.6% | 2.12 | 0 | 10 |  |  |  |  | R-454B | 4.0417 | Residential & Commercial | USHP | Ducted CEE Tier 1
215682545 | Central HP <5.4 tons | HEIL | HRCU-A-CB (Split System: Heat Pump with Remote Outdoor Unit-Air-Source) | H5H0V48*K*AAA* |  |  | EVD5X61M24A*+WALLCON | *97CTN0802120A* | 48500 | 19 | 9.5 | 50000 | 36800 | 73.6% | 2.1 | 0 | 10.5 |  |  |  |  | R-454B | 4.0417 | Residential & Commercial | USHP | Ducted CEE Tier 1
215675455 | Central HP <5.4 tons | HEIL | HRCU-A-CB (Split System: Heat Pump with Remote Outdoor Unit-Air-Source) | H5H0V48*K*AAA* |  |  | EVM5X48M21A*+WALLCON | *97CMN1002122B* | 47000 | 18.5 | 9 | 50000 | 36400 | 72.8% | 2 | 0 | 10 |  |  |  |  | R-454B | 3.9167 | Residential & Commercial | USHP | Ducted CEE Tier 1
216763939 | Central HP <5.4 tons | TRANE | HRCU-A-CB (Split System: Heat Pump with Remote Outdoor Unit-Air-Source) | 5TWR7048A1 |  |  | 5PX*CD09AS3 | S8X1C100M5PSC | 43500 | 17.1 | 8.7 | 44000 | 32200 | 73.18% | 2.1 | 0 | 12 |  |  |  |  | R-454B | 3.625 | Residential & Commercial | USHP | Ducted CEE Tier 1
216763975 | Central HP <5.4 tons | TRANE | HRCU-A-CB (Split System: Heat Pump with Remote Outdoor Unit-Air-Source) | 5TWR7048A1 |  |  | 5PX*D010AS3 | L9X1C100U5VSA | 43500 | 17.1 | 8.7 | 45000 | 33000 | 73.33% | 2.1 | 0 | 11.5 |  |  |  |  | R-454B | 3.625 | Residential & Commercial | USHP | Ducted CEE Tier 1
216643261 | Central HP <5.4 tons | CARRIER | HRCU-A-CB (Split System: Heat Pump with Remote Outdoor Unit-Air-Source) | 37MUHAQ18AA3 |  |  | CAA**2517AM* | 58S(B,C)*B070M14**12 | 18400 | 15.2 | 10.5 | 19800 | 17600 | 88.89% | 2 | 0 | 11.5 |  |  |  |  | R-454B | 1.5333 | Residential & Commercial | USHP | Ducted CEE Tier 1
216643575 | Central HP <5.4 tons | COMFORTMAKER | HRCU-A-CB (Split System: Heat Pump with Remote Outdoor Unit-Air-Source) | D5CUHAH18AAK |  |  | EA*5X19M17A* | *80MSU0401712A* | 18400 | 15.5 | 9.5 | 20000 | 17700 | 88.5% | 2 | 0 | 11.5 |  |  |  |  | R-454B | 1.5333 | Residential & Commercial | USHP | Ducted CEE Tier 1
216764007 | Central HP <5.4 tons | TRANE | HRCU-A-CB (Split System: Heat Pump with Remote Outdoor Unit-Air-Source) | 5TWR7048A1 |  |  | 5TXCD008AS3 | *UHMD120CCV5 | 43500 | 16.5 | 9 | 45500 | 33200 | 72.97% | 2.2 | 0 | 11.5 |  |  |  |  | R-454B | 3.625 | Residential & Commercial | USHP | Ducted CEE Tier 1
212614894 | Central HP <5.4 tons | DAIKIN | HRCU-A-CB (Split System: Heat Pump with Remote Outdoor Unit-Air-Source) | DZ6VSA241EA* |  |  | CA*EA3026*4A*+MBVC1200**-1A* | 0 | 23000 | 17 | 8.6 | 23000 | 16100 | 70% | 2 | 0 | 10 |  |  |  |  | R-410A | 1.9167 | Residential & Commercial | USHP | Ducted CEE Tier 1
213772668 | Central HP <5.4 tons | AIRQUEST | HRCU-A-CB (Split System: Heat Pump with Remote Outdoor Unit-Air-Source) | HVH825GKA3* |  |  | EA*4X24L17A*+WALLCON | *97CMN0601714B* | 23000 | 16 | 8.1 | 22000 | 16900 | 76.82% | 1.88 | 0 | 10 |  |  |  |  | R-410A | 1.9167 | Residential & Commercial | USHP | Ducted CEE Tier 1
210470282 | Central HP <5.4 tons | DAY & NIGHT | HRCU-A-CB (Split System: Heat Pump with Remote Outdoor Unit-Air-Source) | CVH837GKA2* |  |  | EA*4X60L24A*+WALLCON | *80CTL1352422A* | 32800 | 18 | 8.5 | 31800 | 24800 | 77.99% | 2 | 0 | 12 |  |  |  |  | R-410A | 2.7333 | Residential & Commercial | USHP | Ducted CEE Tier 1
210470568 | Central HP <5.4 tons | DAY & NIGHT | HRCU-A-CB (Split System: Heat Pump with Remote Outdoor Unit-Air-Source) | CVH837GKA2* |  |  | EA*4X61L24A*+WALLCON | *80CTL1352422A* | 33200 | 18 | 8.5 | 32000 | 24800 | 77.5% | 2.02 | 0 | 12 |  |  |  |  | R-410A | 2.7667 | Residential & Commercial | USHP | Ducted CEE Tier 1
214573693 | Central HP <5.4 tons | COMFORTMAKER | HRCU-A-CB (Split System: Heat Pump with Remote Outdoor Unit-Air-Source) | CVH837GKA2* |  |  | EA*4X37L21A*+WALLCON | *95CSU1002122B* | 33000 | 17.5 | 8.5 | 32600 | 25000 | 76.69% | 2 | 0 | 11.5 |  |  |  |  | R-410A | 2.75 | Residential & Commercial | USHP | Ducted CEE Tier 1
215853263 | Central HP <5.4 tons | YORK | HRCU-A-CB (Split System: Heat Pump with Remote Outdoor Unit-Air-Source) | HH860E2S11 |  |  | CTM60D5CJS1 | TM9V120D20MP12 | 53500 | 19 | 9 | 55500 | 40000 | 72.07% | 2 | 0 | 11 |  |  |  |  | R-454B | 4.4583 | Residential & Commercial | USHP | Ducted CEE Tier 1
215853264 | Central HP <5.4 tons | YORK | HRCU-A-CB (Split System: Heat Pump with Remote Outdoor Unit-Air-Source) | HH860E2S11 |  |  | CTM60D5CJS1 | TP9C120D20MP13 | 53500 | 19 | 9 | 55500 | 40000 | 72.07% | 2 | 0 | 11 |  |  |  |  | R-454B | 4.4583 | Residential & Commercial | USHP | Ducted CEE Tier 1
215853265 | Central HP <5.4 tons | YORK | HRCU-A-CB (Split System: Heat Pump with Remote Outdoor Unit-Air-Source) | HH860E2S11 |  |  | CTM60D5CJS1 | YP9C120D20MP13 | 53500 | 19 | 9 | 55500 | 40000 | 72.07% | 2 | 0 | 11 |  |  |  |  | R-454B | 4.4583 | Residential & Commercial | USHP | Ducted CEE Tier 1
213433269 | Central HP <5.4 tons | DIYCOOL | HRCU-A-CB (Split System: Heat Pump with Remote Outdoor Unit-Air-Source) | ACIQ-30-HPB |  |  | ACIQ-30W-WM | 0 | 30000 | 16.9 | 9 | 31000 | 25000 | 80.65% | 1.8 | 0 | 10 |  |  |  |  | R-410A | 2.5 | Residential & Commercial | USHP | Ducted CEE Tier 1
214807639 | Central HP <5.4 tons | YORK | HRCU-A-CB (Split System: Heat Pump with Remote Outdoor Unit-Air-Source) | HH860E2S11 |  |  | CTU60D5XGS1+JMVT20DC2N1+TXV | 0 | 45500 | 19 | 9.5 | 45000 | 33800 | 75.11% | 2 | 0 | 12 |  |  |  |  | R-454B | 3.7917 | Residential & Commercial | USHP | Ducted CEE Tier 1
214807646 | Central HP <5.4 tons | YORK | HRCU-A-CB (Split System: Heat Pump with Remote Outdoor Unit-Air-Source) | HH860E2S11 |  |  | CTU60D5XGS1+JMET18DS2N1+TXV | 0 | 45500 | 19 | 9.5 | 45500 | 33800 | 74.29% | 2 | 0 | 12 |  |  |  |  | R-454B | 3.7917 | Residential & Commercial | USHP | Ducted CEE Tier 1
211261767 | Central HP <5.4 tons | DAY & NIGHT | HRCU-A-CB (Split System: Heat Pump with Remote Outdoor Unit-Air-Source) | DLCURAH18ABK |  |  | EA*4X30L17A* | *80VTL0451412A* | 17800 | 16.5 | 8.5 | 18300 | 18500 | 101.1% | 2.22 | 0 | 10.5 |  |  |  |  | R-410A | 1.4833 | Residential & Commercial | USHP | Ducted CEE Tier 1
211261831 | Central HP <5.4 tons | DAY & NIGHT | HRCU-A-CB (Split System: Heat Pump with Remote Outdoor Unit-Air-Source) | DLCURAH18ABK |  |  | EA*4X30L17A* | *80VTL0701716A* | 17500 | 16.5 | 8.5 | 17900 | 18600 | 103.9% | 2.24 | 0 | 10.5 |  |  |  |  | R-410A | 1.4583 | Residential & Commercial | USHP | Ducted CEE Tier 1
214574613 | Central HP <5.4 tons | COMFORTMAKER | HRCU-A-CB (Split System: Heat Pump with Remote Outdoor Unit-Air-Source) | CVH837GKA2* |  |  | EN(A,D,W)4X48L21**+WALLCON | *97CMN0802120B* | 32400 | 17.5 | 8.5 | 32800 | 24800 | 75.61% | 1.96 | 0 | 11.5 |  |  |  |  | R-410A | 2.7 | Residential & Commercial | USHP | Ducted CEE Tier 1
214574743 | Central HP <5.4 tons | COMFORTMAKER | HRCU-A-CB (Split System: Heat Pump with Remote Outdoor Unit-Air-Source) | CVH837GKA2* |  |  | EN(A,D,W)4X60L24**+WALLCON | *96CTN0802120B* | 32800 | 19 | 8.5 | 32200 | 24600 | 76.4% | 1.98 | 0 | 12 |  |  |  |  | R-410A | 2.7333 | Residential & Commercial | USHP | Ducted CEE Tier 1
216738507 | Central HP <5.4 tons | HEIL | HRCU-A-CB (Split System: Heat Pump with Remote Outdoor Unit-Air-Source) | D5CUHAH24AAK |  |  | ESH5X36M12A* | *92MSN1202420A* | 23000 | 15.2 | 8.1 | 21000 | 18700 | 89.05% | 1.9 | 0 | 10.5 |  |  |  |  | R-454B | 1.9167 | Residential & Commercial | USHP | Ducted CEE Tier 1
216763937 | Central HP <5.4 tons | TRANE | HRCU-A-CB (Split System: Heat Pump with Remote Outdoor Unit-Air-Source) | 5TWR7048A1 |  |  | 5PX*CD09AS3 | S8X1C080M5PSC | 43500 | 17.1 | 8.7 | 44000 | 32000 | 72.73% | 2.1 | 0 | 12 |  |  |  |  | R-454B | 3.625 | Residential & Commercial | USHP | Ducted CEE Tier 1
216763951 | Central HP <5.4 tons | TRANE | HRCU-A-CB (Split System: Heat Pump with Remote Outdoor Unit-Air-Source) | 5TWR7048A1 |  |  | 5PX*D008AS3 | S8X1D120M5PSC | 43500 | 17.1 | 9 | 44500 | 32800 | 73.71% | 2.2 | 0 | 12 |  |  |  |  | R-454B | 3.625 | Residential & Commercial | USHP | Ducted CEE Tier 1
216763953 | Central HP <5.4 tons | TRANE | HRCU-A-CB (Split System: Heat Pump with Remote Outdoor Unit-Air-Source) | 5TWR7048A1 |  |  | 5PX*D008AS3 | S9V2C080U5PSC | 43000 | 17.1 | 9 | 44500 | 32600 | 73.26% | 2.2 | 0 | 12 |  |  |  |  | R-454B | 3.5833 | Residential & Commercial | USHP | Ducted CEE Tier 1
216763971 | Central HP <5.4 tons | TRANE | HRCU-A-CB (Split System: Heat Pump with Remote Outdoor Unit-Air-Source) | 5TWR7048A1 |  |  | 5PX*D010AS3 | S8X1C080M5PSC | 43500 | 17.1 | 9 | 44000 | 32200 | 73.18% | 2.2 | 0 | 12 |  |  |  |  | R-454B | 3.625 | Residential & Commercial | USHP | Ducted CEE Tier 1
216763985 | Central HP <5.4 tons | TRANE | HRCU-A-CB (Split System: Heat Pump with Remote Outdoor Unit-Air-Source) | 5TWR7048A1 |  |  | 5TAM5D06AC41 | 0 | 43500 | 17.1 | 8.7 | 43500 | 31800 | 73.1% | 2.1 | 0 | 12 |  |  |  |  | R-454B | 3.625 | Residential & Commercial | USHP | Ducted CEE Tier 1
216763987 | Central HP <5.4 tons | TRANE | HRCU-A-CB (Split System: Heat Pump with Remote Outdoor Unit-Air-Source) | 5TWR7048A1 |  |  | 5TAM5D07AC51 | 0 | 44000 | 17.1 | 9.4 | 44500 | 32400 | 72.81% | 2.2 | 0 | 12 |  |  |  |  | R-454B | 3.6667 | Residential & Commercial | USHP | Ducted CEE Tier 1
216764003 | Central HP <5.4 tons | TRANE | HRCU-A-CB (Split System: Heat Pump with Remote Outdoor Unit-Air-Source) | 5TWR7048A1 |  |  | 5TXCC009AS3 | *UHMC100CCV4 | 43500 | 17.1 | 9 | 44000 | 32200 | 73.18% | 2.2 | 0 | 12 |  |  |  |  | R-454B | 3.625 | Residential & Commercial | USHP | Ducted CEE Tier 1
216679821 | Central HP <5.4 tons | HEIL | HRCU-A-CB (Split System: Heat Pump with Remote Outdoor Unit-Air-Source) | DLCURAH36ABK |  |  | EA*4X36L21A* | *97VTN0801716A* | 34800 | 15.5 | 8.5 | 38500 | 34800 | 90.39% | 1.75 | 0 | 9.5 |  |  |  |  | R-410A | 2.9 | Residential & Commercial | USHP
213080455 | Central HP <5.4 tons | TEMPSTAR | HRCU-A-CB (Split System: Heat Pump with Remote Outdoor Unit-Air-Source) | DLCURAH36ABK |  |  | EN(A,D)4X48L24** | *96MSN1002122A* | 36000 | 16.5 | 8.1 | 38500 | 34800 | 90.39% | 2.02 | 0 | 10 |  |  |  |  | R-410A | 3 | Residential & Commercial | USHP | Ducted CEE Tier 1
213080546 | Central HP <5.4 tons | TEMPSTAR | HRCU-A-CB (Split System: Heat Pump with Remote Outdoor Unit-Air-Source) | DLCURAH36ABK |  |  | EA*4X37L21A* | *95MSU0401712A* | 36200 | 15.2 | 8.5 | 38000 | 35000 | 92.11% | 2.04 | 0 | 10 |  |  |  |  | R-410A | 3.0167 | Residential & Commercial | USHP | Ducted CEE Tier 1
214573404 | Central HP <5.4 tons | DAY & NIGHT | HRCU-A-CB (Split System: Heat Pump with Remote Outdoor Unit-Air-Source) | CVH837GKA** |  |  | EN(A,D,W)4X42L21**+WALLCON | *97CMN0602120B* | 31600 | 16.5 | 8.1 | 33200 | 24600 | 74.1% | 1.86 | 0 | 11 |  |  |  |  | R-410A | 2.6333 | Residential & Commercial | USHP | Ducted CEE Tier 1
215402247 | Central HP <5.4 tons | TRANE | HRCU-A-CB (Split System: Heat Pump with Remote Outdoor Unit-Air-Source) | E4HL5030A1000A |  |  | 4TXCB004DS3 | A801X060BM4SD | 30000 | 15.2 | 8.1 | 25000 | 18000 | 72% | 1.75 | 0 | 9.5 |  |  |  |  | R-410A | 2.5 | Residential & Commercial | USHP
211207047 | Central HP <5.4 tons | YORK | HRCU-A-CB (Split System: Heat Pump with Remote Outdoor Unit-Air-Source) | YZV48B21 |  |  | XAMC48HE3N1+CC | TPLC080C16MP13 | 43500 | 19 | 9 | 44500 | 36200 | 81.35% | 2.14 | 0 | 12 |  |  |  |  | R-410A | 3.625 | Residential & Commercial | USHP | Ducted CEE Tier 1
212614891 | Central HP <5.4 tons | DAIKIN | HRCU-A-CB (Split System: Heat Pump with Remote Outdoor Unit-Air-Source) | DZ6VSA241EA* |  |  | CA*EA2422*4A* | D*97MC0803BNA* | 23000 | 17 | 8.6 | 23000 | 16100 | 70% | 2 | 0 | 10 |  |  |  |  | R-410A | 1.9167 | Residential & Commercial | USHP | Ducted CEE Tier 1
216776151 | Central HP <5.4 tons | TRANE | HRCU-A-CB (Split System: Heat Pump with Remote Outdoor Unit-Air-Source) | 5HPL5060A1 |  |  | 5TEM6D07AV51+TDR | 0 | 53000 | 16 | 8.1 | 54000 | 42000 | 77.78% | 1.75 | 0 | 10 |  |  |  |  | R-454B | 4.4167 | Residential & Commercial | USHP | Ducted CEE Tier 1
216675409 | Central HP <5.4 tons | CARRIER | HRCU-A-CB (Split System: Heat Pump with Remote Outdoor Unit-Air-Source) | 37MURAQ24AA3 |  |  | CAA**3617AM* | 58CU*A040C17**12 | 24400 | 16 | 9 | 24200 | 19400 | 80.17% | 2.02 | 0 | 10 |  |  |  |  | R-454B | 2.0333 | Residential & Commercial | USHP | Ducted CEE Tier 1
214807608 | Central HP <5.4 tons | YORK | HRCU-A-CB (Split System: Heat Pump with Remote Outdoor Unit-Air-Source) | HH860E2S11 |  |  | CTU60C5XGS1+TXV | Y81E120C20SMPS1 | 45000 | 18 | 9 | 45500 | 33400 | 73.41% | 2 | 0 | 11.7 |  |  |  |  | R-454B | 3.75 | Residential & Commercial | USHP | Ducted CEE Tier 1
214807624 | Central HP <5.4 tons | YORK | HRCU-A-CB (Split System: Heat Pump with Remote Outdoor Unit-Air-Source) | HH860E2S11 |  |  | CTU60C5XGS1+TXV | TPLC100C16MP13 | 43500 | 18 | 9 | 44000 | 33400 | 75.91% | 2 | 0 | 11.7 |  |  |  |  | R-454B | 3.625 | Residential & Commercial | USHP | Ducted CEE Tier 1
214807626 | Central HP <5.4 tons | YORK | HRCU-A-CB (Split System: Heat Pump with Remote Outdoor Unit-Air-Source) | HH860E2S11 |  |  | CTU60C5XGS1+TXV | YPLC100C16MP13 | 43500 | 18 | 9 | 44000 | 33400 | 75.91% | 2 | 0 | 11.7 |  |  |  |  | R-454B | 3.625 | Residential & Commercial | USHP | Ducted CEE Tier 1
210470238 | Central HP <5.4 tons | DAY & NIGHT | HRCU-A-CB (Split System: Heat Pump with Remote Outdoor Unit-Air-Source) | CVH837GKA2* |  |  | EA*4X60L24A*+WALLCON | *95CSU0802120A* | 32800 | 17.5 | 8.5 | 31800 | 24800 | 77.99% | 2 | 0 | 11.5 |  |  |  |  | R-410A | 2.7333 | Residential & Commercial | USHP | Ducted CEE Tier 1
215675725 | Central HP <5.4 tons | HEIL | HRCU-A-CB (Split System: Heat Pump with Remote Outdoor Unit-Air-Source) | H5H0V48*K*AAA* |  |  | EVM5X60M21A*+WALLCON | *80CTL0901716B* | 48000 | 19 | 9 | 50000 | 37000 | 74% | 1.98 | 0 | 10 |  |  |  |  | R-454B | 4 | Residential & Commercial | USHP | Ducted CEE Tier 1
215675875 | Central HP <5.4 tons | HEIL | HRCU-A-CB (Split System: Heat Pump with Remote Outdoor Unit-Air-Source) | H5H0V48*K*AAA* |  |  | EVM5X60M24A*+WALLCON | *80CTL0902120B* | 48000 | 19 | 9 | 50000 | 36400 | 72.8% | 2 | 0 | 10.5 |  |  |  |  | R-454B | 4 | Residential & Commercial | USHP | Ducted CEE Tier 1
215676075 | Central HP <5.4 tons | HEIL | HRCU-A-CB (Split System: Heat Pump with Remote Outdoor Unit-Air-Source) | H5H0V48*K*AAA* |  |  | EVM5X61M24A*+WALLCON | *96CTN1002122B* | 48500 | 19.5 | 9.5 | 50000 | 36600 | 73.2% | 2.12 | 0 | 10.5 |  |  |  |  | R-454B | 4.0417 | Residential & Commercial | USHP | Ducted CEE Tier 1
215676125 | Central HP <5.4 tons | HEIL | HRCU-A-CB (Split System: Heat Pump with Remote Outdoor Unit-Air-Source) | H5H0V48*K*AAA* |  |  | EVD5X48M21A*+WALLCON | *80CTL1102120B* | 47000 | 18.5 | 9 | 50000 | 36400 | 72.8% | 2 | 0 | 10 |  |  |  |  | R-454B | 3.9167 | Residential & Commercial | USHP | Ducted CEE Tier 1
215676225 | Central HP <5.4 tons | HEIL | HRCU-A-CB (Split System: Heat Pump with Remote Outdoor Unit-Air-Source) | H5H0V48*K*AAA* |  |  | EVD5X48M24A*+WALLCON | *80CTL1352422B* | 47000 | 19 | 9 | 50000 | 36200 | 72.4% | 2 | 0 | 10 |  |  |  |  | R-454B | 3.9167 | Residential & Commercial | USHP | Ducted CEE Tier 1
215676325 | Central HP <5.4 tons | HEIL | HRCU-A-CB (Split System: Heat Pump with Remote Outdoor Unit-Air-Source) | H5H0V48*K*AAA* |  |  | EVD5X49M24A*+WALLCON | *80CTL1352422B* | 48000 | 19 | 9 | 50000 | 36400 | 72.8% | 2 | 0 | 10.5 |  |  |  |  | R-454B | 4 | Residential & Commercial | USHP | Ducted CEE Tier 1
215676445 | Central HP <5.4 tons | HEIL | HRCU-A-CB (Split System: Heat Pump with Remote Outdoor Unit-Air-Source) | H5H0V48*K*AAA* |  |  | EVD5X60M21A*+WALLCON | *80CTL0701716B* | 48000 | 18.5 | 9 | 50000 | 37200 | 74.4% | 2 | 0 | 10 |  |  |  |  | R-454B | 4 | Residential & Commercial | USHP | Ducted CEE Tier 1
216644284 | Central HP <5.4 tons | COMFORTMAKER | HRCU-A-CB (Split System: Heat Pump with Remote Outdoor Unit-Air-Source) | D5CUHAH18AAK |  |  | EA*5X25M17A* | *95MSU0601716A* | 18100 | 15.2 | 9 | 19700 | 17600 | 89.34% | 1.9 | 0 | 11 |  |  |  |  | R-454B | 1.5083 | Residential & Commercial | USHP | Ducted CEE Tier 1
213080582 | Central HP <5.4 tons | TEMPSTAR | HRCU-A-CB (Split System: Heat Pump with Remote Outdoor Unit-Air-Source) | DLCURAH36ABK |  |  | EA*4X48L21A* | *95MSU0401712A* | 35600 | 15.2 | 8.1 | 38000 | 34800 | 91.58% | 2.02 | 0 | 9.5 |  |  |  |  | R-410A | 2.9667 | Residential & Commercial | USHP
213080750 | Central HP <5.4 tons | TEMPSTAR | HRCU-A-CB (Split System: Heat Pump with Remote Outdoor Unit-Air-Source) | DLCURAH36ABK |  |  | END4X42L17** | *95MSU0601716A* | 35800 | 15.5 | 8.1 | 38500 | 35200 | 91.43% | 1.96 | 0 | 10 |  |  |  |  | R-410A | 2.9833 | Residential & Commercial | USHP | Ducted CEE Tier 1
216765065 | Central HP <5.4 tons | TRANE | HRCU-A-CB (Split System: Heat Pump with Remote Outdoor Unit-Air-Source) | 5TWX7048A1 |  |  | 5TXCC009AS3 | S8X2C080M5PSC | 43500 | 16.5 | 9 | 44000 | 32200 | 73.18% | 2.2 | 0 | 12 |  |  |  |  | R-454B | 3.625 | Residential & Commercial | USHP | Ducted CEE Tier 1
216764769 | Central HP <5.4 tons | TRANE | HRCU-A-CB (Split System: Heat Pump with Remote Outdoor Unit-Air-Source) | 5TWR7048A1 |  |  | 5PX*CD09AS3 | S8X2C080M5PTC | 43500 | 17.1 | 8.7 | 44000 | 32000 | 72.73% | 2.1 | 0 | 12 |  |  |  |  | R-454B | 3.625 | Residential & Commercial | USHP | Ducted CEE Tier 1
216581449 | Central HP <5.4 tons | BRYANT HEATING AND COOLING SYSTEMS | HRCU-A-CB (Split System: Heat Pump with Remote Outdoor Unit-Air-Source) | 284ANV048*0**B* |  |  | CAP**6121AL*+UI | 987TA42080C17*** | 44500 | 20 | 9 | 46500 | 36600 | 78.71% | 2 | 0 | 11 |  |  |  |  | R-410A | 3.7083 | Residential & Commercial | USHP | Ducted CEE Tier 1
210471162 | Central HP <5.4 tons | DAY & NIGHT | HRCU-A-CB (Split System: Heat Pump with Remote Outdoor Unit-Air-Source) | CVH837GKA2* |  |  | EHD4X60AAL+WALLCON | *80CSU1002120A* | 32800 | 16.5 | 8.1 | 32200 | 24800 | 77.02% | 1.98 | 0 | 11 |  |  |  |  | R-410A | 2.7333 | Residential & Commercial | USHP | Ducted CEE Tier 1
210471294 | Central HP <5.4 tons | DAY & NIGHT | HRCU-A-CB (Split System: Heat Pump with Remote Outdoor Unit-Air-Source) | CVH837GKA2* |  |  | EHD4X60AAL+WALLCON | *80CTL0701412A* | 32800 | 17 | 8.1 | 32400 | 25000 | 77.16% | 2 | 0 | 11 |  |  |  |  | R-410A | 2.7333 | Residential & Commercial | USHP | Ducted CEE Tier 1
216764585 | Central HP <5.4 tons | TRANE | HRCU-A-CB (Split System: Heat Pump with Remote Outdoor Unit-Air-Source) | 5TWR7036A1 |  |  | 5PX*B004AS3 | S8X1A040M3PTC | 32400 | 17.1 | 8.7 | 32600 | 24200 | 74.23% | 2.1 | 0 | 11.5 |  |  |  |  | R-454B | 2.7 | Residential & Commercial | USHP | Ducted CEE Tier 1
216764599 | Central HP <5.4 tons | TRANE | HRCU-A-CB (Split System: Heat Pump with Remote Outdoor Unit-Air-Source) | 5TWR7036A1 |  |  | 5PX*B006AS3 | S8X1B060M4PTC | 33600 | 17.1 | 9 | 32600 | 24200 | 74.23% | 2.1 | 0 | 12 |  |  |  |  | R-454B | 2.8 | Residential & Commercial | USHP | Ducted CEE Tier 1
216764601 | Central HP <5.4 tons | TRANE | HRCU-A-CB (Split System: Heat Pump with Remote Outdoor Unit-Air-Source) | 5TWR7036A1 |  |  | 5PX*B006AS3 | S8X2B080M4PTC | 33400 | 17.1 | 9 | 32600 | 24200 | 74.23% | 2.1 | 0 | 12 |  |  |  |  | R-454B | 2.7833 | Residential & Commercial | USHP | Ducted CEE Tier 1
215402255 | Central HP <5.4 tons | TRANE | HRCU-A-CB (Split System: Heat Pump with Remote Outdoor Unit-Air-Source) | E4HL5036A1000A |  |  | 4TXCB006DS3 | A952V060BU4SB | 30000 | 15.2 | 8.1 | 27000 | 19000 | 70.37% | 1.75 | 0 | 9.8 |  |  |  |  | R-410A | 2.5 | Residential & Commercial | USHP
216644158 | Central HP <5.4 tons | BRYANT HEATING AND COOLING SYSTEMS | HRCU-A-CB (Split System: Heat Pump with Remote Outdoor Unit-Air-Source) | 37MUHAQ18AA3 |  |  | CAA**1917AM* | 926SB36060V14*** | 18000 | 15.2 | 9 | 19800 | 17700 | 89.39% | 1.9 | 0 | 11 |  |  |  |  | R-454B | 1.5 | Residential & Commercial | USHP | Ducted CEE Tier 1
216763568 | Central HP <5.4 tons | TRANE | HRCU-A-CB (Split System: Heat Pump with Remote Outdoor Unit-Air-Source) | 5TWR7036A1 |  |  | 5PX*B004AS3 | S9V2B080U4PSC | 32200 | 17.1 | 8.7 | 32200 | 24000 | 74.53% | 2.1 | 0 | 11.7 |  |  |  |  | R-454B | 2.6833 | Residential & Commercial | USHP | Ducted CEE Tier 1
211240282 | Central HP <5.4 tons | DAY & NIGHT | HRCU-A-CB (Split System: Heat Pump with Remote Outdoor Unit-Air-Source) | DLCURAH24ABK |  |  | EA*4X24L14A* | *95ESN0601412A* | 24000 | 15.5 | 8.5 | 27200 | 23600 | 86.76% | 1.92 | 0 | 10 |  |  |  |  | R-410A | 2 | Residential & Commercial | USHP | Ducted CEE Tier 1
216737752 | Central HP <5.4 tons | BRYANT HEATING AND COOLING SYSTEMS | HRCU-A-CB (Split System: Heat Pump with Remote Outdoor Unit-Air-Source) | 37MUHAQ24AA3 |  |  | CSAH*3012AM* | 986TD42060C17*** | 22400 | 16 | 8.1 | 21000 | 18900 | 90% | 1.85 | 0 | 10.5 |  |  |  |  | R-454B | 1.8667 | Residential & Commercial | USHP | Ducted CEE Tier 1
216737761 | Central HP <5.4 tons | BRYANT HEATING AND COOLING SYSTEMS | HRCU-A-CB (Split System: Heat Pump with Remote Outdoor Unit-Air-Source) | 37MUHAQ24AA3 |  |  | CSAH*3012AM* | 986TD42080C17*** | 22400 | 16 | 8.1 | 21000 | 18800 | 89.52% | 1.85 | 0 | 10.5 |  |  |  |  | R-454B | 1.8667 | Residential & Commercial | USHP | Ducted CEE Tier 1
215588504 | Central HP <5.4 tons | BRYANT HEATING AND COOLING SYSTEMS | HRCU-A-CB (Split System: Heat Pump with Remote Outdoor Unit-Air-Source) | 291VAN054**AA* |  |  | CVAMA6124XMA*+UI | 987TA66100C21*** | 52500 | 19.5 | 8.5 | 53500 | 46500 | 86.92% | 1.95 | 0 | 12 |  |  |  |  | R-454B | 4.375 | Residential & Commercial | USHP | Ducted CEE Tier 1
215588534 | Central HP <5.4 tons | BRYANT HEATING AND COOLING SYSTEMS | HRCU-A-CB (Split System: Heat Pump with Remote Outdoor Unit-Air-Source) | 291VAN054**AA* |  |  | CVAVA6024XMA*+UI | 83*CB60080C21*** | 52500 | 19.5 | 8.1 | 52000 | 45500 | 87.5% | 1.9 | 0 | 12 |  |  |  |  | R-454B | 4.375 | Residential & Commercial | USHP | Ducted CEE Tier 1
215588268 | Central HP <5.4 tons | BRYANT HEATING AND COOLING SYSTEMS | HRCU-A-CB (Split System: Heat Pump with Remote Outdoor Unit-Air-Source) | 291VAN054**AA* |  |  | CVAMA6124XMA*+UI | 83*CA60100C21*** | 52500 | 19.5 | 8.5 | 53500 | 46500 | 86.92% | 1.95 | 0 | 12 |  |  |  |  | R-454B | 4.375 | Residential & Commercial | USHP | Ducted CEE Tier 1
214584700 | Central HP <5.4 tons | JOHNSON CONTROLS | HRCU-A-CB (Split System: Heat Pump with Remote Outdoor Unit-Air-Source) | HH824E2S11 |  |  | CTF30B5ACS1 | Z8ET080B12LMPS1 | 23000 | 18 | 9.5 | 23000 | 18400 | 80% | 2 | 0 | 12 |  |  |  |  | R-454B | 1.9167 | Residential & Commercial | USHP | Ducted CEE Tier 1
212614931 | Central HP <5.4 tons | DAIKIN | HRCU-A-CB (Split System: Heat Pump with Remote Outdoor Unit-Air-Source) | DZ6VSA361EA* |  |  | CA*EA4830*4A* | D*80SC0805CUA* | 34200 | 17.5 | 8.6 | 34200 | 29000 | 84.8% | 2 | 0 | 10 |  |  |  |  | R-410A | 2.85 | Residential & Commercial | USHP | Ducted CEE Tier 1
216682997 | Central HP <5.4 tons | HEIL | HRCU-A-CB (Split System: Heat Pump with Remote Outdoor Unit-Air-Source) | DLCURAH24ABK |  |  | EHD4X30AAL | *97VTN1002122A* | 23800 | 16 | 9 | 26000 | 22800 | 87.69% | 1.76 | 0 | 10 |  |  |  |  | R-410A | 1.9833 | Residential & Commercial | USHP | Ducted CEE Tier 1
211243509 | Central HP <5.4 tons | DAY & NIGHT | HRCU-A-CB (Split System: Heat Pump with Remote Outdoor Unit-Air-Source) | DLCURAH24ABK |  |  | EA*4X37L21A* | *80ES(N,L)0701712A* | 25000 | 16.5 | 8.5 | 25600 | 20800 | 81.25% | 1.76 | 0 | 10.5 |  |  |  |  | R-410A | 2.0833 | Residential & Commercial | USHP | Ducted CEE Tier 1
216765112 | Central HP <5.4 tons | TRANE | HRCU-A-CB (Split System: Heat Pump with Remote Outdoor Unit-Air-Source) | 5TWX7060A1 |  |  | 5TXCD008AS3 | S8X2D120M5PSC | 51500 | 16.5 | 8.7 | 51500 | 39000 | 75.73% | 2.1 | 0 | 11 |  |  |  |  | R-454B | 4.2917 | Residential & Commercial | USHP | Ducted CEE Tier 1
213080882 | Central HP <5.4 tons | TEMPSTAR | HRCU-A-CB (Split System: Heat Pump with Remote Outdoor Unit-Air-Source) | DLCURAH36ABK |  |  | EN(A,D)4X48L24** | *95MSU0802120A* | 35800 | 16.5 | 8.1 | 38500 | 35000 | 90.91% | 2 | 0 | 10 |  |  |  |  | R-410A | 2.9833 | Residential & Commercial | USHP | Ducted CEE Tier 1
216770044 | Central HP <5.4 tons | TRANE | HRCU-A-CB (Split System: Heat Pump with Remote Outdoor Unit-Air-Source) | 5TWR7048A1 |  |  | 5TXCD008AS3 | S8X1D120M5PTC | 43500 | 17.1 | 8.7 | 44500 | 32800 | 73.71% | 2.22 | 0 | 12 |  |  |  |  | R-454B | 3.625 | Residential & Commercial | USHP | Ducted CEE Tier 1
216770060 | Central HP <5.4 tons | TRANE | HRCU-A-CB (Split System: Heat Pump with Remote Outdoor Unit-Air-Source) | 5TWR7048A1 |  |  | 5TXCD008AS3 | S8X2D120M5PSC | 43500 | 17.1 | 8.7 | 44500 | 32800 | 73.71% | 2.22 | 0 | 12 |  |  |  |  | R-454B | 3.625 | Residential & Commercial | USHP | Ducted CEE Tier 1
216766066 | Central HP <5.4 tons | TRANE | HRCU-A-CB (Split System: Heat Pump with Remote Outdoor Unit-Air-Source) | 5TWR7036A1 |  |  | 5PX*BD04AS3 | S8V2B080M4PDB | 32600 | 16 | 8.2 | 33400 | 24600 | 73.65% | 1.99 | 0 | 11.7 |  |  |  |  | R-454B | 2.7167 | Residential & Commercial | USHP | Ducted CEE Tier 1
216776109 | Central HP <5.4 tons | LENNOX | HRCU-A-CB (Split System: Heat Pump with Remote Outdoor Unit-Air-Source) | SL22KLV-024-230A** |  |  | CK40HT-42B-**+TDR | SL297UH060NV36B* | 23000 | 19.5 | 10.2 | 23400 | 22400 | 95.73% | 2.24 | 0 | 11.5 |  |  |  |  | R-454B | 1.9167 | Residential & Commercial | USHP | Ducted CEE Tier 1
214574043 | Central HP <5.4 tons | COMFORTMAKER | HRCU-A-CB (Split System: Heat Pump with Remote Outdoor Unit-Air-Source) | CVH837GKA2* |  |  | EA*4X60L24A*+WALLCON | *95CSU0802120B* | 32800 | 17.5 | 8.5 | 31600 | 24800 | 78.48% | 1.98 | 0 | 11.5 |  |  |  |  | R-410A | 2.7333 | Residential & Commercial | USHP | Ducted CEE Tier 1
214574093 | Central HP <5.4 tons | COMFORTMAKER | HRCU-A-CB (Split System: Heat Pump with Remote Outdoor Unit-Air-Source) | CVH837GKA2* |  |  | EA*4X61L21A*+WALLCON | *80CTL0702120B* | 33200 | 17.5 | 8.5 | 32000 | 25000 | 78.12% | 2 | 0 | 11.5 |  |  |  |  | R-410A | 2.7667 | Residential & Commercial | USHP | Ducted CEE Tier 1
214574193 | Central HP <5.4 tons | COMFORTMAKER | HRCU-A-CB (Split System: Heat Pump with Remote Outdoor Unit-Air-Source) | CVH837GKA2* |  |  | EA*4X61L24A*+WALLCON | *97CMN0802120B* | 33200 | 17.5 | 8.5 | 31800 | 24800 | 77.99% | 2 | 0 | 11.5 |  |  |  |  | R-410A | 2.7667 | Residential & Commercial | USHP | Ducted CEE Tier 1
214574293 | Central HP <5.4 tons | COMFORTMAKER | HRCU-A-CB (Split System: Heat Pump with Remote Outdoor Unit-Air-Source) | CVH837GKA2* |  |  | EHD4X42AAL+WALLCON | *95CSU1002122B* | 32600 | 17 | 8.5 | 32800 | 24800 | 75.61% | 1.96 | 0 | 11 |  |  |  |  | R-410A | 2.7167 | Residential & Commercial | USHP | Ducted CEE Tier 1
213773146 | Central HP <5.4 tons | BRYANT HEATING AND COOLING SYSTEMS | HRCU-A-CB (Split System: Heat Pump with Remote Outdoor Unit-Air-Source) | 288BNV025*0**C* |  |  | CAP**3621AL*+UI | 986TD66100C21*** | 23600 | 16.5 | 8.1 | 21400 | 16600 | 77.57% | 1.94 | 0 | 10.5 |  |  |  |  | R-410A | 1.9667 | Residential & Commercial | USHP | Ducted CEE Tier 1
213773166 | Central HP <5.4 tons | BRYANT HEATING AND COOLING SYSTEMS | HRCU-A-CB (Split System: Heat Pump with Remote Outdoor Unit-Air-Source) | 288BNV025*0**C* |  |  | CAP**3717AL*+UI | 88*TB36070C14*** | 24200 | 16.5 | 8.1 | 21400 | 16700 | 78.04% | 2 | 0 | 10.5 |  |  |  |  | R-410A | 2.0167 | Residential & Commercial | USHP | Ducted CEE Tier 1
210470904 | Central HP <5.4 tons | DAY & NIGHT | HRCU-A-CB (Split System: Heat Pump with Remote Outdoor Unit-Air-Source) | CVH837GKA2* |  |  | EN(A,D,W)4X60L24**+WALLCON | *80CSU1002120A* | 32800 | 17.5 | 8.1 | 32200 | 24600 | 76.4% | 1.96 | 0 | 11.7 |  |  |  |  | R-410A | 2.7333 | Residential & Commercial | USHP | Ducted CEE Tier 1
213772716 | Central HP <5.4 tons | BRYANT HEATING AND COOLING SYSTEMS | HRCU-A-CB (Split System: Heat Pump with Remote Outdoor Unit-Air-Source) | 288BNV025*0**C* |  |  | CAP**2517AL*+UI | 88*TB36045C17*** | 24200 | 16.5 | 8.1 | 21400 | 16700 | 78.04% | 2 | 0 | 10.5 |  |  |  |  | R-410A | 2.0167 | Residential & Commercial | USHP | Ducted CEE Tier 1
213772816 | Central HP <5.4 tons | BRYANT HEATING AND COOLING SYSTEMS | HRCU-A-CB (Split System: Heat Pump with Remote Outdoor Unit-Air-Source) | 288BNV025*0**C* |  |  | CAP**3014AL*+UI | 88*TB36070C14*** | 23400 | 16.5 | 8.1 | 21600 | 16700 | 77.31% | 1.9 | 0 | 10.5 |  |  |  |  | R-410A | 1.95 | Residential & Commercial | USHP | Ducted CEE Tier 1
213773196 | Central HP <5.4 tons | BRYANT HEATING AND COOLING SYSTEMS | HRCU-A-CB (Split System: Heat Pump with Remote Outdoor Unit-Air-Source) | 288BNV025*0**C* |  |  | CAP**3717AL*+UI | 935CB48060C17*** | 24200 | 16.5 | 8.1 | 21400 | 16700 | 78.04% | 1.98 | 0 | 10.5 |  |  |  |  | R-410A | 2.0167 | Residential & Commercial | USHP | Ducted CEE Tier 1
213773216 | Central HP <5.4 tons | BRYANT HEATING AND COOLING SYSTEMS | HRCU-A-CB (Split System: Heat Pump with Remote Outdoor Unit-Air-Source) | 288BNV025*0**C* |  |  | CAP**3717AL*+UI | 987MC42080C17*** | 24200 | 16 | 8.1 | 21400 | 16700 | 78.04% | 1.98 | 0 | 10.5 |  |  |  |  | R-410A | 2.0167 | Residential & Commercial | USHP | Ducted CEE Tier 1
213773266 | Central HP <5.4 tons | BRYANT HEATING AND COOLING SYSTEMS | HRCU-A-CB (Split System: Heat Pump with Remote Outdoor Unit-Air-Source) | 288BNV025*0**C* |  |  | CAP**3721AL*+UI | 88*TB48070C17*** | 24400 | 16.5 | 8.1 | 21200 | 16600 | 78.3% | 2.02 | 0 | 11 |  |  |  |  | R-410A | 2.0333 | Residential & Commercial | USHP | Ducted CEE Tier 1
213773316 | Central HP <5.4 tons | BRYANT HEATING AND COOLING SYSTEMS | HRCU-A-CB (Split System: Heat Pump with Remote Outdoor Unit-Air-Source) | 288BNV025*0**C* |  |  | CAP**3721AL*+UI | 987MC42060C17*** | 24200 | 16 | 8.1 | 21200 | 16700 | 78.77% | 2 | 0 | 10.5 |  |  |  |  | R-410A | 2.0167 | Residential & Commercial | USHP | Ducted CEE Tier 1
213773416 | Central HP <5.4 tons | BRYANT HEATING AND COOLING SYSTEMS | HRCU-A-CB (Split System: Heat Pump with Remote Outdoor Unit-Air-Source) | 288BNV025*0**C* |  |  | CAP**4221AL*+UI | 88*TB60110C21*** | 23800 | 16.5 | 8.1 | 21400 | 16600 | 77.57% | 1.96 | 0 | 10.5 |  |  |  |  | R-410A | 1.9833 | Residential & Commercial | USHP | Ducted CEE Tier 1
213773466 | Central HP <5.4 tons | BRYANT HEATING AND COOLING SYSTEMS | HRCU-A-CB (Split System: Heat Pump with Remote Outdoor Unit-Air-Source) | 288BNV025*0**C* |  |  | CAP**4221AL*+UI | 986TD42060C17*** | 23600 | 16.5 | 8.1 | 21400 | 16700 | 78.04% | 1.94 | 0 | 10.5 |  |  |  |  | R-410A | 1.9667 | Residential & Commercial | USHP | Ducted CEE Tier 1
213773648 | Central HP <5.4 tons | AIRQUEST | HRCU-A-CB (Split System: Heat Pump with Remote Outdoor Unit-Air-Source) | HVH825GKA3* |  |  | EA*4X43L21A*+WALLCON | *97CMN1002122B* | 24400 | 16.5 | 8.5 | 21200 | 16600 | 78.3% | 2.02 | 0 | 11 |  |  |  |  | R-410A | 2.0333 | Residential & Commercial | USHP | Ducted CEE Tier 1
212614942 | Central HP <5.4 tons | DAIKIN | HRCU-A-CB (Split System: Heat Pump with Remote Outdoor Unit-Air-Source) | DZ6VSA481EA* |  |  | CA*EA6030*4A* | D*96VC1005DNA* | 44000 | 17 | 8.5 | 44000 | 31000 | 70.45% | 2 | 0 | 10 |  |  |  |  | R-410A | 3.6667 | Residential & Commercial | USHP | Ducted CEE Tier 1
213156959 | Central HP <5.4 tons | DAIKIN | HRCU-A-CB (Split System: Heat Pump with Remote Outdoor Unit-Air-Source) | DZ6VSA481EA* |  |  | CA*EA6030*4A* | D*80VC0805D*A* | 44000 | 17 | 8.5 | 44000 | 31000 | 70.45% | 2 | 0 | 10 |  |  |  |  | R-410A | 3.6667 | Residential & Commercial | USHP | Ducted CEE Tier 1
215933134 | Central HP <5.4 tons | CARRIER | HRCU-A-CB (Split System: Heat Pump with Remote Outdoor Unit-Air-Source) | 27VNA336A*030* |  |  | CSAH*3612AM*+UI | 59CU5B060C17**16 | 33000 | 18.5 | 9 | 35400 | 27200 | 76.84% | 1.92 | 0 | 11 |  |  |  |  | R-454B | 2.75 | Residential & Commercial | USHP | Ducted CEE Tier 1
215933434 | Central HP <5.4 tons | CARRIER | HRCU-A-CB (Split System: Heat Pump with Remote Outdoor Unit-Air-Source) | 27VNA336A*030* |  |  | CSAH*4212AM*+UI | 59MN7C100C21**22 | 33600 | 19 | 9 | 34600 | 26600 | 76.88% | 1.94 | 0 | 11.5 |  |  |  |  | R-454B | 2.8 | Residential & Commercial | USHP | Ducted CEE Tier 1
215933534 | Central HP <5.4 tons | CARRIER | HRCU-A-CB (Split System: Heat Pump with Remote Outdoor Unit-Air-Source) | 27VNA336A*030* |  |  | CSAH*4812AM*+UI | 58TN*B045C17**12 | 33400 | 18.5 | 9 | 35600 | 27400 | 76.97% | 1.9 | 0 | 10.5 |  |  |  |  | R-454B | 2.7833 | Residential & Commercial | USHP | Ducted CEE Tier 1
215933834 | Central HP <5.4 tons | CARRIER | HRCU-A-CB (Split System: Heat Pump with Remote Outdoor Unit-Air-Source) | 27VNA336A*030* |  |  | CSAH*6012AM*+UI | 59CU5B080C21**20 | 34200 | 19.5 | 9 | 34400 | 26000 | 75.58% | 1.96 | 0 | 11.7 |  |  |  |  | R-454B | 2.85 | Residential & Commercial | USHP | Ducted CEE Tier 1
215933854 | Central HP <5.4 tons | CARRIER | HRCU-A-CB (Split System: Heat Pump with Remote Outdoor Unit-Air-Source) | 27VNA336A*030* |  |  | CSAH*6012AM*+UI | 59MN7C060C17**14 | 33800 | 19 | 9 | 33800 | 25800 | 76.33% | 1.96 | 0 | 11 |  |  |  |  | R-454B | 2.8167 | Residential & Commercial | USHP | Ducted CEE Tier 1
213080714 | Central HP <5.4 tons | TEMPSTAR | HRCU-A-CB (Split System: Heat Pump with Remote Outdoor Unit-Air-Source) | DLCURAH36ABK |  |  | EA*4X43L21A* | *95MSU0601716A* | 36600 | 16 | 8.5 | 38500 | 35000 | 90.91% | 2.06 | 0 | 10 |  |  |  |  | R-410A | 3.05 | Residential & Commercial | USHP | Ducted CEE Tier 1
213773276 | Central HP <5.4 tons | BRYANT HEATING AND COOLING SYSTEMS | HRCU-A-CB (Split System: Heat Pump with Remote Outdoor Unit-Air-Source) | 288BNV025*0**C* |  |  | CAP**3721AL*+UI | 88*TB48090C17*** | 24200 | 17 | 8.1 | 21000 | 16600 | 79.05% | 2.02 | 0 | 11 |  |  |  |  | R-410A | 2.0167 | Residential & Commercial | USHP | Ducted CEE Tier 1
210470403 | Central HP <5.4 tons | DAY & NIGHT | HRCU-A-CB (Split System: Heat Pump with Remote Outdoor Unit-Air-Source) | CVH837GKA2* |  |  | EA*4X61L21A*+WALLCON | *80CSU0401712A* | 33200 | 17.5 | 8.1 | 32000 | 24800 | 77.5% | 1.98 | 0 | 11.5 |  |  |  |  | R-410A | 2.7667 | Residential & Commercial | USHP | Ducted CEE Tier 1
216776018 | Central HP <5.4 tons | LENNOX | HRCU-A-CB (Split System: Heat Pump with Remote Outdoor Unit-Air-Source) | SL22KLV-024-230A** |  |  | CK40[C,U]T-36B-**+TDR | SL280UH090XV48B* | 22600 | 18 | 8.5 | 23400 | 22000 | 94.02% | 2.08 | 0 | 12.6 |  |  |  |  | R-454B | 1.8833 | Residential & Commercial | USHP | Ducted CEE Tier 1
216776020 | Central HP <5.4 tons | LENNOX | HRCU-A-CB (Split System: Heat Pump with Remote Outdoor Unit-Air-Source) | SL22KLV-024-230A** |  |  | CK40[C,U]T-36B-**+TDR | SL297UH060NV36B* | 22600 | 18.5 | 8.5 | 23400 | 22000 | 94.02% | 2.06 | 0 | 12.4 |  |  |  |  | R-454B | 1.8833 | Residential & Commercial | USHP | Ducted CEE Tier 1
216776053 | Central HP <5.4 tons | LENNOX | HRCU-A-CB (Split System: Heat Pump with Remote Outdoor Unit-Air-Source) | SL22KLV-024-230A** |  |  | CK40HT-42C-**+TDR | SLP99UH090XV36C* | 22800 | 20.5 | 9.6 | 22000 | 22200 | 100.9% | 2.06 | 0 | 12.8 |  |  |  |  | R-454B | 1.9 | Residential & Commercial | USHP | Ducted CEE Tier 1
214570374 | Central HP <5.4 tons | DAY & NIGHT | HRCU-A-CB (Split System: Heat Pump with Remote Outdoor Unit-Air-Source) | CVH825GKA3* |  |  | EA*4X36L21A*+WALLCON | *80CTL0702120B* | 23600 | 16.5 | 8.1 | 21400 | 16600 | 77.57% | 1.94 | 0 | 10.5 |  |  |  |  | R-410A | 1.9667 | Residential & Commercial | USHP | Ducted CEE Tier 1
215682592 | Central HP <5.4 tons | TEMPSTAR | HRCU-A-CB (Split System: Heat Pump with Remote Outdoor Unit-Air-Source) | T5H0V60*K*AAA* |  |  | EA*5X60M24A*+WALLCON | *80CSU0802120B* | 55500 | 18.5 | 8.5 | 58500 | 41000 | 70.09% | 2.04 | 0 | 9 |  |  |  |  | R-454B | 4.625 | Residential & Commercial | USHP
215682692 | Central HP <5.4 tons | TEMPSTAR | HRCU-A-CB (Split System: Heat Pump with Remote Outdoor Unit-Air-Source) | T5H0V60*K*AAA* |  |  | EA*5X61M24A*+WALLCON | *97CTN0802120A* | 56000 | 18.5 | 9 | 60000 | 42000 | 70% | 2.02 | 0 | 9 |  |  |  |  | R-454B | 4.6667 | Residential & Commercial | USHP
215682842 | Central HP <5.4 tons | TEMPSTAR | HRCU-A-CB (Split System: Heat Pump with Remote Outdoor Unit-Air-Source) | T5H0V60*K*AAA* |  |  | EVM5X60M21A*+WALLCON | *80CSU1002120B* | 57000 | 18 | 9 | 63500 | 44500 | 70.08% | 2.08 | 0 | 9 |  |  |  |  | R-454B | 4.75 | Residential & Commercial | USHP
213772986 | Central HP <5.4 tons | BRYANT HEATING AND COOLING SYSTEMS | HRCU-A-CB (Split System: Heat Pump with Remote Outdoor Unit-Air-Source) | 288BNV025*0**C* |  |  | CAP**3617AL*+UI | 987MC42060C17*** | 23400 | 16 | 8.1 | 21600 | 16700 | 77.31% | 1.92 | 0 | 10.5 |  |  |  |  | R-410A | 1.95 | Residential & Commercial | USHP | Ducted CEE Tier 1
212614926 | Central HP <5.4 tons | DAIKIN | HRCU-A-CB (Split System: Heat Pump with Remote Outdoor Unit-Air-Source) | DZ6VSA361EA* |  |  | CA*EA4830*4A* | D*80VC1005C*A* | 34200 | 17.5 | 8.6 | 34200 | 29000 | 84.8% | 2 | 0 | 10 |  |  |  |  | R-410A | 2.85 | Residential & Commercial | USHP | Ducted CEE Tier 1
213773018 | Central HP <5.4 tons | AIRQUEST | HRCU-A-CB (Split System: Heat Pump with Remote Outdoor Unit-Air-Source) | HVH825GKA3* |  |  | EA*4X36L17A*+WALLCON | *96CTN0601714B* | 23400 | 16 | 8.1 | 21600 | 16700 | 77.31% | 1.92 | 0 | 10.5 |  |  |  |  | R-410A | 1.95 | Residential & Commercial | USHP | Ducted CEE Tier 1
216776098 | Central HP <5.4 tons | LENNOX | HRCU-A-CB (Split System: Heat Pump with Remote Outdoor Unit-Air-Source) | SL22KLV-048-230A** |  |  | CK40[C,U]T-60C-**+TDR | EL297UH110XV60C* | 45500 | 20 | 9 | 46000 | 44500 | 96.74% | 1.98 | 0 | 11.7 |  |  |  |  | R-454B | 3.7917 | Residential & Commercial | USHP | Ducted CEE Tier 1
213773848 | Central HP <5.4 tons | AIRQUEST | HRCU-A-CB (Split System: Heat Pump with Remote Outdoor Unit-Air-Source) | HVH825GKA3* |  |  | EA*4X48L24A*+WALLCON | *97CMN1202422B* | 24000 | 16.5 | 8.1 | 21000 | 16500 | 78.57% | 2.02 | 0 | 11 |  |  |  |  | R-410A | 2 | Residential & Commercial | USHP | Ducted CEE Tier 1
214570683 | Central HP <5.4 tons | COMFORTMAKER | HRCU-A-CB (Split System: Heat Pump with Remote Outdoor Unit-Air-Source) | CVH825GKA3* |  |  | EA*4X48L21A*+WALLCON | *95CSU0802120B* | 24000 | 16.5 | 8.5 | 21000 | 16600 | 79.05% | 2.02 | 0 | 11 |  |  |  |  | R-410A | 2 | Residential & Commercial | USHP | Ducted CEE Tier 1
214570733 | Central HP <5.4 tons | COMFORTMAKER | HRCU-A-CB (Split System: Heat Pump with Remote Outdoor Unit-Air-Source) | CVH825GKA3* |  |  | EA*4X48L24A*+WALLCON | *80CTL0702120B* | 24000 | 17 | 8.5 | 21000 | 16500 | 78.57% | 2.02 | 0 | 11 |  |  |  |  | R-410A | 2 | Residential & Commercial | USHP | Ducted CEE Tier 1
214571103 | Central HP <5.4 tons | COMFORTMAKER | HRCU-A-CB (Split System: Heat Pump with Remote Outdoor Unit-Air-Source) | CVH825GKA3* |  |  | EN(A,D)4X36L21**+WALLCON | *95CSU0802120B* | 23400 | 16.5 | 8.1 | 21600 | 16700 | 77.31% | 1.92 | 0 | 11 |  |  |  |  | R-410A | 1.95 | Residential & Commercial | USHP | Ducted CEE Tier 1
214571153 | Central HP <5.4 tons | COMFORTMAKER | HRCU-A-CB (Split System: Heat Pump with Remote Outdoor Unit-Air-Source) | CVH825GKA3* |  |  | EN(A,D,W)4X42L21**+WALLCON | *80CTL0702120B* | 23800 | 16.5 | 8.1 | 21400 | 16700 | 78.04% | 1.96 | 0 | 11 |  |  |  |  | R-410A | 1.9833 | Residential & Commercial | USHP | Ducted CEE Tier 1
214807664 | Central HP <5.4 tons | YORK | HRCU-A-CB (Split System: Heat Pump with Remote Outdoor Unit-Air-Source) | HH860E2S11 |  |  | CTU60C5XGS1+TXV | Y81E080C16SMPS1 | 44500 | 18 | 9 | 44500 | 33400 | 75.06% | 2 | 0 | 12 |  |  |  |  | R-454B | 3.7083 | Residential & Commercial | USHP | Ducted CEE Tier 1
214574608 | Central HP <5.4 tons | CARRIER | HRCU-A-CB (Split System: Heat Pump with Remote Outdoor Unit-Air-Source) | 25VNA837A*031* |  |  | CNPV*4821AL*+UI | 59MN7C080C21**20 | 32400 | 17.5 | 8.5 | 32800 | 24800 | 75.61% | 1.96 | 0 | 11.5 |  |  |  |  | R-410A | 2.7 | Residential & Commercial | USHP | Ducted CEE Tier 1
214571114 | Central HP <5.4 tons | DAY & NIGHT | HRCU-A-CB (Split System: Heat Pump with Remote Outdoor Unit-Air-Source) | CVH825GKA3* |  |  | EN(A,D)4X36L21**+WALLCON | *95CSU1002122B* | 23400 | 16.5 | 8.1 | 21600 | 16700 | 77.31% | 1.92 | 0 | 11 |  |  |  |  | R-410A | 1.95 | Residential & Commercial | USHP | Ducted CEE Tier 1
216764633 | Central HP <5.4 tons | TRANE | HRCU-A-CB (Split System: Heat Pump with Remote Outdoor Unit-Air-Source) | 5TWR7036A1 |  |  | 5PX*BD06AS3 | S8X2B080M4PTC | 33600 | 17.1 | 8.7 | 33600 | 24800 | 73.81% | 2.1 | 0 | 11.7 |  |  |  |  | R-454B | 2.8 | Residential & Commercial | USHP | Ducted CEE Tier 1
216764651 | Central HP <5.4 tons | TRANE | HRCU-A-CB (Split System: Heat Pump with Remote Outdoor Unit-Air-Source) | 5TWR7036A1 |  |  | 5PX*C005AS3 | S8X2C100M5PSC | 32200 | 16.5 | 8.7 | 32200 | 23800 | 73.91% | 2.1 | 0 | 12 |  |  |  |  | R-454B | 2.6833 | Residential & Commercial | USHP | Ducted CEE Tier 1
216764683 | Central HP <5.4 tons | TRANE | HRCU-A-CB (Split System: Heat Pump with Remote Outdoor Unit-Air-Source) | 5TWR7036A1 |  |  | 5PX*CD05AS3 | S8X2C080M5PTC | 32800 | 17.1 | 8.2 | 33400 | 24400 | 73.05% | 2 | 0 | 12 |  |  |  |  | R-454B | 2.7333 | Residential & Commercial | USHP | Ducted CEE Tier 1
214571264 | Central HP <5.4 tons | DAY & NIGHT | HRCU-A-CB (Split System: Heat Pump with Remote Outdoor Unit-Air-Source) | CVH825GKA3* |  |  | EN(A,D,W)4X48L21**+WALLCON | *96CTN0802120B* | 24200 | 17 | 8.1 | 21200 | 16600 | 78.3% | 2.02 | 0 | 11.5 |  |  |  |  | R-410A | 2.0167 | Residential & Commercial | USHP | Ducted CEE Tier 1
216623488 | Central HP <5.4 tons | DIRECT AIR | HRCU-A-C (Split System: Heat Pump with Remote Outdoor Unit with No Indoor Fan --Air Source) | DIRM4-24MAGICPRO20-OU |  |  | DIRM4-2417MAGICP20-CCOIL | 0 | 24000 | 16 | 9.5 | 25000 | 21000 | 84% | 1.8 | 0 | 10 |  |  |  |  | R-454B | 2 | Residential & Commercial | USHP | Ducted CEE Tier 1
216738079 | Central HP <5.4 tons | BRYANT HEATING AND COOLING SYSTEMS | HRCU-A-CB (Split System: Heat Pump with Remote Outdoor Unit-Air-Source) | 37MUHAQ24AA3 |  |  | CSAH*3612AM* | 8(0,1)*SB60090M21*** | 22600 | 15.5 | 8.1 | 20800 | 18400 | 88.46% | 1.9 | 0 | 10.5 |  |  |  |  | R-454B | 1.8833 | Residential & Commercial | USHP | Ducted CEE Tier 1
216738163 | Central HP <5.4 tons | BRYANT HEATING AND COOLING SYSTEMS | HRCU-A-CB (Split System: Heat Pump with Remote Outdoor Unit-Air-Source) | 37MUHAQ24AA3 |  |  | CSAH*3612AM* | 82*SB48090V17*** | 22600 | 15.5 | 8.1 | 20600 | 18400 | 89.32% | 1.85 | 0 | 10.5 |  |  |  |  | R-454B | 1.8833 | Residential & Commercial | USHP | Ducted CEE Tier 1
216738261 | Central HP <5.4 tons | BRYANT HEATING AND COOLING SYSTEMS | HRCU-A-CB (Split System: Heat Pump with Remote Outdoor Unit-Air-Source) | 37MUHAQ24AA3 |  |  | CSAH*3612AM* | 88*TB48070C17*** | 22800 | 16 | 8.1 | 20800 | 18500 | 88.94% | 1.85 | 0 | 11 |  |  |  |  | R-454B | 1.9 | Residential & Commercial | USHP | Ducted CEE Tier 1
216738279 | Central HP <5.4 tons | BRYANT HEATING AND COOLING SYSTEMS | HRCU-A-CB (Split System: Heat Pump with Remote Outdoor Unit-Air-Source) | 37MUHAQ24AA3 |  |  | CSAH*3612AM* | 88*TB48090C17*** | 22600 | 15.5 | 8.1 | 20800 | 18400 | 88.46% | 1.85 | 0 | 10.5 |  |  |  |  | R-454B | 1.8833 | Residential & Commercial | USHP | Ducted CEE Tier 1
216738477 | Central HP <5.4 tons | BRYANT HEATING AND COOLING SYSTEMS | HRCU-A-CB (Split System: Heat Pump with Remote Outdoor Unit-Air-Source) | 37MUHAQ24AA3 |  |  | CSAH*3612AM* | 912SE60080M21*** | 23200 | 15.5 | 8.1 | 21000 | 18700 | 89.05% | 1.9 | 0 | 11 |  |  |  |  | R-454B | 1.9333 | Residential & Commercial | USHP | Ducted CEE Tier 1
216766116 | Central HP <5.4 tons | TRANE | HRCU-A-CB (Split System: Heat Pump with Remote Outdoor Unit-Air-Source) | 5TWR7036A1 |  |  | 5PX*BD06AS3 | S8V2A040M3PDB | 32600 | 16 | 8.5 | 33200 | 24400 | 73.49% | 2.05 | 0 | 12 |  |  |  |  | R-454B | 2.7167 | Residential & Commercial | USHP | Ducted CEE Tier 1
211207048 | Central HP <5.4 tons | YORK | HRCU-A-CB (Split System: Heat Pump with Remote Outdoor Unit-Air-Source) | YZV48B21 |  |  | XAMC48HE3N1+CC | TPLC100C16MP13 | 43500 | 19 | 9 | 44500 | 36200 | 81.35% | 2.14 | 0 | 12 |  |  |  |  | R-410A | 3.625 | Residential & Commercial | USHP | Ducted CEE Tier 1
215935206 | Central HP <5.4 tons | HEIL | HRCU-A-CB (Split System: Heat Pump with Remote Outdoor Unit-Air-Source) | H5H3V36*K*AAA* |  |  | EVM5X60M21A*+WALLCON | *80CTL0901716B* | 35600 | 22 | 8.5 | 38000 | 28600 | 75.26% | 2.02 | 0 | 12 |  |  |  |  | R-454B | 2.9667 | Residential & Commercial | USHP | Ducted CEE Tier 1
215935256 | Central HP <5.4 tons | HEIL | HRCU-A-CB (Split System: Heat Pump with Remote Outdoor Unit-Air-Source) | H5H3V36*K*AAA* |  |  | EVM5X60M21A*+WALLCON | *95CSU1002122B* | 35600 | 22 | 8.5 | 38000 | 28400 | 74.74% | 2.02 | 0 | 12.5 |  |  |  |  | R-454B | 2.9667 | Residential & Commercial | USHP | Ducted CEE Tier 1
215935306 | Central HP <5.4 tons | HEIL | HRCU-A-CB (Split System: Heat Pump with Remote Outdoor Unit-Air-Source) | H5H3V36*K*AAA* |  |  | EVM5X60M21A*+WALLCON | *96CTN0801714B* | 35400 | 21.5 | 8.5 | 38000 | 28800 | 75.79% | 2.02 | 0 | 12 |  |  |  |  | R-454B | 2.95 | Residential & Commercial | USHP | Ducted CEE Tier 1
214571134 | Central HP <5.4 tons | DAY & NIGHT | HRCU-A-CB (Split System: Heat Pump with Remote Outdoor Unit-Air-Source) | CVH825GKA3* |  |  | EN(A,D)4X36L21**+WALLCON | *97CMN0802120B* | 23400 | 16.5 | 8.1 | 21600 | 16700 | 77.31% | 1.92 | 0 | 11 |  |  |  |  | R-410A | 1.95 | Residential & Commercial | USHP | Ducted CEE Tier 1
213773178 | Central HP <5.4 tons | AIRQUEST | HRCU-A-CB (Split System: Heat Pump with Remote Outdoor Unit-Air-Source) | HVH825GKA3* |  |  | EA*4X37L17A*+WALLCON | *80CTL0701716B* | 24200 | 16.5 | 8.1 | 21400 | 16700 | 78.04% | 1.98 | 0 | 10.5 |  |  |  |  | R-410A | 2.0167 | Residential & Commercial | USHP | Ducted CEE Tier 1
213773578 | Central HP <5.4 tons | AIRQUEST | HRCU-A-CB (Split System: Heat Pump with Remote Outdoor Unit-Air-Source) | HVH825GKA3* |  |  | EA*4X43L21A*+WALLCON | *80CTL0701716B* | 24400 | 17 | 8.1 | 21200 | 16600 | 78.3% | 2.02 | 0 | 11 |  |  |  |  | R-410A | 2.0333 | Residential & Commercial | USHP | Ducted CEE Tier 1
214505252 | Central HP <5.4 tons | DAIKIN | HRCU-A-CB (Split System: Heat Pump with Remote Outdoor Unit-Air-Source) | DZ6VSA241EA* |  |  | CA*EA3026*4B* | D*96VC0403BNA* | 23000 | 17 | 8.6 | 23000 | 16100 | 70% | 2 | 0 | 10 |  |  |  |  | R-410A | 1.9167 | Residential & Commercial | USHP | Ducted CEE Tier 1
214505268 | Central HP <5.4 tons | DAIKIN | HRCU-A-CB (Split System: Heat Pump with Remote Outdoor Unit-Air-Source) | DZ6VSA241EA* |  |  | CA*EA3026*4B* | D*97MC0803BNA* | 23000 | 17 | 8.6 | 23000 | 16100 | 70% | 2 | 0 | 10 |  |  |  |  | R-410A | 1.9167 | Residential & Commercial | USHP | Ducted CEE Tier 1
213773426 | Central HP <5.4 tons | BRYANT HEATING AND COOLING SYSTEMS | HRCU-A-CB (Split System: Heat Pump with Remote Outdoor Unit-Air-Source) | 288BNV025*0**C* |  |  | CAP**4221AL*+UI | 935CB48060C17*** | 23600 | 16.5 | 8.1 | 21400 | 16700 | 78.04% | 1.94 | 0 | 10.5 |  |  |  |  | R-410A | 1.9667 | Residential & Commercial | USHP | Ducted CEE Tier 1
213773496 | Central HP <5.4 tons | BRYANT HEATING AND COOLING SYSTEMS | HRCU-A-CB (Split System: Heat Pump with Remote Outdoor Unit-Air-Source) | 288BNV025*0**C* |  |  | CAP**4224AL*+UI | 88*TB60090C21*** | 23800 | 16.5 | 8.1 | 21400 | 16600 | 77.57% | 1.96 | 0 | 10.5 |  |  |  |  | R-410A | 1.9833 | Residential & Commercial | USHP | Ducted CEE Tier 1
210472892 | Central HP <5.4 tons | DAY & NIGHT | HRCU-A-CB (Split System: Heat Pump with Remote Outdoor Unit-Air-Source) | CVH825GKA3* |  |  | EA*4X42L21A*+WALLCON | *80CTL0701716A* | 23800 | 16.5 | 8.1 | 21400 | 16600 | 77.57% | 1.96 | 0 | 11 |  |  |  |  | R-410A | 1.9833 | Residential & Commercial | USHP | Ducted CEE Tier 1
216738497 | Central HP <5.4 tons | BRYANT HEATING AND COOLING SYSTEMS | HRCU-A-CB (Split System: Heat Pump with Remote Outdoor Unit-Air-Source) | 37MUHAQ24AA3 |  |  | CSAH*3612AM* | 912SE66100M21*** | 23200 | 15.2 | 8.1 | 21200 | 18800 | 88.68% | 1.9 | 0 | 11 |  |  |  |  | R-454B | 1.9333 | Residential & Commercial | USHP | Ducted CEE Tier 1
215682862 | Central HP <5.4 tons | TEMPSTAR | HRCU-A-CB (Split System: Heat Pump with Remote Outdoor Unit-Air-Source) | T5H0V60*K*AAA* |  |  | EVM5X60M21A*+WALLCON | *97CTN1002122A* | 56500 | 18.5 | 9 | 64000 | 45000 | 70.31% | 2.08 | 0 | 9 |  |  |  |  | R-454B | 4.7083 | Residential & Commercial | USHP
215683062 | Central HP <5.4 tons | TEMPSTAR | HRCU-A-CB (Split System: Heat Pump with Remote Outdoor Unit-Air-Source) | T5H0V60*K*AAA* |  |  | EVD5X60M24A*+WALLCON | *96CTN0802120B* | 56500 | 18 | 9 | 63500 | 44500 | 70.08% | 2.08 | 0 | 9 |  |  |  |  | R-454B | 4.7083 | Residential & Commercial | USHP
216776149 | Central HP <5.4 tons | TRANE | HRCU-A-CB (Split System: Heat Pump with Remote Outdoor Unit-Air-Source) | 5HPL5036A1 |  |  | 5TEM6D04AV31+TDR | 0 | 34000 | 16 | 8.1 | 34000 | 27000 | 79.41% | 1.75 | 0 | 11.7 |  |  |  |  | R-454B | 2.8333 | Residential & Commercial | USHP | Ducted CEE Tier 1
216766022 | Central HP <5.4 tons | TRANE | HRCU-A-CB (Split System: Heat Pump with Remote Outdoor Unit-Air-Source) | 5TWR7036A1 |  |  | 5PX*B004AS3+P0V0A000M30SD | 0 | 31600 | 16 | 8.5 | 31600 | 23800 | 75.32% | 2.08 | 0 | 12 |  |  |  |  | R-454B | 2.6333 | Residential & Commercial | USHP | Ducted CEE Tier 1
216765822 | Central HP <5.4 tons | TRANE | HRCU-A-CB (Split System: Heat Pump with Remote Outdoor Unit-Air-Source) | 5TWR7024A1 |  |  | 5PX*B004AS3 | S9X1B060D3PSB | 21800 | 16 | 8.5 | 21200 | 16900 | 79.72% | 1.96 | 0 | 11.7 |  |  |  |  | R-454B | 1.8167 | Residential & Commercial | USHP | Ducted CEE Tier 1
210473024 | Central HP <5.4 tons | DAY & NIGHT | HRCU-A-CB (Split System: Heat Pump with Remote Outdoor Unit-Air-Source) | CVH825GKA3* |  |  | EA*4X42L24A*+WALLCON | *80CTL1352422A* | 23800 | 16.5 | 8.1 | 21400 | 16600 | 77.57% | 1.96 | 0 | 11 |  |  |  |  | R-410A | 1.9833 | Residential & Commercial | USHP | Ducted CEE Tier 1
210473101 | Central HP <5.4 tons | DAY & NIGHT | HRCU-A-CB (Split System: Heat Pump with Remote Outdoor Unit-Air-Source) | CVH825GKA3* |  |  | EA*4X43L21A*+WALLCON | *95CSU0802120A* | 24400 | 17 | 8.5 | 21200 | 16600 | 78.3% | 2.04 | 0 | 11 |  |  |  |  | R-410A | 2.0333 | Residential & Commercial | USHP | Ducted CEE Tier 1
210473167 | Central HP <5.4 tons | DAY & NIGHT | HRCU-A-CB (Split System: Heat Pump with Remote Outdoor Unit-Air-Source) | CVH825GKA3* |  |  | EA*4X43L21A*+WALLCON | *80CTL0701716A* | 24400 | 17 | 8.5 | 21200 | 16600 | 78.3% | 2.02 | 0 | 11 |  |  |  |  | R-410A | 2.0333 | Residential & Commercial | USHP | Ducted CEE Tier 1
210473233 | Central HP <5.4 tons | DAY & NIGHT | HRCU-A-CB (Split System: Heat Pump with Remote Outdoor Unit-Air-Source) | CVH825GKA3* |  |  | EA*4X43L21A*+WALLCON | *96CTN1002122A* | 24400 | 16.5 | 8.5 | 21200 | 16600 | 78.3% | 2.04 | 0 | 11 |  |  |  |  | R-410A | 2.0333 | Residential & Commercial | USHP | Ducted CEE Tier 1
216638495 | Central HP <5.4 tons | CARRIER | HRCU-A-CB (Split System: Heat Pump with Remote Outdoor Unit-Air-Source) | 37MURAQ24AA3 |  |  | FT5ANXB24L* | 0 | 24000 | 15.5 | 9 | 24200 | 19500 | 80.58% | 1.98 | 0 | 10 |  |  |  |  | R-454B | 2 | Residential & Commercial | USHP | Ducted CEE Tier 1
213386484 | Central HP <5.4 tons | Alsetria | HRCU-A-C (Split System: Heat Pump with Remote Outdoor Unit with No Indoor Fan --Air Source) | MOD30-24HFN1-MW |  |  | MVBM-24A18T3N1 | 0 | 24000 | 16.1 | 9.8 | 25000 | 20000 | 80% | 2 | 0 | 10.7 |  |  |  |  | R-410A | 2 | Residential & Commercial | USHP | Ducted CEE Tier 1
216738702 | Central HP <5.4 tons | BRYANT HEATING AND COOLING SYSTEMS | HRCU-A-CB (Split System: Heat Pump with Remote Outdoor Unit-Air-Source) | 37MUHAQ24AA3 |  |  | CSAH*3612AM* | 935SB48060M17*** | 22600 | 16 | 8.1 | 20800 | 18500 | 88.94% | 1.85 | 0 | 11 |  |  |  |  | R-454B | 1.8833 | Residential & Commercial | USHP | Ducted CEE Tier 1
216682096 | Central HP <5.4 tons | HEIL | HRCU-A-CB (Split System: Heat Pump with Remote Outdoor Unit-Air-Source) | DLCURAH30ABK |  |  | EA*4X42L24A* | *97VTN1002120A* | 30200 | 15.2 | 9 | 34000 | 27200 | 80% | 1.75 | 0 | 9 |  |  |  |  | R-410A | 2.5167 | Residential & Commercial | USHP
214491658 | Central HP <5.4 tons | DAIKIN | HRCU-A-CB (Split System: Heat Pump with Remote Outdoor Unit-Air-Source) | DZ6VSA1810A* |  |  | CA*EA2422*4B* | D*80VC0804C*A* | 16600 | 17.5 | 8.5 | 17400 | 13000 | 74.71% | 2.1 | 0 | 10.9 |  |  |  |  | R-410A | 1.3833 | Residential & Commercial | USHP | Ducted CEE Tier 1
213613318 | Central HP <5.4 tons | DAIKIN | HRCU-A-CB (Split System: Heat Pump with Remote Outdoor Unit-Air-Source) | DZ6VSA1810A* |  |  | DFVE24BP1400B* | 0 | 16600 | 17.5 | 8.5 | 17400 | 13000 | 74.71% | 2.1 | 0 | 10.9 |  |  |  |  | R-410A | 1.3833 | Residential & Commercial | USHP | Ducted CEE Tier 1
215374897 | Central HP <5.4 tons | Durastar | HRCU-A-CB (Split System: Heat Pump with Remote Outdoor Unit-Air-Source) | DRU1U60S2A |  |  | DRUM4260S2A | 0 | 54000 | 15.2 | 8.4 | 54000 | 38000 | 70.37% | 1.8 | 0 | 8.6 |  |  |  |  | R-454B | 4.5 | Residential & Commercial | USHP
215676745 | Central HP <5.4 tons | HEIL | HRCU-A-CB (Split System: Heat Pump with Remote Outdoor Unit-Air-Source) | H5H0V48*K*AAA* |  |  | EVD5X61M21A*+WALLCON | *80CTL0902120B* | 48500 | 19.5 | 9.5 | 50000 | 36600 | 73.2% | 2.12 | 0 | 10.5 |  |  |  |  | R-454B | 4.0417 | Residential & Commercial | USHP | Ducted CEE Tier 1
215675575 | Central HP <5.4 tons | HEIL | HRCU-A-CB (Split System: Heat Pump with Remote Outdoor Unit-Air-Source) | H5H0V48*K*AAA* |  |  | EVM5X49M21A*+WALLCON | *80CTL1102120B* | 48000 | 19 | 9 | 50000 | 36600 | 73.2% | 2 | 0 | 10.5 |  |  |  |  | R-454B | 4 | Residential & Commercial | USHP | Ducted CEE Tier 1
215674246 | Central HP <5.4 tons | HEIL | HRCU-A-CB (Split System: Heat Pump with Remote Outdoor Unit-Air-Source) | H5H0V48*K*AAA* |  |  | EA*5X60M24A*+WALLCON | *97CMN0802120B* | 45000 | 18 | 9 | 47500 | 33600 | 70.74% | 2.06 | 0 | 10 |  |  |  |  | R-454B | 3.75 | Residential & Commercial | USHP | Ducted CEE Tier 1
215674396 | Central HP <5.4 tons | HEIL | HRCU-A-CB (Split System: Heat Pump with Remote Outdoor Unit-Air-Source) | H5H0V48*K*AAA* |  |  | EA*5X61M21A*+WALLCON | *95CSU1002122B* | 46000 | 18 | 9 | 48000 | 33600 | 70% | 2.08 | 0 | 10 |  |  |  |  | R-454B | 3.8333 | Residential & Commercial | USHP | Ducted CEE Tier 1
215374884 | Central HP <5.4 tons | Durastar | HRCU-A-CB (Split System: Heat Pump with Remote Outdoor Unit-Air-Source) | DRU1H18S2A |  |  | DRUM1824S2A | 0 | 18000 | 19 | 9.7 | 19000 | 18000 | 94.74% | 2 | 0 | 12.5 |  |  |  |  | R-454B | 1.5 | Residential & Commercial | USHP | Ducted CEE Tier 1
216739065 | Central HP <5.4 tons | BRYANT HEATING AND COOLING SYSTEMS | HRCU-A-CB (Split System: Heat Pump with Remote Outdoor Unit-Air-Source) | 37MUHAQ24AA3 |  |  | F55AA*B36L* | 0 | 24000 | 15.2 | 8.5 | 21800 | 19200 | 88.07% | 1.98 | 0 | 11 |  |  |  |  | R-454B | 2 | Residential & Commercial | USHP | Ducted CEE Tier 1
214584625 | Central HP <5.4 tons | JOHNSON CONTROLS | HRCU-A-CB (Split System: Heat Pump with Remote Outdoor Unit-Air-Source) | HH836E2S11 |  |  | CTF36B5CDS1 | Z8ES100B12SMPS1 | 33400 | 18 | 8.5 | 30800 | 25000 | 81.17% | 2 | 0 | 11.7 |  |  |  |  | R-454B | 2.7833 | Residential & Commercial | USHP | Ducted CEE Tier 1
216732545 | Central HP <5.4 tons | BRYANT HEATING AND COOLING SYSTEMS | HRCU-A-CB (Split System: Heat Pump with Remote Outdoor Unit-Air-Source) | 37MUHAQ24AA3 |  |  | CAA**2414AM* | 82*TB36045V14*** | 21800 | 16 | 8.5 | 21000 | 19100 | 90.95% | 1.98 | 0 | 10.5 |  |  |  |  | R-454B | 1.8167 | Residential & Commercial | USHP | Ducted CEE Tier 1
216732570 | Central HP <5.4 tons | BRYANT HEATING AND COOLING SYSTEMS | HRCU-A-CB (Split System: Heat Pump with Remote Outdoor Unit-Air-Source) | 37MUHAQ24AA3 |  |  | CAA**2414AM* | 912SE36060M14*** | 22200 | 15.5 | 8.5 | 21200 | 19200 | 90.57% | 1.98 | 0 | 10.5 |  |  |  |  | R-454B | 1.85 | Residential & Commercial | USHP | Ducted CEE Tier 1
209872695 | Central HP <5.4 tons | RUUD | HRCU-A-CB (Split System: Heat Pump with Remote Outdoor Unit-Air-Source) | UP18AZ24AJVC |  |  | RCFZ2421HEAAM | U97MV0603A17DHS | 22800 | 20 | 8.5 | 22800 | 26000 | 114% | 2.1 | 0 | 12.5 |  |  |  |  | R-410A | 1.9 | Residential & Commercial | USHP | Ducted CEE Tier 1
216764815 | Central HP <5.4 tons | TRANE | HRCU-A-CB (Split System: Heat Pump with Remote Outdoor Unit-Air-Source) | 5TWR7048A1 |  |  | 5PX*DD10AS3 | S8X1D120M5PTC | 43500 | 17.1 | 9 | 44500 | 32600 | 73.26% | 2.2 | 0 | 11.7 |  |  |  |  | R-454B | 3.625 | Residential & Commercial | USHP | Ducted CEE Tier 1
216773238 | Central HP <5.4 tons | Custom Comfort | HRCU-A-C (Split System: Heat Pump with Remote Outdoor Unit with No Indoor Fan --Air Source) | CCOXHB24V24HP |  |  | CCOBCC1824A | 0 | 24000 | 16 | 9.5 | 25000 | 21000 | 84% | 1.8 | 0 | 10 |  |  |  |  | R-454B | 2 | Residential & Commercial | USHP | Ducted CEE Tier 1
216764647 | Central HP <5.4 tons | TRANE | HRCU-A-CB (Split System: Heat Pump with Remote Outdoor Unit-Air-Source) | 5TWR7036A1 |  |  | 5PX*BD06AS3 | S8X2A040M3PSC | 33200 | 17.1 | 8.7 | 33600 | 24600 | 73.21% | 2 | 0 | 11.7 |  |  |  |  | R-454B | 2.7667 | Residential & Commercial | USHP | Ducted CEE Tier 1
216764711 | Central HP <5.4 tons | TRANE | HRCU-A-CB (Split System: Heat Pump with Remote Outdoor Unit-Air-Source) | 5TWR7036A1 |  |  | 5TXCB004AS3 | S8X2A040M3PSC | 32400 | 17.1 | 8.7 | 32600 | 24200 | 74.23% | 2.1 | 0 | 11.5 |  |  |  |  | R-454B | 2.7 | Residential & Commercial | USHP | Ducted CEE Tier 1
216764713 | Central HP <5.4 tons | TRANE | HRCU-A-CB (Split System: Heat Pump with Remote Outdoor Unit-Air-Source) | 5TWR7036A1 |  |  | 5TXCB004AS3 | S8X2B060M4PSC | 32400 | 17.1 | 8.7 | 32400 | 24000 | 74.07% | 2.1 | 0 | 11.7 |  |  |  |  | R-454B | 2.7 | Residential & Commercial | USHP | Ducted CEE Tier 1
216764132 | Central HP <5.4 tons | TRANE | HRCU-A-CB (Split System: Heat Pump with Remote Outdoor Unit-Air-Source) | 5TWX7024A1 |  |  | 5PX*B006AS3 | L8V1A060U3VSB | 23800 | 18 | 9 | 22000 | 17500 | 79.55% | 2 | 0 | 12.7 |  |  |  |  | R-454B | 1.9833 | Residential & Commercial | USHP | Ducted CEE Tier 1
216764150 | Central HP <5.4 tons | TRANE | HRCU-A-CB (Split System: Heat Pump with Remote Outdoor Unit-Air-Source) | 5TWX7024A1 |  |  | 5PX*BD04AS3 | *DHMB060CCV3 | 23400 | 17.5 | 8.1 | 22200 | 17200 | 77.48% | 1.8 | 0 | 12.5 |  |  |  |  | R-454B | 1.95 | Residential & Commercial | USHP | Ducted CEE Tier 1
210410119 | Central HP <5.4 tons | MRCOOL | HRCU-A-CB (Split System: Heat Pump with Remote Outdoor Unit-Air-Source) | MDUO18048060 |  |  | MDUI18048E | 0 | 48000 | 17 | 9 | 48000 | 39000 | 81.25% | 1.8 | 11.5 | 11 |  |  |  |  | R-410A | 4 | Residential & Commercial | USHP | Ducted CEE Tier 1
216764926 | Central HP <5.4 tons | TRANE | HRCU-A-CB (Split System: Heat Pump with Remote Outdoor Unit-Air-Source) | 5TWX7024A1 |  |  | 5TXCB004AS3 | S8X1B060M4PTC | 23000 | 17.5 | 8.7 | 21600 | 17100 | 79.17% | 1.9 | 0 | 12.5 |  |  |  |  | R-454B | 1.9167 | Residential & Commercial | USHP | Ducted CEE Tier 1
216732779 | Central HP <5.4 tons | COMFORTMAKER | HRCU-A-CB (Split System: Heat Pump with Remote Outdoor Unit-Air-Source) | D5CUHAH24AAK |  |  | EA*5X24M17A* | *80CTL0451712B* | 22000 | 15.5 | 8.5 | 21000 | 19200 | 91.43% | 1.98 | 0 | 10.5 |  |  |  |  | R-454B | 1.8333 | Residential & Commercial | USHP | Ducted CEE Tier 1
216766796 | Central HP <5.4 tons | TRANE | HRCU-A-CB (Split System: Heat Pump with Remote Outdoor Unit-Air-Source) | 5TWX7024A1 |  |  | 5PX*B004AS3 | S9X1B060D3PSB | 21800 | 15.5 | 8.5 | 21200 | 16900 | 79.72% | 1.95 | 0 | 11.5 |  |  |  |  | R-454B | 1.8167 | Residential & Commercial | USHP | Ducted CEE Tier 1
216732806 | Central HP <5.4 tons | COMFORTMAKER | HRCU-A-CB (Split System: Heat Pump with Remote Outdoor Unit-Air-Source) | D5CUHAH24AAK |  |  | EA*5X24M17A* | *80CTL0901716B* | 21800 | 15.5 | 8.5 | 21000 | 19100 | 90.95% | 1.98 | 0 | 10.5 |  |  |  |  | R-454B | 1.8167 | Residential & Commercial | USHP | Ducted CEE Tier 1
216732711 | Central HP <5.4 tons | COMFORTMAKER | HRCU-A-CB (Split System: Heat Pump with Remote Outdoor Unit-Air-Source) | D5CUHAH24AAK |  |  | EA*5X24M17A* | *80MS(N,L)0901714A* | 22000 | 16 | 8.5 | 21000 | 19100 | 90.95% | 1.98 | 0 | 10.5 |  |  |  |  | R-454B | 1.8333 | Residential & Commercial | USHP | Ducted CEE Tier 1
216766805 | Central HP <5.4 tons | TRANE | HRCU-A-CB (Split System: Heat Pump with Remote Outdoor Unit-Air-Source) | 5TWX7024A1 |  |  | 5PX*B006AS3 | S9X2B060D3PSB | 22200 | 16 | 8.7 | 21400 | 17100 | 79.91% | 2.03 | 0 | 11.7 |  |  |  |  | R-454B | 1.85 | Residential & Commercial | USHP | Ducted CEE Tier 1
216766816 | Central HP <5.4 tons | TRANE | HRCU-A-CB (Split System: Heat Pump with Remote Outdoor Unit-Air-Source) | 5TWX7024A1 |  |  | 5PX*B006AS3 | S8V2B060M4PCB | 24000 | 17.5 | 9 | 22000 | 17500 | 79.55% | 2.06 | 0 | 12.7 |  |  |  |  | R-454B | 2 | Residential & Commercial | USHP | Ducted CEE Tier 1
210471305 | Central HP <5.4 tons | DAY & NIGHT | HRCU-A-CB (Split System: Heat Pump with Remote Outdoor Unit-Air-Source) | CVH837GKA2* |  |  | EHD4X60AAL+WALLCON | *80CTL0901716A* | 33000 | 17.5 | 8.1 | 32200 | 24800 | 77.02% | 2.02 | 0 | 11.5 |  |  |  |  | R-410A | 2.75 | Residential & Commercial | USHP | Ducted CEE Tier 1
211226689 | Central HP <5.4 tons | DAY & NIGHT | HRCU-A-CB (Split System: Heat Pump with Remote Outdoor Unit-Air-Source) | DLCURAH36ABK |  |  | EA*4X37L17A* | *96VSN0801716A* | 36200 | 15.2 | 8.5 | 39500 | 35000 | 88.61% | 2.02 | 0 | 10 |  |  |  |  | R-410A | 3.0167 | Residential & Commercial | USHP | Ducted CEE Tier 1
216581415 | Central HP <5.4 tons | BRYANT HEATING AND COOLING SYSTEMS | HRCU-A-CB (Split System: Heat Pump with Remote Outdoor Unit-Air-Source) | 284ANV036*0**B* |  |  | CAP**4821AL*+UI | 987TA66100C21*** | 33400 | 19.5 | 9.5 | 34400 | 25600 | 74.42% | 1.8 | 0 | 11.7 |  |  |  |  | R-410A | 2.7833 | Residential & Commercial | USHP | Ducted CEE Tier 1
211261578 | Central HP <5.4 tons | DAY & NIGHT | HRCU-A-CB (Split System: Heat Pump with Remote Outdoor Unit-Air-Source) | DLCURAH18ABK |  |  | EA*4X30L17A* | *96VSN0401410A* | 17500 | 16 | 8.5 | 18100 | 18600 | 102.8% | 2.24 | 0 | 10.5 |  |  |  |  | R-410A | 1.4583 | Residential & Commercial | USHP | Ducted CEE Tier 1
212614888 | Central HP <5.4 tons | DAIKIN | HRCU-A-CB (Split System: Heat Pump with Remote Outdoor Unit-Air-Source) | DZ6VSA241EA* |  |  | CA*EA2422*4A* | D*96SC0805CUA* | 23000 | 17 | 8.6 | 23000 | 16100 | 70% | 2 | 0 | 10 |  |  |  |  | R-410A | 1.9167 | Residential & Commercial | USHP | Ducted CEE Tier 1
216732645 | Central HP <5.4 tons | BRYANT HEATING AND COOLING SYSTEMS | HRCU-A-CB (Split System: Heat Pump with Remote Outdoor Unit-Air-Source) | 37MUHAQ24AA3 |  |  | CAA**2417AM* | 83*CA36040C17*** | 22600 | 17 | 8.5 | 21400 | 19300 | 90.19% | 1.96 | 0 | 10.5 |  |  |  |  | R-454B | 1.8833 | Residential & Commercial | USHP | Ducted CEE Tier 1
216732811 | Central HP <5.4 tons | BRYANT HEATING AND COOLING SYSTEMS | HRCU-A-CB (Split System: Heat Pump with Remote Outdoor Unit-Air-Source) | 37MUHAQ24AA3 |  |  | CAA**2417AM* | 82*TB36045V14*** | 22000 | 16 | 8.5 | 21000 | 19100 | 90.95% | 1.96 | 0 | 10.5 |  |  |  |  | R-454B | 1.8333 | Residential & Commercial | USHP | Ducted CEE Tier 1
216765838 | Central HP <5.4 tons | TRANE | HRCU-A-CB (Split System: Heat Pump with Remote Outdoor Unit-Air-Source) | 5TWR7024A1 |  |  | 5PX*B006AS3 | S9X2B040U3PSB | 23800 | 17.1 | 9 | 21800 | 17400 | 79.82% | 2.08 | 0 | 12.5 |  |  |  |  | R-454B | 1.9833 | Residential & Commercial | USHP | Ducted CEE Tier 1
216765854 | Central HP <5.4 tons | TRANE | HRCU-A-CB (Split System: Heat Pump with Remote Outdoor Unit-Air-Source) | 5TWR7024A1 |  |  | 5PX*B006AS3 | S8V2B060M4PCB | 24000 | 17.1 | 9 | 22000 | 17500 | 79.55% | 2.08 | 0 | 12.5 |  |  |  |  | R-454B | 2 | Residential & Commercial | USHP | Ducted CEE Tier 1
216765922 | Central HP <5.4 tons | TRANE | HRCU-A-CB (Split System: Heat Pump with Remote Outdoor Unit-Air-Source) | 5TWR7024A1 |  |  | 5TXCB004AS3 | S8V2A040M3PDB | 23200 | 17.1 | 8.7 | 21800 | 17300 | 79.36% | 2.02 | 0 | 12 |  |  |  |  | R-454B | 1.9333 | Residential & Commercial | USHP | Ducted CEE Tier 1
216765938 | Central HP <5.4 tons | TRANE | HRCU-A-CB (Split System: Heat Pump with Remote Outdoor Unit-Air-Source) | 5TWR7024A1 |  |  | 5TXCB004AS3 | S9X2B040U3PSB | 23200 | 17.1 | 8.7 | 21800 | 17200 | 78.9% | 2.02 | 0 | 12.5 |  |  |  |  | R-454B | 1.9333 | Residential & Commercial | USHP | Ducted CEE Tier 1
214491629 | Central HP <5.4 tons | DAIKIN | HRCU-A-CB (Split System: Heat Pump with Remote Outdoor Unit-Air-Source) | DZ6VSA1810A* |  |  | CA*EA1818*4B* | D*80VC0603B*A* | 16600 | 17.5 | 8.5 | 17400 | 13000 | 74.71% | 2.1 | 0 | 10.9 |  |  |  |  | R-410A | 1.3833 | Residential & Commercial | USHP | Ducted CEE Tier 1
214491631 | Central HP <5.4 tons | DAIKIN | HRCU-A-CB (Split System: Heat Pump with Remote Outdoor Unit-Air-Source) | DZ6VSA1810A* |  |  | CA*EA1818*4B* | D*80VC0803B*A* | 16600 | 17.5 | 8.5 | 17400 | 13000 | 74.71% | 2.1 | 0 | 10.9 |  |  |  |  | R-410A | 1.3833 | Residential & Commercial | USHP | Ducted CEE Tier 1
214244083 | Central HP <5.4 tons | CARRIER | HRCU-A-CB (Split System: Heat Pump with Remote Outdoor Unit-Air-Source) | 25VNA424A*031* |  |  | CNPV*4221AL*+UI | 59TN6C100C21**22 | 23400 | 20 | 10 | 26600 | 19800 | 74.44% | 2.44 | 0 | 13.5 |  |  |  |  | R-410A | 1.95 | Residential & Commercial | USHP | Ducted CEE Tier 1
214833515 | Central HP <5.4 tons | YORK | HRCU-A-CB (Split System: Heat Pump with Remote Outdoor Unit-Air-Source) | HH860E2S11 |  |  | JSC60D5CJ2SS1 | 0 | 53000 | 19 | 8.5 | 54000 | 39000 | 72.22% | 2 | 0 | 11 |  |  |  |  | R-454B | 4.4167 | Residential & Commercial | USHP | Ducted CEE Tier 1
215682625 | Central HP <5.4 tons | HEIL | HRCU-A-CB (Split System: Heat Pump with Remote Outdoor Unit-Air-Source) | H5H0V60*K*AAA* |  |  | EA*5X60M24A*+WALLCON | *97CTN1202422A* | 55000 | 18.5 | 9 | 59000 | 41500 | 70.34% | 2.02 | 0 | 9 |  |  |  |  | R-454B | 4.5833 | Residential & Commercial | USHP
214608301 | Central HP <5.4 tons | TRANE | HRCU-A-CB (Split System: Heat Pump with Remote Outdoor Unit-Air-Source) | E4HL5024A1000A |  |  | 4TXCB003DS3 | A952V040BU3SAD | 24000 | 15.2 | 8.5 | 24000 | 21000 | 87.5% | 1.85 | 0 | 9 |  |  |  |  | R-410A | 2 | Residential & Commercial | USHP
212391373 | Central HP <5.4 tons | TRANE | HRCU-A-CB (Split System: Heat Pump with Remote Outdoor Unit-Air-Source) | 4TWV7X24A1 |  |  | TAMXB0B30V31 | 0 | 23800 | 17.1 | 8.5 | 18200 | 12900 | 70.88% | 1.9 | 0 | 12 |  |  |  |  | R-410A | 1.9833 | Residential & Commercial | USHP | Ducted CEE Tier 1
216675491 | Central HP <5.4 tons | CARRIER | HRCU-A-CB (Split System: Heat Pump with Remote Outdoor Unit-Air-Source) | 37MURAQ24AA3 |  |  | CAA**3617AM* | 58CU*A060C17**16 | 24400 | 16 | 9 | 24200 | 19500 | 80.58% | 2.02 | 0 | 10 |  |  |  |  | R-454B | 2.0333 | Residential & Commercial | USHP | Ducted CEE Tier 1
216675523 | Central HP <5.4 tons | CARRIER | HRCU-A-CB (Split System: Heat Pump with Remote Outdoor Unit-Air-Source) | 37MURAQ24AA3 |  |  | CAA**2517AM* | 58CU*A060C17**16 | 25200 | 16 | 9 | 23600 | 19300 | 81.78% | 2.06 | 0 | 10 |  |  |  |  | R-454B | 2.1 | Residential & Commercial | USHP | Ducted CEE Tier 1
216675573 | Central HP <5.4 tons | CARRIER | HRCU-A-CB (Split System: Heat Pump with Remote Outdoor Unit-Air-Source) | 37MURAQ24AA3 |  |  | CAA**3721AM* | 58CU*A100C21**20 | 25600 | 16 | 9 | 23600 | 19300 | 81.78% | 2.06 | 0 | 10 |  |  |  |  | R-454B | 2.1333 | Residential & Commercial | USHP | Ducted CEE Tier 1
214574708 | Central HP <5.4 tons | CARRIER | HRCU-A-CB (Split System: Heat Pump with Remote Outdoor Unit-Air-Source) | 25VNA837A*031* |  |  | CNPV*6024AL*+UI | 59CU5B100C21**22 | 32800 | 19 | 8.5 | 32200 | 24600 | 76.4% | 1.98 | 0 | 12 |  |  |  |  | R-410A | 2.7333 | Residential & Commercial | USHP | Ducted CEE Tier 1
216764175 | Central HP <5.4 tons | TRANE | HRCU-A-CB (Split System: Heat Pump with Remote Outdoor Unit-Air-Source) | 5TWX7024A1 |  |  | 5TXCB004AS3 | L9X1B070U4VSA | 22200 | 16.5 | 8.5 | 21600 | 17000 | 78.7% | 1.9 | 0 | 12 |  |  |  |  | R-454B | 1.85 | Residential & Commercial | USHP | Ducted CEE Tier 1
216764189 | Central HP <5.4 tons | TRANE | HRCU-A-CB (Split System: Heat Pump with Remote Outdoor Unit-Air-Source) | 5TWX7024A1 |  |  | 5TXCB004AS3 | L8V1A060U3VSB | 23200 | 17.5 | 9 | 21800 | 17300 | 79.36% | 2 | 0 | 12 |  |  |  |  | R-454B | 1.9333 | Residential & Commercial | USHP | Ducted CEE Tier 1
213772116 | Central HP <5.4 tons | BRYANT HEATING AND COOLING SYSTEMS | HRCU-A-CB (Split System: Heat Pump with Remote Outdoor Unit-Air-Source) | 288BNV025*0**B* |  |  | CSPH*3612AL*+UI | 88*TB48090C17*** | 24200 | 16.5 | 8.1 | 21400 | 16700 | 78.04% | 1.98 | 0 | 10.5 |  |  |  |  | R-410A | 2.0167 | Residential & Commercial | USHP | Ducted CEE Tier 1
213772366 | Central HP <5.4 tons | BRYANT HEATING AND COOLING SYSTEMS | HRCU-A-CB (Split System: Heat Pump with Remote Outdoor Unit-Air-Source) | 288BNV025*0**B* |  |  | CSPH*4212AL*+UI | 987MC66120C24*** | 24200 | 16 | 8.1 | 21400 | 16600 | 77.57% | 2 | 0 | 10.5 |  |  |  |  | R-410A | 2.0167 | Residential & Commercial | USHP | Ducted CEE Tier 1
213773136 | Central HP <5.4 tons | BRYANT HEATING AND COOLING SYSTEMS | HRCU-A-CB (Split System: Heat Pump with Remote Outdoor Unit-Air-Source) | 288BNV025*0**C* |  |  | CAP**3621AL*+UI | 986TD42080C17*** | 23600 | 16.5 | 8.1 | 21400 | 16700 | 78.04% | 1.92 | 0 | 10.5 |  |  |  |  | R-410A | 1.9667 | Residential & Commercial | USHP | Ducted CEE Tier 1
213773236 | Central HP <5.4 tons | BRYANT HEATING AND COOLING SYSTEMS | HRCU-A-CB (Split System: Heat Pump with Remote Outdoor Unit-Air-Source) | 288BNV025*0**C* |  |  | CAP**3717AL*+UI | 986TD42060C17*** | 24000 | 16 | 8.1 | 21400 | 16700 | 78.04% | 1.98 | 0 | 10.5 |  |  |  |  | R-410A | 2 | Residential & Commercial | USHP | Ducted CEE Tier 1
216764259 | Central HP <5.4 tons | TRANE | HRCU-A-CB (Split System: Heat Pump with Remote Outdoor Unit-Air-Source) | 5TWX7036A1 |  |  | 5PX*BD04AS3 | S8X1A040M3PSC | 32400 | 17.1 | 8.2 | 33600 | 24600 | 73.21% | 1.9 | 0 | 11.5 |  |  |  |  | R-454B | 2.7 | Residential & Commercial | USHP | Ducted CEE Tier 1
216764159 | Central HP <5.4 tons | TRANE | HRCU-A-CB (Split System: Heat Pump with Remote Outdoor Unit-Air-Source) | 5TWX7024A1 |  |  | 5PX*BD06AS3 | S9V2B060D3VSB | 23600 | 18 | 8.7 | 22200 | 17400 | 78.38% | 1.9 | 0 | 12.7 |  |  |  |  | R-454B | 1.9667 | Residential & Commercial | USHP | Ducted CEE Tier 1
216764164 | Central HP <5.4 tons | TRANE | HRCU-A-CB (Split System: Heat Pump with Remote Outdoor Unit-Air-Source) | 5TWX7024A1 |  |  | 5PX*C007AS3 | *DHMC100CCV4 | 22200 | 16.5 | 9 | 21400 | 17100 | 79.91% | 2 | 0 | 11.7 |  |  |  |  | R-454B | 1.85 | Residential & Commercial | USHP | Ducted CEE Tier 1
210857360 | Central HP <5.4 tons | DIYCOOL | HRCU-A-CB (Split System: Heat Pump with Remote Outdoor Unit-Air-Source) | ACIQ-18ZPL-HP230B |  |  | ACIQ-18AHB-HH-M | 0 | 18000 | 17.6 | 9.6 | 19000 | 17000 | 89.47% | 2 | 12.5 | 11.7 |  |  |  |  | R-410A | 1.5 | Residential & Commercial | USHP | Ducted CEE Tier 1
213772266 | Central HP <5.4 tons | BRYANT HEATING AND COOLING SYSTEMS | HRCU-A-CB (Split System: Heat Pump with Remote Outdoor Unit-Air-Source) | 288BNV025*0**B* |  |  | CSPH*4212AL*+UI | 88*TB36070C14*** | 24200 | 16.5 | 8.1 | 21200 | 16600 | 78.3% | 2 | 0 | 10.5 |  |  |  |  | R-410A | 2.0167 | Residential & Commercial | USHP | Ducted CEE Tier 1
216012013 | Central HP <5.4 tons | Breeze33 | HRCU-A-CB (Split System: Heat Pump with Remote Outdoor Unit-Air-Source) | BZ33-INV24OUT2-454-G3-J |  |  | BZ33-INVAHU24-454-G3-J | 0 | 23000 | 18.3 | 10 | 24000 | 21600 | 90% | 1.87 | 0 | 11.7 |  |  |  |  | R-454B | 1.9167 | Residential & Commercial | USHP | Ducted CEE Tier 1
213772736 | Central HP <5.4 tons | BRYANT HEATING AND COOLING SYSTEMS | HRCU-A-CB (Split System: Heat Pump with Remote Outdoor Unit-Air-Source) | 288BNV025*0**C* |  |  | CAP**2517AL*+UI | 88*TB48070C17*** | 24400 | 16.5 | 8.1 | 21200 | 16700 | 78.77% | 2 | 0 | 10.5 |  |  |  |  | R-410A | 2.0333 | Residential & Commercial | USHP | Ducted CEE Tier 1
213772776 | Central HP <5.4 tons | BRYANT HEATING AND COOLING SYSTEMS | HRCU-A-CB (Split System: Heat Pump with Remote Outdoor Unit-Air-Source) | 288BNV025*0**C* |  |  | CAP**2517AL*+UI | 987MC42080C17*** | 24200 | 16.5 | 8.1 | 21400 | 16700 | 78.04% | 2 | 0 | 10.5 |  |  |  |  | R-410A | 2.0167 | Residential & Commercial | USHP | Ducted CEE Tier 1
213773126 | Central HP <5.4 tons | BRYANT HEATING AND COOLING SYSTEMS | HRCU-A-CB (Split System: Heat Pump with Remote Outdoor Unit-Air-Source) | 288BNV025*0**C* |  |  | CAP**3621AL*+UI | 986TD42060C17*** | 23400 | 16.5 | 8.1 | 21600 | 16700 | 77.31% | 1.92 | 0 | 10.5 |  |  |  |  | R-410A | 1.95 | Residential & Commercial | USHP | Ducted CEE Tier 1
213773246 | Central HP <5.4 tons | BRYANT HEATING AND COOLING SYSTEMS | HRCU-A-CB (Split System: Heat Pump with Remote Outdoor Unit-Air-Source) | 288BNV025*0**C* |  |  | CAP**3717AL*+UI | 986TD42080C17*** | 24200 | 16.5 | 8.1 | 21400 | 16700 | 78.04% | 1.98 | 0 | 10.5 |  |  |  |  | R-410A | 2.0167 | Residential & Commercial | USHP | Ducted CEE Tier 1
211239259 | Central HP <5.4 tons | YORK | HRCU-A-CB (Split System: Heat Pump with Remote Outdoor Unit-Air-Source) | YZV36B21 |  |  | JHVVC36DE2C2N1+CC | 0 | 33200 | 19.5 | 8.5 | 33800 | 28800 | 85.21% | 1.98 | 0 | 12 |  |  |  |  | R-410A | 2.7667 | Residential & Commercial | USHP | Ducted CEE Tier 1
213772276 | Central HP <5.4 tons | BRYANT HEATING AND COOLING SYSTEMS | HRCU-A-CB (Split System: Heat Pump with Remote Outdoor Unit-Air-Source) | 288BNV025*0**B* |  |  | CSPH*4212AL*+UI | 88*TB48070C17*** | 24200 | 16 | 8.1 | 21400 | 16600 | 77.57% | 2 | 0 | 10.5 |  |  |  |  | R-410A | 2.0167 | Residential & Commercial | USHP | Ducted CEE Tier 1
212614911 | Central HP <5.4 tons | DAIKIN | HRCU-A-CB (Split System: Heat Pump with Remote Outdoor Unit-Air-Source) | DZ6VSA241EA* |  |  | CA*EA3026*4A* | D*97MC0603BNA* | 23000 | 17 | 8.6 | 23000 | 16100 | 70% | 2 | 0 | 10 |  |  |  |  | R-410A | 1.9167 | Residential & Commercial | USHP | Ducted CEE Tier 1
212614913 | Central HP <5.4 tons | DAIKIN | HRCU-A-CB (Split System: Heat Pump with Remote Outdoor Unit-Air-Source) | DZ6VSA241EA* |  |  | CA*EA3026*4A* | D*97MC0804CNA* | 23000 | 17 | 8.6 | 23000 | 16100 | 70% | 2 | 0 | 10 |  |  |  |  | R-410A | 1.9167 | Residential & Commercial | USHP | Ducted CEE Tier 1
210472848 | Central HP <5.4 tons | DAY & NIGHT | HRCU-A-CB (Split System: Heat Pump with Remote Outdoor Unit-Air-Source) | CVH825GKA3* |  |  | EA*4X42L21A*+WALLCON | *80CSU0401712A* | 23800 | 17 | 8.1 | 21400 | 16600 | 77.57% | 1.96 | 0 | 11 |  |  |  |  | R-410A | 1.9833 | Residential & Commercial | USHP | Ducted CEE Tier 1
216764266 | Central HP <5.4 tons | TRANE | HRCU-A-CB (Split System: Heat Pump with Remote Outdoor Unit-Air-Source) | 5TWX7036A1 |  |  | 5PX*BD04AS3 | S8X1B080M4PSC | 32600 | 17.1 | 8.2 | 33400 | 24400 | 73.05% | 1.9 | 0 | 11.7 |  |  |  |  | R-454B | 2.7167 | Residential & Commercial | USHP | Ducted CEE Tier 1
213773386 | Central HP <5.4 tons | BRYANT HEATING AND COOLING SYSTEMS | HRCU-A-CB (Split System: Heat Pump with Remote Outdoor Unit-Air-Source) | 288BNV025*0**C* |  |  | CAP**4221AL*+UI | 88*TB48070C17*** | 23800 | 16.5 | 8.1 | 21400 | 16600 | 77.57% | 1.94 | 0 | 10.5 |  |  |  |  | R-410A | 1.9833 | Residential & Commercial | USHP | Ducted CEE Tier 1
213773486 | Central HP <5.4 tons | BRYANT HEATING AND COOLING SYSTEMS | HRCU-A-CB (Split System: Heat Pump with Remote Outdoor Unit-Air-Source) | 288BNV025*0**C* |  |  | CAP**4221AL*+UI | 986TD66100C21*** | 23800 | 16.5 | 8.1 | 21400 | 16600 | 77.57% | 1.96 | 0 | 11 |  |  |  |  | R-410A | 1.9833 | Residential & Commercial | USHP | Ducted CEE Tier 1
213815088 | Central HP <5.4 tons | DAIKIN | HRCU-A-CB (Split System: Heat Pump with Remote Outdoor Unit-Air-Source) | DZ6VSA1810A* |  |  | CA*EA1818*4A*+MBVK12BP1X00A* | 0 | 16600 | 17.5 | 8.5 | 17400 | 13000 | 74.71% | 2.1 | 0 | 10.9 |  |  |  |  | R-410A | 1.3833 | Residential & Commercial | USHP | Ducted CEE Tier 1
216980847 | Central HP <5.4 tons | DIYCOOL | HRCU-A-CB (Split System: Heat Pump with Remote Outdoor Unit-Air-Source) | EZ-48-HPB |  |  | EZ-48-AHB | 0 | 48000 | 16.5 | 9.5 | 50000 | 46000 | 92% | 1.9 | 0 | 10.5 |  |  |  |  | R-454B | 4 | Residential & Commercial | USHP | Ducted CEE Tier 1
216763534 | Central HP <5.4 tons | TRANE | HRCU-A-CB (Split System: Heat Pump with Remote Outdoor Unit-Air-Source) | 5TWR7024A1 |  |  | 5TXCB006AS3 | L8V1A040U3VSB | 23800 | 17.1 | 9 | 22000 | 17500 | 79.55% | 2 | 0 | 12.5 |  |  |  |  | R-454B | 1.9833 | Residential & Commercial | USHP | Ducted CEE Tier 1
212981318 | Central HP <5.4 tons | CARRIER | HRCU-A-CB (Split System: Heat Pump with Remote Outdoor Unit-Air-Source) | 38MURAQ30AB3* |  |  | CAP**4224AL* | 58S(B,C)*B155M24**20 | 29800 | 15.2 | 8.1 | 34200 | 27600 | 80.7% | 1.8 | 0 | 9 |  |  |  |  | R-410A | 2.4833 | Residential & Commercial | USHP
215933076 | Central HP <5.4 tons | HEIL | HRCU-A-CB (Split System: Heat Pump with Remote Outdoor Unit-Air-Source) | H5H3V36*K*AAA* |  |  | ESH5X36M12A*+WALLCON | *80CTL0701716B* | 33200 | 18.5 | 9 | 35200 | 27000 | 76.7% | 1.92 | 0 | 11 |  |  |  |  | R-454B | 2.7667 | Residential & Commercial | USHP | Ducted CEE Tier 1
216764307 | Central HP <5.4 tons | TRANE | HRCU-A-CB (Split System: Heat Pump with Remote Outdoor Unit-Air-Source) | 5TWX7036A1 |  |  | 5PX*CD05AS3 | S8X1C080M5PSC | 32800 | 17.1 | 8.1 | 33400 | 24400 | 73.05% | 1.9 | 0 | 11.7 |  |  |  |  | R-454B | 2.7333 | Residential & Commercial | USHP | Ducted CEE Tier 1
216764314 | Central HP <5.4 tons | TRANE | HRCU-A-CB (Split System: Heat Pump with Remote Outdoor Unit-Air-Source) | 5TWX7036A1 |  |  | 5PX*CD07AS3 | S9V2C100D5PSC | 33400 | 17.5 | 8.7 | 33200 | 24400 | 73.49% | 2.1 | 0 | 12 |  |  |  |  | R-454B | 2.7833 | Residential & Commercial | USHP | Ducted CEE Tier 1
210472925 | Central HP <5.4 tons | DAY & NIGHT | HRCU-A-CB (Split System: Heat Pump with Remote Outdoor Unit-Air-Source) | CVH825GKA3* |  |  | EA*4X42L21A*+WALLCON | *97CMN0601714A* | 23600 | 16 | 8.1 | 21600 | 16800 | 77.78% | 1.94 | 0 | 10.5 |  |  |  |  | R-410A | 1.9667 | Residential & Commercial | USHP | Ducted CEE Tier 1
216732915 | Central HP <5.4 tons | BRYANT HEATING AND COOLING SYSTEMS | HRCU-A-CB (Split System: Heat Pump with Remote Outdoor Unit-Air-Source) | 37MUHAQ24AA3 |  |  | CAA**2417AM* | 916SA36060M14*** | 22000 | 15.5 | 8.5 | 21000 | 19200 | 91.43% | 1.98 | 0 | 10.5 |  |  |  |  | R-454B | 1.8333 | Residential & Commercial | USHP | Ducted CEE Tier 1
212614918 | Central HP <5.4 tons | DAIKIN | HRCU-A-CB (Split System: Heat Pump with Remote Outdoor Unit-Air-Source) | DZ6VSA361EA* |  |  | CA*EA6030*4A*+MBVC2000**-1A* | 0 | 34200 | 17.5 | 8.6 | 34200 | 30000 | 87.72% | 2 | 0 | 10 |  |  |  |  | R-410A | 2.85 | Residential & Commercial | USHP | Ducted CEE Tier 1
214243164 | Central HP <5.4 tons | TEMPSTAR | HRCU-A-CB (Split System: Heat Pump with Remote Outdoor Unit-Air-Source) | TVH825GKA2* |  |  | EN(A,D,W)4X48L21**+WALLCON | *97CMN1002122B* | 24200 | 17 | 8.1 | 21200 | 16600 | 78.3% | 2.02 | 0 | 11.5 |  |  |  |  | R-410A | 2.0167 | Residential & Commercial | USHP | Ducted CEE Tier 1
213773036 | Central HP <5.4 tons | BRYANT HEATING AND COOLING SYSTEMS | HRCU-A-CB (Split System: Heat Pump with Remote Outdoor Unit-Air-Source) | 288BNV025*0**C* |  |  | CAP**3621AL*+UI | 88*TB36045C17*** | 23400 | 16 | 8.1 | 21600 | 16700 | 77.31% | 1.92 | 0 | 10.5 |  |  |  |  | R-410A | 1.95 | Residential & Commercial | USHP | Ducted CEE Tier 1
213773336 | Central HP <5.4 tons | BRYANT HEATING AND COOLING SYSTEMS | HRCU-A-CB (Split System: Heat Pump with Remote Outdoor Unit-Air-Source) | 288BNV025*0**C* |  |  | CAP**3721AL*+UI | 987MC66100C21*** | 24400 | 16.5 | 8.5 | 21200 | 16600 | 78.3% | 2.02 | 0 | 11 |  |  |  |  | R-410A | 2.0333 | Residential & Commercial | USHP | Ducted CEE Tier 1
216764191 | Central HP <5.4 tons | TRANE | HRCU-A-CB (Split System: Heat Pump with Remote Outdoor Unit-Air-Source) | 5TWX7024A1 |  |  | 5TXCB004AS3 | *UHMB080CCV3 | 23400 | 18 | 9 | 21800 | 17200 | 78.9% | 2 | 0 | 12.7 |  |  |  |  | R-454B | 1.95 | Residential & Commercial | USHP | Ducted CEE Tier 1
216764200 | Central HP <5.4 tons | TRANE | HRCU-A-CB (Split System: Heat Pump with Remote Outdoor Unit-Air-Source) | 5TWX7024A1 |  |  | 5TXCB006AS3 | L8V1A060U3VSB | 23800 | 18 | 9 | 22000 | 17500 | 79.55% | 2 | 0 | 12.7 |  |  |  |  | R-454B | 1.9833 | Residential & Commercial | USHP | Ducted CEE Tier 1
216763664 | Central HP <5.4 tons | TRANE | HRCU-A-CB (Split System: Heat Pump with Remote Outdoor Unit-Air-Source) | 5TWR7036A1 |  |  | 5PX*BD06AS3 | S8X1B060M4PSC | 33400 | 17.1 | 8.7 | 33400 | 24400 | 73.05% | 2.1 | 0 | 12 |  |  |  |  | R-454B | 2.7833 | Residential & Commercial | USHP | Ducted CEE Tier 1
216763732 | Central HP <5.4 tons | TRANE | HRCU-A-CB (Split System: Heat Pump with Remote Outdoor Unit-Air-Source) | 5TWR7036A1 |  |  | 5PX*CD07AS3 | S9V2C100D5PSC | 33400 | 17.1 | 8.7 | 33200 | 24400 | 73.49% | 2.1 | 0 | 12 |  |  |  |  | R-454B | 2.7833 | Residential & Commercial | USHP | Ducted CEE Tier 1
216763764 | Central HP <5.4 tons | TRANE | HRCU-A-CB (Split System: Heat Pump with Remote Outdoor Unit-Air-Source) | 5TWR7036A1 |  |  | 5TAM5C04AC31 | 0 | 33000 | 17.1 | 8.7 | 33200 | 24200 | 72.89% | 2 | 0 | 12 |  |  |  |  | R-454B | 2.75 | Residential & Commercial | USHP | Ducted CEE Tier 1
215674475 | Central HP <5.4 tons | BRYANT HEATING AND COOLING SYSTEMS | HRCU-A-CB (Split System: Heat Pump with Remote Outdoor Unit-Air-Source) | 290VAN048**AA* |  |  | CAA**6124AM*+UI | 88*TB60070C21*** | 46000 | 18 | 9 | 48000 | 33800 | 70.42% | 2.08 | 0 | 10 |  |  |  |  | R-454B | 3.8333 | Residential & Commercial | USHP | Ducted CEE Tier 1
216612227 | Central HP <5.4 tons | TRANE | HRCU-A-CB (Split System: Heat Pump with Remote Outdoor Unit-Air-Source) | 5TWV0X36A1 |  |  | 5PX*B004AS3 | S9V2B060D3VSB+LRP | 32200 | 17.6 | 9.7 | 31200 | 24200 | 77.56% | 2 | 0 | 11.2 |  |  |  |  | R-454B | 2.6833 | Residential & Commercial | USHP | Ducted CEE Tier 1
213773716 | Central HP <5.4 tons | BRYANT HEATING AND COOLING SYSTEMS | HRCU-A-CB (Split System: Heat Pump with Remote Outdoor Unit-Air-Source) | 288BNV025*0**C* |  |  | CAP**4821AL*+UI | 88*TB60090C21*** | 24000 | 17 | 8.1 | 21000 | 16500 | 78.57% | 2.02 | 0 | 11 |  |  |  |  | R-410A | 2 | Residential & Commercial | USHP | Ducted CEE Tier 1
215682955 | Central HP <5.4 tons | HEIL | HRCU-A-CB (Split System: Heat Pump with Remote Outdoor Unit-Air-Source) | H5H0V60*K*AAA* |  |  | EVM5X61M24A*+WALLCON | *97CTN0802120A* | 57500 | 18.5 | 9 | 64000 | 45000 | 70.31% | 2.08 | 0 | 9 |  |  |  |  | R-454B | 4.7917 | Residential & Commercial | USHP
215683025 | Central HP <5.4 tons | HEIL | HRCU-A-CB (Split System: Heat Pump with Remote Outdoor Unit-Air-Source) | H5H0V60*K*AAA* |  |  | EVD5X60M21A*+WALLCON | *80CSU1002120B* | 57000 | 18 | 9 | 63500 | 44500 | 70.08% | 2.08 | 0 | 9 |  |  |  |  | R-454B | 4.75 | Residential & Commercial | USHP
215677875 | Central HP <5.4 tons | HEIL | HRCU-A-CB (Split System: Heat Pump with Remote Outdoor Unit-Air-Source) | H5H0V60*K*AAA* |  |  | EA*5X60M24A*+WALLCON | *96CTN1202422B* | 55000 | 18.5 | 9 | 59000 | 41500 | 70.34% | 2.02 | 0 | 9 |  |  |  |  | R-454B | 4.5833 | Residential & Commercial | USHP
215933884 | Central HP <5.4 tons | CARRIER | HRCU-A-CB (Split System: Heat Pump with Remote Outdoor Unit-Air-Source) | 27VNA336A*030* |  |  | CSAH*6012AM*+UI | 59MN7C080C21**20 | 34200 | 19.5 | 9 | 34400 | 26000 | 75.58% | 1.94 | 0 | 11.7 |  |  |  |  | R-454B | 2.85 | Residential & Commercial | USHP | Ducted CEE Tier 1
212614892 | Central HP <5.4 tons | DAIKIN | HRCU-A-CB (Split System: Heat Pump with Remote Outdoor Unit-Air-Source) | DZ6VSA241EA* |  |  | CA*EA2422*4A* | D*97MC0804CNA* | 23000 | 17 | 8.6 | 23000 | 16100 | 70% | 2 | 0 | 10 |  |  |  |  | R-410A | 1.9167 | Residential & Commercial | USHP | Ducted CEE Tier 1
212614908 | Central HP <5.4 tons | DAIKIN | HRCU-A-CB (Split System: Heat Pump with Remote Outdoor Unit-Air-Source) | DZ6VSA241EA* |  |  | CA*EA3026*4A* | D*96VC0804CNA* | 23000 | 17 | 8.6 | 23000 | 16100 | 70% | 2 | 0 | 10 |  |  |  |  | R-410A | 1.9167 | Residential & Commercial | USHP | Ducted CEE Tier 1
214500308 | Central HP <5.4 tons | DAIKIN | HRCU-A-CB (Split System: Heat Pump with Remote Outdoor Unit-Air-Source) | DZ6VSA1810A* |  |  | CA*EA2422*4B*+MBVK16CP1X00A* | 0 | 16600 | 17.5 | 8.5 | 17400 | 13000 | 74.71% | 2.1 | 0 | 10.9 |  |  |  |  | R-410A | 1.3833 | Residential & Commercial | USHP | Ducted CEE Tier 1
212614923 | Central HP <5.4 tons | DAIKIN | HRCU-A-CB (Split System: Heat Pump with Remote Outdoor Unit-Air-Source) | DZ6VSA361EA* |  |  | CA*EA6030*4A* | D*96VC1005DNA* | 34200 | 17.5 | 8.6 | 34200 | 30000 | 87.72% | 2 | 0 | 10 |  |  |  |  | R-410A | 2.85 | Residential & Commercial | USHP | Ducted CEE Tier 1
212614924 | Central HP <5.4 tons | DAIKIN | HRCU-A-CB (Split System: Heat Pump with Remote Outdoor Unit-Air-Source) | DZ6VSA361EA* |  |  | CA*EA4830*4A* | D*96VC1005CNA* | 34200 | 17.5 | 8.6 | 34200 | 29000 | 84.8% | 2 | 0 | 10 |  |  |  |  | R-410A | 2.85 | Residential & Commercial | USHP | Ducted CEE Tier 1
214239325 | Central HP <5.4 tons | HEIL | HRCU-A-CB (Split System: Heat Pump with Remote Outdoor Unit-Air-Source) | HVH837GKA2* |  |  | EN(A,D)4X48L24**+WALLCON | *97CMN1202422B* | 32400 | 17 | 8.1 | 32800 | 24600 | 75% | 1.94 | 0 | 11.5 |  |  |  |  | R-410A | 2.7 | Residential & Commercial | USHP | Ducted CEE Tier 1
212988332 | Central HP <5.4 tons | AIRQUEST | HRCU-A-CB (Split System: Heat Pump with Remote Outdoor Unit-Air-Source) | DLCURAH30ABK |  |  | EA*4X42L24A* | *96MSN1202422A* | 30000 | 15.2 | 8.1 | 34200 | 27600 | 80.7% | 1.8 | 0 | 9 |  |  |  |  | R-410A | 2.5 | Residential & Commercial | USHP
215853297 | Central HP <5.4 tons | YORK | HRCU-A-CB (Split System: Heat Pump with Remote Outdoor Unit-Air-Source) | HH836E2S11 |  |  | CTM36C5CDS1 | Y91E100C16SMPS1 | 34400 | 17 | 8.5 | 32600 | 26800 | 82.21% | 2 | 0 | 11 |  |  |  |  | R-454B | 2.8667 | Residential & Commercial | USHP | Ducted CEE Tier 1
215853299 | Central HP <5.4 tons | YORK | HRCU-A-CB (Split System: Heat Pump with Remote Outdoor Unit-Air-Source) | HH836E2S11 |  |  | CTF36B5CDS1 | Y91E060B12SMPS1 | 33200 | 17 | 8.5 | 31000 | 25400 | 81.94% | 2 | 0 | 11 |  |  |  |  | R-454B | 2.7667 | Residential & Commercial | USHP | Ducted CEE Tier 1
215933176 | Central HP <5.4 tons | HEIL | HRCU-A-CB (Split System: Heat Pump with Remote Outdoor Unit-Air-Source) | H5H3V36*K*AAA* |  |  | ESH5X36M12A*+WALLCON | *97CMN0602120B* | 33000 | 18.5 | 9 | 35400 | 27200 | 76.84% | 1.92 | 0 | 11 |  |  |  |  | R-454B | 2.75 | Residential & Commercial | USHP | Ducted CEE Tier 1
215932626 | Central HP <5.4 tons | HEIL | HRCU-A-CB (Split System: Heat Pump with Remote Outdoor Unit-Air-Source) | H5H3V36*K*AAA* |  |  | EA*5X60M24A*+WALLCON | *97CMN1202422B* | 34000 | 20.5 | 9.5 | 34200 | 26000 | 76.02% | 2.06 | 0 | 11.7 |  |  |  |  | R-454B | 2.8333 | Residential & Commercial | USHP | Ducted CEE Tier 1
215933426 | Central HP <5.4 tons | HEIL | HRCU-A-CB (Split System: Heat Pump with Remote Outdoor Unit-Air-Source) | H5H3V36*K*AAA* |  |  | ESH5X42M12A*+WALLCON | *97CMN0802120B* | 33600 | 19 | 9 | 34800 | 26600 | 76.44% | 1.94 | 0 | 11.5 |  |  |  |  | R-454B | 2.8 | Residential & Commercial | USHP | Ducted CEE Tier 1
215933376 | Central HP <5.4 tons | HEIL | HRCU-A-CB (Split System: Heat Pump with Remote Outdoor Unit-Air-Source) | H5H3V36*K*AAA* |  |  | ESH5X42M12A*+WALLCON | *95CSU0802120B* | 33600 | 19 | 9 | 34800 | 26600 | 76.44% | 1.92 | 0 | 11 |  |  |  |  | R-454B | 2.8 | Residential & Commercial | USHP | Ducted CEE Tier 1
215933576 | Central HP <5.4 tons | HEIL | HRCU-A-CB (Split System: Heat Pump with Remote Outdoor Unit-Air-Source) | H5H3V36*K*AAA* |  |  | ESH5X48M12A*+WALLCON | *80CTL0901716B* | 33600 | 19.5 | 9 | 34800 | 26600 | 76.44% | 1.94 | 0 | 11.5 |  |  |  |  | R-454B | 2.8 | Residential & Commercial | USHP | Ducted CEE Tier 1
215933676 | Central HP <5.4 tons | HEIL | HRCU-A-CB (Split System: Heat Pump with Remote Outdoor Unit-Air-Source) | H5H3V36*K*AAA* |  |  | ESH5X48M12A*+WALLCON | *97CMN1202422B* | 33800 | 19.5 | 9 | 35000 | 26600 | 76% | 1.92 | 0 | 11.5 |  |  |  |  | R-454B | 2.8167 | Residential & Commercial | USHP | Ducted CEE Tier 1
212365450 | Central HP <5.4 tons | Custom Comfort | HRCU-A-CB (Split System: Heat Pump with Remote Outdoor Unit-Air-Source) | CCOXHA24V18HP |  |  | CCOXHAAH24V18 | 0 | 18000 | 18 | 9.3 | 19000 | 16500 | 86.84% | 2.04 | 12.5 | 12.4 |  |  |  |  | R-410A | 1.5 | Residential & Commercial | USHP | Ducted CEE Tier 1
216764995 | Central HP <5.4 tons | TRANE | HRCU-A-CB (Split System: Heat Pump with Remote Outdoor Unit-Air-Source) | 5TWX7036A1 |  |  | 5TXCB004AS3 | S8X2B080M4PTC | 31800 | 17.1 | 8.5 | 32000 | 23800 | 74.38% | 2 | 0 | 11.7 |  |  |  |  | R-454B | 2.65 | Residential & Commercial | USHP | Ducted CEE Tier 1
216764997 | Central HP <5.4 tons | TRANE | HRCU-A-CB (Split System: Heat Pump with Remote Outdoor Unit-Air-Source) | 5TWX7036A1 |  |  | 5TXCB004AS3 | S8X2A040M3PSC | 32400 | 17.1 | 8.7 | 32600 | 24200 | 74.23% | 2.1 | 0 | 11.5 |  |  |  |  | R-454B | 2.7 | Residential & Commercial | USHP | Ducted CEE Tier 1
216765012 | Central HP <5.4 tons | TRANE | HRCU-A-CB (Split System: Heat Pump with Remote Outdoor Unit-Air-Source) | 5TWX7036A1 |  |  | 5TXCC005AS3 | S8X2C100M5PTC | 33000 | 17.1 | 8.7 | 32800 | 24400 | 74.39% | 2.1 | 0 | 11.5 |  |  |  |  | R-454B | 2.75 | Residential & Commercial | USHP | Ducted CEE Tier 1
216734027 | Central HP <5.4 tons | AIRQUEST | HRCU-A-CB (Split System: Heat Pump with Remote Outdoor Unit-Air-Source) | D5CUHAH24AAK |  |  | EA*5X30M17A* | *97CMN0801714B* | 22000 | 15.5 | 8.1 | 20800 | 18700 | 89.9% | 1.9 | 0 | 10.5 |  |  |  |  | R-454B | 1.8333 | Residential & Commercial | USHP | Ducted CEE Tier 1
216764914 | Central HP <5.4 tons | TRANE | HRCU-A-CB (Split System: Heat Pump with Remote Outdoor Unit-Air-Source) | 5TWX7024A1 |  |  | 5PX*B004AS3 | S8X1A040M3PTC | 23000 | 17.5 | 8.7 | 21800 | 17200 | 78.9% | 2 | 0 | 12 |  |  |  |  | R-454B | 1.9167 | Residential & Commercial | USHP | Ducted CEE Tier 1
216765029 | Central HP <5.4 tons | TRANE | HRCU-A-CB (Split System: Heat Pump with Remote Outdoor Unit-Air-Source) | 5TWX7048A1 |  |  | 5PX*C009AS3 | S8X1C080M5PTC | 43500 | 16.5 | 9 | 44000 | 32200 | 73.18% | 2.2 | 0 | 12 |  |  |  |  | R-454B | 3.625 | Residential & Commercial | USHP | Ducted CEE Tier 1
216765031 | Central HP <5.4 tons | TRANE | HRCU-A-CB (Split System: Heat Pump with Remote Outdoor Unit-Air-Source) | 5TWX7048A1 |  |  | 5PX*C009AS3 | S8X2C100M5PSC | 43500 | 17 | 9 | 44000 | 32200 | 73.18% | 2.1 | 0 | 12 |  |  |  |  | R-454B | 3.625 | Residential & Commercial | USHP | Ducted CEE Tier 1
216776032 | Central HP <5.4 tons | LENNOX | HRCU-A-CB (Split System: Heat Pump with Remote Outdoor Unit-Air-Source) | SL22KLV-024-230A** |  |  | CK40[C,U]T-30B-**+TDR | EL297UH045XV36B* | 22200 | 19 | 8.2 | 24000 | 23000 | 95.83% | 1.78 | 0 | 12 |  |  |  |  | R-454B | 1.85 | Residential & Commercial | USHP | Ducted CEE Tier 1
216776048 | Central HP <5.4 tons | LENNOX | HRCU-A-CB (Split System: Heat Pump with Remote Outdoor Unit-Air-Source) | SL22KLV-024-230A** |  |  | CK40HT-42C-**+TDR | EL297UH110XV48C* | 22800 | 19.5 | 9.5 | 22000 | 22200 | 100.9% | 2.06 | 0 | 12.8 |  |  |  |  | R-454B | 1.9 | Residential & Commercial | USHP | Ducted CEE Tier 1
216776050 | Central HP <5.4 tons | LENNOX | HRCU-A-CB (Split System: Heat Pump with Remote Outdoor Unit-Air-Source) | SL22KLV-024-230A** |  |  | CK40HT-42C-**+TDR | SLP99UH110XV60C* | 22800 | 18.5 | 9.4 | 22000 | 22200 | 100.9% | 2.06 | 0 | 12.8 |  |  |  |  | R-454B | 1.9 | Residential & Commercial | USHP | Ducted CEE Tier 1
216763350 | Central HP <5.4 tons | TRANE | HRCU-A-CB (Split System: Heat Pump with Remote Outdoor Unit-Air-Source) | 5TWR7024A1 |  |  | 5PX*B004AS3 | S8X1B060M4PSC | 23000 | 17.1 | 9 | 21600 | 17100 | 79.17% | 2 | 0 | 12.5 |  |  |  |  | R-454B | 1.9167 | Residential & Commercial | USHP | Ducted CEE Tier 1
216763352 | Central HP <5.4 tons | TRANE | HRCU-A-CB (Split System: Heat Pump with Remote Outdoor Unit-Air-Source) | 5TWR7024A1 |  |  | 5PX*B004AS3 | S8X1B080M4PSC | 22600 | 17.1 | 8.7 | 21400 | 17000 | 79.44% | 1.9 | 0 | 12.5 |  |  |  |  | R-454B | 1.8833 | Residential & Commercial | USHP | Ducted CEE Tier 1
215678262 | Central HP <5.4 tons | TEMPSTAR | HRCU-A-CB (Split System: Heat Pump with Remote Outdoor Unit-Air-Source) | T5H0V24*K*AAA* |  |  | EA*5X25M17A*+WALLCON | *97CTN0801716A* | 23800 | 17 | 9 | 23400 | 16500 | 70.51% | 2.02 | 0 | 10.5 |  |  |  |  | R-454B | 1.9833 | Residential & Commercial | USHP | Ducted CEE Tier 1
215932105 | Central HP <5.4 tons | BRYANT HEATING AND COOLING SYSTEMS | HRCU-A-CB (Split System: Heat Pump with Remote Outdoor Unit-Air-Source) | 293VAN036**AA* |  |  | CAA**3617AM*+UI | 986TD30040C14*** | 31000 | 17.5 | 9 | 34200 | 26400 | 77.19% | 1.92 | 0 | 10.5 |  |  |  |  | R-454B | 2.5833 | Residential & Commercial | USHP | Ducted CEE Tier 1
215932275 | Central HP <5.4 tons | BRYANT HEATING AND COOLING SYSTEMS | HRCU-A-CB (Split System: Heat Pump with Remote Outdoor Unit-Air-Source) | 293VAN036**AA* |  |  | CAA**4221AM*+UI | 935CB66100C21*** | 32800 | 20 | 9.5 | 34600 | 26600 | 76.88% | 2.02 | 0 | 11.5 |  |  |  |  | R-454B | 2.7333 | Residential & Commercial | USHP | Ducted CEE Tier 1
215932425 | Central HP <5.4 tons | BRYANT HEATING AND COOLING SYSTEMS | HRCU-A-CB (Split System: Heat Pump with Remote Outdoor Unit-Air-Source) | 293VAN036**AA* |  |  | CAA**4821AM*+UI | 88*TB48090C17*** | 33400 | 20 | 9.5 | 34600 | 26400 | 76.3% | 2.04 | 0 | 11.5 |  |  |  |  | R-454B | 2.7833 | Residential & Commercial | USHP | Ducted CEE Tier 1
216682777 | Central HP <5.4 tons | HEIL | HRCU-A-CB (Split System: Heat Pump with Remote Outdoor Unit-Air-Source) | DLCURAH30ABK |  |  | EA*4X36L21A* | *97VTN1002122A* | 29800 | 15.2 | 8.5 | 34000 | 27600 | 81.18% | 1.75 | 0 | 9 |  |  |  |  | R-410A | 2.4833 | Residential & Commercial | USHP
214491648 | Central HP <5.4 tons | DAIKIN | HRCU-A-CB (Split System: Heat Pump with Remote Outdoor Unit-Air-Source) | DZ6VSA1810A* |  |  | CA*EA2422*4B* | D*80VC0604B*A* | 16600 | 17.5 | 8.5 | 17400 | 13000 | 74.71% | 2.1 | 0 | 10.9 |  |  |  |  | R-410A | 1.3833 | Residential & Commercial | USHP | Ducted CEE Tier 1
213772426 | Central HP <5.4 tons | BRYANT HEATING AND COOLING SYSTEMS | HRCU-A-CB (Split System: Heat Pump with Remote Outdoor Unit-Air-Source) | 288BNV025*0**B* |  |  | CSPH*4812AL*+UI | 88*TB36045C17*** | 24200 | 16 | 8.1 | 21400 | 16700 | 78.04% | 2 | 0 | 10.5 |  |  |  |  | R-410A | 2.0167 | Residential & Commercial | USHP | Ducted CEE Tier 1
213772526 | Central HP <5.4 tons | BRYANT HEATING AND COOLING SYSTEMS | HRCU-A-CB (Split System: Heat Pump with Remote Outdoor Unit-Air-Source) | 288BNV025*0**B* |  |  | CSPH*4812AL*+UI | 987MC66100C21*** | 24200 | 16 | 8.1 | 21200 | 16600 | 78.3% | 2.02 | 0 | 11 |  |  |  |  | R-410A | 2.0167 | Residential & Commercial | USHP | Ducted CEE Tier 1
212365452 | Central HP <5.4 tons | Custom Comfort | HRCU-A-CB (Split System: Heat Pump with Remote Outdoor Unit-Air-Source) | CCOXHA24V30HP |  |  | CCOXHAAH24V30 | 0 | 30000 | 16.2 | 8.9 | 33000 | 24000 | 72.73% | 1.8 | 11 | 10 |  |  |  |  | R-410A | 2.5 | Residential & Commercial | USHP | Ducted CEE Tier 1
214807610 | Central HP <5.4 tons | YORK | HRCU-A-CB (Split System: Heat Pump with Remote Outdoor Unit-Air-Source) | HH860E2S11 |  |  | CTU60C5XGS1+JMET16CS2N1+TXV | 0 | 45500 | 19 | 9 | 45500 | 34200 | 75.16% | 2 | 0 | 11.7 |  |  |  |  | R-454B | 3.7917 | Residential & Commercial | USHP | Ducted CEE Tier 1
216735704 | Central HP <5.4 tons | TEMPSTAR | HRCU-A-CB (Split System: Heat Pump with Remote Outdoor Unit-Air-Source) | D5CUHAH24AAK |  |  | EA*5X37M21A* | *95CSU1002122B* | 23800 | 15.5 | 8.5 | 21000 | 18700 | 89.05% | 1.98 | 0 | 11 |  |  |  |  | R-454B | 1.9833 | Residential & Commercial | USHP | Ducted CEE Tier 1
216728041 | Central HP <5.4 tons | HEIL | HRCU-A-CB (Split System: Heat Pump with Remote Outdoor Unit-Air-Source) | D5CUHAH24AAK |  |  | FTMA5X24L0B* | 0 | 23200 | 17 | 9 | 21400 | 19100 | 89.25% | 2 | 0 | 11 |  |  |  |  | R-454B | 1.9333 | Residential & Commercial | USHP | Ducted CEE Tier 1
216681110 | Central HP <5.4 tons | HEIL | HRCU-A-CB (Split System: Heat Pump with Remote Outdoor Unit-Air-Source) | DLCURAH36ABK |  |  | EHD4X48AAL | *97VTN0802120A* | 36400 | 15.5 | 8.5 | 38500 | 34400 | 89.35% | 1.84 | 0 | 10 |  |  |  |  | R-410A | 3.0333 | Residential & Commercial | USHP | Ducted CEE Tier 1
215677995 | Central HP <5.4 tons | HEIL | HRCU-A-CB (Split System: Heat Pump with Remote Outdoor Unit-Air-Source) | H5H0V60*K*AAA* |  |  | EA*5X61M24A*+WALLCON | *97CMN1002122B* | 56000 | 18.5 | 9 | 60000 | 42000 | 70% | 2.02 | 0 | 9 |  |  |  |  | R-454B | 4.6667 | Residential & Commercial | USHP
215681905 | Central HP <5.4 tons | HEIL | HRCU-A-CB (Split System: Heat Pump with Remote Outdoor Unit-Air-Source) | H5H0V48*K*AAA* |  |  | EVM5X60M21A*+WALLCON | *80CSU0401712B* | 48000 | 18.5 | 9 | 50000 | 36600 | 73.2% | 2 | 0 | 10 |  |  |  |  | R-454B | 4 | Residential & Commercial | USHP | Ducted CEE Tier 1
214608327 | Central HP <5.4 tons | TRANE | HRCU-A-CB (Split System: Heat Pump with Remote Outdoor Unit-Air-Source) | E4HL5030A1000A |  |  | 4TXCB004DS3 | A801X060BM4SCA | 30000 | 15.2 | 8.1 | 25000 | 18000 | 72% | 1.75 | 0 | 9.5 |  |  |  |  | R-410A | 2.5 | Residential & Commercial | USHP
215667764 | Central HP <5.4 tons | HEIL | HRCU-A-CB (Split System: Heat Pump with Remote Outdoor Unit-Air-Source) | H5H0V24*K*AAA* |  |  | EA*5X37M17A*+WALLCON | *80CTL0901716B* | 23800 | 17 | 9 | 23400 | 16500 | 70.51% | 2 | 0 | 10.5 |  |  |  |  | R-454B | 1.9833 | Residential & Commercial | USHP | Ducted CEE Tier 1
215932455 | Central HP <5.4 tons | BRYANT HEATING AND COOLING SYSTEMS | HRCU-A-CB (Split System: Heat Pump with Remote Outdoor Unit-Air-Source) | 293VAN036**AA* |  |  | CAA**4821AM*+UI | 935CB48060C17*** | 33200 | 19.5 | 9.5 | 35000 | 26800 | 76.57% | 2.02 | 0 | 11 |  |  |  |  | R-454B | 2.7667 | Residential & Commercial | USHP | Ducted CEE Tier 1
215933395 | Central HP <5.4 tons | BRYANT HEATING AND COOLING SYSTEMS | HRCU-A-CB (Split System: Heat Pump with Remote Outdoor Unit-Air-Source) | 293VAN036**AA* |  |  | CSAH*4212AM*+UI | 987MC42060C17*** | 33200 | 18.5 | 9 | 34200 | 26200 | 76.61% | 1.94 | 0 | 10.5 |  |  |  |  | R-454B | 2.7667 | Residential & Commercial | USHP | Ducted CEE Tier 1
215933495 | Central HP <5.4 tons | BRYANT HEATING AND COOLING SYSTEMS | HRCU-A-CB (Split System: Heat Pump with Remote Outdoor Unit-Air-Source) | 293VAN036**AA* |  |  | CSAH*4212AM*+UI | 986TD66120C24*** | 33600 | 19 | 9 | 34600 | 26600 | 76.88% | 1.94 | 0 | 11.5 |  |  |  |  | R-454B | 2.8 | Residential & Commercial | USHP | Ducted CEE Tier 1
215932875 | Central HP <5.4 tons | BRYANT HEATING AND COOLING SYSTEMS | HRCU-A-CB (Split System: Heat Pump with Remote Outdoor Unit-Air-Source) | 293VAN036**AA* |  |  | CAA**6124AM*+UI | 88*TB66135C24*** | 34600 | 20.5 | 9.5 | 34200 | 25800 | 75.44% | 2.06 | 0 | 12 |  |  |  |  | R-454B | 2.8833 | Residential & Commercial | USHP | Ducted CEE Tier 1
215933275 | Central HP <5.4 tons | BRYANT HEATING AND COOLING SYSTEMS | HRCU-A-CB (Split System: Heat Pump with Remote Outdoor Unit-Air-Source) | 293VAN036**AA* |  |  | CSAH*4212AM*+UI | 83*CA48060C17*** | 33400 | 19.5 | 9 | 34800 | 26600 | 76.44% | 1.94 | 0 | 11 |  |  |  |  | R-454B | 2.7833 | Residential & Commercial | USHP | Ducted CEE Tier 1
215933625 | Central HP <5.4 tons | BRYANT HEATING AND COOLING SYSTEMS | HRCU-A-CB (Split System: Heat Pump with Remote Outdoor Unit-Air-Source) | 293VAN036**AA* |  |  | CSAH*4812AM*+UI | 935CB66100C21*** | 33800 | 19.5 | 9 | 34600 | 26400 | 76.3% | 1.94 | 0 | 11.7 |  |  |  |  | R-454B | 2.8167 | Residential & Commercial | USHP | Ducted CEE Tier 1
215933675 | Central HP <5.4 tons | BRYANT HEATING AND COOLING SYSTEMS | HRCU-A-CB (Split System: Heat Pump with Remote Outdoor Unit-Air-Source) | 293VAN036**AA* |  |  | CSAH*4812AM*+UI | 987MC66120C24*** | 33800 | 19.5 | 9 | 35000 | 26600 | 76% | 1.92 | 0 | 11.5 |  |  |  |  | R-454B | 2.8167 | Residential & Commercial | USHP | Ducted CEE Tier 1
213772428 | Central HP <5.4 tons | AIRQUEST | HRCU-A-CB (Split System: Heat Pump with Remote Outdoor Unit-Air-Source) | HVH825GKA2* |  |  | EHD4X48AAL+WALLCON | *80CTL0451712B* | 24200 | 16 | 8.1 | 21400 | 16700 | 78.04% | 2 | 0 | 10.5 |  |  |  |  | R-410A | 2.0167 | Residential & Commercial | USHP | Ducted CEE Tier 1
213772498 | Central HP <5.4 tons | AIRQUEST | HRCU-A-CB (Split System: Heat Pump with Remote Outdoor Unit-Air-Source) | HVH825GKA2* |  |  | EHD4X48AAL+WALLCON | *95CSU0601716B* | 24200 | 16 | 8.1 | 21400 | 16600 | 77.57% | 2.02 | 0 | 10.5 |  |  |  |  | R-410A | 2.0167 | Residential & Commercial | USHP | Ducted CEE Tier 1
216766839 | Central HP <5.4 tons | TRANE | HRCU-A-CB (Split System: Heat Pump with Remote Outdoor Unit-Air-Source) | 5TWX7024A1 |  |  | 5PX*BD06AS3 | S8V2A040M3PCB | 23800 | 17.1 | 8.5 | 22400 | 17500 | 78.12% | 1.97 | 0 | 12.5 |  |  |  |  | R-454B | 1.9833 | Residential & Commercial | USHP | Ducted CEE Tier 1
216766873 | Central HP <5.4 tons | TRANE | HRCU-A-CB (Split System: Heat Pump with Remote Outdoor Unit-Air-Source) | 5TWX7024A1 |  |  | 5TXCB006AS3 | S9X2B080D4PSB | 22400 | 15.2 | 8.7 | 21200 | 17000 | 80.19% | 2 | 0 | 12 |  |  |  |  | R-454B | 1.8667 | Residential & Commercial | USHP | Ducted CEE Tier 1
214389282 | Central HP <5.4 tons | CARRIER | HRCU-A-CB (Split System: Heat Pump with Remote Outdoor Unit-Air-Source) | 25VNA436A*031* |  |  | CNPV*4821AL*+UI | 58TN*B090C17**16 | 33800 | 19.5 | 9 | 36800 | 26000 | 70.65% | 2.02 | 0 | 12 |  |  |  |  | R-410A | 2.8167 | Residential & Commercial | USHP | Ducted CEE Tier 1
214389298 | Central HP <5.4 tons | CARRIER | HRCU-A-CB (Split System: Heat Pump with Remote Outdoor Unit-Air-Source) | 25VNA436A*031* |  |  | CNPV*4821AL*+UI | 59TN6C080C17**14 | 33400 | 19 | 9 | 36800 | 26200 | 71.2% | 2.02 | 0 | 12 |  |  |  |  | R-410A | 2.7833 | Residential & Commercial | USHP | Ducted CEE Tier 1
216732979 | Central HP <5.4 tons | COMFORTMAKER | HRCU-A-CB (Split System: Heat Pump with Remote Outdoor Unit-Air-Source) | D5CUHAH24AAK |  |  | EA*5X24M17A* | *96VSN0601716B* | 22000 | 16 | 8.5 | 21000 | 19100 | 90.95% | 1.96 | 0 | 10.5 |  |  |  |  | R-454B | 1.8333 | Residential & Commercial | USHP | Ducted CEE Tier 1
216733199 | Central HP <5.4 tons | COMFORTMAKER | HRCU-A-CB (Split System: Heat Pump with Remote Outdoor Unit-Air-Source) | D5CUHAH24AAK |  |  | EA*5X25M17A* | *80MS(N,L)0701716A* | 23000 | 16.5 | 8.5 | 20600 | 18400 | 89.32% | 1.98 | 0 | 11 |  |  |  |  | R-454B | 1.9167 | Residential & Commercial | USHP | Ducted CEE Tier 1
214389314 | Central HP <5.4 tons | CARRIER | HRCU-A-CB (Split System: Heat Pump with Remote Outdoor Unit-Air-Source) | 25VNA436A*031* |  |  | CNPV*4824AL*+UI | 59TN6C120C24**22 | 33800 | 19.5 | 9 | 36600 | 26000 | 71.04% | 2.04 | 0 | 12.5 |  |  |  |  | R-410A | 2.8167 | Residential & Commercial | USHP | Ducted CEE Tier 1
216764021 | Central HP <5.4 tons | TRANE | HRCU-A-CB (Split System: Heat Pump with Remote Outdoor Unit-Air-Source) | 5TWR7048A1 |  |  | 5TXCD010AS3 | S9V2D120U5VSB | 43500 | 17.1 | 9 | 43500 | 32000 | 73.56% | 2.2 | 0 | 12.5 |  |  |  |  | R-454B | 3.625 | Residential & Commercial | USHP | Ducted CEE Tier 1
213080392 | Central HP <5.4 tons | TEMPSTAR | HRCU-A-CB (Split System: Heat Pump with Remote Outdoor Unit-Air-Source) | DLCURAH36ABK |  |  | EA*4X37L21A* | *96MSN1002122A* | 36800 | 16 | 8.5 | 38500 | 34800 | 90.39% | 2.1 | 0 | 10 |  |  |  |  | R-410A | 3.0667 | Residential & Commercial | USHP | Ducted CEE Tier 1
216763901 | Central HP <5.4 tons | TRANE | HRCU-A-CB (Split System: Heat Pump with Remote Outdoor Unit-Air-Source) | 5TWR7036A1 |  |  | 5TXCC007AS3 | S9V2C080U5PSC | 33800 | 17.1 | 9 | 32600 | 24200 | 74.23% | 2.2 | 0 | 12 |  |  |  |  | R-454B | 2.8167 | Residential & Commercial | USHP | Ducted CEE Tier 1
216763921 | Central HP <5.4 tons | TRANE | HRCU-A-CB (Split System: Heat Pump with Remote Outdoor Unit-Air-Source) | 5TWR7036A1 |  |  | 5TXCD010AS3 | S9V2D120U5PSC | 34400 | 17.1 | 9 | 32400 | 24000 | 74.07% | 2.2 | 0 | 12.5 |  |  |  |  | R-454B | 2.8667 | Residential & Commercial | USHP | Ducted CEE Tier 1
212977057 | Central HP <5.4 tons | TEMPSTAR | HRCU-A-CB (Split System: Heat Pump with Remote Outdoor Unit-Air-Source) | DLCURAH30ABK |  |  | EA*4X43L21A* | *96VTN1002122B* | 30400 | 15.2 | 8.1 | 33000 | 28400 | 86.06% | 1.76 | 0 | 9 |  |  |  |  | R-410A | 2.5333 | Residential & Commercial | USHP
210589401 | Central HP <5.4 tons | RUUD | HRCU-A-CB (Split System: Heat Pump with Remote Outdoor Unit-Air-Source) | UP18AZ60AJVC |  |  | RCFZ6021SEAAM | U802VA100521Z | 53000 | 19 | 8.1 | 53000 | 50000 | 94.34% | 1.9 | 0 | 10 |  |  |  |  | R-410A | 4.4167 | Residential & Commercial | USHP | Ducted CEE Tier 1
215587917 | Central HP <5.4 tons | CARRIER | HRCU-A-CB (Split System: Heat Pump with Remote Outdoor Unit-Air-Source) | 27VNA154A*030* |  |  | FE5BNBD60L*+UI | 0 | 51500 | 21 | 10.5 | 51000 | 52000 | 102% | 2.1 | 0 | 13 |  |  |  |  | R-454B | 4.2917 | Residential & Commercial | USHP | Ducted CEE Tier 1
215588169 | Central HP <5.4 tons | CARRIER | HRCU-A-CB (Split System: Heat Pump with Remote Outdoor Unit-Air-Source) | 27VNA154A*030* |  |  | CSAH*6012AM*+UI | 59CU5B060C17**16 | 48500 | 17.5 | 9.5 | 51500 | 51000 | 99.03% | 1.96 | 0 | 11.5 |  |  |  |  | R-454B | 4.0417 | Residential & Commercial | USHP | Ducted CEE Tier 1
215588267 | Central HP <5.4 tons | CARRIER | HRCU-A-CB (Split System: Heat Pump with Remote Outdoor Unit-Air-Source) | 27VNA154A*030* |  |  | CVAMA6124XMA*+UI | 58CU*A100C21**20 | 52500 | 19.5 | 8.5 | 53500 | 46500 | 86.92% | 1.95 | 0 | 12 |  |  |  |  | R-454B | 4.375 | Residential & Commercial | USHP | Ducted CEE Tier 1
215588185 | Central HP <5.4 tons | CARRIER | HRCU-A-CB (Split System: Heat Pump with Remote Outdoor Unit-Air-Source) | 27VNA154A*030* |  |  | CSAH*6012AM*+UI | 59TN6C080C17**14 | 48000 | 18 | 9 | 50500 | 50000 | 99.01% | 1.96 | 0 | 12 |  |  |  |  | R-454B | 4 | Residential & Commercial | USHP | Ducted CEE Tier 1
215588319 | Central HP <5.4 tons | CARRIER | HRCU-A-CB (Split System: Heat Pump with Remote Outdoor Unit-Air-Source) | 27VNA154A*030* |  |  | CVAVA4924XMA*+UI | 58TN*B135C24**22 | 52000 | 19.5 | 8.5 | 52500 | 46000 | 87.62% | 1.95 | 0 | 12 |  |  |  |  | R-454B | 4.3333 | Residential & Commercial | USHP | Ducted CEE Tier 1
215588369 | Central HP <5.4 tons | CARRIER | HRCU-A-CB (Split System: Heat Pump with Remote Outdoor Unit-Air-Source) | 27VNA154A*030* |  |  | CVAVA6024XMA*+UI | 59MN7C120C24**22 | 52000 | 19 | 8.1 | 53000 | 46500 | 87.74% | 1.85 | 0 | 11.5 |  |  |  |  | R-454B | 4.3333 | Residential & Commercial | USHP | Ducted CEE Tier 1
214239042 | Central HP <5.4 tons | TEMPSTAR | HRCU-A-CB (Split System: Heat Pump with Remote Outdoor Unit-Air-Source) | TVH837GKA2* |  |  | END4X42L17**+WALLCON | *96CTN0801714B* | 32000 | 16.5 | 8.1 | 33000 | 24800 | 75.15% | 1.9 | 0 | 11 |  |  |  |  | R-410A | 2.6667 | Residential & Commercial | USHP | Ducted CEE Tier 1
214239192 | Central HP <5.4 tons | TEMPSTAR | HRCU-A-CB (Split System: Heat Pump with Remote Outdoor Unit-Air-Source) | TVH837GKA2* |  |  | EN(A,D,W)4X48L21**+WALLCON | *80CTL0901716B* | 32400 | 17 | 8.1 | 32800 | 24800 | 75.61% | 1.94 | 0 | 11.7 |  |  |  |  | R-410A | 2.7 | Residential & Commercial | USHP | Ducted CEE Tier 1
214239342 | Central HP <5.4 tons | TEMPSTAR | HRCU-A-CB (Split System: Heat Pump with Remote Outdoor Unit-Air-Source) | TVH837GKA2* |  |  | EN(A,D)4X48L24**+WALLCON | *96CTN1002122B* | 32400 | 17 | 8.1 | 32600 | 24600 | 75.46% | 1.96 | 0 | 11.7 |  |  |  |  | R-410A | 2.7 | Residential & Commercial | USHP | Ducted CEE Tier 1
216765832 | Central HP <5.4 tons | TRANE | HRCU-A-CB (Split System: Heat Pump with Remote Outdoor Unit-Air-Source) | 5TWR7024A1 |  |  | 5PX*B006AS3 | S8V2A040M3PDB | 23800 | 17.1 | 9 | 22000 | 17500 | 79.55% | 2.08 | 0 | 12.5 |  |  |  |  | R-454B | 1.9833 | Residential & Commercial | USHP | Ducted CEE Tier 1
216765882 | Central HP <5.4 tons | TRANE | HRCU-A-CB (Split System: Heat Pump with Remote Outdoor Unit-Air-Source) | 5TWR7024A1 |  |  | 5PX*BD04AS3 | S8V2A040M3PDB | 23400 | 17.1 | 8.1 | 22400 | 17200 | 76.79% | 1.84 | 0 | 12.5 |  |  |  |  | R-454B | 1.95 | Residential & Commercial | USHP | Ducted CEE Tier 1
216765932 | Central HP <5.4 tons | TRANE | HRCU-A-CB (Split System: Heat Pump with Remote Outdoor Unit-Air-Source) | 5TWR7024A1 |  |  | 5TXCB004AS3 | S9X2B060D3PSB | 21800 | 15.2 | 8.5 | 21200 | 16900 | 79.72% | 1.96 | 0 | 11.7 |  |  |  |  | R-454B | 1.8167 | Residential & Commercial | USHP | Ducted CEE Tier 1
215588383 | Central HP <5.4 tons | CARRIER | HRCU-A-CB (Split System: Heat Pump with Remote Outdoor Unit-Air-Source) | 27VNA154A*030* |  |  | CVAVA6121XMA*+UI | 59MN7C060C21**20 | 51500 | 18.5 | 8.1 | 55000 | 46500 | 84.55% | 1.86 | 0 | 11 |  |  |  |  | R-454B | 4.2917 | Residential & Commercial | USHP | Ducted CEE Tier 1
215588419 | Central HP <5.4 tons | CARRIER | HRCU-A-CB (Split System: Heat Pump with Remote Outdoor Unit-Air-Source) | 27VNA154A*030* |  |  | CAA**4821AM*+UI | 58CU*B060C17**16 | 47500 | 18.5 | 10.5 | 51500 | 50500 | 98.06% | 2 | 0 | 11.5 |  |  |  |  | R-454B | 3.9583 | Residential & Commercial | USHP | Ducted CEE Tier 1
215588501 | Central HP <5.4 tons | CARRIER | HRCU-A-CB (Split System: Heat Pump with Remote Outdoor Unit-Air-Source) | 27VNA154A*030* |  |  | CVAMA6124XMA*+UI | 59TN7A080C21**20 | 52500 | 19.5 | 8.5 | 53500 | 46500 | 86.92% | 1.95 | 0 | 12 |  |  |  |  | R-454B | 4.375 | Residential & Commercial | USHP | Ducted CEE Tier 1
215588535 | Central HP <5.4 tons | CARRIER | HRCU-A-CB (Split System: Heat Pump with Remote Outdoor Unit-Air-Source) | 27VNA154A*030* |  |  | CVAVA6024XMA*+UI | 58CU*B100C21**20 | 52000 | 19 | 8.1 | 52500 | 46500 | 88.57% | 1.9 | 0 | 12 |  |  |  |  | R-454B | 4.3333 | Residential & Commercial | USHP | Ducted CEE Tier 1
216675658 | Central HP <5.4 tons | COMFORTMAKER | HRCU-A-CB (Split System: Heat Pump with Remote Outdoor Unit-Air-Source) | D5CURAH24AAK |  |  | EA*5X30M14A* | *80MS(N,L)0451412A* | 23600 | 15.2 | 8.5 | 24200 | 19400 | 80.17% | 1.9 | 0 | 9.8 |  |  |  |  | R-454B | 1.9667 | Residential & Commercial | USHP
216675788 | Central HP <5.4 tons | COMFORTMAKER | HRCU-A-CB (Split System: Heat Pump with Remote Outdoor Unit-Air-Source) | D5CURAH24AAK |  |  | EA*5X30M14A* | *80MS(N,L)0701412A* | 23400 | 15.5 | 8.5 | 24000 | 19400 | 80.83% | 1.9 | 0 | 9.8 |  |  |  |  | R-454B | 1.95 | Residential & Commercial | USHP
216675538 | Central HP <5.4 tons | COMFORTMAKER | HRCU-A-CB (Split System: Heat Pump with Remote Outdoor Unit-Air-Source) | D5CURAH24AAK |  |  | EA*5X37M21A* | *80CSU0601716A* | 25400 | 16.5 | 9 | 23400 | 19200 | 82.05% | 2.06 | 0 | 10 |  |  |  |  | R-454B | 2.1167 | Residential & Commercial | USHP | Ducted CEE Tier 1
216765798 | Central HP <5.4 tons | TRANE | HRCU-A-CB (Split System: Heat Pump with Remote Outdoor Unit-Air-Source) | 5TWR7024A1 |  |  | 5PX*B004AS3+P0V0A000M30SD | 0 | 23200 | 17.1 | 8.7 | 21800 | 17300 | 79.36% | 2.02 | 0 | 12.5 |  |  |  |  | R-454B | 1.9333 | Residential & Commercial | USHP | Ducted CEE Tier 1
216765800 | Central HP <5.4 tons | TRANE | HRCU-A-CB (Split System: Heat Pump with Remote Outdoor Unit-Air-Source) | 5TWR7024A1 |  |  | 5PX*B004AS3 | S8V2B060M4PDB | 23200 | 17.1 | 8.7 | 21800 | 17300 | 79.36% | 2.02 | 0 | 12.5 |  |  |  |  | R-454B | 1.9333 | Residential & Commercial | USHP | Ducted CEE Tier 1
214608238 | Central HP <5.4 tons | TRANE | HRCU-A-CB (Split System: Heat Pump with Remote Outdoor Unit-Air-Source) | E4HL5018A1000A |  |  | E4AH5E24A1J30A | 0 | 20000 | 15.2 | 8.5 | 20000 | 18000 | 90% | 1.9 | 0 | 9.8 |  |  |  |  | R-410A | 1.6667 | Residential & Commercial | USHP
216765866 | Central HP <5.4 tons | TRANE | HRCU-A-CB (Split System: Heat Pump with Remote Outdoor Unit-Air-Source) | 5TWR7024A1 |  |  | 5PX*BD04AS3 | S8V2A040M3PCB | 23400 | 17.1 | 8.1 | 22400 | 17200 | 76.79% | 1.84 | 0 | 12.5 |  |  |  |  | R-454B | 1.95 | Residential & Commercial | USHP | Ducted CEE Tier 1
216765950 | Central HP <5.4 tons | TRANE | HRCU-A-CB (Split System: Heat Pump with Remote Outdoor Unit-Air-Source) | 5TWR7024A1 |  |  | 5TXCB004AS3 | S9V2B060U4VSB | 23200 | 17.1 | 8.7 | 21800 | 17200 | 78.9% | 2.02 | 0 | 12.5 |  |  |  |  | R-454B | 1.9333 | Residential & Commercial | USHP | Ducted CEE Tier 1
215667932 | Central HP <5.4 tons | HEIL | HRCU-A-CB (Split System: Heat Pump with Remote Outdoor Unit-Air-Source) | H5H0V24*K*AAA* |  |  | EA*5X37M21A*+WALLCON | *96CTN1002122B* | 24000 | 17.5 | 9 | 23200 | 16300 | 70.26% | 2.02 | 0 | 10.5 |  |  |  |  | R-454B | 2 | Residential & Commercial | USHP | Ducted CEE Tier 1
215678245 | Central HP <5.4 tons | HEIL | HRCU-A-CB (Split System: Heat Pump with Remote Outdoor Unit-Air-Source) | H5H0V24*K*AAA* |  |  | EA*5X25M17A*+WALLCON | *97CTN0601716A* | 23800 | 17 | 9 | 23400 | 16500 | 70.51% | 2 | 0 | 10 |  |  |  |  | R-454B | 1.9833 | Residential & Commercial | USHP | Ducted CEE Tier 1
213773696 | Central HP <5.4 tons | BRYANT HEATING AND COOLING SYSTEMS | HRCU-A-CB (Split System: Heat Pump with Remote Outdoor Unit-Air-Source) | 288BNV025*0**C* |  |  | CAP**4821AL*+UI | 88*TB48070C17*** | 24000 | 17 | 8.1 | 21000 | 16600 | 79.05% | 2 | 0 | 11 |  |  |  |  | R-410A | 2 | Residential & Commercial | USHP | Ducted CEE Tier 1
213773796 | Central HP <5.4 tons | BRYANT HEATING AND COOLING SYSTEMS | HRCU-A-CB (Split System: Heat Pump with Remote Outdoor Unit-Air-Source) | 288BNV025*0**C* |  |  | CAP**4821AL*+UI | 986TD66100C21*** | 24000 | 16.5 | 8.1 | 21000 | 16500 | 78.57% | 2.02 | 0 | 11 |  |  |  |  | R-410A | 2 | Residential & Commercial | USHP | Ducted CEE Tier 1
214608298 | Central HP <5.4 tons | TRANE | HRCU-A-CB (Split System: Heat Pump with Remote Outdoor Unit-Air-Source) | E4HL5024A1000A |  |  | 4TXCB003DS3 | A801X060BM4SCA | 24000 | 15.2 | 8.5 | 24000 | 21000 | 87.5% | 1.85 | 0 | 9 |  |  |  |  | R-410A | 2 | Residential & Commercial | USHP
213772557 | Central HP <5.4 tons | HEIL | HRCU-A-CB (Split System: Heat Pump with Remote Outdoor Unit-Air-Source) | HVH825GKA2* |  |  | EHD4X48AAL+WALLCON | *96CTN0601714B* | 24200 | 16 | 8.1 | 21400 | 16700 | 78.04% | 2 | 0 | 10.5 |  |  |  |  | R-410A | 2.0167 | Residential & Commercial | USHP | Ducted CEE Tier 1
211713367 | Central HP <5.4 tons | TEMPSTAR | HRCU-A-CB (Split System: Heat Pump with Remote Outdoor Unit-Air-Source) | DLCURAH30ABK |  |  | EA*4X43L21A* | *92ESN1002120A* | 31200 | 15.2 | 8.5 | 33600 | 26000 | 77.38% | 1.86 | 0 | 9 |  |  |  |  | R-410A | 2.6 | Residential & Commercial | USHP
216675754 | Central HP <5.4 tons | COMFORTMAKER | HRCU-A-CB (Split System: Heat Pump with Remote Outdoor Unit-Air-Source) | D5CURAH24AAK |  |  | EA*5X37M21A* | *80MS(N,L)0451714A* | 24400 | 15.2 | 8.5 | 23000 | 19000 | 82.61% | 1.96 | 0 | 10 |  |  |  |  | R-454B | 2.0333 | Residential & Commercial | USHP | Ducted CEE Tier 1
216765113 | Central HP <5.4 tons | TRANE | HRCU-A-CB (Split System: Heat Pump with Remote Outdoor Unit-Air-Source) | 5TWX7060A1 |  |  | 5TXCD008AS3 | S8X2C100M5PSC | 51000 | 16.5 | 8.7 | 52000 | 39000 | 75% | 2.1 | 0 | 10 |  |  |  |  | R-454B | 4.25 | Residential & Commercial | USHP | Ducted CEE Tier 1
213825959 | Central HP <5.4 tons | AMERICAN STANDARD | HRCU-A-CB (Split System: Heat Pump with Remote Outdoor Unit-Air-Source) | 4A6V8X24A1 |  |  | 4TXCB004DS3 | *UHMB060CCV3 | 23800 | 18 | 8.5 | 18100 | 12700 | 70.17% | 1.8 | 0 | 12.5 |  |  |  |  | R-410A | 1.9833 | Residential & Commercial | USHP | Ducted CEE Tier 1
216766889 | Central HP <5.4 tons | TRANE | HRCU-A-CB (Split System: Heat Pump with Remote Outdoor Unit-Air-Source) | 5TWX7036A1 |  |  | 5PX*B004AS3 | S9X2B060U4PSB | 32000 | 16 | 8.5 | 32200 | 23800 | 73.91% | 2.09 | 0 | 11.7 |  |  |  |  | R-454B | 2.6667 | Residential & Commercial | USHP | Ducted CEE Tier 1
216766905 | Central HP <5.4 tons | TRANE | HRCU-A-CB (Split System: Heat Pump with Remote Outdoor Unit-Air-Source) | 5TWX7036A1 |  |  | 5PX*B006AS3 | S9X1B080U4PSB | 33200 | 16 | 8.7 | 32400 | 24000 | 74.07% | 2.16 | 0 | 12 |  |  |  |  | R-454B | 2.7667 | Residential & Commercial | USHP | Ducted CEE Tier 1
216766907 | Central HP <5.4 tons | TRANE | HRCU-A-CB (Split System: Heat Pump with Remote Outdoor Unit-Air-Source) | 5TWX7036A1 |  |  | 5PX*B006AS3 | S9X1B040U3PSB | 33800 | 17 | 8.7 | 33000 | 24600 | 74.55% | 2.16 | 0 | 11.7 |  |  |  |  | R-454B | 2.8167 | Residential & Commercial | USHP | Ducted CEE Tier 1
216733390 | Central HP <5.4 tons | COMFORTMAKER | HRCU-A-CB (Split System: Heat Pump with Remote Outdoor Unit-Air-Source) | D5CUHAH24AAK |  |  | EA*5X25M17A* | *92MSN0601412A* | 23200 | 16 | 8.5 | 20800 | 18500 | 88.94% | 1.96 | 0 | 11 |  |  |  |  | R-454B | 1.9333 | Residential & Commercial | USHP | Ducted CEE Tier 1
216733649 | Central HP <5.4 tons | COMFORTMAKER | HRCU-A-CB (Split System: Heat Pump with Remote Outdoor Unit-Air-Source) | D5CUHAH24AAK |  |  | EA*5X25M17A* | OMV112K14A | 23400 | 16 | 8.5 | 21200 | 18800 | 88.68% | 1.96 | 0 | 11 |  |  |  |  | R-454B | 1.95 | Residential & Commercial | USHP | Ducted CEE Tier 1
216764717 | Central HP <5.4 tons | TRANE | HRCU-A-CB (Split System: Heat Pump with Remote Outdoor Unit-Air-Source) | 5TWR7036A1 |  |  | 5TXCB004AS3 | S8X1B080M4PTC | 32600 | 17.1 | 8.7 | 32800 | 24400 | 74.39% | 2.1 | 0 | 11.5 |  |  |  |  | R-454B | 2.7167 | Residential & Commercial | USHP | Ducted CEE Tier 1
213772676 | Central HP <5.4 tons | BRYANT HEATING AND COOLING SYSTEMS | HRCU-A-CB (Split System: Heat Pump with Remote Outdoor Unit-Air-Source) | 288BNV025*0**C* |  |  | CAP**2417AL*+UI | 987MC42080C17*** | 23200 | 16 | 8.1 | 22000 | 16800 | 76.36% | 1.88 | 0 | 10.5 |  |  |  |  | R-410A | 1.9333 | Residential & Commercial | USHP | Ducted CEE Tier 1
216765982 | Central HP <5.4 tons | TRANE | HRCU-A-CB (Split System: Heat Pump with Remote Outdoor Unit-Air-Source) | 5TWR7024A1 |  |  | 5TXCB006AS3 | S8V2B080M4PDB | 23800 | 17.1 | 9 | 21800 | 17400 | 79.82% | 2.07 | 0 | 12.5 |  |  |  |  | R-454B | 1.9833 | Residential & Commercial | USHP | Ducted CEE Tier 1
215588123 | Central HP <5.4 tons | CARRIER | HRCU-A-CB (Split System: Heat Pump with Remote Outdoor Unit-Air-Source) | 27VNA154A*030* |  |  | CAA**6121AM*+UI | 59MN7C080C21**20 | 50000 | 19 | 10.5 | 53000 | 53000 | 100% | 1.92 | 0 | 11 |  |  |  |  | R-454B | 4.1667 | Residential & Commercial | USHP | Ducted CEE Tier 1
216675436 | Central HP <5.4 tons | COMFORTMAKER | HRCU-A-CB (Split System: Heat Pump with Remote Outdoor Unit-Air-Source) | D5CURAH24AAK |  |  | ESH5X30M12A* | *80CSU0401712A* | 24600 | 16 | 9 | 24600 | 19600 | 79.67% | 2.02 | 0 | 10 |  |  |  |  | R-454B | 2.05 | Residential & Commercial | USHP | Ducted CEE Tier 1
216764729 | Central HP <5.4 tons | TRANE | HRCU-A-CB (Split System: Heat Pump with Remote Outdoor Unit-Air-Source) | 5TWR7036A1 |  |  | 5TXCB006AS3 | S8X2B080M4PTC | 33400 | 17.1 | 9 | 32800 | 24200 | 73.78% | 2.1 | 0 | 12 |  |  |  |  | R-454B | 2.7833 | Residential & Commercial | USHP | Ducted CEE Tier 1
213773856 | Central HP <5.4 tons | BRYANT HEATING AND COOLING SYSTEMS | HRCU-A-CB (Split System: Heat Pump with Remote Outdoor Unit-Air-Source) | 288BNV025*0**C* |  |  | CAP**4824AL*+UI | 986TD66100C21*** | 24200 | 16.5 | 8.1 | 21000 | 16500 | 78.57% | 2.02 | 0 | 11 |  |  |  |  | R-410A | 2.0167 | Residential & Commercial | USHP | Ducted CEE Tier 1
213773636 | Central HP <5.4 tons | BRYANT HEATING AND COOLING SYSTEMS | HRCU-A-CB (Split System: Heat Pump with Remote Outdoor Unit-Air-Source) | 288BNV025*0**C* |  |  | CAP**4321AL*+UI | 987MC42080C17*** | 24400 | 16.5 | 8.1 | 21200 | 16600 | 78.3% | 2.02 | 0 | 11 |  |  |  |  | R-410A | 2.0333 | Residential & Commercial | USHP | Ducted CEE Tier 1
214243047 | Central HP <5.4 tons | HEIL | HRCU-A-CB (Split System: Heat Pump with Remote Outdoor Unit-Air-Source) | HVH825GKA2* |  |  | EN(A,D,W)4X42L21**+WALLCON | *96CTN0601714B* | 23600 | 16 | 8.1 | 21600 | 16700 | 77.31% | 1.94 | 0 | 11 |  |  |  |  | R-410A | 1.9667 | Residential & Commercial | USHP | Ducted CEE Tier 1
213772098 | Central HP <5.4 tons | AIRQUEST | HRCU-A-CB (Split System: Heat Pump with Remote Outdoor Unit-Air-Source) | HVH825GKA2* |  |  | EHD4X36AAL+WALLCON | *80CTL0701412B* | 24000 | 16.5 | 8.1 | 21400 | 16600 | 77.57% | 1.98 | 0 | 10.5 |  |  |  |  | R-410A | 2 | Residential & Commercial | USHP | Ducted CEE Tier 1
216675443 | Central HP <5.4 tons | HEIL | HRCU-A-CB (Split System: Heat Pump with Remote Outdoor Unit-Air-Source) | D5CURAH24AAK |  |  | EA*5X25M17A* | *80CSU0401712A* | 25200 | 16.5 | 9 | 23600 | 19200 | 81.36% | 2.06 | 0 | 10 |  |  |  |  | R-454B | 2.1 | Residential & Commercial | USHP | Ducted CEE Tier 1
215667412 | Central HP <5.4 tons | HEIL | HRCU-A-CB (Split System: Heat Pump with Remote Outdoor Unit-Air-Source) | H5H0V24*K*AAA* |  |  | EA*5X30M17A*+WALLCON | *80CTL0701412B* | 23000 | 17 | 9 | 23800 | 16700 | 70.17% | 1.98 | 0 | 10 |  |  |  |  | R-454B | 1.9167 | Residential & Commercial | USHP | Ducted CEE Tier 1
215667466 | Central HP <5.4 tons | HEIL | HRCU-A-CB (Split System: Heat Pump with Remote Outdoor Unit-Air-Source) | H5H0V24*K*AAA* |  |  | EA*5X30M17A*+WALLCON | *97CMN0601714B* | 23000 | 16.5 | 8.5 | 24000 | 16800 | 70% | 1.86 | 0 | 10 |  |  |  |  | R-454B | 1.9167 | Residential & Commercial | USHP | Ducted CEE Tier 1
215667596 | Central HP <5.4 tons | HEIL | HRCU-A-CB (Split System: Heat Pump with Remote Outdoor Unit-Air-Source) | H5H0V24*K*AAA* |  |  | EA*5X36M17A*+WALLCON | *80CTL0451712B* | 23000 | 16.5 | 9 | 23800 | 16700 | 70.17% | 1.98 | 0 | 10 |  |  |  |  | R-454B | 1.9167 | Residential & Commercial | USHP | Ducted CEE Tier 1
215667697 | Central HP <5.4 tons | HEIL | HRCU-A-CB (Split System: Heat Pump with Remote Outdoor Unit-Air-Source) | H5H0V24*K*AAA* |  |  | EA*5X36M17A*+WALLCON | *96CTN0401410B* | 22600 | 16 | 8.5 | 24200 | 17000 | 70.25% | 1.84 | 0 | 9.5 |  |  |  |  | R-454B | 1.8833 | Residential & Commercial | USHP
216681341 | Central HP <5.4 tons | HEIL | HRCU-A-CB (Split System: Heat Pump with Remote Outdoor Unit-Air-Source) | DLCURAH30ABK |  |  | EA*4X43L21A* | *97VTN0802120A* | 30600 | 15.2 | 9 | 33000 | 26000 | 78.79% | 1.78 | 0 | 9 |  |  |  |  | R-410A | 2.55 | Residential & Commercial | USHP
215678315 | Central HP <5.4 tons | HEIL | HRCU-A-CB (Split System: Heat Pump with Remote Outdoor Unit-Air-Source) | H5H0V24*K*AAA* |  |  | EA*5X36M17A*+WALLCON | *80CSU0601716B* | 23200 | 17 | 8.5 | 23400 | 16500 | 70.51% | 1.98 | 0 | 10 |  |  |  |  | R-454B | 1.9333 | Residential & Commercial | USHP | Ducted CEE Tier 1
215678415 | Central HP <5.4 tons | HEIL | HRCU-A-CB (Split System: Heat Pump with Remote Outdoor Unit-Air-Source) | H5H0V24*K*AAA* |  |  | EA*5X37M21A*+WALLCON | *97CTN0801716A* | 24000 | 17 | 9 | 23400 | 16400 | 70.09% | 2 | 0 | 10.5 |  |  |  |  | R-454B | 2 | Residential & Commercial | USHP | Ducted CEE Tier 1
215667612 | Central HP <5.4 tons | HEIL | HRCU-A-CB (Split System: Heat Pump with Remote Outdoor Unit-Air-Source) | H5H0V24*K*AAA* |  |  | EA*5X36M17A*+WALLCON | *80CTL0701412B* | 23200 | 17 | 9 | 23600 | 16600 | 70.34% | 1.98 | 0 | 10 |  |  |  |  | R-454B | 1.9333 | Residential & Commercial | USHP | Ducted CEE Tier 1
215667485 | Central HP <5.4 tons | HEIL | HRCU-A-CB (Split System: Heat Pump with Remote Outdoor Unit-Air-Source) | H5H0V24*K*AAA* |  |  | EA*5X30M17A*+WALLCON | *97CMN0801714B* | 23000 | 17 | 8.5 | 23800 | 16700 | 70.17% | 1.86 | 0 | 10 |  |  |  |  | R-454B | 1.9167 | Residential & Commercial | USHP | Ducted CEE Tier 1
215677528 | Central HP <5.4 tons | COMFORTMAKER | HRCU-A-CB (Split System: Heat Pump with Remote Outdoor Unit-Air-Source) | C5H0V60*K*AAA* |  |  | EVD5X60M24A*+WALLCON | *97CMN1002122B* | 56500 | 18.5 | 9 | 63000 | 44500 | 70.63% | 2.08 | 0 | 9 |  |  |  |  | R-454B | 4.7083 | Residential & Commercial | USHP
213772558 | Central HP <5.4 tons | AIRQUEST | HRCU-A-CB (Split System: Heat Pump with Remote Outdoor Unit-Air-Source) | HVH825GKA2* |  |  | EHD4X48AAL+WALLCON | *96CTN0601714B* | 24200 | 16 | 8.1 | 21400 | 16700 | 78.04% | 2 | 0 | 10.5 |  |  |  |  | R-410A | 2.0167 | Residential & Commercial | USHP | Ducted CEE Tier 1
214810252 | Central HP <5.4 tons | YORK | HRCU-A-CB (Split System: Heat Pump with Remote Outdoor Unit-Air-Source) | HH824E2S11 |  |  | CTM36B5ADS1 | TM8E100B12MP11 | 23000 | 18 | 9.5 | 23000 | 18800 | 81.74% | 2 | 0 | 12 |  |  |  |  | R-454B | 1.9167 | Residential & Commercial | USHP | Ducted CEE Tier 1
216675496 | Central HP <5.4 tons | COMFORTMAKER | HRCU-A-CB (Split System: Heat Pump with Remote Outdoor Unit-Air-Source) | D5CURAH24AAK |  |  | EA*5X36M17A* | *80CSU0601716A* | 24400 | 16 | 9 | 24200 | 19500 | 80.58% | 2.02 | 0 | 10 |  |  |  |  | R-454B | 2.0333 | Residential & Commercial | USHP | Ducted CEE Tier 1
215588093 | Central HP <5.4 tons | CARRIER | HRCU-A-CB (Split System: Heat Pump with Remote Outdoor Unit-Air-Source) | 27VNA154A*030* |  |  | CAA**6024AM*+UI | 58TN*B090C21**20 | 49500 | 19.5 | 10.5 | 52000 | 53000 | 101.9% | 1.96 | 0 | 11.5 |  |  |  |  | R-454B | 4.125 | Residential & Commercial | USHP | Ducted CEE Tier 1
215588243 | Central HP <5.4 tons | CARRIER | HRCU-A-CB (Split System: Heat Pump with Remote Outdoor Unit-Air-Source) | 27VNA154A*030* |  |  | CVAMA6024XMA*+UI | 58TN*B070C21**20 | 51500 | 19 | 8.1 | 53000 | 47000 | 88.68% | 1.82 | 0 | 11.5 |  |  |  |  | R-454B | 4.2917 | Residential & Commercial | USHP | Ducted CEE Tier 1
215933904 | Central HP <5.4 tons | CARRIER | HRCU-A-CB (Split System: Heat Pump with Remote Outdoor Unit-Air-Source) | 27VNA336A*030* |  |  | CSAH*6012AM*+UI | 59TN6C040C14**10 | 32600 | 17.5 | 8.5 | 33400 | 25600 | 76.65% | 1.86 | 0 | 10.5 |  |  |  |  | R-454B | 2.7167 | Residential & Commercial | USHP | Ducted CEE Tier 1
215935104 | Central HP <5.4 tons | CARRIER | HRCU-A-CB (Split System: Heat Pump with Remote Outdoor Unit-Air-Source) | 27VNA336A*030* |  |  | CVAMA4921XMA*+UI | 59MN7C080C21**20 | 35600 | 21.5 | 8.5 | 38000 | 28600 | 75.26% | 2.04 | 0 | 12 |  |  |  |  | R-454B | 2.9667 | Residential & Commercial | USHP | Ducted CEE Tier 1
214570448 | Central HP <5.4 tons | CARRIER | HRCU-A-CB (Split System: Heat Pump with Remote Outdoor Unit-Air-Source) | 25VNA825A*032* |  |  | CAP**3721AL*+UI | 59CU5B100C21**22 | 24400 | 16.5 | 8.5 | 21200 | 16600 | 78.3% | 2.04 | 0 | 11 |  |  |  |  | R-410A | 2.0333 | Residential & Commercial | USHP | Ducted CEE Tier 1
214570468 | Central HP <5.4 tons | CARRIER | HRCU-A-CB (Split System: Heat Pump with Remote Outdoor Unit-Air-Source) | 25VNA825A*032* |  |  | CAP**3721AL*+UI | 59MN7C080C21**20 | 24400 | 16.5 | 8.5 | 21200 | 16600 | 78.3% | 2.02 | 0 | 11 |  |  |  |  | R-410A | 2.0333 | Residential & Commercial | USHP | Ducted CEE Tier 1
214570618 | Central HP <5.4 tons | CARRIER | HRCU-A-CB (Split System: Heat Pump with Remote Outdoor Unit-Air-Source) | 25VNA825A*032* |  |  | CAP**4321AL*+UI | 59CU5B080C21**20 | 24400 | 16.5 | 8.5 | 21200 | 16600 | 78.3% | 2.02 | 0 | 11 |  |  |  |  | R-410A | 2.0333 | Residential & Commercial | USHP | Ducted CEE Tier 1
216766150 | Central HP <5.4 tons | TRANE | HRCU-A-CB (Split System: Heat Pump with Remote Outdoor Unit-Air-Source) | 5TWR7036A1 |  |  | 5PX*C007AS3 | S9V2C100D5VSB | 31400 | 15.2 | 8.7 | 31600 | 23600 | 74.68% | 2.16 | 0 | 11.2 |  |  |  |  | R-454B | 2.6167 | Residential & Commercial | USHP | Ducted CEE Tier 1
216766784 | Central HP <5.4 tons | TRANE | HRCU-A-CB (Split System: Heat Pump with Remote Outdoor Unit-Air-Source) | 5TWX7024A1 |  |  | 5PX*B004AS3 | S8V2B080M4PCB | 23200 | 17 | 8.7 | 21800 | 17200 | 78.9% | 2 | 0 | 12 |  |  |  |  | R-454B | 1.9333 | Residential & Commercial | USHP | Ducted CEE Tier 1
216766800 | Central HP <5.4 tons | TRANE | HRCU-A-CB (Split System: Heat Pump with Remote Outdoor Unit-Air-Source) | 5TWX7024A1 |  |  | 5PX*B006AS3 | S9X2B040U3PSB | 23800 | 17.1 | 9 | 21800 | 17400 | 79.82% | 2.06 | 0 | 12.7 |  |  |  |  | R-454B | 1.9833 | Residential & Commercial | USHP | Ducted CEE Tier 1
216776033 | Central HP <5.4 tons | LENNOX | HRCU-A-CB (Split System: Heat Pump with Remote Outdoor Unit-Air-Source) | SL22KLV-024-230A** |  |  | CK40[C,U]T-30B-**+TDR | EL297UH070XV36B* | 22200 | 19.5 | 8.2 | 24000 | 22800 | 95% | 1.78 | 0 | 12.2 |  |  |  |  | R-454B | 1.85 | Residential & Commercial | USHP | Ducted CEE Tier 1
215746027 | Central HP <5.4 tons | Custom Comfort | HRCU-A-CB (Split System: Heat Pump with Remote Outdoor Unit-Air-Source) | CCOXHB24V24HP |  |  | CCOXHBAH24V24 | 0 | 23000 | 18.3 | 10 | 24000 | 21600 | 90% | 1.87 | 0 | 11.7 |  |  |  |  | R-454B | 1.9167 | Residential & Commercial | USHP | Ducted CEE Tier 1
213773346 | Central HP <5.4 tons | BRYANT HEATING AND COOLING SYSTEMS | HRCU-A-CB (Split System: Heat Pump with Remote Outdoor Unit-Air-Source) | 288BNV025*0**C* |  |  | CAP**3721AL*+UI | 986TD42060C17*** | 24400 | 16.5 | 8.1 | 21200 | 16700 | 78.77% | 2 | 0 | 10.5 |  |  |  |  | R-410A | 2.0333 | Residential & Commercial | USHP | Ducted CEE Tier 1
216776090 | Central HP <5.4 tons | LENNOX | HRCU-A-CB (Split System: Heat Pump with Remote Outdoor Unit-Air-Source) | SL22KLV-048-230A** |  |  | CK40[C,U]T-60C-**+TDR | SL280UH090XV60C* | 46000 | 20 | 9.4 | 46000 | 44000 | 95.65% | 2 | 0 | 12.2 |  |  |  |  | R-454B | 3.8333 | Residential & Commercial | USHP | Ducted CEE Tier 1
216776047 | Central HP <5.4 tons | LENNOX | HRCU-A-CB (Split System: Heat Pump with Remote Outdoor Unit-Air-Source) | SL22KLV-024-230A** |  |  | CK40HT-42C-**+TDR | EL297UH090XV60C* | 23000 | 19 | 9.5 | 22000 | 22200 | 100.9% | 2.08 | 0 | 12.8 |  |  |  |  | R-454B | 1.9167 | Residential & Commercial | USHP | Ducted CEE Tier 1
216776063 | Central HP <5.4 tons | LENNOX | HRCU-A-CB (Split System: Heat Pump with Remote Outdoor Unit-Air-Source) | SL22KLV-024-230A** |  |  | CK40[C,U]T-30A-**+TDR | SL280UH060NV36A* | 22400 | 20 | 8.2 | 23800 | 22800 | 95.8% | 1.78 | 0 | 12.6 |  |  |  |  | R-454B | 1.8667 | Residential & Commercial | USHP | Ducted CEE Tier 1
216776081 | Central HP <5.4 tons | LENNOX | HRCU-A-CB (Split System: Heat Pump with Remote Outdoor Unit-Air-Source) | SL22KLV-036-230A** |  |  | CK40[C,U]T-49C-**+TDR | EL297UH110XV48C* | 35200 | 19 | 9 | 32200 | 31600 | 98.14% | 2.04 | 0 | 12.8 |  |  |  |  | R-454B | 2.9333 | Residential & Commercial | USHP | Ducted CEE Tier 1
216581433 | Central HP <5.4 tons | BRYANT HEATING AND COOLING SYSTEMS | HRCU-A-CB (Split System: Heat Pump with Remote Outdoor Unit-Air-Source) | 284ANV036*0**B* |  |  | CAP**6124AL*+UI | 987TA66100C21*** | 34400 | 19.5 | 9 | 34200 | 24800 | 72.51% | 1.9 | 0 | 12 |  |  |  |  | R-410A | 2.8667 | Residential & Commercial | USHP | Ducted CEE Tier 1
216766404 | Central HP <5.4 tons | TRANE | HRCU-A-CB (Split System: Heat Pump with Remote Outdoor Unit-Air-Source) | 5TWR7036A1 |  |  | 5TXCC009AS3 | S8V2C080M5PCB | 34200 | 17.1 | 9 | 32400 | 24000 | 74.07% | 2.21 | 0 | 12 |  |  |  |  | R-454B | 2.85 | Residential & Commercial | USHP | Ducted CEE Tier 1
213772916 | Central HP <5.4 tons | BRYANT HEATING AND COOLING SYSTEMS | HRCU-A-CB (Split System: Heat Pump with Remote Outdoor Unit-Air-Source) | 288BNV025*0**C* |  |  | CAP**3017AL*+UI | 986TD42060C17*** | 23400 | 16 | 8.1 | 21600 | 16700 | 77.31% | 1.9 | 0 | 10.5 |  |  |  |  | R-410A | 1.95 | Residential & Commercial | USHP | Ducted CEE Tier 1
216766788 | Central HP <5.4 tons | TRANE | HRCU-A-CB (Split System: Heat Pump with Remote Outdoor Unit-Air-Source) | 5TWX7024A1 |  |  | 5PX*B004AS3 | S8V2B060M4PDB | 23200 | 17 | 8.7 | 21800 | 17300 | 79.36% | 2.01 | 0 | 12 |  |  |  |  | R-454B | 1.9333 | Residential & Commercial | USHP | Ducted CEE Tier 1
216732512 | Central HP <5.4 tons | COMFORTMAKER | HRCU-A-CB (Split System: Heat Pump with Remote Outdoor Unit-Air-Source) | D5CUHAH24AAK |  |  | EA*5X24M14A* | *80MS(N,L)0701412A* | 22000 | 16 | 8.5 | 21000 | 19100 | 90.95% | 1.96 | 0 | 10.5 |  |  |  |  | R-454B | 1.8333 | Residential & Commercial | USHP | Ducted CEE Tier 1
216732730 | Central HP <5.4 tons | COMFORTMAKER | HRCU-A-CB (Split System: Heat Pump with Remote Outdoor Unit-Air-Source) | D5CUHAH24AAK |  |  | EA*5X24M17A* | *80VSL0701412B* | 22200 | 16.5 | 8.5 | 21000 | 19200 | 91.43% | 1.96 | 0 | 10.5 |  |  |  |  | R-454B | 1.85 | Residential & Commercial | USHP | Ducted CEE Tier 1
216766000 | Central HP <5.4 tons | TRANE | HRCU-A-CB (Split System: Heat Pump with Remote Outdoor Unit-Air-Source) | 5TWR7036A1 |  |  | 5PX*B004AS3 | S9X2B080U4PSB | 32200 | 16 | 8.7 | 32200 | 23800 | 73.91% | 2.11 | 0 | 12 |  |  |  |  | R-454B | 2.6833 | Residential & Commercial | USHP | Ducted CEE Tier 1
216675568 | Central HP <5.4 tons | COMFORTMAKER | HRCU-A-CB (Split System: Heat Pump with Remote Outdoor Unit-Air-Source) | D5CURAH24AAK |  |  | ESH5X36M12A* | *80CSU1002120A* | 25000 | 15.2 | 8.5 | 24200 | 19500 | 80.58% | 1.92 | 0 | 10 |  |  |  |  | R-454B | 2.0833 | Residential & Commercial | USHP | Ducted CEE Tier 1
215588137 | Central HP <5.4 tons | CARRIER | HRCU-A-CB (Split System: Heat Pump with Remote Outdoor Unit-Air-Source) | 27VNA154A*030* |  |  | CSAH*4812AM*+UI | 58TN*B070C17**16 | 48000 | 17.5 | 11.5 | 52000 | 51000 | 98.08% | 1.92 | 0 | 11 |  |  |  |  | R-454B | 4 | Residential & Commercial | USHP | Ducted CEE Tier 1
215588157 | Central HP <5.4 tons | CARRIER | HRCU-A-CB (Split System: Heat Pump with Remote Outdoor Unit-Air-Source) | 27VNA154A*030* |  |  | CSAH*6012AM*+UI | 58TN*B070C14**12 | 48000 | 17.5 | 9 | 50500 | 50000 | 99.01% | 1.96 | 0 | 11.7 |  |  |  |  | R-454B | 4 | Residential & Commercial | USHP | Ducted CEE Tier 1
215588173 | Central HP <5.4 tons | CARRIER | HRCU-A-CB (Split System: Heat Pump with Remote Outdoor Unit-Air-Source) | 27VNA154A*030* |  |  | CSAH*6012AM*+UI | 59CU5B100C21**22 | 50000 | 18.5 | 10 | 52000 | 53000 | 101.9% | 1.84 | 0 | 11.5 |  |  |  |  | R-454B | 4.1667 | Residential & Commercial | USHP | Ducted CEE Tier 1
215588373 | Central HP <5.4 tons | CARRIER | HRCU-A-CB (Split System: Heat Pump with Remote Outdoor Unit-Air-Source) | 27VNA154A*030* |  |  | CVAVA6024XMA*+UI | 59TN6C120C24**22 | 52000 | 19 | 8.1 | 52500 | 46500 | 88.57% | 1.9 | 0 | 12 |  |  |  |  | R-454B | 4.3333 | Residential & Commercial | USHP | Ducted CEE Tier 1
215588421 | Central HP <5.4 tons | CARRIER | HRCU-A-CB (Split System: Heat Pump with Remote Outdoor Unit-Air-Source) | 27VNA154A*030* |  |  | CAA**4821AM*+UI | 59TN7A080C17**16 | 47000 | 18 | 10.5 | 51500 | 51000 | 99.03% | 2 | 0 | 11 |  |  |  |  | R-454B | 3.9167 | Residential & Commercial | USHP | Ducted CEE Tier 1
216737471 | Central HP <5.4 tons | COMFORTMAKER | HRCU-A-CB (Split System: Heat Pump with Remote Outdoor Unit-Air-Source) | D5CUHAH24AAK |  |  | ESH5X30M12A* | *92MSN0601714A* | 22400 | 15.5 | 8.1 | 21000 | 18800 | 89.52% | 1.9 | 0 | 10.5 |  |  |  |  | R-454B | 1.8667 | Residential & Commercial | USHP | Ducted CEE Tier 1
216738574 | Central HP <5.4 tons | COMFORTMAKER | HRCU-A-CB (Split System: Heat Pump with Remote Outdoor Unit-Air-Source) | D5CUHAH24AAK |  |  | ESH5X36M12A* | *96MSN0802120A* | 22800 | 15.5 | 8.1 | 20800 | 18500 | 88.94% | 1.85 | 0 | 10.5 |  |  |  |  | R-454B | 1.9 | Residential & Commercial | USHP | Ducted CEE Tier 1
216766082 | Central HP <5.4 tons | TRANE | HRCU-A-CB (Split System: Heat Pump with Remote Outdoor Unit-Air-Source) | 5TWR7036A1 |  |  | 5PX*BD04AS3+P0V0A000M30SD | 0 | 32400 | 15.2 | 8.2 | 33600 | 24600 | 73.21% | 1.97 | 0 | 11.5 |  |  |  |  | R-454B | 2.7 | Residential & Commercial | USHP | Ducted CEE Tier 1
214242784 | Central HP <5.4 tons | TEMPSTAR | HRCU-A-CB (Split System: Heat Pump with Remote Outdoor Unit-Air-Source) | TVH825GKA2* |  |  | EN(A,D)4X36L21**+WALLCON | *80CTL1102120B* | 23600 | 16.5 | 8.1 | 21600 | 16700 | 77.31% | 1.92 | 0 | 11 |  |  |  |  | R-410A | 1.9667 | Residential & Commercial | USHP | Ducted CEE Tier 1
214243054 | Central HP <5.4 tons | TEMPSTAR | HRCU-A-CB (Split System: Heat Pump with Remote Outdoor Unit-Air-Source) | TVH825GKA2* |  |  | EN(A,D,W)4X42L21**+WALLCON | *96CTN0601714B* | 23600 | 16 | 8.1 | 21600 | 16700 | 77.31% | 1.94 | 0 | 11 |  |  |  |  | R-410A | 1.9667 | Residential & Commercial | USHP | Ducted CEE Tier 1
214243184 | Central HP <5.4 tons | TEMPSTAR | HRCU-A-CB (Split System: Heat Pump with Remote Outdoor Unit-Air-Source) | TVH825GKA2* |  |  | EN(A,D,W)4X48L21**+WALLCON | *96CTN0801714B* | 24000 | 17 | 8.1 | 21400 | 16600 | 77.57% | 2 | 0 | 11 |  |  |  |  | R-410A | 2 | Residential & Commercial | USHP | Ducted CEE Tier 1
215588089 | Central HP <5.4 tons | CARRIER | HRCU-A-CB (Split System: Heat Pump with Remote Outdoor Unit-Air-Source) | 27VNA154A*030* |  |  | CAA**6024AM*+UI | 58CU*A100C21**20 | 49000 | 19 | 10.5 | 52500 | 53500 | 101.9% | 1.96 | 0 | 11 |  |  |  |  | R-454B | 4.0833 | Residential & Commercial | USHP | Ducted CEE Tier 1
215677958 | Central HP <5.4 tons | COMFORTMAKER | HRCU-A-CB (Split System: Heat Pump with Remote Outdoor Unit-Air-Source) | C5H0V60*K*AAA* |  |  | EA*5X61M24A*+WALLCON | *95CSU0802120B* | 56000 | 18 | 8.5 | 60000 | 42000 | 70% | 2.02 | 0 | 8.5 |  |  |  |  | R-454B | 4.6667 | Residential & Commercial | USHP
216682798 | Central HP <5.4 tons | AIRQUEST | HRCU-A-CB (Split System: Heat Pump with Remote Outdoor Unit-Air-Source) | DLCURAH30ABK |  |  | EA*4X42L21A* | *97VTN1002122A* | 30000 | 15.2 | 8.5 | 34000 | 27200 | 80% | 1.75 | 0 | 9 |  |  |  |  | R-410A | 2.5 | Residential & Commercial | USHP
215931957 | Central HP <5.4 tons | AIRQUEST | HRCU-A-CB (Split System: Heat Pump with Remote Outdoor Unit-Air-Source) | H5H3V36*K*AAA* |  |  | EA*5X24M17A*+WALLCON | *96CTN0601714B* | 31400 | 18.5 | 9.5 | 35000 | 26800 | 76.57% | 2 | 0 | 10 |  |  |  |  | R-454B | 2.6167 | Residential & Commercial | USHP | Ducted CEE Tier 1
215932057 | Central HP <5.4 tons | AIRQUEST | HRCU-A-CB (Split System: Heat Pump with Remote Outdoor Unit-Air-Source) | H5H3V36*K*AAA* |  |  | EA*5X36M17A*+WALLCON | *80CTL0451712B* | 32000 | 19 | 9 | 36000 | 27800 | 77.22% | 1.88 | 0 | 10 |  |  |  |  | R-454B | 2.6667 | Residential & Commercial | USHP | Ducted CEE Tier 1
214239762 | Central HP <5.4 tons | TEMPSTAR | HRCU-A-CB (Split System: Heat Pump with Remote Outdoor Unit-Air-Source) | TVH837GKA** |  |  | EN(A,D,W)4X42L21**+WALLCON | *80CTL0902120B* | 31800 | 17 | 8.1 | 33000 | 24400 | 73.94% | 1.88 | 0 | 11 |  |  |  |  | R-410A | 2.65 | Residential & Commercial | USHP | Ducted CEE Tier 1
214239892 | Central HP <5.4 tons | TEMPSTAR | HRCU-A-CB (Split System: Heat Pump with Remote Outdoor Unit-Air-Source) | TVH837GKA** |  |  | EN(A,D,W)4X48L21**+WALLCON | *80CTL1102120B* | 32400 | 17 | 8.1 | 32600 | 24600 | 75.46% | 1.96 | 0 | 11.5 |  |  |  |  | R-410A | 2.7 | Residential & Commercial | USHP | Ducted CEE Tier 1
214239962 | Central HP <5.4 tons | TEMPSTAR | HRCU-A-CB (Split System: Heat Pump with Remote Outdoor Unit-Air-Source) | TVH837GKA** |  |  | EN(A,D,W)4X48L21**+WALLCON | *96CTN1002122B* | 32400 | 17 | 8.1 | 32600 | 24600 | 75.46% | 1.96 | 0 | 11.7 |  |  |  |  | R-410A | 2.7 | Residential & Commercial | USHP | Ducted CEE Tier 1
216732830 | Central HP <5.4 tons | COMFORTMAKER | HRCU-A-CB (Split System: Heat Pump with Remote Outdoor Unit-Air-Source) | D5CUHAH24AAK |  |  | EA*5X24M17A* | *80VTL0701716B* | 22000 | 16 | 8.5 | 21000 | 19200 | 91.43% | 1.96 | 0 | 10.5 |  |  |  |  | R-454B | 1.8333 | Residential & Commercial | USHP | Ducted CEE Tier 1
216732889 | Central HP <5.4 tons | COMFORTMAKER | HRCU-A-CB (Split System: Heat Pump with Remote Outdoor Unit-Air-Source) | D5CUHAH24AAK |  |  | EA*5X24M17A* | *92MSN0601714A* | 22000 | 16 | 8.5 | 21000 | 19100 | 90.95% | 1.96 | 0 | 10.5 |  |  |  |  | R-454B | 1.8333 | Residential & Commercial | USHP | Ducted CEE Tier 1
216766806 | Central HP <5.4 tons | TRANE | HRCU-A-CB (Split System: Heat Pump with Remote Outdoor Unit-Air-Source) | 5TWX7024A1 |  |  | 5PX*B006AS3 | S9X2B060U4PSB | 23800 | 17.1 | 9 | 21800 | 17400 | 79.82% | 2.06 | 0 | 12.7 |  |  |  |  | R-454B | 1.9833 | Residential & Commercial | USHP | Ducted CEE Tier 1
215588259 | Central HP <5.4 tons | CARRIER | HRCU-A-CB (Split System: Heat Pump with Remote Outdoor Unit-Air-Source) | 27VNA154A*030* |  |  | CVAMA6024XMA*+UI | 59MN7C100C21**22 | 52000 | 19 | 8.1 | 53000 | 46500 | 87.74% | 1.85 | 0 | 11.5 |  |  |  |  | R-454B | 4.3333 | Residential & Commercial | USHP | Ducted CEE Tier 1
215588327 | Central HP <5.4 tons | CARRIER | HRCU-A-CB (Split System: Heat Pump with Remote Outdoor Unit-Air-Source) | 27VNA154A*030* |  |  | CVAVA4924XMA*+UI | 59MN7C100C21**22 | 52000 | 19 | 8.1 | 52500 | 46500 | 88.57% | 1.85 | 0 | 11.5 |  |  |  |  | R-454B | 4.3333 | Residential & Commercial | USHP | Ducted CEE Tier 1
216675764 | Central HP <5.4 tons | COMFORTMAKER | HRCU-A-CB (Split System: Heat Pump with Remote Outdoor Unit-Air-Source) | D5CURAH24AAK |  |  | EA*5X24M14A* | *80MS(N,L)0701412A* | 23200 | 15.2 | 8.5 | 24600 | 19600 | 79.67% | 1.88 | 0 | 9.5 |  |  |  |  | R-454B | 1.9333 | Residential & Commercial | USHP
215588343 | Central HP <5.4 tons | CARRIER | HRCU-A-CB (Split System: Heat Pump with Remote Outdoor Unit-Air-Source) | 27VNA154A*030* |  |  | CVAVA6021XMA*+UI | 59MN7C060C21**20 | 51000 | 18.5 | 8.1 | 54000 | 46500 | 86.11% | 1.86 | 0 | 10.5 |  |  |  |  | R-454B | 4.25 | Residential & Commercial | USHP | Ducted CEE Tier 1
215588361 | Central HP <5.4 tons | CARRIER | HRCU-A-CB (Split System: Heat Pump with Remote Outdoor Unit-Air-Source) | 27VNA154A*030* |  |  | CVAVA6024XMA*+UI | 59CU5B100C21**22 | 52000 | 19 | 8.1 | 52500 | 46000 | 87.62% | 1.85 | 0 | 12 |  |  |  |  | R-454B | 4.3333 | Residential & Commercial | USHP | Ducted CEE Tier 1
215588425 | Central HP <5.4 tons | CARRIER | HRCU-A-CB (Split System: Heat Pump with Remote Outdoor Unit-Air-Source) | 27VNA154A*030* |  |  | CAA**6024AM*+UI | 58CU*B080C21**20 | 49500 | 19.5 | 10.5 | 52000 | 52500 | 101% | 1.98 | 0 | 12 |  |  |  |  | R-454B | 4.125 | Residential & Commercial | USHP | Ducted CEE Tier 1
215588309 | Central HP <5.4 tons | CARRIER | HRCU-A-CB (Split System: Heat Pump with Remote Outdoor Unit-Air-Source) | 27VNA154A*030* |  |  | CVAVA4924XMA*+UI | 58CU*A080C21**20 | 52000 | 19.5 | 8.1 | 52500 | 46000 | 87.62% | 1.85 | 0 | 12 |  |  |  |  | R-454B | 4.3333 | Residential & Commercial | USHP | Ducted CEE Tier 1
216766838 | Central HP <5.4 tons | TRANE | HRCU-A-CB (Split System: Heat Pump with Remote Outdoor Unit-Air-Source) | 5TWX7024A1 |  |  | 5PX*BD06AS3+P0V0B000M40SD | 0 | 23400 | 17.1 | 8.5 | 22000 | 17100 | 77.73% | 1.92 | 0 | 12.7 |  |  |  |  | R-454B | 1.95 | Residential & Commercial | USHP | Ducted CEE Tier 1
216766847 | Central HP <5.4 tons | TRANE | HRCU-A-CB (Split System: Heat Pump with Remote Outdoor Unit-Air-Source) | 5TWX7024A1 |  |  | 5TXCB004AS3 | S9V2B060U4VSB | 23200 | 17.1 | 8.7 | 21800 | 17200 | 78.9% | 2.01 | 0 | 12 |  |  |  |  | R-454B | 1.9333 | Residential & Commercial | USHP | Ducted CEE Tier 1
215402243 | Central HP <5.4 tons | TRANE | HRCU-A-CB (Split System: Heat Pump with Remote Outdoor Unit-Air-Source) | E4HL5024A1000A |  |  | 4TXCB003DS3 | A952V040BU3SB | 24000 | 15.2 | 8.5 | 24000 | 21000 | 87.5% | 1.85 | 0 | 9 |  |  |  |  | R-410A | 2 | Residential & Commercial | USHP
213773686 | Central HP <5.4 tons | BRYANT HEATING AND COOLING SYSTEMS | HRCU-A-CB (Split System: Heat Pump with Remote Outdoor Unit-Air-Source) | 288BNV025*0**C* |  |  | CAP**4821AL*+UI | 88*TB36045C17*** | 24000 | 16.5 | 8.1 | 21000 | 16700 | 79.52% | 2 | 0 | 10.5 |  |  |  |  | R-410A | 2 | Residential & Commercial | USHP | Ducted CEE Tier 1
216766865 | Central HP <5.4 tons | TRANE | HRCU-A-CB (Split System: Heat Pump with Remote Outdoor Unit-Air-Source) | 5TWX7024A1 |  |  | 5TXCB004AS3 | S8V2B080M4PCB | 23200 | 17 | 8.7 | 21800 | 17200 | 78.9% | 2 | 0 | 12 |  |  |  |  | R-454B | 1.9333 | Residential & Commercial | USHP | Ducted CEE Tier 1
215588445 | Central HP <5.4 tons | CARRIER | HRCU-A-CB (Split System: Heat Pump with Remote Outdoor Unit-Air-Source) | 27VNA154A*030* |  |  | CSAH*4812AM*+UI | 59TN7A080C17**16 | 47500 | 17 | 11.5 | 52000 | 51000 | 98.08% | 1.92 | 0 | 11 |  |  |  |  | R-454B | 3.9583 | Residential & Commercial | USHP | Ducted CEE Tier 1
215588543 | Central HP <5.4 tons | CARRIER | HRCU-A-CB (Split System: Heat Pump with Remote Outdoor Unit-Air-Source) | 27VNA154A*030* |  |  | CVAVA6121XMA*+UI | 58CU*B040C17**12 | 52000 | 19.5 | 8.1 | 52000 | 44500 | 85.58% | 1.9 | 0 | 12.5 |  |  |  |  | R-454B | 4.3333 | Residential & Commercial | USHP | Ducted CEE Tier 1
216643351 | Central HP <5.4 tons | COMFORTMAKER | HRCU-A-CB (Split System: Heat Pump with Remote Outdoor Unit-Air-Source) | D5CUHAH18AAK |  |  | EA*5X19M17A* | *80VSL0451412B* | 18300 | 15.2 | 9.5 | 20000 | 17800 | 89% | 2 | 0 | 11 |  |  |  |  | R-454B | 1.525 | Residential & Commercial | USHP | Ducted CEE Tier 1
216736012 | Central HP <5.4 tons | COMFORTMAKER | HRCU-A-CB (Split System: Heat Pump with Remote Outdoor Unit-Air-Source) | D5CUHAH24AAK |  |  | EA*5X37M21A* | *96VTN0801716B* | 23200 | 16.5 | 8.5 | 20800 | 18500 | 88.94% | 1.96 | 0 | 11 |  |  |  |  | R-454B | 1.9333 | Residential & Commercial | USHP | Ducted CEE Tier 1
216737368 | Central HP <5.4 tons | COMFORTMAKER | HRCU-A-CB (Split System: Heat Pump with Remote Outdoor Unit-Air-Source) | D5CUHAH24AAK |  |  | ESH5X30M12A* | *80VTL1102122B* | 22400 | 15.2 | 8.1 | 21000 | 18900 | 90% | 1.85 | 0 | 10.5 |  |  |  |  | R-454B | 1.8667 | Residential & Commercial | USHP | Ducted CEE Tier 1
215588111 | Central HP <5.4 tons | CARRIER | HRCU-A-CB (Split System: Heat Pump with Remote Outdoor Unit-Air-Source) | 27VNA154A*030* |  |  | CAA**6024AM*+UI | 59TN6C120C24**22 | 49500 | 19 | 10.5 | 52500 | 53500 | 101.9% | 1.96 | 0 | 11.5 |  |  |  |  | R-454B | 4.125 | Residential & Commercial | USHP | Ducted CEE Tier 1
215588143 | Central HP <5.4 tons | CARRIER | HRCU-A-CB (Split System: Heat Pump with Remote Outdoor Unit-Air-Source) | 27VNA154A*030* |  |  | CSAH*4812AM*+UI | 59MN7C060C21**20 | 47500 | 17 | 8.5 | 53500 | 53000 | 99.07% | 1.9 | 0 | 10 |  |  |  |  | R-454B | 3.9583 | Residential & Commercial | USHP | Ducted CEE Tier 1
216732998 | Central HP <5.4 tons | COMFORTMAKER | HRCU-A-CB (Split System: Heat Pump with Remote Outdoor Unit-Air-Source) | D5CUHAH24AAK |  |  | EA*5X24M17A* | *95MSU0401712A* | 22000 | 16 | 8.5 | 21200 | 19200 | 90.57% | 1.96 | 0 | 10.5 |  |  |  |  | R-454B | 1.8333 | Residential & Commercial | USHP | Ducted CEE Tier 1
213386483 | Central HP <5.4 tons | Alsetria | HRCU-A-C (Split System: Heat Pump with Remote Outdoor Unit with No Indoor Fan --Air Source) | MOD30-20HFN1-MW |  |  | MVBM-24A18T3N1 | 0 | 20000 | 16.3 | 10.2 | 25000 | 20000 | 80% | 2 | 0 | 11.7 |  |  |  |  | R-410A | 1.6667 | Residential & Commercial | USHP | Ducted CEE Tier 1
214382097 | Central HP <5.4 tons | LUXAIRE | HRCU-A-CB (Split System: Heat Pump with Remote Outdoor Unit-Air-Source) | HL20B3621 |  |  | JHVVC36DE2C2N1+CC | 0 | 33200 | 19.5 | 8.5 | 33800 | 28800 | 85.21% | 1.98 | 0 | 12 |  |  |  |  | R-410A | 2.7667 | Residential & Commercial | USHP | Ducted CEE Tier 1
216734257 | Central HP <5.4 tons | BRYANT HEATING AND COOLING SYSTEMS | HRCU-A-CB (Split System: Heat Pump with Remote Outdoor Unit-Air-Source) | 37MUHAQ24AA3 |  |  | CAA**3017AM* | 926TC36060V14*** | 22200 | 16 | 8.1 | 20800 | 18800 | 90.38% | 1.85 | 0 | 10.5 |  |  |  |  | R-454B | 1.85 | Residential & Commercial | USHP | Ducted CEE Tier 1
215588161 | Central HP <5.4 tons | CARRIER | HRCU-A-CB (Split System: Heat Pump with Remote Outdoor Unit-Air-Source) | 27VNA154A*030* |  |  | CSAH*6012AM*+UI | 58TN*B070C21**20 | 49500 | 18 | 10.5 | 52500 | 54000 | 102.9% | 1.88 | 0 | 11 |  |  |  |  | R-454B | 4.125 | Residential & Commercial | USHP | Ducted CEE Tier 1
215588191 | Central HP <5.4 tons | CARRIER | HRCU-A-CB (Split System: Heat Pump with Remote Outdoor Unit-Air-Source) | 27VNA154A*030* |  |  | FE5BN(B,X)C48L*+UI | 0 | 50000 | 20 | 11 | 52000 | 52000 | 100% | 1.96 | 0 | 12.5 |  |  |  |  | R-454B | 4.1667 | Residential & Commercial | USHP | Ducted CEE Tier 1
213772758 | Central HP <5.4 tons | AIRQUEST | HRCU-A-CB (Split System: Heat Pump with Remote Outdoor Unit-Air-Source) | HVH825GKA3* |  |  | EA*4X25L17A*+WALLCON | *95CSU0601716B* | 24200 | 16.5 | 8.1 | 21400 | 16700 | 78.04% | 2 | 0 | 10.5 |  |  |  |  | R-410A | 2.0167 | Residential & Commercial | USHP | Ducted CEE Tier 1
213772978 | Central HP <5.4 tons | AIRQUEST | HRCU-A-CB (Split System: Heat Pump with Remote Outdoor Unit-Air-Source) | HVH825GKA3* |  |  | EA*4X36L17A*+WALLCON | *95CSU0601716B* | 23400 | 16.5 | 8.1 | 21600 | 16700 | 77.31% | 1.92 | 0 | 10.5 |  |  |  |  | R-410A | 1.95 | Residential & Commercial | USHP | Ducted CEE Tier 1
214243234 | Central HP <5.4 tons | TEMPSTAR | HRCU-A-CB (Split System: Heat Pump with Remote Outdoor Unit-Air-Source) | TVH825GKA2* |  |  | EN(A,D)4X48L24**+WALLCON | *97CMN1002122B* | 24200 | 17 | 8.1 | 21200 | 16600 | 78.3% | 2.02 | 0 | 11.5 |  |  |  |  | R-410A | 2.0167 | Residential & Commercial | USHP | Ducted CEE Tier 1
213773026 | Central HP <5.4 tons | BRYANT HEATING AND COOLING SYSTEMS | HRCU-A-CB (Split System: Heat Pump with Remote Outdoor Unit-Air-Source) | 288BNV025*0**C* |  |  | CAP**3617AL*+UI | 986TD42080C17*** | 23600 | 16.5 | 8.1 | 21600 | 16700 | 77.31% | 1.92 | 0 | 10.5 |  |  |  |  | R-410A | 1.9667 | Residential & Commercial | USHP | Ducted CEE Tier 1
216765046 | Central HP <5.4 tons | TRANE | HRCU-A-CB (Split System: Heat Pump with Remote Outdoor Unit-Air-Source) | 5TWX7048A1 |  |  | 5PX*D010AS3 | S8X2C100M5PSC | 43500 | 17.1 | 9 | 44000 | 32200 | 73.18% | 2.2 | 0 | 12 |  |  |  |  | R-454B | 3.625 | Residential & Commercial | USHP | Ducted CEE Tier 1
216765062 | Central HP <5.4 tons | TRANE | HRCU-A-CB (Split System: Heat Pump with Remote Outdoor Unit-Air-Source) | 5TWX7048A1 |  |  | 5TXCC009AS3 | S8X1C080M5PTC | 43500 | 16.5 | 9 | 44000 | 32200 | 73.18% | 2.2 | 0 | 12 |  |  |  |  | R-454B | 3.625 | Residential & Commercial | USHP | Ducted CEE Tier 1
216765080 | Central HP <5.4 tons | TRANE | HRCU-A-CB (Split System: Heat Pump with Remote Outdoor Unit-Air-Source) | 5TWX7048A1 |  |  | 5TXCD010AS3 | S8X2C100M5PTC | 43500 | 17.1 | 9 | 44000 | 32200 | 73.18% | 2.2 | 0 | 12 |  |  |  |  | R-454B | 3.625 | Residential & Commercial | USHP | Ducted CEE Tier 1
215932446 | Central HP <5.4 tons | HEIL | HRCU-A-CB (Split System: Heat Pump with Remote Outdoor Unit-Air-Source) | H5H3V36*K*AAA* |  |  | EA*5X48M21A*+WALLCON | *80CTL1102120B* | 33400 | 20.5 | 9.5 | 34400 | 26200 | 76.16% | 2.04 | 0 | 11.7 |  |  |  |  | R-454B | 2.7833 | Residential & Commercial | USHP | Ducted CEE Tier 1
213613329 | Central HP <5.4 tons | DAIKIN | HRCU-A-CB (Split System: Heat Pump with Remote Outdoor Unit-Air-Source) | DZ6VSA241EA* |  |  | DFVE36CP1400B* | 0 | 23000 | 17 | 8.6 | 23000 | 16100 | 70% | 2 | 0 | 10 |  |  |  |  | R-410A | 1.9167 | Residential & Commercial | USHP | Ducted CEE Tier 1
214505250 | Central HP <5.4 tons | DAIKIN | HRCU-A-CB (Split System: Heat Pump with Remote Outdoor Unit-Air-Source) | DZ6VSA241EA* |  |  | CA*EA3026*4B* | D*80VC1005C*A* | 23000 | 17 | 8.6 | 23000 | 16100 | 70% | 2 | 0 | 10 |  |  |  |  | R-410A | 1.9167 | Residential & Commercial | USHP | Ducted CEE Tier 1
213773076 | Central HP <5.4 tons | BRYANT HEATING AND COOLING SYSTEMS | HRCU-A-CB (Split System: Heat Pump with Remote Outdoor Unit-Air-Source) | 288BNV025*0**C* |  |  | CAP**3621AL*+UI | 88*TB60110C21*** | 23600 | 16.5 | 8.1 | 21400 | 16600 | 77.57% | 1.94 | 0 | 10.5 |  |  |  |  | R-410A | 1.9667 | Residential & Commercial | USHP | Ducted CEE Tier 1
213773326 | Central HP <5.4 tons | BRYANT HEATING AND COOLING SYSTEMS | HRCU-A-CB (Split System: Heat Pump with Remote Outdoor Unit-Air-Source) | 288BNV025*0**C* |  |  | CAP**3721AL*+UI | 987MC42080C17*** | 24400 | 16.5 | 8.1 | 21200 | 16600 | 78.3% | 2.02 | 0 | 11 |  |  |  |  | R-410A | 2.0333 | Residential & Commercial | USHP | Ducted CEE Tier 1
215932476 | Central HP <5.4 tons | HEIL | HRCU-A-CB (Split System: Heat Pump with Remote Outdoor Unit-Air-Source) | H5H3V36*K*AAA* |  |  | EA*5X48M21A*+WALLCON | *97CMN0602120B* | 33200 | 19.5 | 9.5 | 35000 | 26800 | 76.57% | 2.02 | 0 | 11 |  |  |  |  | R-454B | 2.7667 | Residential & Commercial | USHP | Ducted CEE Tier 1
215932496 | Central HP <5.4 tons | HEIL | HRCU-A-CB (Split System: Heat Pump with Remote Outdoor Unit-Air-Source) | H5H3V36*K*AAA* |  |  | EA*5X48M21A*+WALLCON | *97CMN0802120B* | 33400 | 20 | 9.5 | 34600 | 26400 | 76.3% | 2.02 | 0 | 11.5 |  |  |  |  | R-454B | 2.7833 | Residential & Commercial | USHP | Ducted CEE Tier 1
210473123 | Central HP <5.4 tons | DAY & NIGHT | HRCU-A-CB (Split System: Heat Pump with Remote Outdoor Unit-Air-Source) | CVH825GKA3* |  |  | EA*4X43L21A*+WALLCON | *80CSU0401712A* | 24400 | 17 | 8.5 | 21200 | 16600 | 78.3% | 2.02 | 0 | 11 |  |  |  |  | R-410A | 2.0333 | Residential & Commercial | USHP | Ducted CEE Tier 1
214491630 | Central HP <5.4 tons | DAIKIN | HRCU-A-CB (Split System: Heat Pump with Remote Outdoor Unit-Air-Source) | DZ6VSA1810A* |  |  | CA*EA1818*4B* | D*80VC0604B*A* | 16600 | 17.5 | 8.5 | 17400 | 13000 | 74.71% | 2.1 | 0 | 10.9 |  |  |  |  | R-410A | 1.3833 | Residential & Commercial | USHP | Ducted CEE Tier 1
213773478 | Central HP <5.4 tons | AIRQUEST | HRCU-A-CB (Split System: Heat Pump with Remote Outdoor Unit-Air-Source) | HVH825GKA3* |  |  | EA*4X42L21A*+WALLCON | *96CTN0801714B* | 23600 | 16.5 | 8.1 | 21400 | 16600 | 77.57% | 1.94 | 0 | 10.5 |  |  |  |  | R-410A | 1.9667 | Residential & Commercial | USHP | Ducted CEE Tier 1
213773628 | Central HP <5.4 tons | AIRQUEST | HRCU-A-CB (Split System: Heat Pump with Remote Outdoor Unit-Air-Source) | HVH825GKA3* |  |  | EA*4X43L21A*+WALLCON | *97CMN0601714B* | 24200 | 16.5 | 8.1 | 21200 | 16700 | 78.77% | 2 | 0 | 10.5 |  |  |  |  | R-410A | 2.0167 | Residential & Commercial | USHP | Ducted CEE Tier 1
213773396 | Central HP <5.4 tons | BRYANT HEATING AND COOLING SYSTEMS | HRCU-A-CB (Split System: Heat Pump with Remote Outdoor Unit-Air-Source) | 288BNV025*0**C* |  |  | CAP**4221AL*+UI | 88*TB48090C17*** | 23800 | 16.5 | 8.1 | 21400 | 16600 | 77.57% | 1.96 | 0 | 10.5 |  |  |  |  | R-410A | 1.9833 | Residential & Commercial | USHP | Ducted CEE Tier 1
213773476 | Central HP <5.4 tons | BRYANT HEATING AND COOLING SYSTEMS | HRCU-A-CB (Split System: Heat Pump with Remote Outdoor Unit-Air-Source) | 288BNV025*0**C* |  |  | CAP**4221AL*+UI | 986TD42080C17*** | 23600 | 16.5 | 8.1 | 21400 | 16600 | 77.57% | 1.94 | 0 | 10.5 |  |  |  |  | R-410A | 1.9667 | Residential & Commercial | USHP | Ducted CEE Tier 1
216737482 | Central HP <5.4 tons | COMFORTMAKER | HRCU-A-CB (Split System: Heat Pump with Remote Outdoor Unit-Air-Source) | D5CUHAH24AAK |  |  | ESH5X30M12A* | *92MSN0801716A* | 22200 | 16 | 8.1 | 20800 | 18700 | 89.9% | 1.9 | 0 | 11 |  |  |  |  | R-454B | 1.85 | Residential & Commercial | USHP | Ducted CEE Tier 1
216766888 | Central HP <5.4 tons | TRANE | HRCU-A-CB (Split System: Heat Pump with Remote Outdoor Unit-Air-Source) | 5TWX7036A1 |  |  | 5PX*B004AS3 | S9X2B080U4PSB | 32200 | 16 | 8.5 | 32200 | 23800 | 73.91% | 2.1 | 0 | 11.7 |  |  |  |  | R-454B | 2.6833 | Residential & Commercial | USHP | Ducted CEE Tier 1
216766908 | Central HP <5.4 tons | TRANE | HRCU-A-CB (Split System: Heat Pump with Remote Outdoor Unit-Air-Source) | 5TWX7036A1 |  |  | 5PX*B006AS3 | S9V2B060U4VSB | 33200 | 16.5 | 8.7 | 32400 | 24000 | 74.07% | 2.16 | 0 | 12 |  |  |  |  | R-454B | 2.7667 | Residential & Commercial | USHP | Ducted CEE Tier 1
216766922 | Central HP <5.4 tons | TRANE | HRCU-A-CB (Split System: Heat Pump with Remote Outdoor Unit-Air-Source) | 5TWX7036A1 |  |  | 5PX*BD04AS3 | S8V2B080M4PCB | 32600 | 16 | 8.2 | 33400 | 24600 | 73.65% | 1.98 | 0 | 11.7 |  |  |  |  | R-454B | 2.7167 | Residential & Commercial | USHP | Ducted CEE Tier 1
216766947 | Central HP <5.4 tons | TRANE | HRCU-A-CB (Split System: Heat Pump with Remote Outdoor Unit-Air-Source) | 5TWX7036A1 |  |  | 5PX*C005AS3 | S8V2C080M5PCB | 32400 | 16 | 8.5 | 32400 | 24000 | 74.07% | 2.11 | 0 | 11.7 |  |  |  |  | R-454B | 2.7 | Residential & Commercial | USHP | Ducted CEE Tier 1
215588277 | Central HP <5.4 tons | CARRIER | HRCU-A-CB (Split System: Heat Pump with Remote Outdoor Unit-Air-Source) | 27VNA154A*030* |  |  | CVAMA6124XMA*+UI | 59CU5B100C21**22 | 53000 | 19.5 | 8.1 | 53000 | 46000 | 86.79% | 1.85 | 0 | 12.5 |  |  |  |  | R-454B | 4.4167 | Residential & Commercial | USHP | Ducted CEE Tier 1
215588409 | Central HP <5.4 tons | CARRIER | HRCU-A-CB (Split System: Heat Pump with Remote Outdoor Unit-Air-Source) | 27VNA154A*030* |  |  | CVAVA6124XMA*+UI | 59MN7C100C21**22 | 53000 | 19.5 | 8.5 | 53500 | 46500 | 86.92% | 1.95 | 0 | 12 |  |  |  |  | R-454B | 4.4167 | Residential & Commercial | USHP | Ducted CEE Tier 1
216737875 | Central HP <5.4 tons | COMFORTMAKER | HRCU-A-CB (Split System: Heat Pump with Remote Outdoor Unit-Air-Source) | D5CUHAH24AAK |  |  | ESH5X30M12A* | *96VTN1002122B* | 22600 | 15.2 | 8.1 | 21000 | 18900 | 90% | 1.85 | 0 | 10.5 |  |  |  |  | R-454B | 1.8833 | Residential & Commercial | USHP | Ducted CEE Tier 1
213773646 | Central HP <5.4 tons | BRYANT HEATING AND COOLING SYSTEMS | HRCU-A-CB (Split System: Heat Pump with Remote Outdoor Unit-Air-Source) | 288BNV025*0**C* |  |  | CAP**4321AL*+UI | 987MC66100C21*** | 24400 | 16.5 | 8.5 | 21200 | 16600 | 78.3% | 2.02 | 0 | 11 |  |  |  |  | R-410A | 2.0333 | Residential & Commercial | USHP | Ducted CEE Tier 1
213773846 | Central HP <5.4 tons | BRYANT HEATING AND COOLING SYSTEMS | HRCU-A-CB (Split System: Heat Pump with Remote Outdoor Unit-Air-Source) | 288BNV025*0**C* |  |  | CAP**4824AL*+UI | 987MC66120C24*** | 24000 | 16.5 | 8.1 | 21000 | 16500 | 78.57% | 2.02 | 0 | 11 |  |  |  |  | R-410A | 2 | Residential & Commercial | USHP | Ducted CEE Tier 1
216763796 | Central HP <5.4 tons | TRANE | HRCU-A-CB (Split System: Heat Pump with Remote Outdoor Unit-Air-Source) | 5TWR7036A1 |  |  | 5TEMCD07AV51+TDR | 0 | 34800 | 17.1 | 9 | 32200 | 23800 | 73.91% | 2.2 | 0 | 12.5 |  |  |  |  | R-454B | 2.9 | Residential & Commercial | USHP | Ducted CEE Tier 1
214243167 | Central HP <5.4 tons | HEIL | HRCU-A-CB (Split System: Heat Pump with Remote Outdoor Unit-Air-Source) | HVH825GKA2* |  |  | EN(A,D,W)4X48L21**+WALLCON | *96CTN0601714B* | 24000 | 16.5 | 8.1 | 21400 | 16700 | 78.04% | 2 | 0 | 11 |  |  |  |  | R-410A | 2 | Residential & Commercial | USHP | Ducted CEE Tier 1
213771948 | Central HP <5.4 tons | AIRQUEST | HRCU-A-CB (Split System: Heat Pump with Remote Outdoor Unit-Air-Source) | HVH825GKA2* |  |  | EHD4X30AAL+WALLCON | *80CTL0901716B* | 23800 | 16 | 8.1 | 21800 | 16800 | 77.06% | 1.96 | 0 | 10.5 |  |  |  |  | R-410A | 1.9833 | Residential & Commercial | USHP | Ducted CEE Tier 1
215223955 | Central HP <5.4 tons | YORK | HRCU-A-CB (Split System: Heat Pump with Remote Outdoor Unit-Air-Source) | HH824E2S11 |  |  | CTM36B5ADS1 | Y81E100B12SMPS1 | 23000 | 18 | 9.5 | 23000 | 18800 | 81.74% | 2 | 0 | 12 |  |  |  |  | R-454B | 1.9167 | Residential & Commercial | USHP | Ducted CEE Tier 1
213772398 | Central HP <5.4 tons | AIRQUEST | HRCU-A-CB (Split System: Heat Pump with Remote Outdoor Unit-Air-Source) | HVH825GKA2* |  |  | EHD4X42AAL+WALLCON | *96CTN0801714B* | 24000 | 16 | 8.1 | 21400 | 16600 | 77.57% | 2 | 0 | 10.5 |  |  |  |  | R-410A | 2 | Residential & Commercial | USHP | Ducted CEE Tier 1
216776104 | Central HP <5.4 tons | LENNOX | HRCU-A-CB (Split System: Heat Pump with Remote Outdoor Unit-Air-Source) | SL22KLV-048-230A** |  |  | CK40[C,U]T-49C-**+TDR | SL280UH110XV60C* | 45000 | 19.5 | 8.5 | 45500 | 46000 | 101.1% | 1.84 | 0 | 11.7 |  |  |  |  | R-454B | 3.75 | Residential & Commercial | USHP | Ducted CEE Tier 1
216764221 | Central HP <5.4 tons | TRANE | HRCU-A-CB (Split System: Heat Pump with Remote Outdoor Unit-Air-Source) | 5TWX7036A1 |  |  | 5PX*B004AS3 | S8X1B060M4PSC | 32200 | 17.1 | 8.7 | 32200 | 23800 | 73.91% | 2.1 | 0 | 11.7 |  |  |  |  | R-454B | 2.6833 | Residential & Commercial | USHP | Ducted CEE Tier 1
216764255 | Central HP <5.4 tons | TRANE | HRCU-A-CB (Split System: Heat Pump with Remote Outdoor Unit-Air-Source) | 5TWX7036A1 |  |  | 5PX*B006AS3 | S8X1B060M4PSC | 33600 | 17.5 | 8.7 | 32600 | 24200 | 74.23% | 2.1 | 0 | 12 |  |  |  |  | R-454B | 2.8 | Residential & Commercial | USHP | Ducted CEE Tier 1
213772576 | Central HP <5.4 tons | BRYANT HEATING AND COOLING SYSTEMS | HRCU-A-CB (Split System: Heat Pump with Remote Outdoor Unit-Air-Source) | 288BNV025*0**B* |  |  | CSPH*4812AL*+UI | 986TD66100C21*** | 24200 | 16 | 8.1 | 21200 | 16600 | 78.3% | 2.02 | 0 | 11 |  |  |  |  | R-410A | 2.0167 | Residential & Commercial | USHP | Ducted CEE Tier 1
215932546 | Central HP <5.4 tons | HEIL | HRCU-A-CB (Split System: Heat Pump with Remote Outdoor Unit-Air-Source) | H5H3V36*K*AAA* |  |  | EA*5X60M24A*+WALLCON | *80CTL0902120B* | 34000 | 20.5 | 9.5 | 34000 | 25800 | 75.88% | 2.06 | 0 | 12 |  |  |  |  | R-454B | 2.8333 | Residential & Commercial | USHP | Ducted CEE Tier 1
216738084 | Central HP <5.4 tons | COMFORTMAKER | HRCU-A-CB (Split System: Heat Pump with Remote Outdoor Unit-Air-Source) | D5CUHAH24AAK |  |  | ESH5X36M12A* | *80MS(N,L)0902120A* | 22600 | 15.5 | 8.1 | 20800 | 18400 | 88.46% | 1.9 | 0 | 10.5 |  |  |  |  | R-454B | 1.8833 | Residential & Commercial | USHP | Ducted CEE Tier 1
216738204 | Central HP <5.4 tons | COMFORTMAKER | HRCU-A-CB (Split System: Heat Pump with Remote Outdoor Unit-Air-Source) | D5CUHAH24AAK |  |  | ESH5X36M12A* | *80MSU0401712A* | 22800 | 16 | 8.1 | 20800 | 18500 | 88.94% | 1.85 | 0 | 10.5 |  |  |  |  | R-454B | 1.9 | Residential & Commercial | USHP | Ducted CEE Tier 1
215932596 | Central HP <5.4 tons | HEIL | HRCU-A-CB (Split System: Heat Pump with Remote Outdoor Unit-Air-Source) | H5H3V36*K*AAA* |  |  | EA*5X60M24A*+WALLCON | *97CMN0602120B* | 33800 | 20 | 9 | 34600 | 26400 | 76.3% | 1.92 | 0 | 11.5 |  |  |  |  | R-454B | 2.8167 | Residential & Commercial | USHP | Ducted CEE Tier 1
215932696 | Central HP <5.4 tons | HEIL | HRCU-A-CB (Split System: Heat Pump with Remote Outdoor Unit-Air-Source) | H5H3V36*K*AAA* |  |  | EA*5X61M21A*+WALLCON | *80CTL0701716B* | 34200 | 20 | 9 | 34800 | 26400 | 75.86% | 1.94 | 0 | 11.7 |  |  |  |  | R-454B | 2.85 | Residential & Commercial | USHP | Ducted CEE Tier 1
216738947 | Central HP <5.4 tons | COMFORTMAKER | HRCU-A-CB (Split System: Heat Pump with Remote Outdoor Unit-Air-Source) | D5CUHAH24AAK |  |  | ESH5X36M12A* | *97VTN1202422A* | 22400 | 15.2 | 8.1 | 20800 | 18400 | 88.46% | 1.85 | 0 | 10.5 |  |  |  |  | R-454B | 1.8667 | Residential & Commercial | USHP | Ducted CEE Tier 1
216739013 | Central HP <5.4 tons | COMFORTMAKER | HRCU-A-CB (Split System: Heat Pump with Remote Outdoor Unit-Air-Source) | D5CUHAH24AAK |  |  | FEVB0036**+NAVA53601CK | 0 | 24000 | 15.2 | 8.5 | 21800 | 19200 | 88.07% | 1.98 | 0 | 11 |  |  |  |  | R-454B | 2 | Residential & Commercial | USHP | Ducted CEE Tier 1
216763356 | Central HP <5.4 tons | TRANE | HRCU-A-CB (Split System: Heat Pump with Remote Outdoor Unit-Air-Source) | 5TWR7024A1 |  |  | 5PX*B004AS3 | S9V2B040U3VSB | 23200 | 17.1 | 9 | 21800 | 17300 | 79.36% | 2 | 0 | 12.5 |  |  |  |  | R-454B | 1.9333 | Residential & Commercial | USHP | Ducted CEE Tier 1
216763456 | Central HP <5.4 tons | TRANE | HRCU-A-CB (Split System: Heat Pump with Remote Outdoor Unit-Air-Source) | 5TWR7024A1 |  |  | 5TAM5C03AC21 | 0 | 23200 | 17.1 | 8.5 | 21800 | 16900 | 77.52% | 1.9 | 0 | 12.5 |  |  |  |  | R-454B | 1.9333 | Residential & Commercial | USHP | Ducted CEE Tier 1
216764286 | Central HP <5.4 tons | TRANE | HRCU-A-CB (Split System: Heat Pump with Remote Outdoor Unit-Air-Source) | 5TWX7036A1 |  |  | 5PX*C007AS3 | S9V2C100D5PSC | 31400 | 16 | 9 | 31600 | 23600 | 74.68% | 2.1 | 0 | 11.2 |  |  |  |  | R-454B | 2.6167 | Residential & Commercial | USHP | Ducted CEE Tier 1
216764305 | Central HP <5.4 tons | TRANE | HRCU-A-CB (Split System: Heat Pump with Remote Outdoor Unit-Air-Source) | 5TWX7036A1 |  |  | 5PX*CD05AS3 | S9V2C100D5PSC | 32600 | 17.1 | 8.2 | 33400 | 24400 | 73.05% | 1.9 | 0 | 11.7 |  |  |  |  | R-454B | 2.7167 | Residential & Commercial | USHP | Ducted CEE Tier 1
216764321 | Central HP <5.4 tons | TRANE | HRCU-A-CB (Split System: Heat Pump with Remote Outdoor Unit-Air-Source) | 5TWX7036A1 |  |  | 5PX*D008AS3 | *UHMD120CCV5 | 33600 | 17.5 | 9 | 32400 | 24000 | 74.07% | 2.1 | 0 | 12 |  |  |  |  | R-454B | 2.8 | Residential & Commercial | USHP | Ducted CEE Tier 1
216764338 | Central HP <5.4 tons | TRANE | HRCU-A-CB (Split System: Heat Pump with Remote Outdoor Unit-Air-Source) | 5TWX7036A1 |  |  | 5TEMCB03AV31+TDR | 0 | 32400 | 17.1 | 9 | 33400 | 24400 | 73.05% | 2.1 | 0 | 11.7 |  |  |  |  | R-454B | 2.7 | Residential & Commercial | USHP | Ducted CEE Tier 1
216764355 | Central HP <5.4 tons | TRANE | HRCU-A-CB (Split System: Heat Pump with Remote Outdoor Unit-Air-Source) | 5TWX7036A1 |  |  | 5TXCB004AS3 | S9V2B060U3VSB | 32200 | 17 | 8.7 | 32200 | 24000 | 74.53% | 2.1 | 0 | 11.7 |  |  |  |  | R-454B | 2.6833 | Residential & Commercial | USHP | Ducted CEE Tier 1
216764389 | Central HP <5.4 tons | TRANE | HRCU-A-CB (Split System: Heat Pump with Remote Outdoor Unit-Air-Source) | 5TWX7036A1 |  |  | 5TXCC005AS3 | *UHMC100CCV4 | 32600 | 17.1 | 8.7 | 32200 | 24000 | 74.53% | 2.1 | 0 | 12 |  |  |  |  | R-454B | 2.7167 | Residential & Commercial | USHP | Ducted CEE Tier 1
216764437 | Central HP <5.4 tons | TRANE | HRCU-A-CB (Split System: Heat Pump with Remote Outdoor Unit-Air-Source) | 5TWX7048A1 |  |  | 5PX*D008AS3 | S8X1C100M5PSC | 43500 | 17 | 9 | 45000 | 33000 | 73.33% | 2.1 | 0 | 11.7 |  |  |  |  | R-454B | 3.625 | Residential & Commercial | USHP | Ducted CEE Tier 1
215932896 | Central HP <5.4 tons | HEIL | HRCU-A-CB (Split System: Heat Pump with Remote Outdoor Unit-Air-Source) | H5H3V36*K*AAA* |  |  | EA*5X61M24A*+WALLCON | *95CSU1002122B* | 34600 | 20.5 | 9.5 | 34200 | 25800 | 75.44% | 2.06 | 0 | 12 |  |  |  |  | R-454B | 2.8833 | Residential & Commercial | USHP | Ducted CEE Tier 1
215932996 | Central HP <5.4 tons | HEIL | HRCU-A-CB (Split System: Heat Pump with Remote Outdoor Unit-Air-Source) | H5H3V36*K*AAA* |  |  | ESH5X30M12A*+WALLCON | *97CMN0601714B* | 32200 | 18 | 9 | 34800 | 26800 | 77.01% | 1.9 | 0 | 10 |  |  |  |  | R-454B | 2.6833 | Residential & Commercial | USHP | Ducted CEE Tier 1
216010726 | Central HP <5.4 tons | YORK | HRCU-A-CB (Split System: Heat Pump with Remote Outdoor Unit-Air-Source) | HH824E2S11 |  |  | CTM36B5ADS1+JME08B2SN1 | 0 | 23000 | 19 | 9.5 | 23000 | 18000 | 78.26% | 2 | 0 | 12 |  |  |  |  | R-454B | 1.9167 | Residential & Commercial | USHP | Ducted CEE Tier 1
211244780 | Central HP <5.4 tons | DAY & NIGHT | HRCU-A-CB (Split System: Heat Pump with Remote Outdoor Unit-Air-Source) | DLCURAH24ABK |  |  | EN(A,D)4X30L17** | *92ESN0401410A* | 24000 | 15.2 | 8.1 | 26600 | 22800 | 85.71% | 1.86 | 0 | 10 |  |  |  |  | R-410A | 2 | Residential & Commercial | USHP | Ducted CEE Tier 1
211245332 | Central HP <5.4 tons | DAY & NIGHT | HRCU-A-CB (Split System: Heat Pump with Remote Outdoor Unit-Air-Source) | DLCURAH24ABK |  |  | EN(A,D)4X36L21** | *96VSN1002120A* | 23800 | 17 | 8.1 | 26000 | 23400 | 90% | 1.94 | 0 | 10.5 |  |  |  |  | R-410A | 1.9833 | Residential & Commercial | USHP | Ducted CEE Tier 1
216581447 | Central HP <5.4 tons | BRYANT HEATING AND COOLING SYSTEMS | HRCU-A-CB (Split System: Heat Pump with Remote Outdoor Unit-Air-Source) | 284ANV048*0**B* |  |  | CAP**6024AL*+UI | 987TA66120C24*** | 44500 | 21 | 9.5 | 45500 | 35800 | 78.68% | 2 | 0 | 11 |  |  |  |  | R-410A | 3.7083 | Residential & Commercial | USHP | Ducted CEE Tier 1
216763376 | Central HP <5.4 tons | TRANE | HRCU-A-CB (Split System: Heat Pump with Remote Outdoor Unit-Air-Source) | 5TWR7024A1 |  |  | 5PX*B004AS3 | S9V2B080D4PSC | 21600 | 16.5 | 8.7 | 21200 | 16900 | 79.72% | 1.9 | 0 | 11.7 |  |  |  |  | R-454B | 1.8 | Residential & Commercial | USHP | Ducted CEE Tier 1
216763442 | Central HP <5.4 tons | TRANE | HRCU-A-CB (Split System: Heat Pump with Remote Outdoor Unit-Air-Source) | 5TWR7024A1 |  |  | 5PX*BD06AS3 | *DHMB060CCV3 | 23800 | 17.1 | 8.7 | 22200 | 17400 | 78.38% | 1.9 | 0 | 12.5 |  |  |  |  | R-454B | 1.9833 | Residential & Commercial | USHP | Ducted CEE Tier 1
216763444 | Central HP <5.4 tons | TRANE | HRCU-A-CB (Split System: Heat Pump with Remote Outdoor Unit-Air-Source) | 5TWR7024A1 |  |  | 5PX*BD06AS3 | S9V2B080D4PSC | 23800 | 17.1 | 8.7 | 22200 | 17400 | 78.38% | 1.9 | 0 | 12.5 |  |  |  |  | R-454B | 1.9833 | Residential & Commercial | USHP | Ducted CEE Tier 1
216763458 | Central HP <5.4 tons | TRANE | HRCU-A-CB (Split System: Heat Pump with Remote Outdoor Unit-Air-Source) | 5TWR7024A1 |  |  | 5TAMXC03AV31 | 0 | 23800 | 17.1 | 8.7 | 22000 | 17200 | 78.18% | 1.9 | 0 | 12.5 |  |  |  |  | R-454B | 1.9833 | Residential & Commercial | USHP | Ducted CEE Tier 1
215675444 | Central HP <5.4 tons | BRYANT HEATING AND COOLING SYSTEMS | HRCU-A-CB (Split System: Heat Pump with Remote Outdoor Unit-Air-Source) | 290VAN048**AA* |  |  | CVAMA4821XMA*+UI | 987MC60080C21*** | 47000 | 18.5 | 9 | 50000 | 36600 | 73.2% | 2 | 0 | 10 |  |  |  |  | R-454B | 3.9167 | Residential & Commercial | USHP | Ducted CEE Tier 1
215675424 | Central HP <5.4 tons | BRYANT HEATING AND COOLING SYSTEMS | HRCU-A-CB (Split System: Heat Pump with Remote Outdoor Unit-Air-Source) | 290VAN048**AA* |  |  | CVAMA4821XMA*+UI | 935CB66100C21*** | 47000 | 18 | 9 | 50000 | 36400 | 72.8% | 2.02 | 0 | 10 |  |  |  |  | R-454B | 3.9167 | Residential & Commercial | USHP | Ducted CEE Tier 1
216776141 | Central HP <5.4 tons | LENNOX | HRCU-A-CB (Split System: Heat Pump with Remote Outdoor Unit-Air-Source) | SL22KLV-060-230A** |  |  | CK40[C,U]T-49C-**+TDR | EL297UH110XV60C* | 55500 | 19.5 | 8.2 | 51500 | 41500 | 80.58% | 1.84 | 0 | 11.5 |  |  |  |  | R-454B | 4.625 | Residential & Commercial | USHP | Ducted CEE Tier 1
215674505 | Central HP <5.4 tons | BRYANT HEATING AND COOLING SYSTEMS | HRCU-A-CB (Split System: Heat Pump with Remote Outdoor Unit-Air-Source) | 290VAN048**AA* |  |  | CAA**6124AM*+UI | 88*TB66135C24*** | 46000 | 18.5 | 9 | 47500 | 33600 | 70.74% | 2.08 | 0 | 10 |  |  |  |  | R-454B | 3.8333 | Residential & Commercial | USHP | Ducted CEE Tier 1
215674957 | Central HP <5.4 tons | BRYANT HEATING AND COOLING SYSTEMS | HRCU-A-CB (Split System: Heat Pump with Remote Outdoor Unit-Air-Source) | 290VAN048**AA* |  |  | CSAH*4812AM*+UI | 987MC60060C21*** | 44500 | 16 | 8.5 | 49500 | 34800 | 70.3% | 1.92 | 0 | 9 |  |  |  |  | R-454B | 3.7083 | Residential & Commercial | USHP
215675364 | Central HP <5.4 tons | BRYANT HEATING AND COOLING SYSTEMS | HRCU-A-CB (Split System: Heat Pump with Remote Outdoor Unit-Air-Source) | 290VAN048**AA* |  |  | CVAMA4821XMA*+UI | 83*CA60080C21*** | 47000 | 18.5 | 9 | 50000 | 36400 | 72.8% | 2 | 0 | 10 |  |  |  |  | R-454B | 3.9167 | Residential & Commercial | USHP | Ducted CEE Tier 1
215675514 | Central HP <5.4 tons | BRYANT HEATING AND COOLING SYSTEMS | HRCU-A-CB (Split System: Heat Pump with Remote Outdoor Unit-Air-Source) | 290VAN048**AA* |  |  | CVAMA4921XMA*+UI | 83*CA60100C21*** | 48000 | 18.5 | 9 | 50000 | 36800 | 73.6% | 2 | 0 | 10 |  |  |  |  | R-454B | 4 | Residential & Commercial | USHP | Ducted CEE Tier 1
216776015 | Central HP <5.4 tons | LENNOX | HRCU-A-CB (Split System: Heat Pump with Remote Outdoor Unit-Air-Source) | SL22KLV-024-230A** |  |  | CK40[C,U]T-36B-**+TDR | SL280UH080NV48B* | 22600 | 19 | 8.5 | 23400 | 21800 | 93.16% | 2.08 | 0 | 12.8 |  |  |  |  | R-454B | 1.8833 | Residential & Commercial | USHP | Ducted CEE Tier 1
211245341 | Central HP <5.4 tons | DAY & NIGHT | HRCU-A-CB (Split System: Heat Pump with Remote Outdoor Unit-Air-Source) | DLCURAH24ABK |  |  | EN(A,D)4X36L21** | *96VSN0401712A* | 23400 | 16 | 8.1 | 25800 | 24000 | 93.02% | 1.98 | 0 | 10 |  |  |  |  | R-410A | 1.95 | Residential & Commercial | USHP | Ducted CEE Tier 1
211245507 | Central HP <5.4 tons | DAY & NIGHT | HRCU-A-CB (Split System: Heat Pump with Remote Outdoor Unit-Air-Source) | DLCURAH24ABK |  |  | EN(A,D)4X36L21** | *95ESN0802120A* | 24600 | 16.5 | 8.5 | 26600 | 22400 | 84.21% | 1.84 | 0 | 10.5 |  |  |  |  | R-410A | 2.05 | Residential & Commercial | USHP | Ducted CEE Tier 1
216763490 | Central HP <5.4 tons | TRANE | HRCU-A-CB (Split System: Heat Pump with Remote Outdoor Unit-Air-Source) | 5TWR7024A1 |  |  | 5TXCB004AS3 | S9V2B040U3VSB | 23200 | 17.1 | 9 | 21800 | 17300 | 79.36% | 2 | 0 | 12.5 |  |  |  |  | R-454B | 1.9333 | Residential & Commercial | USHP | Ducted CEE Tier 1
216763522 | Central HP <5.4 tons | TRANE | HRCU-A-CB (Split System: Heat Pump with Remote Outdoor Unit-Air-Source) | 5TWR7024A1 |  |  | 5TXCB004AS3 | S9V2B040D3PSC | 21800 | 16.5 | 8.7 | 21200 | 16900 | 79.72% | 1.9 | 0 | 11.7 |  |  |  |  | R-454B | 1.8167 | Residential & Commercial | USHP | Ducted CEE Tier 1
216763538 | Central HP <5.4 tons | TRANE | HRCU-A-CB (Split System: Heat Pump with Remote Outdoor Unit-Air-Source) | 5TWR7024A1 |  |  | 5TXCB006AS3 | L8V1B080U4VSB | 23600 | 17.1 | 9 | 21800 | 17300 | 79.36% | 2 | 0 | 12.5 |  |  |  |  | R-454B | 1.9667 | Residential & Commercial | USHP | Ducted CEE Tier 1
216766817 | Central HP <5.4 tons | TRANE | HRCU-A-CB (Split System: Heat Pump with Remote Outdoor Unit-Air-Source) | 5TWX7024A1 |  |  | 5PX*B006AS3+P0V0A000M30SD | 0 | 23800 | 17.5 | 9 | 22000 | 17400 | 79.09% | 2.06 | 0 | 12.7 |  |  |  |  | R-454B | 1.9833 | Residential & Commercial | USHP | Ducted CEE Tier 1
216766835 | Central HP <5.4 tons | TRANE | HRCU-A-CB (Split System: Heat Pump with Remote Outdoor Unit-Air-Source) | 5TWX7024A1 |  |  | 5PX*BD06AS3 | S8V2B060M4PDB | 23400 | 17.1 | 8.5 | 22200 | 17300 | 77.93% | 1.94 | 0 | 12.5 |  |  |  |  | R-454B | 1.95 | Residential & Commercial | USHP | Ducted CEE Tier 1
216766901 | Central HP <5.4 tons | TRANE | HRCU-A-CB (Split System: Heat Pump with Remote Outdoor Unit-Air-Source) | 5TWX7036A1 |  |  | 5PX*B006AS3 | S8V2B060M4PCB | 33200 | 16.5 | 8.7 | 32400 | 24000 | 74.07% | 2.15 | 0 | 12 |  |  |  |  | R-454B | 2.7667 | Residential & Commercial | USHP | Ducted CEE Tier 1
216766902 | Central HP <5.4 tons | TRANE | HRCU-A-CB (Split System: Heat Pump with Remote Outdoor Unit-Air-Source) | 5TWX7036A1 |  |  | 5PX*B006AS3 | S8V2B080M4PCB | 33400 | 16.5 | 8.7 | 32600 | 24200 | 74.23% | 2.16 | 0 | 12 |  |  |  |  | R-454B | 2.7833 | Residential & Commercial | USHP | Ducted CEE Tier 1
216763540 | Central HP <5.4 tons | TRANE | HRCU-A-CB (Split System: Heat Pump with Remote Outdoor Unit-Air-Source) | 5TWR7024A1 |  |  | 5TXCB006AS3 | S9V2B040U3PSC | 24000 | 17.1 | 9 | 22000 | 17400 | 79.09% | 2 | 0 | 12.5 |  |  |  |  | R-454B | 2 | Residential & Commercial | USHP | Ducted CEE Tier 1
216763606 | Central HP <5.4 tons | TRANE | HRCU-A-CB (Split System: Heat Pump with Remote Outdoor Unit-Air-Source) | 5TWR7036A1 |  |  | 5PX*B006AS3 | S8X1B080M4PSC | 33400 | 17.1 | 9 | 32600 | 24200 | 74.23% | 2.1 | 0 | 12 |  |  |  |  | R-454B | 2.7833 | Residential & Commercial | USHP | Ducted CEE Tier 1
216763672 | Central HP <5.4 tons | TRANE | HRCU-A-CB (Split System: Heat Pump with Remote Outdoor Unit-Air-Source) | 5TWR7036A1 |  |  | 5PX*C005AS3 | S9V2C080U5PSC | 32400 | 17.1 | 8.7 | 32200 | 23800 | 73.91% | 2.1 | 0 | 12 |  |  |  |  | R-454B | 2.7 | Residential & Commercial | USHP | Ducted CEE Tier 1
215674899 | Central HP <5.4 tons | BRYANT HEATING AND COOLING SYSTEMS | HRCU-A-CB (Split System: Heat Pump with Remote Outdoor Unit-Air-Source) | 290VAN048**AA* |  |  | CSAH*4812AM*+UI | 935CB48060C17*** | 44500 | 16 | 8.5 | 49500 | 34800 | 70.3% | 1.92 | 0 | 9 |  |  |  |  | R-454B | 3.7083 | Residential & Commercial | USHP
215675274 | Central HP <5.4 tons | BRYANT HEATING AND COOLING SYSTEMS | HRCU-A-CB (Split System: Heat Pump with Remote Outdoor Unit-Air-Source) | 290VAN048**AA* |  |  | CSAH*6012AM*+UI | 987MC42080C17*** | 45000 | 16 | 8.5 | 48500 | 34200 | 70.52% | 1.94 | 0 | 9 |  |  |  |  | R-454B | 3.75 | Residential & Commercial | USHP
208130391 | Central HP <5.4 tons | Alsetria | HRCU-A-CB (Split System: Heat Pump with Remote Outdoor Unit-Air-Source) | MOX430U-18HFN1-M |  |  | MVC-18HWFN1-M | 0 | 18000 | 18 | 9.3 | 19000 | 16500 | 86.84% | 2.04 | 12.5 | 12.4 |  |  |  |  | R-410A | 1.5 | Residential & Commercial | USHP | Ducted CEE Tier 1
214875895 | Central HP <5.4 tons | LUXAIRE | HRCU-A-CB (Split System: Heat Pump with Remote Outdoor Unit-Air-Source) | HMH72B341 |  |  | XAFB36DBCN1+JME12B2SN1 | 0 | 34000 | 18.5 | 8.5 | 33000 | 23200 | 70.3% | 2 | 0 | 10.5 |  |  |  |  | R-410A | 2.8333 | Residential & Commercial | USHP | Ducted CEE Tier 1
215932207 | Central HP <5.4 tons | AIRQUEST | HRCU-A-CB (Split System: Heat Pump with Remote Outdoor Unit-Air-Source) | H5H3V36*K*AAA* |  |  | EA*5X42M21A*+WALLCON | *80CSU1002120A* | 32600 | 19.5 | 9.5 | 35000 | 26800 | 76.57% | 2.02 | 0 | 11 |  |  |  |  | R-454B | 2.7167 | Residential & Commercial | USHP | Ducted CEE Tier 1
216776067 | Central HP <5.4 tons | LENNOX | HRCU-A-CB (Split System: Heat Pump with Remote Outdoor Unit-Air-Source) | SL22KLV-036-230A** |  |  | CBK48MVT-042-230-** | 0 | 35200 | 20 | 8.5 | 33600 | 34000 | 101.2% | 2.12 | 0 | 12.8 |  |  |  |  | R-454B | 2.9333 | Residential & Commercial | USHP | Ducted CEE Tier 1
216776070 | Central HP <5.4 tons | LENNOX | HRCU-A-CB (Split System: Heat Pump with Remote Outdoor Unit-Air-Source) | SL22KLV-036-230A** |  |  | CK40[C,U]T-49C-**+TDR | SL280UH090XV60C* | 35400 | 19 | 9 | 32000 | 31400 | 98.12% | 2.06 | 0 | 13 |  |  |  |  | R-454B | 2.95 | Residential & Commercial | USHP | Ducted CEE Tier 1
216776084 | Central HP <5.4 tons | LENNOX | HRCU-A-CB (Split System: Heat Pump with Remote Outdoor Unit-Air-Source) | SL22KLV-036-230A** |  |  | CK40HT-42B-**+TDR | SL280UH090V48B* | 35400 | 18.5 | 8.2 | 32400 | 31400 | 96.91% | 2.04 | 0 | 12.6 |  |  |  |  | R-454B | 2.95 | Residential & Commercial | USHP | Ducted CEE Tier 1
216776135 | Central HP <5.4 tons | LENNOX | HRCU-A-CB (Split System: Heat Pump with Remote Outdoor Unit-Air-Source) | SL22KLV-060-230A** |  |  | CK40[C,U]T-49C-**+TDR | SL280UH110V60C* | 55500 | 19.5 | 8.2 | 51500 | 41500 | 80.58% | 1.84 | 0 | 11.5 |  |  |  |  | R-454B | 4.625 | Residential & Commercial | USHP | Ducted CEE Tier 1
216776136 | Central HP <5.4 tons | LENNOX | HRCU-A-CB (Split System: Heat Pump with Remote Outdoor Unit-Air-Source) | SL22KLV-060-230A** |  |  | CK40[C,U]T-49C-**+TDR | SL280UH110XV60C* | 55500 | 19.5 | 8.2 | 51500 | 41500 | 80.58% | 1.84 | 0 | 11.5 |  |  |  |  | R-454B | 4.625 | Residential & Commercial | USHP | Ducted CEE Tier 1
216766965 | Central HP <5.4 tons | TRANE | HRCU-A-CB (Split System: Heat Pump with Remote Outdoor Unit-Air-Source) | 5TWX7036A1 |  |  | 5PX*C007AS3 | S9X1C080U5PSB | 34200 | 17 | 8.7 | 33000 | 24400 | 73.94% | 2.19 | 0 | 12 |  |  |  |  | R-454B | 2.85 | Residential & Commercial | USHP | Ducted CEE Tier 1
216766997 | Central HP <5.4 tons | TRANE | HRCU-A-CB (Split System: Heat Pump with Remote Outdoor Unit-Air-Source) | 5TWX7036A1 |  |  | 5PX*CD09AS3 | S9V2C100D5VSB | 34000 | 17.1 | 8.7 | 32200 | 23800 | 73.91% | 2.15 | 0 | 12 |  |  |  |  | R-454B | 2.8333 | Residential & Commercial | USHP | Ducted CEE Tier 1
216767013 | Central HP <5.4 tons | TRANE | HRCU-A-CB (Split System: Heat Pump with Remote Outdoor Unit-Air-Source) | 5TWX7036A1 |  |  | 5PX*D010AS3 | S9X2D120U5PSB | 34400 | 16 | 9 | 32200 | 23800 | 73.91% | 2.22 | 0 | 12.5 |  |  |  |  | R-454B | 2.8667 | Residential & Commercial | USHP | Ducted CEE Tier 1
216767015 | Central HP <5.4 tons | TRANE | HRCU-A-CB (Split System: Heat Pump with Remote Outdoor Unit-Air-Source) | 5TWX7036A1 |  |  | 5PX*DD10AS3 | S8V2D120M5PCB | 34000 | 17 | 8.7 | 32400 | 24000 | 74.07% | 2.2 | 0 | 12 |  |  |  |  | R-454B | 2.8333 | Residential & Commercial | USHP | Ducted CEE Tier 1
216767017 | Central HP <5.4 tons | TRANE | HRCU-A-CB (Split System: Heat Pump with Remote Outdoor Unit-Air-Source) | 5TWX7036A1 |  |  | 5PX*DD10AS3 | S8V2D120M5PDB | 34000 | 17 | 8.7 | 32400 | 24000 | 74.07% | 2.2 | 0 | 12 |  |  |  |  | R-454B | 2.8333 | Residential & Commercial | USHP | Ducted CEE Tier 1
215674639 | Central HP <5.4 tons | BRYANT HEATING AND COOLING SYSTEMS | HRCU-A-CB (Split System: Heat Pump with Remote Outdoor Unit-Air-Source) | 290VAN048**AA* |  |  | CAA**6124AM*+UI | 986TD66100C21*** | 46000 | 18.5 | 9 | 47500 | 33600 | 70.74% | 2.06 | 0 | 10 |  |  |  |  | R-454B | 3.8333 | Residential & Commercial | USHP | Ducted CEE Tier 1
216764438 | Central HP <5.4 tons | TRANE | HRCU-A-CB (Split System: Heat Pump with Remote Outdoor Unit-Air-Source) | 5TWX7048A1 |  |  | 5PX*D008AS3 | S8X1D120M5PSC | 43500 | 17.1 | 9 | 44500 | 32800 | 73.71% | 2.2 | 0 | 12 |  |  |  |  | R-454B | 3.625 | Residential & Commercial | USHP | Ducted CEE Tier 1
216764455 | Central HP <5.4 tons | TRANE | HRCU-A-CB (Split System: Heat Pump with Remote Outdoor Unit-Air-Source) | 5TWX7048A1 |  |  | 5PX*DD10AS3 | S8X1C080M5PSC | 43000 | 16.5 | 9 | 44500 | 32600 | 73.26% | 2.1 | 0 | 11.7 |  |  |  |  | R-454B | 3.5833 | Residential & Commercial | USHP | Ducted CEE Tier 1
216764469 | Central HP <5.4 tons | TRANE | HRCU-A-CB (Split System: Heat Pump with Remote Outdoor Unit-Air-Source) | 5TWX7048A1 |  |  | 5TXCC009AS3 | L8V1C100U5VSB | 43500 | 17 | 9 | 43500 | 32000 | 73.56% | 2.1 | 0 | 12 |  |  |  |  | R-454B | 3.625 | Residential & Commercial | USHP | Ducted CEE Tier 1
216764471 | Central HP <5.4 tons | TRANE | HRCU-A-CB (Split System: Heat Pump with Remote Outdoor Unit-Air-Source) | 5TWX7048A1 |  |  | 5TXCD008AS3 | S9V2D120U5PSC | 43000 | 17 | 9 | 44500 | 32400 | 72.81% | 2.2 | 0 | 12 |  |  |  |  | R-454B | 3.5833 | Residential & Commercial | USHP | Ducted CEE Tier 1
216764472 | Central HP <5.4 tons | TRANE | HRCU-A-CB (Split System: Heat Pump with Remote Outdoor Unit-Air-Source) | 5TWX7048A1 |  |  | 5TXCD008AS3 | S9V2D120U5VSB | 43000 | 17 | 9 | 44500 | 32400 | 72.81% | 2.2 | 0 | 12 |  |  |  |  | R-454B | 3.5833 | Residential & Commercial | USHP | Ducted CEE Tier 1
216764504 | Central HP <5.4 tons | TRANE | HRCU-A-CB (Split System: Heat Pump with Remote Outdoor Unit-Air-Source) | 5TWX7060A1 |  |  | 5PX*D010AS3 | L9X1C100U5VSA | 51500 | 16 | 8.7 | 51500 | 39000 | 75.73% | 2.1 | 0 | 10 |  |  |  |  | R-454B | 4.2917 | Residential & Commercial | USHP | Ducted CEE Tier 1
216776120 | Central HP <5.4 tons | LENNOX | HRCU-A-CB (Split System: Heat Pump with Remote Outdoor Unit-Air-Source) | SL22KLV-060-230A** |  |  | CK40[C,U]T-60C-**+TDR | SL280UH080NV60C* | 55000 | 21.1 | 9 | 52000 | 42000 | 80.77% | 1.96 | 0 | 11.7 |  |  |  |  | R-454B | 4.5833 | Residential & Commercial | USHP | Ducted CEE Tier 1
216765098 | Central HP <5.4 tons | TRANE | HRCU-A-CB (Split System: Heat Pump with Remote Outdoor Unit-Air-Source) | 5TWX7060A1 |  |  | 5PX*D010AS3 | S8X2C080M5PSC | 52500 | 16.5 | 9 | 51000 | 38500 | 75.49% | 2.2 | 0 | 11 |  |  |  |  | R-454B | 4.375 | Residential & Commercial | USHP | Ducted CEE Tier 1
216766182 | Central HP <5.4 tons | TRANE | HRCU-A-CB (Split System: Heat Pump with Remote Outdoor Unit-Air-Source) | 5TWR7036A1 |  |  | 5PX*C009AS3 | S8V2C080M5PCB | 34200 | 17.1 | 9 | 32400 | 24000 | 74.07% | 2.21 | 0 | 12 |  |  |  |  | R-454B | 2.85 | Residential & Commercial | USHP | Ducted CEE Tier 1
216766184 | Central HP <5.4 tons | TRANE | HRCU-A-CB (Split System: Heat Pump with Remote Outdoor Unit-Air-Source) | 5TWR7036A1 |  |  | 5PX*C009AS3+P0V0C000M50SD | 0 | 34400 | 17.1 | 9 | 32200 | 23800 | 73.91% | 2.24 | 0 | 12.5 |  |  |  |  | R-454B | 2.8667 | Residential & Commercial | USHP | Ducted CEE Tier 1
216766234 | Central HP <5.4 tons | TRANE | HRCU-A-CB (Split System: Heat Pump with Remote Outdoor Unit-Air-Source) | 5TWR7036A1 |  |  | 5PX*CD09AS3+P0V0C000M50SD | 0 | 34400 | 17.1 | 8.7 | 32200 | 23800 | 73.91% | 2.19 | 0 | 12.5 |  |  |  |  | R-454B | 2.8667 | Residential & Commercial | USHP | Ducted CEE Tier 1
216766300 | Central HP <5.4 tons | TRANE | HRCU-A-CB (Split System: Heat Pump with Remote Outdoor Unit-Air-Source) | 5TWR7036A1 |  |  | 5TXCB006AS3 | S9X1B080D4PSB | 31600 | 15.2 | 8.7 | 31800 | 23800 | 74.84% | 2.14 | 0 | 11.2 |  |  |  |  | R-454B | 2.6333 | Residential & Commercial | USHP | Ducted CEE Tier 1
215666944 | Central HP <5.4 tons | HEIL | HRCU-A-CB (Split System: Heat Pump with Remote Outdoor Unit-Air-Source) | H5H0V24*K*AAA* |  |  | EA*5X24M14A*+WALLCON | *96CTN0401410B* | 22400 | 15.5 | 8.5 | 24600 | 17300 | 70.33% | 1.82 | 0 | 9 |  |  |  |  | R-454B | 1.8667 | Residential & Commercial | USHP
215667328 | Central HP <5.4 tons | HEIL | HRCU-A-CB (Split System: Heat Pump with Remote Outdoor Unit-Air-Source) | H5H0V24*K*AAA* |  |  | EA*5X30M14A*+WALLCON | *80CTL0701412B* | 23000 | 17 | 8.5 | 23800 | 16700 | 70.17% | 1.86 | 0 | 10 |  |  |  |  | R-454B | 1.9167 | Residential & Commercial | USHP | Ducted CEE Tier 1
212365446 | Central HP <5.4 tons | Custom Comfort | HRCU-A-CB (Split System: Heat Pump with Remote Outdoor Unit-Air-Source) | CCOXHASZ24HP |  |  | CCOXHAAHU24 | 0 | 23000 | 18.4 | 9.3 | 26000 | 21200 | 81.54% | 1.9 | 12.5 | 11.7 |  |  |  |  | R-410A | 1.9167 | Residential & Commercial | USHP | Ducted CEE Tier 1
215676472 | Central HP <5.4 tons | TEMPSTAR | HRCU-A-CB (Split System: Heat Pump with Remote Outdoor Unit-Air-Source) | T5H0V48*K*AAA* |  |  | EVD5X60M21A*+WALLCON | *80CTL0901716B* | 48000 | 19 | 9 | 50000 | 36800 | 73.6% | 1.98 | 0 | 10 |  |  |  |  | R-454B | 4 | Residential & Commercial | USHP | Ducted CEE Tier 1
216766302 | Central HP <5.4 tons | TRANE | HRCU-A-CB (Split System: Heat Pump with Remote Outdoor Unit-Air-Source) | 5TWR7036A1 |  |  | 5TXCB006AS3 | S9X1B060D3PSB | 31400 | 16 | 8.7 | 31600 | 23600 | 74.68% | 2.14 | 0 | 11.2 |  |  |  |  | R-454B | 2.6167 | Residential & Commercial | USHP | Ducted CEE Tier 1
216766352 | Central HP <5.4 tons | TRANE | HRCU-A-CB (Split System: Heat Pump with Remote Outdoor Unit-Air-Source) | 5TWR7036A1 |  |  | 5TXCC005AS3 | S9X1C080U5PSB | 32600 | 16 | 8.7 | 32400 | 24000 | 74.07% | 2.13 | 0 | 12 |  |  |  |  | R-454B | 2.7167 | Residential & Commercial | USHP | Ducted CEE Tier 1
216766384 | Central HP <5.4 tons | TRANE | HRCU-A-CB (Split System: Heat Pump with Remote Outdoor Unit-Air-Source) | 5TWR7036A1 |  |  | 5TXCC007AS3 | S9V2C100U5VSB | 33600 | 17.1 | 8.7 | 32600 | 24200 | 74.23% | 2.18 | 0 | 12 |  |  |  |  | R-454B | 2.8 | Residential & Commercial | USHP | Ducted CEE Tier 1
216766400 | Central HP <5.4 tons | TRANE | HRCU-A-CB (Split System: Heat Pump with Remote Outdoor Unit-Air-Source) | 5TWR7036A1 |  |  | 5TXCC009AS3 | S9X2C100U5PSB | 34000 | 15.2 | 9 | 32400 | 24000 | 74.07% | 2.21 | 0 | 12 |  |  |  |  | R-454B | 2.8333 | Residential & Commercial | USHP | Ducted CEE Tier 1
211259643 | Central HP <5.4 tons | COMFORTMAKER | HRCU-A-CB (Split System: Heat Pump with Remote Outdoor Unit-Air-Source) | DLCURAH18ABK |  |  | EA*4X19L17A* | *96VSN0601412A* | 18400 | 16 | 8.5 | 18400 | 17600 | 95.65% | 2.12 | 0 | 11 |  |  |  |  | R-410A | 1.5333 | Residential & Commercial | USHP | Ducted CEE Tier 1
211259861 | Central HP <5.4 tons | COMFORTMAKER | HRCU-A-CB (Split System: Heat Pump with Remote Outdoor Unit-Air-Source) | DLCURAH18ABK |  |  | EA*4X19L17A* | *95ESN0261410A* | 18600 | 16 | 8.5 | 18600 | 17500 | 94.09% | 2.12 | 0 | 11 |  |  |  |  | R-410A | 1.55 | Residential & Commercial | USHP | Ducted CEE Tier 1
211260127 | Central HP <5.4 tons | COMFORTMAKER | HRCU-A-CB (Split System: Heat Pump with Remote Outdoor Unit-Air-Source) | DLCURAH18ABK |  |  | EA*4X24L14A* | *95ESN0401410A* | 17700 | 15.5 | 8.5 | 18700 | 19000 | 101.6% | 2.28 | 0 | 10.5 |  |  |  |  | R-410A | 1.475 | Residential & Commercial | USHP | Ducted CEE Tier 1
215853300 | Central HP <5.4 tons | YORK | HRCU-A-CB (Split System: Heat Pump with Remote Outdoor Unit-Air-Source) | HH836E2S11 |  |  | CTU36B5XDS1+TXV | Y91E060B12SMPS1 | 33200 | 17 | 8.5 | 31000 | 25400 | 81.94% | 2 | 0 | 11 |  |  |  |  | R-454B | 2.7667 | Residential & Commercial | USHP | Ducted CEE Tier 1
211259577 | Central HP <5.4 tons | BRYANT HEATING AND COOLING SYSTEMS | HRCU-A-CB (Split System: Heat Pump with Remote Outdoor Unit-Air-Source) | 38MURAQ18AB3* |  |  | CAP**1917AL* | 82*SA36045V14*** | 18200 | 16.5 | 8.5 | 18200 | 17600 | 96.7% | 2.14 | 0 | 11 |  |  |  |  | R-410A | 1.5167 | Residential & Commercial | USHP | Ducted CEE Tier 1
211260042 | Central HP <5.4 tons | BRYANT HEATING AND COOLING SYSTEMS | HRCU-A-CB (Split System: Heat Pump with Remote Outdoor Unit-Air-Source) | 38MURAQ18AB3* |  |  | CAP**1917AL* | OVLAAB036098 | 18600 | 16 | 8.5 | 18600 | 17500 | 94.09% | 2.12 | 0 | 11 |  |  |  |  | R-410A | 1.55 | Residential & Commercial | USHP | Ducted CEE Tier 1
215675614 | Central HP <5.4 tons | BRYANT HEATING AND COOLING SYSTEMS | HRCU-A-CB (Split System: Heat Pump with Remote Outdoor Unit-Air-Source) | 290VAN048**AA* |  |  | CVAMA4921XMA*+UI | 987MC42080C17*** | 47500 | 18.5 | 9 | 50000 | 37400 | 74.8% | 1.98 | 0 | 10 |  |  |  |  | R-454B | 3.9583 | Residential & Commercial | USHP | Ducted CEE Tier 1
215675684 | Central HP <5.4 tons | BRYANT HEATING AND COOLING SYSTEMS | HRCU-A-CB (Split System: Heat Pump with Remote Outdoor Unit-Air-Source) | 290VAN048**AA* |  |  | CVAMA6021XMA*+UI | 83*CA60100C21*** | 48000 | 18.5 | 9 | 50000 | 36800 | 73.6% | 2 | 0 | 10 |  |  |  |  | R-454B | 4 | Residential & Commercial | USHP | Ducted CEE Tier 1
215675934 | Central HP <5.4 tons | BRYANT HEATING AND COOLING SYSTEMS | HRCU-A-CB (Split System: Heat Pump with Remote Outdoor Unit-Air-Source) | 290VAN048**AA* |  |  | CVAMA6024XMA*+UI | 987MC66120C24*** | 48000 | 19 | 9 | 50000 | 36600 | 73.2% | 2 | 0 | 10 |  |  |  |  | R-454B | 4 | Residential & Commercial | USHP | Ducted CEE Tier 1
216764316 | Central HP <5.4 tons | TRANE | HRCU-A-CB (Split System: Heat Pump with Remote Outdoor Unit-Air-Source) | 5TWX7036A1 |  |  | 5PX*CD09AS3 | *DHMC100CCV4 | 33600 | 17.5 | 8.7 | 32000 | 23800 | 74.38% | 2.1 | 0 | 12 |  |  |  |  | R-454B | 2.8 | Residential & Commercial | USHP | Ducted CEE Tier 1
216764323 | Central HP <5.4 tons | TRANE | HRCU-A-CB (Split System: Heat Pump with Remote Outdoor Unit-Air-Source) | 5TWX7036A1 |  |  | 5PX*D008AS3 | S8X1D120M5PSC | 33000 | 17.5 | 9 | 32200 | 23800 | 73.91% | 2.1 | 0 | 12 |  |  |  |  | R-454B | 2.75 | Residential & Commercial | USHP | Ducted CEE Tier 1
215674555 | Central HP <5.4 tons | BRYANT HEATING AND COOLING SYSTEMS | HRCU-A-CB (Split System: Heat Pump with Remote Outdoor Unit-Air-Source) | 290VAN048**AA* |  |  | CAA**6124AM*+UI | 987MC60060C21*** | 45500 | 17.5 | 9 | 48000 | 34200 | 71.25% | 2.06 | 0 | 9.5 |  |  |  |  | R-454B | 3.7917 | Residential & Commercial | USHP
215675584 | Central HP <5.4 tons | BRYANT HEATING AND COOLING SYSTEMS | HRCU-A-CB (Split System: Heat Pump with Remote Outdoor Unit-Air-Source) | 290VAN048**AA* |  |  | CVAMA4921XMA*+UI | 935CB48060C17*** | 47500 | 18 | 9 | 50000 | 37200 | 74.4% | 1.98 | 0 | 10 |  |  |  |  | R-454B | 3.9583 | Residential & Commercial | USHP | Ducted CEE Tier 1
216764025 | Central HP <5.4 tons | TRANE | HRCU-A-CB (Split System: Heat Pump with Remote Outdoor Unit-Air-Source) | 5TWR7048A1 |  |  | 5TXCD010AS3 | S9V2C100U5PSC | 43000 | 17.1 | 9 | 44000 | 32000 | 72.73% | 2.2 | 0 | 12 |  |  |  |  | R-454B | 3.5833 | Residential & Commercial | USHP | Ducted CEE Tier 1
210471129 | Central HP <5.4 tons | DAY & NIGHT | HRCU-A-CB (Split System: Heat Pump with Remote Outdoor Unit-Air-Source) | CVH837GKA2* |  |  | EHD4X60AAL+WALLCON | *95CSU1002122A* | 33000 | 17 | 8.1 | 32200 | 24800 | 77.02% | 2.02 | 0 | 11.5 |  |  |  |  | R-410A | 2.75 | Residential & Commercial | USHP | Ducted CEE Tier 1
215675544 | Central HP <5.4 tons | BRYANT HEATING AND COOLING SYSTEMS | HRCU-A-CB (Split System: Heat Pump with Remote Outdoor Unit-Air-Source) | 290VAN048**AA* |  |  | CVAMA4921XMA*+UI | 88*TB60070C21*** | 48000 | 19 | 9 | 50000 | 36800 | 73.6% | 2 | 0 | 10 |  |  |  |  | R-454B | 4 | Residential & Commercial | USHP | Ducted CEE Tier 1
215675594 | Central HP <5.4 tons | BRYANT HEATING AND COOLING SYSTEMS | HRCU-A-CB (Split System: Heat Pump with Remote Outdoor Unit-Air-Source) | 290VAN048**AA* |  |  | CVAMA4921XMA*+UI | 935CB66100C21*** | 48000 | 19 | 9 | 50000 | 36600 | 73.2% | 2.02 | 0 | 10 |  |  |  |  | R-454B | 4 | Residential & Commercial | USHP | Ducted CEE Tier 1
215675644 | Central HP <5.4 tons | BRYANT HEATING AND COOLING SYSTEMS | HRCU-A-CB (Split System: Heat Pump with Remote Outdoor Unit-Air-Source) | 290VAN048**AA* |  |  | CVAMA4921XMA*+UI | 986TD42080C17*** | 48000 | 18.5 | 9 | 50000 | 36200 | 72.4% | 2.02 | 0 | 10 |  |  |  |  | R-454B | 4 | Residential & Commercial | USHP | Ducted CEE Tier 1
216763460 | Central HP <5.4 tons | TRANE | HRCU-A-CB (Split System: Heat Pump with Remote Outdoor Unit-Air-Source) | 5TWR7024A1 |  |  | 5TAMXD04AV31 | 0 | 23600 | 17.1 | 9 | 21800 | 17200 | 78.9% | 2 | 0 | 12.5 |  |  |  |  | R-454B | 1.9667 | Residential & Commercial | USHP | Ducted CEE Tier 1
216763476 | Central HP <5.4 tons | TRANE | HRCU-A-CB (Split System: Heat Pump with Remote Outdoor Unit-Air-Source) | 5TWR7024A1 |  |  | 5TEMCD04AV31+TDR | 0 | 23400 | 17.1 | 9.5 | 21600 | 17200 | 79.63% | 2.1 | 0 | 12.5 |  |  |  |  | R-454B | 1.95 | Residential & Commercial | USHP | Ducted CEE Tier 1
216764357 | Central HP <5.4 tons | TRANE | HRCU-A-CB (Split System: Heat Pump with Remote Outdoor Unit-Air-Source) | 5TWX7036A1 |  |  | 5TXCB004AS3 | S9V2B080U4PSC | 32200 | 17 | 8.7 | 32400 | 24000 | 74.07% | 2.1 | 0 | 11.7 |  |  |  |  | R-454B | 2.6833 | Residential & Commercial | USHP | Ducted CEE Tier 1
216764359 | Central HP <5.4 tons | TRANE | HRCU-A-CB (Split System: Heat Pump with Remote Outdoor Unit-Air-Source) | 5TWX7036A1 |  |  | 5TXCB004AS3 | *UHMB060CCV3 | 32200 | 17.1 | 8.7 | 32200 | 23800 | 73.91% | 2.1 | 0 | 11.7 |  |  |  |  | R-454B | 2.6833 | Residential & Commercial | USHP | Ducted CEE Tier 1
216764375 | Central HP <5.4 tons | TRANE | HRCU-A-CB (Split System: Heat Pump with Remote Outdoor Unit-Air-Source) | 5TWX7036A1 |  |  | 5TXCB006AS3 | S9V2B080U4PSC | 33400 | 17.5 | 9 | 32600 | 24200 | 74.23% | 2.1 | 0 | 12 |  |  |  |  | R-454B | 2.7833 | Residential & Commercial | USHP | Ducted CEE Tier 1
213772626 | Central HP <5.4 tons | BRYANT HEATING AND COOLING SYSTEMS | HRCU-A-CB (Split System: Heat Pump with Remote Outdoor Unit-Air-Source) | 288BNV025*0**C* |  |  | CAP**2417AL*+UI | 88*TB36070C14*** | 23400 | 16.5 | 8.1 | 22000 | 16800 | 76.36% | 1.88 | 0 | 10.5 |  |  |  |  | R-410A | 1.95 | Residential & Commercial | USHP | Ducted CEE Tier 1
213773296 | Central HP <5.4 tons | BRYANT HEATING AND COOLING SYSTEMS | HRCU-A-CB (Split System: Heat Pump with Remote Outdoor Unit-Air-Source) | 288BNV025*0**C* |  |  | CAP**3721AL*+UI | 88*TB60110C21*** | 24400 | 17 | 8.1 | 21200 | 16600 | 78.3% | 2.02 | 0 | 11 |  |  |  |  | R-410A | 2.0333 | Residential & Commercial | USHP | Ducted CEE Tier 1
213773546 | Central HP <5.4 tons | BRYANT HEATING AND COOLING SYSTEMS | HRCU-A-CB (Split System: Heat Pump with Remote Outdoor Unit-Air-Source) | 288BNV025*0**C* |  |  | CAP**4224AL*+UI | 986TD66100C21*** | 23800 | 16.5 | 8.1 | 21400 | 16600 | 77.57% | 1.96 | 0 | 11 |  |  |  |  | R-410A | 1.9833 | Residential & Commercial | USHP | Ducted CEE Tier 1
213773746 | Central HP <5.4 tons | BRYANT HEATING AND COOLING SYSTEMS | HRCU-A-CB (Split System: Heat Pump with Remote Outdoor Unit-Air-Source) | 288BNV025*0**C* |  |  | CAP**4821AL*+UI | 987MC42060C17*** | 24000 | 16.5 | 8.1 | 21000 | 16600 | 79.05% | 2 | 0 | 10.5 |  |  |  |  | R-410A | 2 | Residential & Commercial | USHP | Ducted CEE Tier 1
216776088 | Central HP <5.4 tons | LENNOX | HRCU-A-CB (Split System: Heat Pump with Remote Outdoor Unit-Air-Source) | SL22KLV-048-230A** |  |  | CK40[C,U]T-60C-**+TDR | SL280UH080NV60C* | 46000 | 20.5 | 9.4 | 45500 | 44000 | 96.7% | 2.02 | 0 | 12.4 |  |  |  |  | R-454B | 3.8333 | Residential & Commercial | USHP | Ducted CEE Tier 1
215677228 | Central HP <5.4 tons | COMFORTMAKER | HRCU-A-CB (Split System: Heat Pump with Remote Outdoor Unit-Air-Source) | C5H0V60*K*AAA* |  |  | EVM5X61M24A*+WALLCON | *80CTL0702120B* | 57000 | 18.5 | 9 | 64000 | 45000 | 70.31% | 2.08 | 0 | 9 |  |  |  |  | R-454B | 4.75 | Residential & Commercial | USHP
211226628 | Central HP <5.4 tons | DAY & NIGHT | HRCU-A-CB (Split System: Heat Pump with Remote Outdoor Unit-Air-Source) | DLCURAH36ABK |  |  | EA*4X37L17A* | *92ESN0601714A* | 35800 | 16 | 8.1 | 38500 | 34800 | 90.39% | 2 | 0 | 10 |  |  |  |  | R-410A | 2.9833 | Residential & Commercial | USHP | Ducted CEE Tier 1
211227829 | Central HP <5.4 tons | DAY & NIGHT | HRCU-A-CB (Split System: Heat Pump with Remote Outdoor Unit-Air-Source) | DLCURAH36ABK |  |  | EA*4X42L24A* | *80ES(N,L)1102420A* | 35400 | 16.5 | 8.1 | 38500 | 35000 | 90.91% | 1.88 | 0 | 10 |  |  |  |  | R-410A | 2.95 | Residential & Commercial | USHP | Ducted CEE Tier 1
211228216 | Central HP <5.4 tons | DAY & NIGHT | HRCU-A-CB (Split System: Heat Pump with Remote Outdoor Unit-Air-Source) | DLCURAH36ABK |  |  | EA*4X43L21A* | *80ES(N,L)0451712A* | 36000 | 15.5 | 8.5 | 38500 | 34800 | 90.39% | 2.06 | 0 | 10 |  |  |  |  | R-410A | 3 | Residential & Commercial | USHP | Ducted CEE Tier 1
215682022 | Central HP <5.4 tons | TEMPSTAR | HRCU-A-CB (Split System: Heat Pump with Remote Outdoor Unit-Air-Source) | T5H0V48*K*AAA* |  |  | EVM5X60M24A*+WALLCON | *97CTN1002122A* | 48000 | 19 | 9 | 50000 | 36600 | 73.2% | 2 | 0 | 10 |  |  |  |  | R-454B | 4 | Residential & Commercial | USHP | Ducted CEE Tier 1
215682372 | Central HP <5.4 tons | TEMPSTAR | HRCU-A-CB (Split System: Heat Pump with Remote Outdoor Unit-Air-Source) | T5H0V48*K*AAA* |  |  | EVD5X60M21A*+WALLCON | *97CTN1002122A* | 48000 | 19 | 9 | 50000 | 36600 | 73.2% | 2 | 0 | 10.5 |  |  |  |  | R-454B | 4 | Residential & Commercial | USHP | Ducted CEE Tier 1
215675474 | Central HP <5.4 tons | BRYANT HEATING AND COOLING SYSTEMS | HRCU-A-CB (Split System: Heat Pump with Remote Outdoor Unit-Air-Source) | 290VAN048**AA* |  |  | CVAMA4821XMA*+UI | 986TD60080C21*** | 47000 | 18.5 | 9 | 50000 | 36400 | 72.8% | 2 | 0 | 10 |  |  |  |  | R-454B | 3.9167 | Residential & Commercial | USHP | Ducted CEE Tier 1
215675624 | Central HP <5.4 tons | BRYANT HEATING AND COOLING SYSTEMS | HRCU-A-CB (Split System: Heat Pump with Remote Outdoor Unit-Air-Source) | 290VAN048**AA* |  |  | CVAMA4921XMA*+UI | 987MC60080C21*** | 48000 | 19 | 9 | 50000 | 36800 | 73.6% | 2 | 0 | 10 |  |  |  |  | R-454B | 4 | Residential & Commercial | USHP | Ducted CEE Tier 1
215675724 | Central HP <5.4 tons | BRYANT HEATING AND COOLING SYSTEMS | HRCU-A-CB (Split System: Heat Pump with Remote Outdoor Unit-Air-Source) | 290VAN048**AA* |  |  | CVAMA6021XMA*+UI | 88*TB48090C17*** | 48000 | 19 | 9 | 50000 | 37000 | 74% | 1.98 | 0 | 10 |  |  |  |  | R-454B | 4 | Residential & Commercial | USHP | Ducted CEE Tier 1
215449754 | Central HP <5.4 tons | Breeze33 | HRCU-A-CB (Split System: Heat Pump with Remote Outdoor Unit-Air-Source) | BZ33-HYP55OUT2-454-G3-P |  |  | BZ33-MSAHU55-454-G3-P | 0 | 54000 | 15.2 | 9.2 | 59000 | 53000 | 89.83% | 2 | 0 | 10 |  |  |  |  | R-454B | 4.5 | Residential & Commercial | USHP | Ducted CEE Tier 1
214608332 | Central HP <5.4 tons | TRANE | HRCU-A-CB (Split System: Heat Pump with Remote Outdoor Unit-Air-Source) | E4HL5048A1000A |  |  | E4AH5E36A1J30A | 0 | 36000 | 15.2 | 8.5 | 36000 | 30000 | 83.33% | 1.8 | 0 | 10 |  |  |  |  | R-410A | 3 | Residential & Commercial | USHP | Ducted CEE Tier 1
210470535 | Central HP <5.4 tons | DAY & NIGHT | HRCU-A-CB (Split System: Heat Pump with Remote Outdoor Unit-Air-Source) | CVH837GKA2* |  |  | EA*4X61L24A*+WALLCON | *95CSU1002122A* | 33200 | 18 | 8.5 | 32000 | 24800 | 77.5% | 2.02 | 0 | 11.5 |  |  |  |  | R-410A | 2.7667 | Residential & Commercial | USHP | Ducted CEE Tier 1
216776130 | Central HP <5.4 tons | LENNOX | HRCU-A-CB (Split System: Heat Pump with Remote Outdoor Unit-Air-Source) | SL22KLV-060-230A** |  |  | CK40[C,U]T-60C-**+TDR | EL297UH110XV60C* | 56000 | 20 | 9.4 | 52000 | 42500 | 81.73% | 1.94 | 0 | 11.5 |  |  |  |  | R-454B | 4.6667 | Residential & Commercial | USHP | Ducted CEE Tier 1
215682032 | Central HP <5.4 tons | TEMPSTAR | HRCU-A-CB (Split System: Heat Pump with Remote Outdoor Unit-Air-Source) | T5H0V48*K*AAA* |  |  | EVM5X60M24A*+WALLCON | *97CTN1202422A* | 48000 | 19 | 9 | 50000 | 36600 | 73.2% | 2 | 0 | 10.5 |  |  |  |  | R-454B | 4 | Residential & Commercial | USHP | Ducted CEE Tier 1
215682232 | Central HP <5.4 tons | TEMPSTAR | HRCU-A-CB (Split System: Heat Pump with Remote Outdoor Unit-Air-Source) | T5H0V48*K*AAA* |  |  | EVD5X48M24A*+WALLCON | *97CTN1202422A* | 47000 | 18.5 | 9 | 50000 | 36400 | 72.8% | 2 | 0 | 10 |  |  |  |  | R-454B | 3.9167 | Residential & Commercial | USHP | Ducted CEE Tier 1
215682282 | Central HP <5.4 tons | TEMPSTAR | HRCU-A-CB (Split System: Heat Pump with Remote Outdoor Unit-Air-Source) | T5H0V48*K*AAA* |  |  | EVD5X49M24A*+WALLCON | *97CTN1002122A* | 48000 | 19 | 9 | 50000 | 36600 | 73.2% | 2 | 0 | 10.5 |  |  |  |  | R-454B | 4 | Residential & Commercial | USHP | Ducted CEE Tier 1
216776134 | Central HP <5.4 tons | LENNOX | HRCU-A-CB (Split System: Heat Pump with Remote Outdoor Unit-Air-Source) | SL22KLV-060-230A** |  |  | CK40[C,U]T-49C-**+TDR | SL280UH100NV60C* | 55500 | 20 | 8.5 | 51500 | 41500 | 80.58% | 1.88 | 0 | 11.7 |  |  |  |  | R-454B | 4.625 | Residential & Commercial | USHP | Ducted CEE Tier 1
216776137 | Central HP <5.4 tons | LENNOX | HRCU-A-CB (Split System: Heat Pump with Remote Outdoor Unit-Air-Source) | SL22KLV-060-230A** |  |  | CK40[C,U]T-49C-**+TDR | SL297UH080NV60C* | 55000 | 19 | 8.5 | 52000 | 41500 | 79.81% | 1.84 | 0 | 11.2 |  |  |  |  | R-454B | 4.5833 | Residential & Commercial | USHP | Ducted CEE Tier 1
215676622 | Central HP <5.4 tons | TEMPSTAR | HRCU-A-CB (Split System: Heat Pump with Remote Outdoor Unit-Air-Source) | T5H0V48*K*AAA* |  |  | EVD5X60M24A*+WALLCON | *80CTL0902120B* | 48000 | 19 | 9 | 50000 | 36400 | 72.8% | 2 | 0 | 10.5 |  |  |  |  | R-454B | 4 | Residential & Commercial | USHP | Ducted CEE Tier 1
213363367 | Central HP <5.4 tons | Alsetria | HRCU-A-C (Split System: Heat Pump with Remote Outdoor Unit with No Indoor Fan --Air Source) | MOE30U-45HFN1-M |  |  | MAC-60HWDN1-MN0 | 0 | 45000 | 15.2 | 9.2 | 55000 | 46500 | 84.55% | 1.8 | 0 | 10 |  |  |  |  | R-410A | 3.75 | Residential & Commercial | USHP | Ducted CEE Tier 1
212980001 | Central HP <5.4 tons | CARRIER | HRCU-A-CB (Split System: Heat Pump with Remote Outdoor Unit-Air-Source) | 38MURAQ18AB3* |  |  | CNPV*3017AL* | 58S(B,C)*B090M17**14 | 17700 | 16.5 | 8.1 | 18300 | 18600 | 101.6% | 2.24 | 0 | 11 |  |  |  |  | R-410A | 1.475 | Residential & Commercial | USHP | Ducted CEE Tier 1
212982372 | Central HP <5.4 tons | CARRIER | HRCU-A-CB (Split System: Heat Pump with Remote Outdoor Unit-Air-Source) | 38MURAQ18AB3* |  |  | CAP**1917AL* | 58SU*B060M17**16 | 18100 | 16.5 | 8.5 | 18000 | 17700 | 98.33% | 2.14 | 0 | 11 |  |  |  |  | R-410A | 1.5083 | Residential & Commercial | USHP | Ducted CEE Tier 1
215939963 | Central HP <5.4 tons | TEMPSTAR | HRCU-A-CB (Split System: Heat Pump with Remote Outdoor Unit-Air-Source) | T5H3V36*K*AAA* |  |  | ESH5X36M12A*+WALLCON | *80CSU0601716B* | 33400 | 19 | 9 | 34800 | 26600 | 76.44% | 1.92 | 0 | 11.5 |  |  |  |  | R-454B | 2.7833 | Residential & Commercial | USHP | Ducted CEE Tier 1
216764393 | Central HP <5.4 tons | TRANE | HRCU-A-CB (Split System: Heat Pump with Remote Outdoor Unit-Air-Source) | 5TWX7036A1 |  |  | 5TXCC007AS3 | *UHMC100CCV4 | 33800 | 17.5 | 9 | 32600 | 24000 | 73.62% | 2.1 | 0 | 12 |  |  |  |  | R-454B | 2.8167 | Residential & Commercial | USHP | Ducted CEE Tier 1
216764432 | Central HP <5.4 tons | TRANE | HRCU-A-CB (Split System: Heat Pump with Remote Outdoor Unit-Air-Source) | 5TWX7048A1 |  |  | 5PX*CD09AS3 | S9V2C100D5PSC | 43000 | 16.5 | 8.7 | 44000 | 32200 | 73.18% | 2.1 | 0 | 12 |  |  |  |  | R-454B | 3.5833 | Residential & Commercial | USHP | Ducted CEE Tier 1
216764498 | Central HP <5.4 tons | TRANE | HRCU-A-CB (Split System: Heat Pump with Remote Outdoor Unit-Air-Source) | 5TWX7060A1 |  |  | 5PX*D008AS3 | S8X1C080M5PSC | 51500 | 16 | 9 | 51500 | 39000 | 75.73% | 2.1 | 0 | 11 |  |  |  |  | R-454B | 4.2917 | Residential & Commercial | USHP | Ducted CEE Tier 1
216764509 | Central HP <5.4 tons | TRANE | HRCU-A-CB (Split System: Heat Pump with Remote Outdoor Unit-Air-Source) | 5TWX7060A1 |  |  | 5PX*D010AS3 | L8V1C100U5VSB | 52500 | 16 | 9 | 51000 | 38500 | 75.49% | 2.2 | 0 | 11.2 |  |  |  |  | R-454B | 4.375 | Residential & Commercial | USHP | Ducted CEE Tier 1
213772416 | Central HP <5.4 tons | BRYANT HEATING AND COOLING SYSTEMS | HRCU-A-CB (Split System: Heat Pump with Remote Outdoor Unit-Air-Source) | 288BNV025*0**B* |  |  | CSPH*4212AL*+UI | 986TD66120C24*** | 24200 | 16 | 8.1 | 21400 | 16600 | 77.57% | 2 | 0 | 10.5 |  |  |  |  | R-410A | 2.0167 | Residential & Commercial | USHP | Ducted CEE Tier 1
216764543 | Central HP <5.4 tons | TRANE | HRCU-A-CB (Split System: Heat Pump with Remote Outdoor Unit-Air-Source) | 5TWR7024A1 |  |  | 5PX*B004AS3 | S8X2B060M4PTC | 23000 | 17.1 | 9 | 21600 | 17100 | 79.17% | 2 | 0 | 12.5 |  |  |  |  | R-454B | 1.9167 | Residential & Commercial | USHP | Ducted CEE Tier 1
216776148 | Central HP <5.4 tons | TRANE | HRCU-A-CB (Split System: Heat Pump with Remote Outdoor Unit-Air-Source) | 5HPL5024A1 |  |  | 5TEM6B02AV21+TDR | 0 | 23000 | 16 | 8.1 | 23000 | 18000 | 78.26% | 1.75 | 0 | 11.7 |  |  |  |  | R-454B | 1.9167 | Residential & Commercial | USHP | Ducted CEE Tier 1
213772726 | Central HP <5.4 tons | BRYANT HEATING AND COOLING SYSTEMS | HRCU-A-CB (Split System: Heat Pump with Remote Outdoor Unit-Air-Source) | 288BNV025*0**C* |  |  | CAP**2517AL*+UI | 88*TB36070C14*** | 24400 | 16.5 | 8.1 | 21200 | 16600 | 78.3% | 2 | 0 | 11 |  |  |  |  | R-410A | 2.0333 | Residential & Commercial | USHP | Ducted CEE Tier 1
213772976 | Central HP <5.4 tons | BRYANT HEATING AND COOLING SYSTEMS | HRCU-A-CB (Split System: Heat Pump with Remote Outdoor Unit-Air-Source) | 288BNV025*0**C* |  |  | CAP**3617AL*+UI | 935CB48060C17*** | 23400 | 16.5 | 8.1 | 21600 | 16700 | 77.31% | 1.92 | 0 | 10.5 |  |  |  |  | R-410A | 1.95 | Residential & Commercial | USHP | Ducted CEE Tier 1
216733890 | Central HP <5.4 tons | COMFORTMAKER | HRCU-A-CB (Split System: Heat Pump with Remote Outdoor Unit-Air-Source) | D5CUHAH24AAK |  |  | EA*5X30M17A* | *80VSL0451412B* | 22200 | 16.5 | 8.1 | 20800 | 18700 | 89.9% | 1.85 | 0 | 10.5 |  |  |  |  | R-454B | 1.85 | Residential & Commercial | USHP | Ducted CEE Tier 1
216733899 | Central HP <5.4 tons | COMFORTMAKER | HRCU-A-CB (Split System: Heat Pump with Remote Outdoor Unit-Air-Source) | D5CUHAH24AAK |  |  | EA*5X30M17A* | *80VSL0701412B* | 22400 | 16.5 | 8.5 | 21000 | 18800 | 89.52% | 1.96 | 0 | 11 |  |  |  |  | R-454B | 1.8667 | Residential & Commercial | USHP | Ducted CEE Tier 1
214573313 | Central HP <5.4 tons | COMFORTMAKER | HRCU-A-CB (Split System: Heat Pump with Remote Outdoor Unit-Air-Source) | CVH837GKA** |  |  | EN(A,D)4X36L21**+WALLCON | *80CTL0702120B* | 31400 | 17 | 8.1 | 33200 | 24200 | 72.89% | 1.82 | 0 | 11 |  |  |  |  | R-410A | 2.6167 | Residential & Commercial | USHP | Ducted CEE Tier 1
211241722 | Central HP <5.4 tons | DAY & NIGHT | HRCU-A-CB (Split System: Heat Pump with Remote Outdoor Unit-Air-Source) | DLCURAH24ABK |  |  | EA*4X30L17A* | *95ESN0601714A* | 24600 | 16 | 8.5 | 26800 | 22600 | 84.33% | 1.84 | 0 | 10 |  |  |  |  | R-410A | 2.05 | Residential & Commercial | USHP | Ducted CEE Tier 1
210857361 | Central HP <5.4 tons | DIYCOOL | HRCU-A-CB (Split System: Heat Pump with Remote Outdoor Unit-Air-Source) | ACIQ-24ZPL-HP230B |  |  | ACIQ-24AHB-HH-M | 0 | 23000 | 18.4 | 9.3 | 26000 | 21200 | 81.54% | 1.9 | 12.5 | 11.7 |  |  |  |  | R-410A | 1.9167 | Residential & Commercial | USHP | Ducted CEE Tier 1
213772926 | Central HP <5.4 tons | BRYANT HEATING AND COOLING SYSTEMS | HRCU-A-CB (Split System: Heat Pump with Remote Outdoor Unit-Air-Source) | 288BNV025*0**C* |  |  | CAP**3017AL*+UI | 986TD42080C17*** | 23400 | 16.5 | 8.1 | 21600 | 16700 | 77.31% | 1.9 | 0 | 10.5 |  |  |  |  | R-410A | 1.95 | Residential & Commercial | USHP | Ducted CEE Tier 1
216980841 | Central HP <5.4 tons | DIYCOOL | HRCU-A-CB (Split System: Heat Pump with Remote Outdoor Unit-Air-Source) | EZ-24-EHPB |  |  | EZ-24-AHB | 0 | 24000 | 18.1 | 9.7 | 26000 | 21600 | 83.08% | 1.87 | 0 | 11 |  |  |  |  | R-454B | 2 | Residential & Commercial | USHP | Ducted CEE Tier 1
215668853 | Central HP <5.4 tons | AIRQUEST | HRCU-A-CB (Split System: Heat Pump with Remote Outdoor Unit-Air-Source) | H5H0V36*K*AAA* |  |  | EA*5X42M21A*+WALLCON | *80CTL1102120B* | 33200 | 18 | 9 | 35800 | 25600 | 71.51% | 1.84 | 0 | 10 |  |  |  |  | R-454B | 2.7667 | Residential & Commercial | USHP | Ducted CEE Tier 1
215668933 | Central HP <5.4 tons | AIRQUEST | HRCU-A-CB (Split System: Heat Pump with Remote Outdoor Unit-Air-Source) | H5H0V36*K*AAA* |  |  | EA*5X42M21A*+WALLCON | *96CTN0801714B* | 33000 | 17.5 | 9 | 36000 | 25800 | 71.67% | 1.84 | 0 | 9.5 |  |  |  |  | R-454B | 2.75 | Residential & Commercial | USHP
215677008 | Central HP <5.4 tons | COMFORTMAKER | HRCU-A-CB (Split System: Heat Pump with Remote Outdoor Unit-Air-Source) | C5H0V60*K*AAA* |  |  | EVM5X60M21A*+WALLCON | *80CTL0902120B* | 57000 | 18.5 | 9 | 63500 | 44500 | 70.08% | 2.08 | 0 | 9.5 |  |  |  |  | R-454B | 4.75 | Residential & Commercial | USHP
216763718 | Central HP <5.4 tons | TRANE | HRCU-A-C (Split System: Heat Pump with Remote Outdoor Unit with No Indoor Fan --Air Source) | 5TWR7036A1 |  |  | 5PX*CD05AS3 | 0 | 32400 | 15.2 | 8.2 | 33800 | 25000 | 73.96% | 1.9 | 0 | 11.2 |  |  |  |  | R-454B | 2.7 | Residential & Commercial | USHP | Ducted CEE Tier 1
216763752 | Central HP <5.4 tons | TRANE | HRCU-A-C (Split System: Heat Pump with Remote Outdoor Unit with No Indoor Fan --Air Source) | 5TWR7036A1 |  |  | 5PX*D010AS3 | 0 | 33600 | 16 | 8.7 | 32800 | 24400 | 74.39% | 2.1 | 0 | 11.5 |  |  |  |  | R-454B | 2.8 | Residential & Commercial | USHP | Ducted CEE Tier 1
216766436 | Central HP <5.4 tons | TRANE | HRCU-A-CB (Split System: Heat Pump with Remote Outdoor Unit-Air-Source) | 5TWR7048A1 |  |  | 5PX*C007AS3+P0V0C000M50SD | 0 | 43000 | 16.5 | 9 | 44500 | 32400 | 72.81% | 2.23 | 0 | 12 |  |  |  |  | R-454B | 3.5833 | Residential & Commercial | USHP | Ducted CEE Tier 1
216776028 | Central HP <5.4 tons | LENNOX | HRCU-A-CB (Split System: Heat Pump with Remote Outdoor Unit-Air-Source) | SL22KLV-024-230A** |  |  | CK40[C,U]T-30B-**+TDR | SL280UH090XV48B* | 22200 | 19 | 8.2 | 24000 | 22800 | 95% | 1.78 | 0 | 12.4 |  |  |  |  | R-454B | 1.85 | Residential & Commercial | USHP | Ducted CEE Tier 1
215668541 | Central HP <5.4 tons | AIRQUEST | HRCU-A-CB (Split System: Heat Pump with Remote Outdoor Unit-Air-Source) | H5H0V36*K*AAA* |  |  | EA*5X37M17A*+WALLCON | *80CSU0601716A* | 33800 | 17.5 | 9 | 35800 | 25600 | 71.51% | 1.88 | 0 | 9.5 |  |  |  |  | R-454B | 2.8167 | Residential & Commercial | USHP
215939653 | Central HP <5.4 tons | TEMPSTAR | HRCU-A-CB (Split System: Heat Pump with Remote Outdoor Unit-Air-Source) | T5H3V36*K*AAA* |  |  | EA*5X42M21A*+WALLCON | *96CTN0802120B* | 32600 | 19.5 | 9.5 | 34800 | 26800 | 77.01% | 2.02 | 0 | 11.7 |  |  |  |  | R-454B | 2.7167 | Residential & Commercial | USHP | Ducted CEE Tier 1
215940103 | Central HP <5.4 tons | TEMPSTAR | HRCU-A-CB (Split System: Heat Pump with Remote Outdoor Unit-Air-Source) | T5H3V36*K*AAA* |  |  | ESH5X48M12A*+WALLCON | *96CTN0802120B* | 33800 | 19.5 | 9 | 34800 | 26600 | 76.44% | 1.94 | 0 | 11.5 |  |  |  |  | R-454B | 2.8167 | Residential & Commercial | USHP | Ducted CEE Tier 1
215940453 | Central HP <5.4 tons | TEMPSTAR | HRCU-A-CB (Split System: Heat Pump with Remote Outdoor Unit-Air-Source) | T5H3V36*K*AAA* |  |  | EVM5X60M21A*+WALLCON | *97CTN0802120A* | 35600 | 21.5 | 8.5 | 38000 | 28600 | 75.26% | 2.04 | 0 | 12 |  |  |  |  | R-454B | 2.9667 | Residential & Commercial | USHP | Ducted CEE Tier 1
215940623 | Central HP <5.4 tons | TEMPSTAR | HRCU-A-CB (Split System: Heat Pump with Remote Outdoor Unit-Air-Source) | T5H3V36*K*AAA* |  |  | EVD5X42M21A*+WALLCON | *96CTN0802120B* | 34400 | 20.5 | 8.5 | 38500 | 28200 | 73.25% | 2.04 | 0 | 11.7 |  |  |  |  | R-454B | 2.8667 | Residential & Commercial | USHP | Ducted CEE Tier 1
215675264 | Central HP <5.4 tons | BRYANT HEATING AND COOLING SYSTEMS | HRCU-A-CB (Split System: Heat Pump with Remote Outdoor Unit-Air-Source) | 290VAN048**AA* |  |  | CSAH*6012AM*+UI | 987MC60060C21*** | 45000 | 16 | 8.5 | 48500 | 34200 | 70.52% | 1.96 | 0 | 9 |  |  |  |  | R-454B | 3.75 | Residential & Commercial | USHP
215415502 | Central HP <5.4 tons | DAIKIN | HRCU-A-CB (Split System: Heat Pump with Remote Outdoor Unit-Air-Source) | DH6VSA1810A* |  |  | DFVE24BP1300A* | 0 | 17100 | 19 | 8.8 | 17400 | 13000 | 74.71% | 2.1 | 0 | 12 |  |  |  |  | R-32 | 1.425 | Residential & Commercial | USHP | Ducted CEE Tier 1
216766640 | Central HP <5.4 tons | TRANE | HRCU-A-CB (Split System: Heat Pump with Remote Outdoor Unit-Air-Source) | 5TWR7060A1 |  |  | 5PX*D008AS3 | S8V2C080M5PCB | 51000 | 15.2 | 8.7 | 51500 | 39000 | 75.73% | 2.18 | 0 | 11 |  |  |  |  | R-454B | 4.25 | Residential & Commercial | USHP | Ducted CEE Tier 1
216766654 | Central HP <5.4 tons | TRANE | HRCU-A-CB (Split System: Heat Pump with Remote Outdoor Unit-Air-Source) | 5TWR7060A1 |  |  | 5PX*D008AS3 | S9X1D120U5PSB | 51000 | 15.2 | 8.7 | 51500 | 39000 | 75.73% | 2.19 | 0 | 11.2 |  |  |  |  | R-454B | 4.25 | Residential & Commercial | USHP | Ducted CEE Tier 1
216766656 | Central HP <5.4 tons | TRANE | HRCU-A-CB (Split System: Heat Pump with Remote Outdoor Unit-Air-Source) | 5TWR7060A1 |  |  | 5PX*D008AS3 | S8V2C080M5PDB | 51000 | 15.2 | 8.7 | 51500 | 39000 | 75.73% | 2.18 | 0 | 11 |  |  |  |  | R-454B | 4.25 | Residential & Commercial | USHP | Ducted CEE Tier 1
216766688 | Central HP <5.4 tons | TRANE | HRCU-A-CB (Split System: Heat Pump with Remote Outdoor Unit-Air-Source) | 5TWR7060A1 |  |  | 5PX*D010AS3+P0V0C000M50SD | 0 | 52500 | 16 | 9 | 50500 | 38500 | 76.24% | 2.24 | 0 | 11.5 |  |  |  |  | R-454B | 4.375 | Residential & Commercial | USHP | Ducted CEE Tier 1
216766724 | Central HP <5.4 tons | TRANE | HRCU-A-CB (Split System: Heat Pump with Remote Outdoor Unit-Air-Source) | 5TWR7060A1 |  |  | 5TXCD008AS3 | S9X1C080U5PSB | 51000 | 15.2 | 8.7 | 52000 | 39000 | 75% | 2.18 | 0 | 10 |  |  |  |  | R-454B | 4.25 | Residential & Commercial | USHP | Ducted CEE Tier 1
216766756 | Central HP <5.4 tons | TRANE | HRCU-A-CB (Split System: Heat Pump with Remote Outdoor Unit-Air-Source) | 5TWR7060A1 |  |  | 5TXCD010AS3 | S8V2C080M5PCB | 52000 | 15.2 | 8.7 | 51000 | 38500 | 75.49% | 2.21 | 0 | 11.2 |  |  |  |  | R-454B | 4.3333 | Residential & Commercial | USHP | Ducted CEE Tier 1
215676968 | Central HP <5.4 tons | COMFORTMAKER | HRCU-A-CB (Split System: Heat Pump with Remote Outdoor Unit-Air-Source) | C5H0V60*K*AAA* |  |  | EVM5X60M21A*+WALLCON | *80CSU0802120A* | 57000 | 18 | 9 | 63500 | 44500 | 70.08% | 2.08 | 0 | 9 |  |  |  |  | R-454B | 4.75 | Residential & Commercial | USHP
215940653 | Central HP <5.4 tons | TEMPSTAR | HRCU-A-CB (Split System: Heat Pump with Remote Outdoor Unit-Air-Source) | T5H3V36*K*AAA* |  |  | EVD5X42M21A*+WALLCON | *97CTN0601716A* | 34000 | 20 | 8.5 | 39500 | 28800 | 72.91% | 2.02 | 0 | 11 |  |  |  |  | R-454B | 2.8333 | Residential & Commercial | USHP | Ducted CEE Tier 1
215940723 | Central HP <5.4 tons | TEMPSTAR | HRCU-A-CB (Split System: Heat Pump with Remote Outdoor Unit-Air-Source) | T5H3V36*K*AAA* |  |  | EVD5X42M24A*+WALLCON | *97CTN1202422A* | 35600 | 22 | 8.5 | 38000 | 28400 | 74.74% | 2.04 | 0 | 12.5 |  |  |  |  | R-454B | 2.9667 | Residential & Commercial | USHP | Ducted CEE Tier 1
215940753 | Central HP <5.4 tons | TEMPSTAR | HRCU-A-CB (Split System: Heat Pump with Remote Outdoor Unit-Air-Source) | T5H3V36*K*AAA* |  |  | EVD5X48M24A*+WALLCON | *97CTN1002122A* | 35000 | 21.5 | 8.5 | 38000 | 28200 | 74.21% | 2.02 | 0 | 12 |  |  |  |  | R-454B | 2.9167 | Residential & Commercial | USHP | Ducted CEE Tier 1
215940773 | Central HP <5.4 tons | TEMPSTAR | HRCU-A-CB (Split System: Heat Pump with Remote Outdoor Unit-Air-Source) | T5H3V36*K*AAA* |  |  | EVD5X49M24A*+WALLCON | *96CTN0802120B* | 35400 | 21.5 | 8.5 | 38000 | 28600 | 75.26% | 2.04 | 0 | 12 |  |  |  |  | R-454B | 2.95 | Residential & Commercial | USHP | Ducted CEE Tier 1
216764879 | Central HP <5.4 tons | TRANE | HRCU-A-CB (Split System: Heat Pump with Remote Outdoor Unit-Air-Source) | 5TWR7060A1 |  |  | 5PX*DD10AS3 | S8X1D120M5PTC | 51000 | 16.5 | 8.7 | 51000 | 38500 | 75.49% | 2.1 | 0 | 11 |  |  |  |  | R-454B | 4.25 | Residential & Commercial | USHP | Ducted CEE Tier 1
215679528 | Central HP <5.4 tons | COMFORTMAKER | HRCU-A-CB (Split System: Heat Pump with Remote Outdoor Unit-Air-Source) | C5H0V36*K*AAA* |  |  | EA*5X48M21A*+WALLCON | *97CTN0801716A* | 33600 | 17.5 | 9 | 35200 | 25200 | 71.59% | 1.88 | 0 | 9.5 |  |  |  |  | R-454B | 2.8 | Residential & Commercial | USHP
215679678 | Central HP <5.4 tons | COMFORTMAKER | HRCU-A-CB (Split System: Heat Pump with Remote Outdoor Unit-Air-Source) | C5H0V36*K*AAA* |  |  | EA*5X61M24A*+WALLCON | *97CTN0802120A* | 34800 | 18 | 9 | 34400 | 24800 | 72.09% | 1.92 | 0 | 10.5 |  |  |  |  | R-454B | 2.9 | Residential & Commercial | USHP | Ducted CEE Tier 1
215679778 | Central HP <5.4 tons | COMFORTMAKER | HRCU-A-CB (Split System: Heat Pump with Remote Outdoor Unit-Air-Source) | C5H0V36*K*AAA* |  |  | ESH5X36M12A*+WALLCON | *97CTN1202422A* | 33800 | 16.5 | 8.5 | 35800 | 25400 | 70.95% | 1.76 | 0 | 9.5 |  |  |  |  | R-454B | 2.8167 | Residential & Commercial | USHP
216764607 | Central HP <5.4 tons | TRANE | HRCU-A-CB (Split System: Heat Pump with Remote Outdoor Unit-Air-Source) | 5TWR7036A1 |  |  | 5PX*B006AS3 | S8X2B080M4PSC | 33400 | 17.1 | 9 | 32600 | 24200 | 74.23% | 2.1 | 0 | 12 |  |  |  |  | R-454B | 2.7833 | Residential & Commercial | USHP | Ducted CEE Tier 1
216764627 | Central HP <5.4 tons | TRANE | HRCU-A-CB (Split System: Heat Pump with Remote Outdoor Unit-Air-Source) | 5TWR7036A1 |  |  | 5PX*BD04AS3 | S8X2B080M4PSC | 32600 | 17.1 | 8.2 | 33400 | 24400 | 73.05% | 1.9 | 0 | 11.7 |  |  |  |  | R-454B | 2.7167 | Residential & Commercial | USHP | Ducted CEE Tier 1
216764039 | Central HP <5.4 tons | TRANE | HRCU-A-CB (Split System: Heat Pump with Remote Outdoor Unit-Air-Source) | 5TWR7060A1 |  |  | 5PX*D008AS3 | S9V2C080U5PSC | 51000 | 16 | 9 | 51500 | 39000 | 75.73% | 2.1 | 0 | 11 |  |  |  |  | R-454B | 4.25 | Residential & Commercial | USHP | Ducted CEE Tier 1
215374893 | Central HP <5.4 tons | Durastar | HRCU-A-CB (Split System: Heat Pump with Remote Outdoor Unit-Air-Source) | DRU1U24S2A |  |  | DRUM1824S2A | 0 | 24000 | 18.1 | 9.7 | 26000 | 21600 | 83.08% | 1.87 | 0 | 11 |  |  |  |  | R-454B | 2 | Residential & Commercial | USHP | Ducted CEE Tier 1
216764849 | Central HP <5.4 tons | TRANE | HRCU-A-CB (Split System: Heat Pump with Remote Outdoor Unit-Air-Source) | 5TWR7060A1 |  |  | 5PX*D008AS3 | S8X1C080M5PTC | 51500 | 16.5 | 9 | 51500 | 39000 | 75.73% | 2.1 | 0 | 11 |  |  |  |  | R-454B | 4.2917 | Residential & Commercial | USHP | Ducted CEE Tier 1
216764867 | Central HP <5.4 tons | TRANE | HRCU-A-CB (Split System: Heat Pump with Remote Outdoor Unit-Air-Source) | 5TWR7060A1 |  |  | 5PX*D010AS3 | S8X2D120M5PTC | 52500 | 17 | 9 | 51000 | 38500 | 75.49% | 2.2 | 0 | 11.2 |  |  |  |  | R-454B | 4.375 | Residential & Commercial | USHP | Ducted CEE Tier 1
216766666 | Central HP <5.4 tons | TRANE | HRCU-A-CB (Split System: Heat Pump with Remote Outdoor Unit-Air-Source) | 5TWR7060A1 |  |  | 5PX*D010AS3 | S8V2C100M5PDB | 52500 | 15.2 | 9 | 51000 | 38500 | 75.49% | 2.22 | 0 | 11.2 |  |  |  |  | R-454B | 4.375 | Residential & Commercial | USHP | Ducted CEE Tier 1
216766680 | Central HP <5.4 tons | TRANE | HRCU-A-CB (Split System: Heat Pump with Remote Outdoor Unit-Air-Source) | 5TWR7060A1 |  |  | 5PX*D010AS3 | S8V2C080M5PCB | 52000 | 15.2 | 8.7 | 51000 | 38500 | 75.49% | 2.21 | 0 | 11.2 |  |  |  |  | R-454B | 4.3333 | Residential & Commercial | USHP | Ducted CEE Tier 1
216766732 | Central HP <5.4 tons | TRANE | HRCU-A-CB (Split System: Heat Pump with Remote Outdoor Unit-Air-Source) | 5TWR7060A1 |  |  | 5TXCD008AS3 | S8V2C100M5PCB | 51500 | 15.2 | 8.7 | 51500 | 39000 | 75.73% | 2.19 | 0 | 11 |  |  |  |  | R-454B | 4.2917 | Residential & Commercial | USHP | Ducted CEE Tier 1
216766746 | Central HP <5.4 tons | TRANE | HRCU-A-CB (Split System: Heat Pump with Remote Outdoor Unit-Air-Source) | 5TWR7060A1 |  |  | 5TXCD008AS3 | S8V2C100M5PDB | 51500 | 15.2 | 8.7 | 51500 | 39000 | 75.73% | 2.19 | 0 | 11 |  |  |  |  | R-454B | 4.2917 | Residential & Commercial | USHP | Ducted CEE Tier 1
215668748 | Central HP <5.4 tons | HEIL | HRCU-A-CB (Split System: Heat Pump with Remote Outdoor Unit-Air-Source) | H5H0V36*K*AAA* |  |  | EA*5X37M21A*+WALLCON | *97CMN0802120B* | 34400 | 18 | 8.1 | 35400 | 25200 | 71.19% | 1.88 | 0 | 10 |  |  |  |  | R-454B | 2.8667 | Residential & Commercial | USHP | Ducted CEE Tier 1
213350741 | Central HP <5.4 tons | Durastar | HRCU-A-CB (Split System: Heat Pump with Remote Outdoor Unit-Air-Source) | DRA1H24S1A |  |  | DRAM24F1A | 0 | 23000 | 18.4 | 9.3 | 26000 | 21200 | 81.54% | 1.9 | 12.5 | 11.7 |  |  |  |  | R-410A | 1.9167 | Residential & Commercial | USHP | Ducted CEE Tier 1
215940013 | Central HP <5.4 tons | TEMPSTAR | HRCU-A-CB (Split System: Heat Pump with Remote Outdoor Unit-Air-Source) | T5H3V36*K*AAA* |  |  | ESH5X36M12A*+WALLCON | *97CTN1202422A* | 33400 | 19 | 9 | 34800 | 26600 | 76.44% | 1.92 | 0 | 11 |  |  |  |  | R-454B | 2.7833 | Residential & Commercial | USHP | Ducted CEE Tier 1
215940113 | Central HP <5.4 tons | TEMPSTAR | HRCU-A-CB (Split System: Heat Pump with Remote Outdoor Unit-Air-Source) | T5H3V36*K*AAA* |  |  | ESH5X48M12A*+WALLCON | *80CSU0401712B* | 33800 | 19.5 | 9 | 34600 | 26400 | 76.3% | 1.92 | 0 | 11.7 |  |  |  |  | R-454B | 2.8167 | Residential & Commercial | USHP | Ducted CEE Tier 1
215940243 | Central HP <5.4 tons | TEMPSTAR | HRCU-A-CB (Split System: Heat Pump with Remote Outdoor Unit-Air-Source) | T5H3V36*K*AAA* |  |  | ESH5X60M12A*+WALLCON | *97CTN1002122A* | 34200 | 19.5 | 9 | 34200 | 26000 | 76.02% | 1.94 | 0 | 11.7 |  |  |  |  | R-454B | 2.85 | Residential & Commercial | USHP | Ducted CEE Tier 1
215940913 | Central HP <5.4 tons | TEMPSTAR | HRCU-A-CB (Split System: Heat Pump with Remote Outdoor Unit-Air-Source) | T5H3V36*K*AAA* |  |  | EVD5X60M24A*+WALLCON | *97CTN1202422A* | 35600 | 22 | 8.5 | 38000 | 28400 | 74.74% | 2.04 | 0 | 12.5 |  |  |  |  | R-454B | 2.9667 | Residential & Commercial | USHP | Ducted CEE Tier 1
211644107 | Central HP <5.4 tons | Alsetria | HRCU-A-CB (Split System: Heat Pump with Remote Outdoor Unit-Air-Source) | MOD30-24HFN1-MU0W |  |  | MVC-23HWFN1-M | 0 | 23000 | 18.4 | 9.3 | 26000 | 21200 | 81.54% | 1.9 | 12.5 | 11.7 |  |  |  |  | R-410A | 1.9167 | Residential & Commercial | USHP | Ducted CEE Tier 1
215942519 | Central HP <5.4 tons | TEMPSTAR | HRCU-A-CB (Split System: Heat Pump with Remote Outdoor Unit-Air-Source) | T5H3V36*K*AAA* |  |  | EVD5X61M21A*+WALLCON | *97CMN0601714B* | 35600 | 21.5 | 8.5 | 37400 | 28200 | 75.4% | 2.06 | 0 | 11.7 |  |  |  |  | R-454B | 2.9667 | Residential & Commercial | USHP | Ducted CEE Tier 1
211260612 | Central HP <5.4 tons | BRYANT HEATING AND COOLING SYSTEMS | HRCU-A-CB (Split System: Heat Pump with Remote Outdoor Unit-Air-Source) | 38MURAQ18AB3* |  |  | CAP**2417AL* | 912SD36040E17*** | 17800 | 15.5 | 8.5 | 18800 | 19000 | 101.1% | 2.28 | 0 | 10.5 |  |  |  |  | R-410A | 1.4833 | Residential & Commercial | USHP | Ducted CEE Tier 1
211260813 | Central HP <5.4 tons | BRYANT HEATING AND COOLING SYSTEMS | HRCU-A-CB (Split System: Heat Pump with Remote Outdoor Unit-Air-Source) | 38MURAQ18AB3* |  |  | CAP**2517AL* | 83*SA36040E17*** | 19000 | 16.5 | 8.5 | 18600 | 17200 | 92.47% | 2.12 | 0 | 11 |  |  |  |  | R-410A | 1.5833 | Residential & Commercial | USHP | Ducted CEE Tier 1
211226936 | Central HP <5.4 tons | DAY & NIGHT | HRCU-A-CB (Split System: Heat Pump with Remote Outdoor Unit-Air-Source) | DLCURAH36ABK |  |  | EA*4X37L21A* | *80ESU1002120A* | 36200 | 16 | 8.5 | 38500 | 34800 | 90.39% | 2.08 | 0 | 10 |  |  |  |  | R-410A | 3.0167 | Residential & Commercial | USHP | Ducted CEE Tier 1
211227206 | Central HP <5.4 tons | DAY & NIGHT | HRCU-A-CB (Split System: Heat Pump with Remote Outdoor Unit-Air-Source) | DLCURAH36ABK |  |  | EA*4X37L21A* | *96VTN1002122A* | 36800 | 16.5 | 8.5 | 38500 | 34800 | 90.39% | 2.1 | 0 | 10 |  |  |  |  | R-410A | 3.0667 | Residential & Commercial | USHP | Ducted CEE Tier 1
211261096 | Central HP <5.4 tons | BRYANT HEATING AND COOLING SYSTEMS | HRCU-A-CB (Split System: Heat Pump with Remote Outdoor Unit-Air-Source) | 38MURAQ18AB3* |  |  | CAP**2517AL* | 8(0,1)*SA36070E14*** | 18200 | 16.5 | 8.5 | 17900 | 17500 | 97.77% | 2.12 | 0 | 11 |  |  |  |  | R-410A | 1.5167 | Residential & Commercial | USHP | Ducted CEE Tier 1
211227371 | Central HP <5.4 tons | DAY & NIGHT | HRCU-A-CB (Split System: Heat Pump with Remote Outdoor Unit-Air-Source) | DLCURAH36ABK |  |  | EA*4X42L21A* | *80ES(N,L)1102120A* | 35400 | 16 | 8.1 | 38500 | 35000 | 90.91% | 1.88 | 0 | 10 |  |  |  |  | R-410A | 2.95 | Residential & Commercial | USHP | Ducted CEE Tier 1
211244527 | Central HP <5.4 tons | DAY & NIGHT | HRCU-A-CB (Split System: Heat Pump with Remote Outdoor Unit-Air-Source) | DLCURAH24ABK |  |  | EN(A,D)4X30L17** | *80VSL0701716A* | 23800 | 16.5 | 8.1 | 26000 | 23200 | 89.23% | 1.92 | 0 | 10.5 |  |  |  |  | R-410A | 1.9833 | Residential & Commercial | USHP | Ducted CEE Tier 1
211244328 | Central HP <5.4 tons | DAY & NIGHT | HRCU-A-CB (Split System: Heat Pump with Remote Outdoor Unit-Air-Source) | DLCURAH24ABK |  |  | EN(A,D)4X30L14** | *95ESN0601412A* | 24200 | 15.5 | 8.1 | 26600 | 22800 | 85.71% | 1.86 | 0 | 10 |  |  |  |  | R-410A | 2.0167 | Residential & Commercial | USHP | Ducted CEE Tier 1
211244442 | Central HP <5.4 tons | DAY & NIGHT | HRCU-A-CB (Split System: Heat Pump with Remote Outdoor Unit-Air-Source) | DLCURAH24ABK |  |  | EN(A,D)4X30L17** | *96VSN0401410A* | 23400 | 16 | 8.1 | 25800 | 24000 | 93.02% | 2 | 0 | 10 |  |  |  |  | R-410A | 1.95 | Residential & Commercial | USHP | Ducted CEE Tier 1
211244127 | Central HP <5.4 tons | DAY & NIGHT | HRCU-A-CB (Split System: Heat Pump with Remote Outdoor Unit-Air-Source) | DLCURAH24ABK |  |  | EN(A,D)4X24L17** | *80ES(N,L)0701712A* | 23800 | 16 | 8.5 | 27000 | 23200 | 85.93% | 1.9 | 0 | 10 |  |  |  |  | R-410A | 1.9833 | Residential & Commercial | USHP | Ducted CEE Tier 1
211244259 | Central HP <5.4 tons | DAY & NIGHT | HRCU-A-CB (Split System: Heat Pump with Remote Outdoor Unit-Air-Source) | DLCURAH24ABK |  |  | EN(A,D)4X24L17** | OLV098A12* | 23000 | 16 | 8.5 | 26400 | 24600 | 93.18% | 2.04 | 0 | 10 |  |  |  |  | R-410A | 1.9167 | Residential & Commercial | USHP | Ducted CEE Tier 1
211242804 | Central HP <5.4 tons | DAY & NIGHT | HRCU-A-CB (Split System: Heat Pump with Remote Outdoor Unit-Air-Source) | DLCURAH24ABK |  |  | EA*4X37L17A* | *96VSN0601412A* | 24000 | 16.5 | 8.5 | 25200 | 22000 | 87.3% | 1.84 | 0 | 10 |  |  |  |  | R-410A | 2 | Residential & Commercial | USHP | Ducted CEE Tier 1
214574343 | Central HP <5.4 tons | COMFORTMAKER | HRCU-A-CB (Split System: Heat Pump with Remote Outdoor Unit-Air-Source) | CVH837GKA2* |  |  | EHD4X48AAL+WALLCON | *95CSU0802120B* | 32600 | 17.5 | 8.5 | 32800 | 25000 | 76.22% | 1.98 | 0 | 11 |  |  |  |  | R-410A | 2.7167 | Residential & Commercial | USHP | Ducted CEE Tier 1
210470850 | Central HP <5.4 tons | DAY & NIGHT | HRCU-A-CB (Split System: Heat Pump with Remote Outdoor Unit-Air-Source) | CVH837GKA2* |  |  | EN(A,D)4X48L24**+WALLCON | *95CSU1002122A* | 32400 | 17.5 | 8.1 | 32800 | 24600 | 75% | 1.98 | 0 | 11.7 |  |  |  |  | R-410A | 2.7 | Residential & Commercial | USHP | Ducted CEE Tier 1
210470915 | Central HP <5.4 tons | DAY & NIGHT | HRCU-A-CB (Split System: Heat Pump with Remote Outdoor Unit-Air-Source) | CVH837GKA2* |  |  | EN(A,D,W)4X60L24**+WALLCON | *80CTL0902120A* | 32800 | 18 | 8.1 | 32200 | 24800 | 77.02% | 1.98 | 0 | 12 |  |  |  |  | R-410A | 2.7333 | Residential & Commercial | USHP | Ducted CEE Tier 1
210471184 | Central HP <5.4 tons | DAY & NIGHT | HRCU-A-CB (Split System: Heat Pump with Remote Outdoor Unit-Air-Source) | CVH837GKA2* |  |  | EHD4X60AAL+WALLCON | *80CTL0902120A* | 33000 | 17 | 8.1 | 32200 | 25000 | 77.64% | 2 | 0 | 11.5 |  |  |  |  | R-410A | 2.75 | Residential & Commercial | USHP | Ducted CEE Tier 1
215682302 | Central HP <5.4 tons | TEMPSTAR | HRCU-A-CB (Split System: Heat Pump with Remote Outdoor Unit-Air-Source) | T5H0V48*K*AAA* |  |  | EVD5X60M21A*+WALLCON | *96CTN0802120B* | 48000 | 19 | 9 | 50000 | 36800 | 73.6% | 2 | 0 | 10 |  |  |  |  | R-454B | 4 | Residential & Commercial | USHP | Ducted CEE Tier 1
215682402 | Central HP <5.4 tons | TEMPSTAR | HRCU-A-CB (Split System: Heat Pump with Remote Outdoor Unit-Air-Source) | T5H0V48*K*AAA* |  |  | EVD5X60M24A*+WALLCON | *80CSU1002120B* | 48000 | 18.5 | 9 | 50000 | 36600 | 73.2% | 2 | 0 | 10 |  |  |  |  | R-454B | 4 | Residential & Commercial | USHP | Ducted CEE Tier 1
216776080 | Central HP <5.4 tons | LENNOX | HRCU-A-CB (Split System: Heat Pump with Remote Outdoor Unit-Air-Source) | SL22KLV-036-230A** |  |  | CK40[C,U]T-49C-**+TDR | EL297UH090XV60C* | 35200 | 19 | 9 | 32200 | 31600 | 98.14% | 2.06 | 0 | 12.8 |  |  |  |  | R-454B | 2.9333 | Residential & Commercial | USHP | Ducted CEE Tier 1
215674966 | Central HP <5.4 tons | COMFORTMAKER | HRCU-A-CB (Split System: Heat Pump with Remote Outdoor Unit-Air-Source) | C5H0V48*K*AAA* |  |  | ESH5X48M12A*+WALLCON | *97CMN0602120B* | 44500 | 16 | 8.5 | 49500 | 34800 | 70.3% | 1.92 | 0 | 9 |  |  |  |  | R-454B | 3.7083 | Residential & Commercial | USHP
215668916 | Central HP <5.4 tons | HEIL | HRCU-A-CB (Split System: Heat Pump with Remote Outdoor Unit-Air-Source) | H5H0V36*K*AAA* |  |  | EA*5X42M21A*+WALLCON | *97CMN1002122B* | 33200 | 17.5 | 9 | 35800 | 25600 | 71.51% | 1.84 | 0 | 10 |  |  |  |  | R-454B | 2.7667 | Residential & Commercial | USHP | Ducted CEE Tier 1
215679235 | Central HP <5.4 tons | HEIL | HRCU-A-CB (Split System: Heat Pump with Remote Outdoor Unit-Air-Source) | H5H0V36*K*AAA* |  |  | EA*5X37M17A*+WALLCON | *80CSU0401712B* | 34200 | 17 | 9 | 35600 | 25400 | 71.35% | 1.88 | 0 | 9.5 |  |  |  |  | R-454B | 2.85 | Residential & Commercial | USHP
215679435 | Central HP <5.4 tons | HEIL | HRCU-A-CB (Split System: Heat Pump with Remote Outdoor Unit-Air-Source) | H5H0V36*K*AAA* |  |  | EA*5X43M21A*+WALLCON | *80CSU0601716B* | 34600 | 18 | 9 | 35200 | 25000 | 71.02% | 1.9 | 0 | 10 |  |  |  |  | R-454B | 2.8833 | Residential & Commercial | USHP | Ducted CEE Tier 1
215679685 | Central HP <5.4 tons | HEIL | HRCU-A-CB (Split System: Heat Pump with Remote Outdoor Unit-Air-Source) | H5H0V36*K*AAA* |  |  | EA*5X61M24A*+WALLCON | *97CTN1002122A* | 35000 | 18.5 | 9 | 34400 | 24800 | 72.09% | 1.92 | 0 | 10.5 |  |  |  |  | R-454B | 2.9167 | Residential & Commercial | USHP | Ducted CEE Tier 1
215679735 | Central HP <5.4 tons | HEIL | HRCU-A-CB (Split System: Heat Pump with Remote Outdoor Unit-Air-Source) | H5H0V36*K*AAA* |  |  | ESH5X36M12A*+WALLCON | *97CTN0601716A* | 33400 | 16 | 8.5 | 36000 | 25800 | 71.67% | 1.76 | 0 | 9 |  |  |  |  | R-454B | 2.7833 | Residential & Commercial | USHP
216764881 | Central HP <5.4 tons | TRANE | HRCU-A-CB (Split System: Heat Pump with Remote Outdoor Unit-Air-Source) | 5TWR7060A1 |  |  | 5PX*DD10AS3 | S8X2C080M5PSC | 51000 | 16 | 9 | 51000 | 38500 | 75.49% | 2.1 | 0 | 11 |  |  |  |  | R-454B | 4.25 | Residential & Commercial | USHP | Ducted CEE Tier 1
215676348 | Central HP <5.4 tons | COMFORTMAKER | HRCU-A-CB (Split System: Heat Pump with Remote Outdoor Unit-Air-Source) | C5H0V48*K*AAA* |  |  | EVD5X49M24A*+WALLCON | *97CMN0602120B* | 47500 | 18.5 | 9 | 50000 | 37000 | 74% | 1.98 | 0 | 10 |  |  |  |  | R-454B | 3.9583 | Residential & Commercial | USHP | Ducted CEE Tier 1
215676098 | Central HP <5.4 tons | COMFORTMAKER | HRCU-A-CB (Split System: Heat Pump with Remote Outdoor Unit-Air-Source) | C5H0V48*K*AAA* |  |  | EVD5X48M21A*+WALLCON | *80CSU0601716A* | 47000 | 18 | 9 | 50000 | 36400 | 72.8% | 2 | 0 | 9.5 |  |  |  |  | R-454B | 3.9167 | Residential & Commercial | USHP
215676598 | Central HP <5.4 tons | COMFORTMAKER | HRCU-A-CB (Split System: Heat Pump with Remote Outdoor Unit-Air-Source) | C5H0V48*K*AAA* |  |  | EVD5X60M24A*+WALLCON | *80CSU1002120A* | 48000 | 18.5 | 9 | 50000 | 36600 | 73.2% | 2 | 0 | 10 |  |  |  |  | R-454B | 4 | Residential & Commercial | USHP | Ducted CEE Tier 1
215677998 | Central HP <5.4 tons | COMFORTMAKER | HRCU-A-CB (Split System: Heat Pump with Remote Outdoor Unit-Air-Source) | C5H0V60*K*AAA* |  |  | EA*5X61M24A*+WALLCON | *97CMN1002122B* | 56000 | 18.5 | 9 | 60000 | 42000 | 70% | 2.02 | 0 | 9 |  |  |  |  | R-454B | 4.6667 | Residential & Commercial | USHP
216763574 | Central HP <5.4 tons | TRANE | HRCU-A-CB (Split System: Heat Pump with Remote Outdoor Unit-Air-Source) | 5TWR7036A1 |  |  | 5PX*B004AS3 | L8V1B080U4VSB | 32000 | 17 | 8.7 | 32200 | 24000 | 74.53% | 2.1 | 0 | 11.7 |  |  |  |  | R-454B | 2.6667 | Residential & Commercial | USHP | Ducted CEE Tier 1
216763756 | Central HP <5.4 tons | TRANE | HRCU-A-CB (Split System: Heat Pump with Remote Outdoor Unit-Air-Source) | 5TWR7036A1 |  |  | 5PX*D010AS3 | S9V2D120U5VSB | 34400 | 17.1 | 9 | 32200 | 24000 | 74.53% | 2.2 | 0 | 12.5 |  |  |  |  | R-454B | 2.8667 | Residential & Commercial | USHP | Ducted CEE Tier 1
216763774 | Central HP <5.4 tons | TRANE | HRCU-A-CB (Split System: Heat Pump with Remote Outdoor Unit-Air-Source) | 5TWR7036A1 |  |  | 5TAMXD06AV41 | 0 | 34000 | 17.1 | 9 | 32800 | 24200 | 73.78% | 2.1 | 0 | 12.5 |  |  |  |  | R-454B | 2.8333 | Residential & Commercial | USHP | Ducted CEE Tier 1
216763790 | Central HP <5.4 tons | TRANE | HRCU-A-CB (Split System: Heat Pump with Remote Outdoor Unit-Air-Source) | 5TWR7036A1 |  |  | 5TEMCD04AV31+TDR | 0 | 33800 | 17.1 | 9.4 | 32600 | 24000 | 73.62% | 2.2 | 0 | 12.5 |  |  |  |  | R-454B | 2.8167 | Residential & Commercial | USHP | Ducted CEE Tier 1
216763858 | Central HP <5.4 tons | TRANE | HRCU-A-CB (Split System: Heat Pump with Remote Outdoor Unit-Air-Source) | 5TWR7036A1 |  |  | 5TXCB006AS3 | S9V2B060U3VSB | 33200 | 17.1 | 9 | 32600 | 24200 | 74.23% | 2.1 | 0 | 12 |  |  |  |  | R-454B | 2.7667 | Residential & Commercial | USHP | Ducted CEE Tier 1
216763897 | Central HP <5.4 tons | TRANE | HRCU-A-CB (Split System: Heat Pump with Remote Outdoor Unit-Air-Source) | 5TWR7036A1 |  |  | 5TXCC007AS3 | S9V2C100U5PSC | 33600 | 17.1 | 9 | 32600 | 24200 | 74.23% | 2.1 | 0 | 12 |  |  |  |  | R-454B | 2.8 | Residential & Commercial | USHP | Ducted CEE Tier 1
215935386 | Central HP <5.4 tons | HEIL | HRCU-A-CB (Split System: Heat Pump with Remote Outdoor Unit-Air-Source) | H5H3V36*K*AAA* |  |  | EVM5X60M24A*+WALLCON | *95CSU1002122B* | 35600 | 22 | 8.5 | 38000 | 28400 | 74.74% | 2.06 | 0 | 12.5 |  |  |  |  | R-454B | 2.9667 | Residential & Commercial | USHP | Ducted CEE Tier 1
216764122 | Central HP <5.4 tons | TRANE | HRCU-A-CB (Split System: Heat Pump with Remote Outdoor Unit-Air-Source) | 5TWX7024A1 |  |  | 5PX*B004AS3 | S9V2B060U4PSC | 23200 | 18 | 9 | 21800 | 17200 | 78.9% | 2 | 0 | 12.5 |  |  |  |  | R-454B | 1.9333 | Residential & Commercial | USHP | Ducted CEE Tier 1
216764131 | Central HP <5.4 tons | TRANE | HRCU-A-CB (Split System: Heat Pump with Remote Outdoor Unit-Air-Source) | 5TWX7024A1 |  |  | 5PX*B004AS3 | L8V1A040U3VSB | 23200 | 17.5 | 8.7 | 21800 | 17300 | 79.36% | 2 | 0 | 12 |  |  |  |  | R-454B | 1.9333 | Residential & Commercial | USHP | Ducted CEE Tier 1
216763933 | Central HP <5.4 tons | TRANE | HRCU-A-CB (Split System: Heat Pump with Remote Outdoor Unit-Air-Source) | 5TWR7048A1 |  |  | 5PX*C009AS3 | S9V2C080U5PSC | 43500 | 17.1 | 9 | 43500 | 32000 | 73.56% | 2.2 | 0 | 12.5 |  |  |  |  | R-454B | 3.625 | Residential & Commercial | USHP | Ducted CEE Tier 1
216763947 | Central HP <5.4 tons | TRANE | HRCU-A-CB (Split System: Heat Pump with Remote Outdoor Unit-Air-Source) | 5TWR7048A1 |  |  | 5PX*D008AS3 | S9V2D120U5VSB | 43000 | 17.1 | 9 | 44500 | 32400 | 72.81% | 2.2 | 0 | 12 |  |  |  |  | R-454B | 3.5833 | Residential & Commercial | USHP | Ducted CEE Tier 1
216763372 | Central HP <5.4 tons | TRANE | HRCU-A-CB (Split System: Heat Pump with Remote Outdoor Unit-Air-Source) | 5TWR7024A1 |  |  | 5PX*B004AS3 | S9V2B060D3PSC | 21800 | 16.5 | 8.7 | 21400 | 17000 | 79.44% | 1.9 | 0 | 11.7 |  |  |  |  | R-454B | 1.8167 | Residential & Commercial | USHP | Ducted CEE Tier 1
216766072 | Central HP <5.4 tons | TRANE | HRCU-A-CB (Split System: Heat Pump with Remote Outdoor Unit-Air-Source) | 5TWR7036A1 |  |  | 5PX*BD04AS3 | S9X1B060D3PSB | 32800 | 16.5 | 8.2 | 33600 | 24800 | 73.81% | 1.99 | 0 | 11.5 |  |  |  |  | R-454B | 2.7333 | Residential & Commercial | USHP | Ducted CEE Tier 1
216766088 | Central HP <5.4 tons | TRANE | HRCU-A-CB (Split System: Heat Pump with Remote Outdoor Unit-Air-Source) | 5TWR7036A1 |  |  | 5PX*BD04AS3 | S9X2B060D3PSB | 32800 | 16.5 | 8.2 | 33600 | 24800 | 73.81% | 1.99 | 0 | 11.5 |  |  |  |  | R-454B | 2.7333 | Residential & Commercial | USHP | Ducted CEE Tier 1
216766122 | Central HP <5.4 tons | TRANE | HRCU-A-CB (Split System: Heat Pump with Remote Outdoor Unit-Air-Source) | 5TWR7036A1 |  |  | 5PX*C005AS3 | S8V2C100M5PCB | 32600 | 16 | 8.7 | 32400 | 24000 | 74.07% | 2.13 | 0 | 12 |  |  |  |  | R-454B | 2.7167 | Residential & Commercial | USHP | Ducted CEE Tier 1
216766170 | Central HP <5.4 tons | TRANE | HRCU-A-CB (Split System: Heat Pump with Remote Outdoor Unit-Air-Source) | 5TWR7036A1 |  |  | 5PX*C007AS3 | S8V2C080M5PDB | 33800 | 17 | 8.7 | 32800 | 24200 | 73.78% | 2.19 | 0 | 12 |  |  |  |  | R-454B | 2.8167 | Residential & Commercial | USHP | Ducted CEE Tier 1
216766320 | Central HP <5.4 tons | TRANE | HRCU-A-CB (Split System: Heat Pump with Remote Outdoor Unit-Air-Source) | 5TWR7036A1 |  |  | 5TXCB006AS3+P0V0B000M40SD | 0 | 34000 | 17.1 | 9 | 32600 | 24200 | 74.23% | 2.21 | 0 | 12 |  |  |  |  | R-454B | 2.8333 | Residential & Commercial | USHP | Ducted CEE Tier 1
216766322 | Central HP <5.4 tons | TRANE | HRCU-A-CB (Split System: Heat Pump with Remote Outdoor Unit-Air-Source) | 5TWR7036A1 |  |  | 5TXCB006AS3+P0V0A000M30SD | 0 | 33000 | 16 | 8.7 | 32400 | 24000 | 74.07% | 2.15 | 0 | 12 |  |  |  |  | R-454B | 2.75 | Residential & Commercial | USHP | Ducted CEE Tier 1
215677388 | Central HP <5.4 tons | COMFORTMAKER | HRCU-A-CB (Split System: Heat Pump with Remote Outdoor Unit-Air-Source) | C5H0V60*K*AAA* |  |  | EVD5X60M21A*+WALLCON | *95CSU1002122B* | 57000 | 18 | 9 | 63500 | 44500 | 70.08% | 2.08 | 0 | 9 |  |  |  |  | R-454B | 4.75 | Residential & Commercial | USHP
211227769 | Central HP <5.4 tons | DAY & NIGHT | HRCU-A-CB (Split System: Heat Pump with Remote Outdoor Unit-Air-Source) | DLCURAH36ABK |  |  | EA*4X42L24A* | *80ES(N,L)0702116A* | 35200 | 16 | 8.1 | 38500 | 35000 | 90.91% | 1.88 | 0 | 10 |  |  |  |  | R-410A | 2.9333 | Residential & Commercial | USHP | Ducted CEE Tier 1
213773368 | Central HP <5.4 tons | AIRQUEST | HRCU-A-CB (Split System: Heat Pump with Remote Outdoor Unit-Air-Source) | HVH825GKA3* |  |  | EA*4X37L21A*+WALLCON | *96CTN1002122B* | 24400 | 16.5 | 8.5 | 21200 | 16600 | 78.3% | 2.02 | 0 | 11 |  |  |  |  | R-410A | 2.0333 | Residential & Commercial | USHP | Ducted CEE Tier 1
213773418 | Central HP <5.4 tons | AIRQUEST | HRCU-A-CB (Split System: Heat Pump with Remote Outdoor Unit-Air-Source) | HVH825GKA3* |  |  | EA*4X42L21A*+WALLCON | *80CTL1102120B* | 23800 | 16.5 | 8.1 | 21400 | 16600 | 77.57% | 1.96 | 0 | 10.5 |  |  |  |  | R-410A | 1.9833 | Residential & Commercial | USHP | Ducted CEE Tier 1
213773488 | Central HP <5.4 tons | AIRQUEST | HRCU-A-CB (Split System: Heat Pump with Remote Outdoor Unit-Air-Source) | HVH825GKA3* |  |  | EA*4X42L21A*+WALLCON | *96CTN1002122B* | 23800 | 16.5 | 8.1 | 21400 | 16600 | 77.57% | 1.96 | 0 | 11 |  |  |  |  | R-410A | 1.9833 | Residential & Commercial | USHP | Ducted CEE Tier 1
216766748 | Central HP <5.4 tons | TRANE | HRCU-A-CB (Split System: Heat Pump with Remote Outdoor Unit-Air-Source) | 5TWR7060A1 |  |  | 5TXCD008AS3 | S8V2C080M5PDB | 51000 | 15.2 | 8.7 | 51500 | 39000 | 75.73% | 2.18 | 0 | 11 |  |  |  |  | R-454B | 4.25 | Residential & Commercial | USHP | Ducted CEE Tier 1
211242056 | Central HP <5.4 tons | DAY & NIGHT | HRCU-A-CB (Split System: Heat Pump with Remote Outdoor Unit-Air-Source) | DLCURAH24ABK |  |  | EA*4X36L17A* | *95ESN0261410A* | 23400 | 16.5 | 8.5 | 25600 | 23600 | 92.19% | 1.96 | 0 | 10 |  |  |  |  | R-410A | 1.95 | Residential & Commercial | USHP | Ducted CEE Tier 1
211240336 | Central HP <5.4 tons | DAY & NIGHT | HRCU-A-CB (Split System: Heat Pump with Remote Outdoor Unit-Air-Source) | DLCURAH24ABK |  |  | EA*4X24L14A* | *92ESN0601412A* | 24200 | 16 | 8.5 | 27200 | 23400 | 86.03% | 1.9 | 0 | 10 |  |  |  |  | R-410A | 2.0167 | Residential & Commercial | USHP | Ducted CEE Tier 1
216733917 | Central HP <5.4 tons | COMFORTMAKER | HRCU-A-CB (Split System: Heat Pump with Remote Outdoor Unit-Air-Source) | D5CUHAH24AAK |  |  | EA*5X30M17A* | *80VSL0901716B* | 22200 | 16 | 8.1 | 20800 | 18800 | 90.38% | 1.85 | 0 | 10.5 |  |  |  |  | R-454B | 1.85 | Residential & Commercial | USHP | Ducted CEE Tier 1
216763440 | Central HP <5.4 tons | TRANE | HRCU-A-CB (Split System: Heat Pump with Remote Outdoor Unit-Air-Source) | 5TWR7024A1 |  |  | 5PX*BD06AS3 | S9V2B080D4VSB | 23800 | 17.1 | 8.7 | 22200 | 17400 | 78.38% | 1.9 | 0 | 12.5 |  |  |  |  | R-454B | 1.9833 | Residential & Commercial | USHP | Ducted CEE Tier 1
216763474 | Central HP <5.4 tons | TRANE | HRCU-A-CB (Split System: Heat Pump with Remote Outdoor Unit-Air-Source) | 5TWR7024A1 |  |  | 5TEMCB03AV31+TDR | 0 | 23400 | 17.1 | 9 | 22200 | 17400 | 78.38% | 2 | 0 | 12.5 |  |  |  |  | R-454B | 1.95 | Residential & Commercial | USHP | Ducted CEE Tier 1
216763524 | Central HP <5.4 tons | TRANE | HRCU-A-CB (Split System: Heat Pump with Remote Outdoor Unit-Air-Source) | 5TWR7024A1 |  |  | 5TXCB004AS3 | *DHMB080CCV3 | 21800 | 16.5 | 8.7 | 21400 | 17000 | 79.44% | 1.9 | 0 | 11.5 |  |  |  |  | R-454B | 1.8167 | Residential & Commercial | USHP | Ducted CEE Tier 1
216764140 | Central HP <5.4 tons | TRANE | HRCU-A-CB (Split System: Heat Pump with Remote Outdoor Unit-Air-Source) | 5TWX7024A1 |  |  | 5PX*B006AS3 | S9V2B060D3PSC | 22200 | 17 | 9 | 21400 | 17200 | 80.37% | 2 | 0 | 11.7 |  |  |  |  | R-454B | 1.85 | Residential & Commercial | USHP | Ducted CEE Tier 1
216764197 | Central HP <5.4 tons | TRANE | HRCU-A-CB (Split System: Heat Pump with Remote Outdoor Unit-Air-Source) | 5TWX7024A1 |  |  | 5TXCB006AS3 | *UHMB060CCV3 | 24000 | 18 | 9 | 21800 | 17400 | 79.82% | 2 | 0 | 13 |  |  |  |  | R-454B | 2 | Residential & Commercial | USHP | Ducted CEE Tier 1
215678148 | Central HP <5.4 tons | COMFORTMAKER | HRCU-A-CB (Split System: Heat Pump with Remote Outdoor Unit-Air-Source) | C5H0V60*K*AAA* |  |  | ESH5X60M12A*+WALLCON | *97CMN1002122B* | 55500 | 17 | 8.5 | 60000 | 42000 | 70% | 1.9 | 0 | 8.5 |  |  |  |  | R-454B | 4.625 | Residential & Commercial | USHP
211277596 | Central HP <5.4 tons | Breeze33 | HRCU-A-CB (Split System: Heat Pump with Remote Outdoor Unit-Air-Source) | HSZ24H424ZMO |  |  | AH24H424ZMI | 0 | 23000 | 18.4 | 9.3 | 26000 | 21200 | 81.54% | 1.9 | 12.5 | 11.7 |  |  |  |  | R-410A | 1.9167 | Residential & Commercial | USHP | Ducted CEE Tier 1
214608299 | Central HP <5.4 tons | TRANE | HRCU-A-CB (Split System: Heat Pump with Remote Outdoor Unit-Air-Source) | E4HL5024A1000A |  |  | 4TXCB003DS3 | A951X060BU4SAB | 24000 | 15.2 | 8.5 | 24000 | 21000 | 87.5% | 1.85 | 0 | 9 |  |  |  |  | R-410A | 2 | Residential & Commercial | USHP
215677168 | Central HP <5.4 tons | COMFORTMAKER | HRCU-A-CB (Split System: Heat Pump with Remote Outdoor Unit-Air-Source) | C5H0V60*K*AAA* |  |  | EVM5X60M24A*+WALLCON | *97CMN0602120B* | 55500 | 17.5 | 8.5 | 64000 | 45500 | 71.09% | 1.94 | 0 | 8.5 |  |  |  |  | R-454B | 4.625 | Residential & Commercial | USHP
215676022 | Central HP <5.4 tons | TEMPSTAR | HRCU-A-CB (Split System: Heat Pump with Remote Outdoor Unit-Air-Source) | T5H0V48*K*AAA* |  |  | EVM5X61M24A*+WALLCON | *95CSU0802120B* | 48500 | 19 | 9 | 50000 | 36800 | 73.6% | 2 | 0 | 10 |  |  |  |  | R-454B | 4.0417 | Residential & Commercial | USHP | Ducted CEE Tier 1
216764035 | Central HP <5.4 tons | TRANE | HRCU-A-CB (Split System: Heat Pump with Remote Outdoor Unit-Air-Source) | 5TWR7060A1 |  |  | 5PX*D008AS3 | S9V2D120U5PSC | 51500 | 16.5 | 9 | 51500 | 39000 | 75.73% | 2.2 | 0 | 11.2 |  |  |  |  | R-454B | 4.2917 | Residential & Commercial | USHP | Ducted CEE Tier 1
210470370 | Central HP <5.4 tons | DAY & NIGHT | HRCU-A-CB (Split System: Heat Pump with Remote Outdoor Unit-Air-Source) | CVH837GKA2* |  |  | EA*4X60L24A*+WALLCON | *97CMN0602120A* | 32600 | 17 | 8.1 | 32200 | 25000 | 77.64% | 1.96 | 0 | 11.5 |  |  |  |  | R-410A | 2.7167 | Residential & Commercial | USHP | Ducted CEE Tier 1
210470524 | Central HP <5.4 tons | DAY & NIGHT | HRCU-A-CB (Split System: Heat Pump with Remote Outdoor Unit-Air-Source) | CVH837GKA2* |  |  | EA*4X61L24A*+WALLCON | *95CSU0802120A* | 33200 | 18 | 8.5 | 32000 | 24800 | 77.5% | 2 | 0 | 11.5 |  |  |  |  | R-410A | 2.7667 | Residential & Commercial | USHP | Ducted CEE Tier 1
216764085 | Central HP <5.4 tons | TRANE | HRCU-A-CB (Split System: Heat Pump with Remote Outdoor Unit-Air-Source) | 5TWR7060A1 |  |  | 5TEMCD06AV41+TDR | 0 | 53000 | 16.5 | 9 | 50500 | 38000 | 75.25% | 2.2 | 0 | 11.7 |  |  |  |  | R-454B | 4.4167 | Residential & Commercial | USHP | Ducted CEE Tier 1
215676638 | Central HP <5.4 tons | COMFORTMAKER | HRCU-A-CB (Split System: Heat Pump with Remote Outdoor Unit-Air-Source) | C5H0V48*K*AAA* |  |  | EVD5X60M24A*+WALLCON | *95CSU0802120B* | 47500 | 18.5 | 9 | 50000 | 36600 | 73.2% | 2 | 0 | 10 |  |  |  |  | R-454B | 3.9583 | Residential & Commercial | USHP | Ducted CEE Tier 1
215676808 | Central HP <5.4 tons | COMFORTMAKER | HRCU-A-CB (Split System: Heat Pump with Remote Outdoor Unit-Air-Source) | C5H0V48*K*AAA* |  |  | EVD5X61M21A*+WALLCON | *97CMN0801714B* | 48000 | 18.5 | 9 | 50000 | 37400 | 74.8% | 1.98 | 0 | 10 |  |  |  |  | R-454B | 4 | Residential & Commercial | USHP | Ducted CEE Tier 1
211228347 | Central HP <5.4 tons | DAY & NIGHT | HRCU-A-CB (Split System: Heat Pump with Remote Outdoor Unit-Air-Source) | DLCURAH36ABK |  |  | EA*4X43L21A* | *80ESU0601716A | 37200 | 16 | 8.5 | 38500 | 34800 | 90.39% | 2.12 | 0 | 10 |  |  |  |  | R-410A | 3.1 | Residential & Commercial | USHP | Ducted CEE Tier 1
211228551 | Central HP <5.4 tons | DAY & NIGHT | HRCU-A-CB (Split System: Heat Pump with Remote Outdoor Unit-Air-Source) | DLCURAH36ABK |  |  | EA*4X43L21A* | *96VSN0801716A* | 36800 | 15.5 | 8.5 | 38500 | 35000 | 90.91% | 2.1 | 0 | 10 |  |  |  |  | R-410A | 3.0667 | Residential & Commercial | USHP | Ducted CEE Tier 1
211227614 | Central HP <5.4 tons | DAY & NIGHT | HRCU-A-CB (Split System: Heat Pump with Remote Outdoor Unit-Air-Source) | DLCURAH36ABK |  |  | EA*4X42L21A* | *96VSN0802120A* | 35600 | 16 | 8.1 | 38500 | 35000 | 90.91% | 1.88 | 0 | 10 |  |  |  |  | R-410A | 2.9667 | Residential & Commercial | USHP | Ducted CEE Tier 1
211245194 | Central HP <5.4 tons | DAY & NIGHT | HRCU-A-CB (Split System: Heat Pump with Remote Outdoor Unit-Air-Source) | DLCURAH24ABK |  |  | EN(A,D,W)4X36L17** | *95ESN0601714A* | 24600 | 16 | 8.1 | 26600 | 22400 | 84.21% | 1.84 | 0 | 10 |  |  |  |  | R-410A | 2.05 | Residential & Commercial | USHP | Ducted CEE Tier 1
211245661 | Central HP <5.4 tons | DAY & NIGHT | HRCU-A-CB (Split System: Heat Pump with Remote Outdoor Unit-Air-Source) | DLCURAH24ABK |  |  | EN(A,D)4X36L21** | *92ESN0601714A* | 24400 | 16.5 | 8.1 | 26400 | 22800 | 86.36% | 1.88 | 0 | 10.5 |  |  |  |  | R-410A | 2.0333 | Residential & Commercial | USHP | Ducted CEE Tier 1
214608313 | Central HP <5.4 tons | TRANE | HRCU-A-CB (Split System: Heat Pump with Remote Outdoor Unit-Air-Source) | E4HL5036A1000A |  |  | 4TXCB006DS3 | A952V080BU4SAD | 30000 | 15.2 | 8.1 | 27000 | 19000 | 70.37% | 1.75 | 0 | 9.8 |  |  |  |  | R-410A | 2.5 | Residential & Commercial | USHP
215678328 | Central HP <5.4 tons | COMFORTMAKER | HRCU-A-CB (Split System: Heat Pump with Remote Outdoor Unit-Air-Source) | C5H0V24*K*AAA* |  |  | EA*5X36M17A*+WALLCON | *97CTN0601716A* | 23000 | 16.5 | 9 | 23800 | 16700 | 70.17% | 1.98 | 0 | 10 |  |  |  |  | R-454B | 1.9167 | Residential & Commercial | USHP | Ducted CEE Tier 1
215676708 | Central HP <5.4 tons | COMFORTMAKER | HRCU-A-CB (Split System: Heat Pump with Remote Outdoor Unit-Air-Source) | C5H0V48*K*AAA* |  |  | EVD5X61M21A*+WALLCON | *80CTL0451712B* | 48000 | 18.5 | 9 | 50000 | 37600 | 75.2% | 1.98 | 0 | 9.5 |  |  |  |  | R-454B | 4 | Residential & Commercial | USHP
215676788 | Central HP <5.4 tons | COMFORTMAKER | HRCU-A-CB (Split System: Heat Pump with Remote Outdoor Unit-Air-Source) | C5H0V48*K*AAA* |  |  | EVD5X61M21A*+WALLCON | *95CSU1002122B* | 48500 | 19 | 9 | 50000 | 36600 | 73.2% | 2.12 | 0 | 10.5 |  |  |  |  | R-454B | 4.0417 | Residential & Commercial | USHP | Ducted CEE Tier 1
215677358 | Central HP <5.4 tons | COMFORTMAKER | HRCU-A-CB (Split System: Heat Pump with Remote Outdoor Unit-Air-Source) | C5H0V60*K*AAA* |  |  | EVD5X60M21A*+WALLCON | *80CTL0902120B* | 57000 | 18.5 | 9 | 63500 | 44500 | 70.08% | 2.08 | 0 | 9.5 |  |  |  |  | R-454B | 4.75 | Residential & Commercial | USHP
211242937 | Central HP <5.4 tons | DAY & NIGHT | HRCU-A-CB (Split System: Heat Pump with Remote Outdoor Unit-Air-Source) | DLCURAH24ABK |  |  | EA*4X37L17A* | *80VTL0701716A* | 24600 | 17 | 8.5 | 25600 | 21600 | 84.38% | 1.8 | 0 | 10.5 |  |  |  |  | R-410A | 2.05 | Residential & Commercial | USHP | Ducted CEE Tier 1
211242990 | Central HP <5.4 tons | DAY & NIGHT | HRCU-A-CB (Split System: Heat Pump with Remote Outdoor Unit-Air-Source) | DLCURAH24ABK |  |  | EA*4X37L17A* | *96VTN0601412A* | 24000 | 16.5 | 8.5 | 25200 | 22000 | 87.3% | 1.84 | 0 | 10 |  |  |  |  | R-410A | 2 | Residential & Commercial | USHP | Ducted CEE Tier 1
216763570 | Central HP <5.4 tons | TRANE | HRCU-A-CB (Split System: Heat Pump with Remote Outdoor Unit-Air-Source) | 5TWR7036A1 |  |  | 5PX*B004AS3 | L9X1B070U4VSA | 32000 | 16.5 | 8.5 | 32600 | 24400 | 74.85% | 2 | 0 | 11.2 |  |  |  |  | R-454B | 2.6667 | Residential & Commercial | USHP | Ducted CEE Tier 1
210470414 | Central HP <5.4 tons | DAY & NIGHT | HRCU-A-CB (Split System: Heat Pump with Remote Outdoor Unit-Air-Source) | CVH837GKA2* |  |  | EA*4X61L21A*+WALLCON | *80CSU0601716A* | 33200 | 17.5 | 8.1 | 32200 | 25000 | 77.64% | 1.98 | 0 | 11.5 |  |  |  |  | R-410A | 2.7667 | Residential & Commercial | USHP | Ducted CEE Tier 1
211712686 | Central HP <5.4 tons | CARRIER | HRCU-A-CB (Split System: Heat Pump with Remote Outdoor Unit-Air-Source) | 38MURAQ30AB3* |  |  | CAP**4224AL* | 58SP*A110V24**22 | 30000 | 15.2 | 8.1 | 33800 | 27200 | 80.47% | 1.8 | 0 | 9 |  |  |  |  | R-410A | 2.5 | Residential & Commercial | USHP
215675908 | Central HP <5.4 tons | COMFORTMAKER | HRCU-A-CB (Split System: Heat Pump with Remote Outdoor Unit-Air-Source) | C5H0V48*K*AAA* |  |  | EVM5X60M24A*+WALLCON | *95CSU0802120B* | 47500 | 18.5 | 9 | 50000 | 36800 | 73.6% | 2 | 0 | 10 |  |  |  |  | R-454B | 3.9583 | Residential & Commercial | USHP | Ducted CEE Tier 1
215677028 | Central HP <5.4 tons | COMFORTMAKER | HRCU-A-CB (Split System: Heat Pump with Remote Outdoor Unit-Air-Source) | C5H0V60*K*AAA* |  |  | EVM5X60M21A*+WALLCON | *95CSU0802120B* | 56500 | 18 | 9 | 64000 | 45000 | 70.31% | 2.06 | 0 | 9 |  |  |  |  | R-454B | 4.7083 | Residential & Commercial | USHP
215677078 | Central HP <5.4 tons | COMFORTMAKER | HRCU-A-CB (Split System: Heat Pump with Remote Outdoor Unit-Air-Source) | C5H0V60*K*AAA* |  |  | EVM5X60M21A*+WALLCON | *96CTN1002122B* | 56500 | 18.5 | 9 | 64000 | 45000 | 70.31% | 2.08 | 0 | 9 |  |  |  |  | R-454B | 4.7083 | Residential & Commercial | USHP
214572588 | Central HP <5.4 tons | CARRIER | HRCU-A-CB (Split System: Heat Pump with Remote Outdoor Unit-Air-Source) | 25VNA837A*030* |  |  | CAP**4221AL*+UI | 58TN*B070C21**20 | 31800 | 17 | 8.5 | 33000 | 24400 | 73.94% | 1.9 | 0 | 11 |  |  |  |  | R-410A | 2.65 | Residential & Commercial | USHP | Ducted CEE Tier 1
214572858 | Central HP <5.4 tons | CARRIER | HRCU-A-CB (Split System: Heat Pump with Remote Outdoor Unit-Air-Source) | 25VNA837A*030* |  |  | CAP**4824AL*+UI | 59MN7C060C21**20 | 32200 | 17 | 8.5 | 32600 | 25200 | 77.3% | 1.96 | 0 | 11 |  |  |  |  | R-410A | 2.6833 | Residential & Commercial | USHP | Ducted CEE Tier 1
215677538 | Central HP <5.4 tons | COMFORTMAKER | HRCU-A-CB (Split System: Heat Pump with Remote Outdoor Unit-Air-Source) | C5H0V60*K*AAA* |  |  | EVD5X60M24A*+WALLCON | *97CMN1202422B* | 56500 | 18.5 | 9 | 63000 | 44500 | 70.63% | 2.08 | 0 | 9 |  |  |  |  | R-454B | 4.7083 | Residential & Commercial | USHP
213773168 | Central HP <5.4 tons | AIRQUEST | HRCU-A-CB (Split System: Heat Pump with Remote Outdoor Unit-Air-Source) | HVH825GKA3* |  |  | EA*4X37L17A*+WALLCON | *80CTL0701412B* | 24200 | 16.5 | 8.1 | 21400 | 16700 | 78.04% | 2 | 0 | 10.5 |  |  |  |  | R-410A | 2.0167 | Residential & Commercial | USHP | Ducted CEE Tier 1
213773538 | Central HP <5.4 tons | AIRQUEST | HRCU-A-CB (Split System: Heat Pump with Remote Outdoor Unit-Air-Source) | HVH825GKA3* |  |  | EA*4X42L24A*+WALLCON | *97CMN1202422B* | 23800 | 16.5 | 8.1 | 21400 | 16600 | 77.57% | 1.96 | 0 | 10.5 |  |  |  |  | R-410A | 1.9833 | Residential & Commercial | USHP | Ducted CEE Tier 1
211244824 | Central HP <5.4 tons | DAY & NIGHT | HRCU-A-CB (Split System: Heat Pump with Remote Outdoor Unit-Air-Source) | DLCURAH24ABK |  |  | EN(A,D)4X30L17** | OMV098J12* | 23600 | 16.5 | 8.1 | 26000 | 23600 | 90.77% | 1.96 | 0 | 10 |  |  |  |  | R-410A | 1.9667 | Residential & Commercial | USHP | Ducted CEE Tier 1
211245360 | Central HP <5.4 tons | DAY & NIGHT | HRCU-A-CB (Split System: Heat Pump with Remote Outdoor Unit-Air-Source) | DLCURAH24ABK |  |  | EN(A,D)4X36L21** | *95ESU0401712A* | 23600 | 16.5 | 8.1 | 26000 | 23600 | 90.77% | 1.96 | 0 | 10.5 |  |  |  |  | R-410A | 1.9667 | Residential & Commercial | USHP | Ducted CEE Tier 1
213773568 | Central HP <5.4 tons | AIRQUEST | HRCU-A-CB (Split System: Heat Pump with Remote Outdoor Unit-Air-Source) | HVH825GKA3* |  |  | EA*4X43L21A*+WALLCON | *80CTL0451712B* | 24200 | 16.5 | 8.1 | 21200 | 16700 | 78.77% | 2 | 0 | 10.5 |  |  |  |  | R-410A | 2.0167 | Residential & Commercial | USHP | Ducted CEE Tier 1
213773588 | Central HP <5.4 tons | AIRQUEST | HRCU-A-CB (Split System: Heat Pump with Remote Outdoor Unit-Air-Source) | HVH825GKA3* |  |  | EA*4X43L21A*+WALLCON | *80CTL0901716B* | 24200 | 17 | 8.1 | 21000 | 16600 | 79.05% | 2.02 | 0 | 11 |  |  |  |  | R-410A | 2.0167 | Residential & Commercial | USHP | Ducted CEE Tier 1
213773638 | Central HP <5.4 tons | AIRQUEST | HRCU-A-CB (Split System: Heat Pump with Remote Outdoor Unit-Air-Source) | HVH825GKA3* |  |  | EA*4X43L21A*+WALLCON | *97CMN0801714B* | 24400 | 16.5 | 8.1 | 21200 | 16600 | 78.3% | 2.02 | 0 | 11 |  |  |  |  | R-410A | 2.0333 | Residential & Commercial | USHP | Ducted CEE Tier 1
213773838 | Central HP <5.4 tons | AIRQUEST | HRCU-A-CB (Split System: Heat Pump with Remote Outdoor Unit-Air-Source) | HVH825GKA3* |  |  | EA*4X48L24A*+WALLCON | *97CMN1002122B* | 24200 | 16.5 | 8.1 | 21000 | 16500 | 78.57% | 2.02 | 0 | 11 |  |  |  |  | R-410A | 2.0167 | Residential & Commercial | USHP | Ducted CEE Tier 1
215676858 | Central HP <5.4 tons | COMFORTMAKER | HRCU-A-CB (Split System: Heat Pump with Remote Outdoor Unit-Air-Source) | C5H0V48*K*AAA* |  |  | EVD5X61M24A*+WALLCON | *80CSU1002120A* | 48500 | 19 | 9 | 50000 | 36800 | 73.6% | 2.1 | 0 | 10 |  |  |  |  | R-454B | 4.0417 | Residential & Commercial | USHP | Ducted CEE Tier 1
210470992 | Central HP <5.4 tons | DAY & NIGHT | HRCU-A-CB (Split System: Heat Pump with Remote Outdoor Unit-Air-Source) | CVH837GKA2* |  |  | EN(A,D,W)4X60L24**+WALLCON | *96CTN1002122A* | 32800 | 18 | 8.1 | 32200 | 24600 | 76.4% | 1.98 | 0 | 12 |  |  |  |  | R-410A | 2.7333 | Residential & Commercial | USHP | Ducted CEE Tier 1
210471140 | Central HP <5.4 tons | DAY & NIGHT | HRCU-A-CB (Split System: Heat Pump with Remote Outdoor Unit-Air-Source) | CVH837GKA2* |  |  | EHD4X60AAL+WALLCON | *80CSU0401712A* | 33000 | 17 | 8.1 | 32200 | 24800 | 77.02% | 1.98 | 0 | 11 |  |  |  |  | R-410A | 2.75 | Residential & Commercial | USHP | Ducted CEE Tier 1
210471173 | Central HP <5.4 tons | DAY & NIGHT | HRCU-A-CB (Split System: Heat Pump with Remote Outdoor Unit-Air-Source) | CVH837GKA2* |  |  | EHD4X60AAL+WALLCON | *80CTL0701716A* | 32800 | 17 | 8.1 | 32400 | 25000 | 77.16% | 2 | 0 | 11 |  |  |  |  | R-410A | 2.7333 | Residential & Commercial | USHP | Ducted CEE Tier 1
215677808 | Central HP <5.4 tons | COMFORTMAKER | HRCU-A-CB (Split System: Heat Pump with Remote Outdoor Unit-Air-Source) | C5H0V60*K*AAA* |  |  | EA*5X60M24A*+WALLCON | *95CSU0802120B* | 54500 | 18 | 8.5 | 59500 | 42000 | 70.59% | 1.9 | 0 | 8.5 |  |  |  |  | R-454B | 4.5417 | Residential & Commercial | USHP
213772718 | Central HP <5.4 tons | AIRQUEST | HRCU-A-CB (Split System: Heat Pump with Remote Outdoor Unit-Air-Source) | HVH825GKA3* |  |  | EA*4X25L17A*+WALLCON | *80CTL0451712B* | 24200 | 16.5 | 8.1 | 21400 | 16700 | 78.04% | 2 | 0 | 10.5 |  |  |  |  | R-410A | 2.0167 | Residential & Commercial | USHP | Ducted CEE Tier 1
213772768 | Central HP <5.4 tons | AIRQUEST | HRCU-A-CB (Split System: Heat Pump with Remote Outdoor Unit-Air-Source) | HVH825GKA3* |  |  | EA*4X25L17A*+WALLCON | *97CMN0601714B* | 24200 | 15.5 | 8.1 | 20000 | 16700 | 83.5% | 2 | 0 | 10.5 |  |  |  |  | R-410A | 2.0167 | Residential & Commercial | USHP | Ducted CEE Tier 1
213772868 | Central HP <5.4 tons | AIRQUEST | HRCU-A-CB (Split System: Heat Pump with Remote Outdoor Unit-Air-Source) | HVH825GKA3* |  |  | EA*4X30L17A*+WALLCON | *80CTL0901716B* | 23600 | 16.5 | 8.1 | 21400 | 16700 | 78.04% | 1.9 | 0 | 10.5 |  |  |  |  | R-410A | 1.9667 | Residential & Commercial | USHP | Ducted CEE Tier 1
213773118 | Central HP <5.4 tons | AIRQUEST | HRCU-A-CB (Split System: Heat Pump with Remote Outdoor Unit-Air-Source) | HVH825GKA3* |  |  | EA*4X36L21A*+WALLCON | *97CMN1002122B* | 23600 | 16.5 | 8.1 | 21400 | 16600 | 77.57% | 1.94 | 0 | 10.5 |  |  |  |  | R-410A | 1.9667 | Residential & Commercial | USHP | Ducted CEE Tier 1
213773268 | Central HP <5.4 tons | AIRQUEST | HRCU-A-CB (Split System: Heat Pump with Remote Outdoor Unit-Air-Source) | HVH825GKA3* |  |  | EA*4X37L21A*+WALLCON | *80CTL0701716B* | 24400 | 16.5 | 8.1 | 21200 | 16600 | 78.3% | 2.02 | 0 | 11 |  |  |  |  | R-410A | 2.0333 | Residential & Commercial | USHP | Ducted CEE Tier 1
213773438 | Central HP <5.4 tons | AIRQUEST | HRCU-A-CB (Split System: Heat Pump with Remote Outdoor Unit-Air-Source) | HVH825GKA3* |  |  | EA*4X42L21A*+WALLCON | *97CMN0601714B* | 23600 | 16 | 8.1 | 21600 | 16700 | 77.31% | 1.94 | 0 | 10.5 |  |  |  |  | R-410A | 1.9667 | Residential & Commercial | USHP | Ducted CEE Tier 1
216763602 | Central HP <5.4 tons | TRANE | HRCU-A-CB (Split System: Heat Pump with Remote Outdoor Unit-Air-Source) | 5TWR7036A1 |  |  | 5PX*B006AS3 | L9X1A050U3VSA | 32200 | 16 | 8.7 | 32600 | 24400 | 74.85% | 2.1 | 0 | 11.5 |  |  |  |  | R-454B | 2.6833 | Residential & Commercial | USHP | Ducted CEE Tier 1
216763634 | Central HP <5.4 tons | TRANE | HRCU-A-CB (Split System: Heat Pump with Remote Outdoor Unit-Air-Source) | 5TWR7036A1 |  |  | 5PX*BD04AS3 | S8X1B080M4PSC | 32600 | 17.1 | 8.2 | 33400 | 24400 | 73.05% | 1.9 | 0 | 11.7 |  |  |  |  | R-454B | 2.7167 | Residential & Commercial | USHP | Ducted CEE Tier 1
216763636 | Central HP <5.4 tons | TRANE | HRCU-A-CB (Split System: Heat Pump with Remote Outdoor Unit-Air-Source) | 5TWR7036A1 |  |  | 5PX*BD04AS3 | S8X1B060M4PSC | 32600 | 17.1 | 8.2 | 33400 | 24400 | 73.05% | 1.9 | 0 | 11.7 |  |  |  |  | R-454B | 2.7167 | Residential & Commercial | USHP | Ducted CEE Tier 1
216763670 | Central HP <5.4 tons | TRANE | HRCU-A-CB (Split System: Heat Pump with Remote Outdoor Unit-Air-Source) | 5TWR7036A1 |  |  | 5PX*C005AS3 | S9V2C100U4VSB | 32200 | 17.1 | 8.7 | 32200 | 23800 | 73.91% | 2.1 | 0 | 12 |  |  |  |  | R-454B | 2.6833 | Residential & Commercial | USHP | Ducted CEE Tier 1
216763720 | Central HP <5.4 tons | TRANE | HRCU-A-CB (Split System: Heat Pump with Remote Outdoor Unit-Air-Source) | 5TWR7036A1 |  |  | 5PX*CD05AS3 | S8X1C080M5PSC | 32800 | 17.1 | 8.2 | 33400 | 24400 | 73.05% | 2 | 0 | 12 |  |  |  |  | R-454B | 2.7333 | Residential & Commercial | USHP | Ducted CEE Tier 1
216763750 | Central HP <5.4 tons | TRANE | HRCU-A-CB (Split System: Heat Pump with Remote Outdoor Unit-Air-Source) | 5TWR7036A1 |  |  | 5PX*D008AS3 | S9V2D120U5VSB | 34000 | 17.1 | 9 | 32600 | 24200 | 74.23% | 2.2 | 0 | 12.5 |  |  |  |  | R-454B | 2.8333 | Residential & Commercial | USHP | Ducted CEE Tier 1
216763818 | Central HP <5.4 tons | TRANE | HRCU-A-CB (Split System: Heat Pump with Remote Outdoor Unit-Air-Source) | 5TWR7036A1 |  |  | 5TXCB004AS3 | S9V2B080U4PSC | 32200 | 17.1 | 8.7 | 32200 | 24000 | 74.53% | 2.1 | 0 | 11.7 |  |  |  |  | R-454B | 2.6833 | Residential & Commercial | USHP | Ducted CEE Tier 1
215679195 | Central HP <5.4 tons | HEIL | HRCU-A-CB (Split System: Heat Pump with Remote Outdoor Unit-Air-Source) | H5H0V36*K*AAA* |  |  | EA*5X36M17A*+WALLCON | *80CSU0401712B* | 32800 | 17 | 8.5 | 36000 | 25800 | 71.67% | 1.76 | 0 | 9.5 |  |  |  |  | R-454B | 2.7333 | Residential & Commercial | USHP
215679315 | Central HP <5.4 tons | HEIL | HRCU-A-CB (Split System: Heat Pump with Remote Outdoor Unit-Air-Source) | H5H0V36*K*AAA* |  |  | EA*5X37M21A*+WALLCON | *97CTN0801716A* | 34200 | 17.5 | 9 | 35400 | 25400 | 71.75% | 1.88 | 0 | 9.5 |  |  |  |  | R-454B | 2.85 | Residential & Commercial | USHP
215679345 | Central HP <5.4 tons | HEIL | HRCU-A-CB (Split System: Heat Pump with Remote Outdoor Unit-Air-Source) | H5H0V36*K*AAA* |  |  | EA*5X42M21A*+WALLCON | *96CTN0802120B* | 33200 | 17.5 | 9 | 35800 | 25600 | 71.51% | 1.86 | 0 | 10 |  |  |  |  | R-454B | 2.7667 | Residential & Commercial | USHP | Ducted CEE Tier 1
215679715 | Central HP <5.4 tons | HEIL | HRCU-A-CB (Split System: Heat Pump with Remote Outdoor Unit-Air-Source) | H5H0V36*K*AAA* |  |  | ESH5X36M12A*+WALLCON | *80CSU0401712B* | 33800 | 16 | 8.5 | 35600 | 25400 | 71.35% | 1.78 | 0 | 9.5 |  |  |  |  | R-454B | 2.8167 | Residential & Commercial | USHP
215668980 | Central HP <5.4 tons | HEIL | HRCU-A-CB (Split System: Heat Pump with Remote Outdoor Unit-Air-Source) | H5H0V36*K*AAA* |  |  | EA*5X43M21A*+WALLCON | *80CTL0701716B* | 34400 | 18 | 8.1 | 35400 | 25200 | 71.19% | 1.9 | 0 | 10 |  |  |  |  | R-454B | 2.8667 | Residential & Commercial | USHP | Ducted CEE Tier 1
213773128 | Central HP <5.4 tons | AIRQUEST | HRCU-A-CB (Split System: Heat Pump with Remote Outdoor Unit-Air-Source) | HVH825GKA3* |  |  | EA*4X36L21A*+WALLCON | *96CTN0601714B* | 23400 | 16.5 | 8.1 | 21600 | 16700 | 77.31% | 1.92 | 0 | 10.5 |  |  |  |  | R-410A | 1.95 | Residential & Commercial | USHP | Ducted CEE Tier 1
213773378 | Central HP <5.4 tons | AIRQUEST | HRCU-A-CB (Split System: Heat Pump with Remote Outdoor Unit-Air-Source) | HVH825GKA3* |  |  | EA*4X42L21A*+WALLCON | *80CTL0451712B* | 23600 | 16.5 | 8.1 | 21600 | 16700 | 77.31% | 1.94 | 0 | 10.5 |  |  |  |  | R-410A | 1.9667 | Residential & Commercial | USHP | Ducted CEE Tier 1
213773528 | Central HP <5.4 tons | AIRQUEST | HRCU-A-CB (Split System: Heat Pump with Remote Outdoor Unit-Air-Source) | HVH825GKA3* |  |  | EA*4X42L24A*+WALLCON | *97CMN1002122B* | 23800 | 16.5 | 8.1 | 21400 | 16600 | 77.57% | 1.96 | 0 | 11 |  |  |  |  | R-410A | 1.9833 | Residential & Commercial | USHP | Ducted CEE Tier 1
213773778 | Central HP <5.4 tons | AIRQUEST | HRCU-A-CB (Split System: Heat Pump with Remote Outdoor Unit-Air-Source) | HVH825GKA3* |  |  | EA*4X48L21A*+WALLCON | *96CTN0601714B* | 24000 | 16.5 | 8.1 | 21000 | 16600 | 79.05% | 2 | 0 | 10.5 |  |  |  |  | R-410A | 2 | Residential & Commercial | USHP | Ducted CEE Tier 1
214505227 | Central HP <5.4 tons | DAIKIN | HRCU-A-CB (Split System: Heat Pump with Remote Outdoor Unit-Air-Source) | DZ6VSA241EA* |  |  | CA*EA3026*4B* | D*80VC0603B*A* | 23000 | 17 | 8.6 | 23000 | 16100 | 70% | 2 | 0 | 10 |  |  |  |  | R-410A | 1.9167 | Residential & Commercial | USHP | Ducted CEE Tier 1
214505248 | Central HP <5.4 tons | DAIKIN | HRCU-A-CB (Split System: Heat Pump with Remote Outdoor Unit-Air-Source) | DZ6VSA241EA* |  |  | CA*EA3026*4B* | D*80SC0805CUA* | 23000 | 17 | 8.6 | 23000 | 16100 | 70% | 2 | 0 | 10 |  |  |  |  | R-410A | 1.9167 | Residential & Commercial | USHP | Ducted CEE Tier 1
216766916 | Central HP <5.4 tons | TRANE | HRCU-A-CB (Split System: Heat Pump with Remote Outdoor Unit-Air-Source) | 5TWX7036A1 |  |  | 5PX*B006AS3+P0V0A000M30SD | 0 | 33000 | 16 | 8.7 | 32400 | 24000 | 74.07% | 2.14 | 0 | 12 |  |  |  |  | R-454B | 2.75 | Residential & Commercial | USHP | Ducted CEE Tier 1
215676024 | Central HP <5.4 tons | BRYANT HEATING AND COOLING SYSTEMS | HRCU-A-CB (Split System: Heat Pump with Remote Outdoor Unit-Air-Source) | 290VAN048**AA* |  |  | CVAMA6124XMA*+UI | 935CB66100C21*** | 48500 | 19 | 9 | 50000 | 36600 | 73.2% | 2.1 | 0 | 10.5 |  |  |  |  | R-454B | 4.0417 | Residential & Commercial | USHP | Ducted CEE Tier 1
216759846 | Central HP <5.4 tons | TRANE | HRCU-A-C (Split System: Heat Pump with Remote Outdoor Unit with No Indoor Fan --Air Source) | 5TWX7048A1 |  |  | 5TXCD010AS3 | 0 | 45000 | 15.2 | 8.2 | 44500 | 34400 | 77.3% | 2.2 | 0 | 11.7 |  |  |  |  | R-454B | 3.75 | Residential & Commercial | USHP | Ducted CEE Tier 1
215402251 | Central HP <5.4 tons | TRANE | HRCU-A-CB (Split System: Heat Pump with Remote Outdoor Unit-Air-Source) | E4HL5036A1000A |  |  | 4TXCB006DS3 | A952V080BU4SB | 30000 | 15.2 | 8.1 | 27000 | 19000 | 70.37% | 1.75 | 0 | 9.8 |  |  |  |  | R-410A | 2.5 | Residential & Commercial | USHP
215678198 | Central HP <5.4 tons | COMFORTMAKER | HRCU-A-CB (Split System: Heat Pump with Remote Outdoor Unit-Air-Source) | C5H0V24*K*AAA* |  |  | EA*5X24M17A*+WALLCON | *80CSU0601716B* | 22800 | 16.5 | 8.5 | 24000 | 16800 | 70% | 1.96 | 0 | 10 |  |  |  |  | R-454B | 1.9 | Residential & Commercial | USHP | Ducted CEE Tier 1
215674538 | Central HP <5.4 tons | AIRQUEST | HRCU-A-CB (Split System: Heat Pump with Remote Outdoor Unit-Air-Source) | H5H0V48*K*AAA* |  |  | EA*5X61M24A*+WALLCON | *95CSU1002122B* | 46000 | 18 | 9 | 47500 | 33600 | 70.74% | 2.08 | 0 | 10 |  |  |  |  | R-454B | 3.8333 | Residential & Commercial | USHP | Ducted CEE Tier 1
215677978 | Central HP <5.4 tons | COMFORTMAKER | HRCU-A-CB (Split System: Heat Pump with Remote Outdoor Unit-Air-Source) | C5H0V60*K*AAA* |  |  | EA*5X61M24A*+WALLCON | *97CMN0602120B* | 55000 | 17.5 | 8.5 | 61000 | 43000 | 70.49% | 1.88 | 0 | 8 |  |  |  |  | R-454B | 4.5833 | Residential & Commercial | USHP
216644423 | Central HP <5.4 tons | AIRQUEST | HRCU-A-CB (Split System: Heat Pump with Remote Outdoor Unit-Air-Source) | D5CUHAH18AAK |  |  | EA*5X25M17A* | *96VTN0601412B* | 18000 | 15.2 | 9 | 19700 | 17600 | 89.34% | 1.88 | 0 | 11 |  |  |  |  | R-454B | 1.5 | Residential & Commercial | USHP | Ducted CEE Tier 1
211245497 | Central HP <5.4 tons | DAY & NIGHT | HRCU-A-CB (Split System: Heat Pump with Remote Outdoor Unit-Air-Source) | DLCURAH24ABK |  |  | EN(A,D)4X36L21** | *96VTN0401712A* | 23400 | 16 | 8.1 | 25800 | 24000 | 93.02% | 1.98 | 0 | 10 |  |  |  |  | R-410A | 1.95 | Residential & Commercial | USHP | Ducted CEE Tier 1
211245528 | Central HP <5.4 tons | DAY & NIGHT | HRCU-A-CB (Split System: Heat Pump with Remote Outdoor Unit-Air-Source) | DLCURAH24ABK |  |  | EN(A,D)4X36L21** | *80VTL0701716A* | 24200 | 17 | 8.1 | 26200 | 23000 | 87.79% | 1.9 | 0 | 10.5 |  |  |  |  | R-410A | 2.0167 | Residential & Commercial | USHP | Ducted CEE Tier 1
215434358 | Central HP <5.4 tons | DAIKIN | HRCU-A-CB (Split System: Heat Pump with Remote Outdoor Unit-Air-Source) | DH7VSA4810A* |  |  | CA*EA6030*3A* | D*96TC1005DNA* | 45500 | 16.5 | 8.8 | 47000 | 33600 | 71.49% | 2 | 0 | 10 |  |  |  |  | R-32 | 3.7917 | Residential & Commercial | USHP | Ducted CEE Tier 1
216763386 | Central HP <5.4 tons | TRANE | HRCU-A-CB (Split System: Heat Pump with Remote Outdoor Unit-Air-Source) | 5TWR7024A1 |  |  | 5PX*B006AS3 | S9V2B040D3PSC | 22200 | 17.1 | 9 | 21400 | 17100 | 79.91% | 2 | 0 | 11.7 |  |  |  |  | R-454B | 1.85 | Residential & Commercial | USHP | Ducted CEE Tier 1
215434257 | Central HP <5.4 tons | DAIKIN | HRCU-A-CB (Split System: Heat Pump with Remote Outdoor Unit-Air-Source) | DH7VSA4210A* |  |  | CHPEA6030*3A* | D*97MC0804CNA* | 40500 | 16.5 | 8.6 | 41000 | 31000 | 75.61% | 2 | 0 | 10 |  |  |  |  | R-32 | 3.375 | Residential & Commercial | USHP | Ducted CEE Tier 1
215433973 | Central HP <5.4 tons | DAIKIN | HRCU-A-CB (Split System: Heat Pump with Remote Outdoor Unit-Air-Source) | DH7VSA2410A* |  |  | CA*EA3022*3A* | D*96SC0603BUA* | 23200 | 19 | 8.6 | 23200 | 17000 | 73.28% | 2 | 0 | 11 |  |  |  |  | R-32 | 1.9333 | Residential & Commercial | USHP | Ducted CEE Tier 1
215434007 | Central HP <5.4 tons | DAIKIN | HRCU-A-CB (Split System: Heat Pump with Remote Outdoor Unit-Air-Source) | DH7VSA2410A* |  |  | CHPEA3026*3A* | D*97MC1005CNA* | 23200 | 19 | 8.6 | 23200 | 17000 | 73.28% | 2 | 0 | 11 |  |  |  |  | R-32 | 1.9333 | Residential & Commercial | USHP | Ducted CEE Tier 1
215675648 | Central HP <5.4 tons | COMFORTMAKER | HRCU-A-CB (Split System: Heat Pump with Remote Outdoor Unit-Air-Source) | C5H0V48*K*AAA* |  |  | EVM5X49M21A*+WALLCON | *96CTN0801714B* | 48000 | 18.5 | 9 | 50000 | 36200 | 72.4% | 2.02 | 0 | 10 |  |  |  |  | R-454B | 4 | Residential & Commercial | USHP | Ducted CEE Tier 1
215434231 | Central HP <5.4 tons | DAIKIN | HRCU-A-CB (Split System: Heat Pump with Remote Outdoor Unit-Air-Source) | DH7VSA4210A* |  |  | CA*EA6030*3A* | D*97MC0804CNA* | 40500 | 16.5 | 8.8 | 41000 | 31000 | 75.61% | 2 | 0 | 10 |  |  |  |  | R-32 | 3.375 | Residential & Commercial | USHP | Ducted CEE Tier 1
215434245 | Central HP <5.4 tons | DAIKIN | HRCU-A-CB (Split System: Heat Pump with Remote Outdoor Unit-Air-Source) | DH7VSA4210A* |  |  | CHPEA4830*3A* | D*97MC1005CNA* | 40500 | 16.5 | 8.6 | 41000 | 31000 | 75.61% | 2 | 0 | 10 |  |  |  |  | R-32 | 3.375 | Residential & Commercial | USHP | Ducted CEE Tier 1
215679828 | Central HP <5.4 tons | COMFORTMAKER | HRCU-A-CB (Split System: Heat Pump with Remote Outdoor Unit-Air-Source) | C5H0V36*K*AAA* |  |  | ESH5X42M12A*+WALLCON | *97CTN0801716A* | 33800 | 16 | 8.5 | 35800 | 25400 | 70.95% | 1.76 | 0 | 9 |  |  |  |  | R-454B | 2.8167 | Residential & Commercial | USHP
215679878 | Central HP <5.4 tons | COMFORTMAKER | HRCU-A-CB (Split System: Heat Pump with Remote Outdoor Unit-Air-Source) | C5H0V36*K*AAA* |  |  | ESH5X48M12A*+WALLCON | *80CSU0401712B* | 34200 | 17 | 8.5 | 35400 | 25200 | 71.19% | 1.9 | 0 | 9.5 |  |  |  |  | R-454B | 2.85 | Residential & Commercial | USHP
215679928 | Central HP <5.4 tons | COMFORTMAKER | HRCU-A-CB (Split System: Heat Pump with Remote Outdoor Unit-Air-Source) | C5H0V36*K*AAA* |  |  | ESH5X48M12A*+WALLCON | *97CTN1202422A* | 34200 | 17 | 8.5 | 35400 | 25200 | 71.19% | 1.9 | 0 | 9.5 |  |  |  |  | R-454B | 2.85 | Residential & Commercial | USHP
211227126 | Central HP <5.4 tons | DAY & NIGHT | HRCU-A-CB (Split System: Heat Pump with Remote Outdoor Unit-Air-Source) | DLCURAH36ABK |  |  | EA*4X37L21A* | *96VSN1002120A* | 36400 | 16 | 8.5 | 38500 | 34800 | 90.39% | 2.08 | 0 | 10 |  |  |  |  | R-410A | 3.0333 | Residential & Commercial | USHP | Ducted CEE Tier 1
215678008 | Central HP <5.4 tons | COMFORTMAKER | HRCU-A-CB (Split System: Heat Pump with Remote Outdoor Unit-Air-Source) | C5H0V60*K*AAA* |  |  | EA*5X61M24A*+WALLCON | *97CMN1202422B* | 56000 | 18.5 | 9 | 60000 | 42000 | 70% | 2 | 0 | 9 |  |  |  |  | R-454B | 4.6667 | Residential & Commercial | USHP
216763618 | Central HP <5.4 tons | TRANE | HRCU-A-CB (Split System: Heat Pump with Remote Outdoor Unit-Air-Source) | 5TWR7036A1 |  |  | 5PX*B006AS3 | S9V2B080D4PSC | 31400 | 16 | 9 | 31800 | 23800 | 74.84% | 2.1 | 0 | 11.2 |  |  |  |  | R-454B | 2.6167 | Residential & Commercial | USHP | Ducted CEE Tier 1
216763650 | Central HP <5.4 tons | TRANE | HRCU-A-CB (Split System: Heat Pump with Remote Outdoor Unit-Air-Source) | 5TWR7036A1 |  |  | 5PX*BD04AS3 | S9V2B080D4VSB | 32600 | 17 | 8.2 | 33600 | 24600 | 73.21% | 1.9 | 0 | 11.7 |  |  |  |  | R-454B | 2.7167 | Residential & Commercial | USHP | Ducted CEE Tier 1
216763684 | Central HP <5.4 tons | TRANE | HRCU-A-CB (Split System: Heat Pump with Remote Outdoor Unit-Air-Source) | 5TWR7036A1 |  |  | 5PX*C005AS3 | L9X1C100U5VSA | 32400 | 17 | 8.7 | 33000 | 24600 | 74.55% | 2.1 | 0 | 11.2 |  |  |  |  | R-454B | 2.7 | Residential & Commercial | USHP | Ducted CEE Tier 1
216763736 | Central HP <5.4 tons | TRANE | HRCU-A-CB (Split System: Heat Pump with Remote Outdoor Unit-Air-Source) | 5TWR7036A1 |  |  | 5PX*CD09AS3 | S9V2C100D5PSC | 33600 | 17.1 | 8.7 | 32000 | 23600 | 73.75% | 2.1 | 0 | 12.5 |  |  |  |  | R-454B | 2.8 | Residential & Commercial | USHP | Ducted CEE Tier 1
216763768 | Central HP <5.4 tons | TRANE | HRCU-A-CB (Split System: Heat Pump with Remote Outdoor Unit-Air-Source) | 5TWR7036A1 |  |  | 5TAMXC03AV31 | 0 | 33200 | 17.1 | 8.7 | 33200 | 24400 | 73.49% | 2 | 0 | 12 |  |  |  |  | R-454B | 2.7667 | Residential & Commercial | USHP | Ducted CEE Tier 1
216763786 | Central HP <5.4 tons | TRANE | HRCU-A-CB (Split System: Heat Pump with Remote Outdoor Unit-Air-Source) | 5TWR7036A1 |  |  | 5TEM6D07AV51+TDR | 0 | 34800 | 17.1 | 9 | 32200 | 23800 | 73.91% | 2.2 | 0 | 12.5 |  |  |  |  | R-454B | 2.9 | Residential & Commercial | USHP | Ducted CEE Tier 1
214572908 | Central HP <5.4 tons | CARRIER | HRCU-A-CB (Split System: Heat Pump with Remote Outdoor Unit-Air-Source) | 25VNA837A*030* |  |  | CAP**6024AL*+UI | 59CU5B100C21**22 | 32800 | 17.5 | 8.5 | 31600 | 24800 | 78.48% | 2 | 0 | 11.5 |  |  |  |  | R-410A | 2.7333 | Residential & Commercial | USHP | Ducted CEE Tier 1
213156958 | Central HP <5.4 tons | DAIKIN | HRCU-A-CB (Split System: Heat Pump with Remote Outdoor Unit-Air-Source) | DZ6VSA421EA* |  |  | CA*EA6030*4A* | D*80VC0805D*A* | 40000 | 17 | 8.6 | 40000 | 30600 | 76.5% | 2 | 0 | 10 |  |  |  |  | R-410A | 3.3333 | Residential & Commercial | USHP | Ducted CEE Tier 1
212614909 | Central HP <5.4 tons | DAIKIN | HRCU-A-CB (Split System: Heat Pump with Remote Outdoor Unit-Air-Source) | DZ6VSA241EA* |  |  | CA*EA3026*4A* | D*96SC0805CUA* | 23000 | 17 | 8.6 | 23000 | 16100 | 70% | 2 | 0 | 10 |  |  |  |  | R-410A | 1.9167 | Residential & Commercial | USHP | Ducted CEE Tier 1
213773468 | Central HP <5.4 tons | AIRQUEST | HRCU-A-CB (Split System: Heat Pump with Remote Outdoor Unit-Air-Source) | HVH825GKA3* |  |  | EA*4X42L21A*+WALLCON | *96CTN0601714B* | 23600 | 16.5 | 8.1 | 21400 | 16700 | 78.04% | 1.94 | 0 | 10.5 |  |  |  |  | R-410A | 1.9667 | Residential & Commercial | USHP | Ducted CEE Tier 1
213773518 | Central HP <5.4 tons | AIRQUEST | HRCU-A-CB (Split System: Heat Pump with Remote Outdoor Unit-Air-Source) | HVH825GKA3* |  |  | EA*4X42L24A*+WALLCON | *80CTL1352422B* | 23800 | 16.5 | 8.1 | 21400 | 16600 | 77.57% | 1.96 | 0 | 10.5 |  |  |  |  | R-410A | 1.9833 | Residential & Commercial | USHP | Ducted CEE Tier 1
215678408 | Central HP <5.4 tons | COMFORTMAKER | HRCU-A-CB (Split System: Heat Pump with Remote Outdoor Unit-Air-Source) | C5H0V24*K*AAA* |  |  | EA*5X37M21A*+WALLCON | *97CTN0601716A* | 24000 | 17 | 9 | 23400 | 16400 | 70.09% | 2.02 | 0 | 10.5 |  |  |  |  | R-454B | 2 | Residential & Commercial | USHP | Ducted CEE Tier 1
211245435 | Central HP <5.4 tons | DAY & NIGHT | HRCU-A-CB (Split System: Heat Pump with Remote Outdoor Unit-Air-Source) | DLCURAH24ABK |  |  | EN(A,D)4X36L21** | *80VSL0701716A* | 23800 | 16.5 | 8.1 | 26000 | 23200 | 89.23% | 1.92 | 0 | 10.5 |  |  |  |  | R-410A | 1.9833 | Residential & Commercial | USHP | Ducted CEE Tier 1
211245942 | Central HP <5.4 tons | DAY & NIGHT | HRCU-A-CB (Split System: Heat Pump with Remote Outdoor Unit-Air-Source) | DLCURAH24ABK |  |  | FM(C,U)4Z24**AL* | 0 | 23800 | 17.5 | 9 | 27200 | 25800 | 94.85% | 2.18 | 0 | 10 |  |  |  |  | R-410A | 1.9833 | Residential & Commercial | USHP | Ducted CEE Tier 1
215434256 | Central HP <5.4 tons | DAIKIN | HRCU-A-CB (Split System: Heat Pump with Remote Outdoor Unit-Air-Source) | DH7VSA4210A* |  |  | CHPEA4830*3A* | D*96TC1205DNA* | 40500 | 17 | 8.6 | 41000 | 31000 | 75.61% | 2 | 0 | 10 |  |  |  |  | R-32 | 3.375 | Residential & Commercial | USHP | Ducted CEE Tier 1
215434263 | Central HP <5.4 tons | DAIKIN | HRCU-A-CB (Split System: Heat Pump with Remote Outdoor Unit-Air-Source) | DH7VSA4210A* |  |  | CHPEA6030*3A* | D*80TC0805C*A* | 40500 | 17 | 8.6 | 41000 | 31000 | 75.61% | 2 | 0 | 10 |  |  |  |  | R-32 | 3.375 | Residential & Commercial | USHP | Ducted CEE Tier 1
216763348 | Central HP <5.4 tons | TRANE | HRCU-A-CB (Split System: Heat Pump with Remote Outdoor Unit-Air-Source) | 5TWR7024A1 |  |  | 5PX*B004AS3 | S8X1B040M2PSC | 22800 | 17.1 | 8.7 | 21600 | 17100 | 79.17% | 1.9 | 0 | 12.5 |  |  |  |  | R-454B | 1.9 | Residential & Commercial | USHP | Ducted CEE Tier 1
216764928 | Central HP <5.4 tons | TRANE | HRCU-A-CB (Split System: Heat Pump with Remote Outdoor Unit-Air-Source) | 5TWX7036A1 |  |  | 5PX*B004AS3 | S8X2A040M3PTC | 32400 | 17.1 | 8.7 | 32600 | 24200 | 74.23% | 2.1 | 0 | 11.5 |  |  |  |  | R-454B | 2.7 | Residential & Commercial | USHP | Ducted CEE Tier 1
216764944 | Central HP <5.4 tons | TRANE | HRCU-A-CB (Split System: Heat Pump with Remote Outdoor Unit-Air-Source) | 5TWX7036A1 |  |  | 5PX*B006AS3 | S8X1B080M4PTC | 32800 | 17.5 | 8.7 | 32200 | 24000 | 74.53% | 2.1 | 0 | 12 |  |  |  |  | R-454B | 2.7333 | Residential & Commercial | USHP | Ducted CEE Tier 1
216764967 | Central HP <5.4 tons | TRANE | HRCU-A-CB (Split System: Heat Pump with Remote Outdoor Unit-Air-Source) | 5TWX7036A1 |  |  | 5PX*C005AS3 | S8X2C100M5PTC | 33000 | 17.1 | 8.7 | 32800 | 24400 | 74.39% | 2.1 | 0 | 11.5 |  |  |  |  | R-454B | 2.75 | Residential & Commercial | USHP | Ducted CEE Tier 1
215934974 | Central HP <5.4 tons | CARRIER | HRCU-A-CB (Split System: Heat Pump with Remote Outdoor Unit-Air-Source) | 27VNA336A*030* |  |  | CVAMA4921XMA*+UI | 58CU*A040C17**12 | 35600 | 22 | 8.5 | 38000 | 28800 | 75.79% | 2.02 | 0 | 12 |  |  |  |  | R-454B | 2.9667 | Residential & Commercial | USHP | Ducted CEE Tier 1
215674738 | Central HP <5.4 tons | AIRQUEST | HRCU-A-CB (Split System: Heat Pump with Remote Outdoor Unit-Air-Source) | H5H0V48*K*AAA* |  |  | ESH5X48M12A*+WALLCON | *80CTL0451712B* | 44000 | 15.5 | 8.5 | 50000 | 35200 | 70.4% | 1.92 | 0 | 9 |  |  |  |  | R-454B | 3.6667 | Residential & Commercial | USHP
215675506 | Central HP <5.4 tons | AIRQUEST | HRCU-A-CB (Split System: Heat Pump with Remote Outdoor Unit-Air-Source) | H5H0V48*K*AAA* |  |  | EVM5X49M21A*+WALLCON | *80CSU0802120A* | 48000 | 19 | 9 | 50000 | 36600 | 73.2% | 2.12 | 0 | 10 |  |  |  |  | R-454B | 4 | Residential & Commercial | USHP | Ducted CEE Tier 1
215434363 | Central HP <5.4 tons | DAIKIN | HRCU-A-CB (Split System: Heat Pump with Remote Outdoor Unit-Air-Source) | DH7VSA4810A* |  |  | CHPEA4830*3A* | D*80TC0805C*A* | 45500 | 16.5 | 8.5 | 46000 | 33600 | 73.04% | 2 | 0 | 10 |  |  |  |  | R-32 | 3.7917 | Residential & Commercial | USHP | Ducted CEE Tier 1
216763378 | Central HP <5.4 tons | TRANE | HRCU-A-CB (Split System: Heat Pump with Remote Outdoor Unit-Air-Source) | 5TWR7024A1 |  |  | 5PX*B004AS3 | *UHMB060CCV3 | 23200 | 17.1 | 9 | 21800 | 17200 | 78.9% | 2 | 0 | 12.5 |  |  |  |  | R-454B | 1.9333 | Residential & Commercial | USHP | Ducted CEE Tier 1
216763462 | Central HP <5.4 tons | TRANE | HRCU-A-CB (Split System: Heat Pump with Remote Outdoor Unit-Air-Source) | 5TWR7024A1 |  |  | 5TAMXD05AV41 | 0 | 23400 | 17.1 | 9 | 21800 | 17100 | 78.44% | 2 | 0 | 12.5 |  |  |  |  | R-454B | 1.95 | Residential & Commercial | USHP | Ducted CEE Tier 1
216763464 | Central HP <5.4 tons | TRANE | HRCU-A-CB (Split System: Heat Pump with Remote Outdoor Unit-Air-Source) | 5TWR7024A1 |  |  | 5TEM6B02AV21+TDR | 0 | 23200 | 17.1 | 9 | 22400 | 17500 | 78.12% | 2 | 0 | 12.5 |  |  |  |  | R-454B | 1.9333 | Residential & Commercial | USHP | Ducted CEE Tier 1
216764210 | Central HP <5.4 tons | TRANE | HRCU-A-CB (Split System: Heat Pump with Remote Outdoor Unit-Air-Source) | 5TWX7024A1 |  |  | 5TXCB006AS3 | S9V2B040D3PSC | 22600 | 17.1 | 9 | 21400 | 17100 | 79.91% | 2 | 0 | 12 |  |  |  |  | R-454B | 1.8833 | Residential & Commercial | USHP | Ducted CEE Tier 1
216764212 | Central HP <5.4 tons | TRANE | HRCU-A-CB (Split System: Heat Pump with Remote Outdoor Unit-Air-Source) | 5TWX7024A1 |  |  | 5TXCB006AS3 | S9V2B060D3VSB | 22400 | 17.1 | 9 | 21200 | 17000 | 80.19% | 2 | 0 | 12 |  |  |  |  | R-454B | 1.8667 | Residential & Commercial | USHP | Ducted CEE Tier 1
216764327 | Central HP <5.4 tons | TRANE | HRCU-A-C (Split System: Heat Pump with Remote Outdoor Unit with No Indoor Fan --Air Source) | 5TWX7036A1 |  |  | 5PX*D010AS3 | 0 | 33600 | 16 | 8.7 | 32800 | 24400 | 74.39% | 2.1 | 0 | 11.5 |  |  |  |  | R-454B | 2.8 | Residential & Commercial | USHP | Ducted CEE Tier 1
216764227 | Central HP <5.4 tons | TRANE | HRCU-A-CB (Split System: Heat Pump with Remote Outdoor Unit-Air-Source) | 5TWX7036A1 |  |  | 5PX*B004AS3 | L8V1A060U3VSB | 31400 | 16.5 | 8.5 | 31800 | 23800 | 74.84% | 2 | 0 | 11.7 |  |  |  |  | R-454B | 2.6167 | Residential & Commercial | USHP | Ducted CEE Tier 1
216764245 | Central HP <5.4 tons | TRANE | HRCU-A-CB (Split System: Heat Pump with Remote Outdoor Unit-Air-Source) | 5TWX7036A1 |  |  | 5PX*B006AS3 | S8X1B080M4PSC | 32800 | 17.5 | 8.7 | 32200 | 24000 | 74.53% | 2.1 | 0 | 12 |  |  |  |  | R-454B | 2.7333 | Residential & Commercial | USHP | Ducted CEE Tier 1
216764280 | Central HP <5.4 tons | TRANE | HRCU-A-CB (Split System: Heat Pump with Remote Outdoor Unit-Air-Source) | 5TWX7036A1 |  |  | 5PX*C005AS3 | L9X1C100U5VSA | 31800 | 16.5 | 8.7 | 32200 | 24000 | 74.53% | 2 | 0 | 11.7 |  |  |  |  | R-454B | 2.65 | Residential & Commercial | USHP | Ducted CEE Tier 1
216764294 | Central HP <5.4 tons | TRANE | HRCU-A-CB (Split System: Heat Pump with Remote Outdoor Unit-Air-Source) | 5TWX7036A1 |  |  | 5PX*C007AS3 | L9X1C100U5VSA | 32800 | 17.1 | 8.7 | 32400 | 24200 | 74.69% | 2.1 | 0 | 12 |  |  |  |  | R-454B | 2.7333 | Residential & Commercial | USHP | Ducted CEE Tier 1
216764296 | Central HP <5.4 tons | TRANE | HRCU-A-CB (Split System: Heat Pump with Remote Outdoor Unit-Air-Source) | 5TWX7036A1 |  |  | 5PX*C007AS3 | L8V1C100U5VSB | 34200 | 17.5 | 9 | 32800 | 24200 | 73.78% | 2.2 | 0 | 12 |  |  |  |  | R-454B | 2.85 | Residential & Commercial | USHP | Ducted CEE Tier 1
216764297 | Central HP <5.4 tons | TRANE | HRCU-A-CB (Split System: Heat Pump with Remote Outdoor Unit-Air-Source) | 5TWX7036A1 |  |  | 5PX*C007AS3 | *UHMC100CCV4 | 33800 | 17.5 | 9 | 32600 | 24000 | 73.62% | 2.1 | 0 | 12 |  |  |  |  | R-454B | 2.8167 | Residential & Commercial | USHP | Ducted CEE Tier 1
216764311 | Central HP <5.4 tons | TRANE | HRCU-A-CB (Split System: Heat Pump with Remote Outdoor Unit-Air-Source) | 5TWX7036A1 |  |  | 5PX*CD07AS3 | S8X1C100M5PSC | 33200 | 17.1 | 8.7 | 33200 | 24400 | 73.49% | 2 | 0 | 12 |  |  |  |  | R-454B | 2.7667 | Residential & Commercial | USHP | Ducted CEE Tier 1
216764329 | Central HP <5.4 tons | TRANE | HRCU-A-CB (Split System: Heat Pump with Remote Outdoor Unit-Air-Source) | 5TWX7036A1 |  |  | 5PX*D010AS3 | *UHMD120CCV5 | 34200 | 17.5 | 9 | 32200 | 23800 | 73.91% | 2.2 | 0 | 12.5 |  |  |  |  | R-454B | 2.85 | Residential & Commercial | USHP | Ducted CEE Tier 1
215677778 | Central HP <5.4 tons | COMFORTMAKER | HRCU-A-CB (Split System: Heat Pump with Remote Outdoor Unit-Air-Source) | C5H0V60*K*AAA* |  |  | EA*5X60M24A*+WALLCON | *80CTL0902120B* | 55000 | 18.5 | 9 | 59000 | 41500 | 70.34% | 2.04 | 0 | 9 |  |  |  |  | R-454B | 4.5833 | Residential & Commercial | USHP
215674495 | Central HP <5.4 tons | BRYANT HEATING AND COOLING SYSTEMS | HRCU-A-CB (Split System: Heat Pump with Remote Outdoor Unit-Air-Source) | 290VAN048**AA* |  |  | CAA**6124AM*+UI | 88*TB60110C21*** | 46000 | 18.5 | 9 | 47500 | 33600 | 70.74% | 2.08 | 0 | 10 |  |  |  |  | R-454B | 3.8333 | Residential & Commercial | USHP | Ducted CEE Tier 1
216776058 | Central HP <5.4 tons | LENNOX | HRCU-A-CB (Split System: Heat Pump with Remote Outdoor Unit-Air-Source) | SL22KLV-024-230A** |  |  | CK40HT-42C-**+TDR | SL280UH100NV60C* | 22800 | 18.5 | 9.4 | 22000 | 22200 | 100.9% | 2.08 | 0 | 12.8 |  |  |  |  | R-454B | 1.9 | Residential & Commercial | USHP | Ducted CEE Tier 1
215677268 | Central HP <5.4 tons | COMFORTMAKER | HRCU-A-CB (Split System: Heat Pump with Remote Outdoor Unit-Air-Source) | C5H0V60*K*AAA* |  |  | EVM5X61M24A*+WALLCON | *97CMN0602120B* | 56500 | 18 | 9 | 65000 | 45500 | 70% | 2.06 | 0 | 8.5 |  |  |  |  | R-454B | 4.7083 | Residential & Commercial | USHP
215668557 | Central HP <5.4 tons | AIRQUEST | HRCU-A-CB (Split System: Heat Pump with Remote Outdoor Unit-Air-Source) | H5H0V36*K*AAA* |  |  | EA*5X37M17A*+WALLCON | *80CTL0701412B* | 33800 | 17.5 | 9 | 35800 | 25600 | 71.51% | 1.86 | 0 | 9.5 |  |  |  |  | R-454B | 2.8167 | Residential & Commercial | USHP
215676698 | Central HP <5.4 tons | COMFORTMAKER | HRCU-A-CB (Split System: Heat Pump with Remote Outdoor Unit-Air-Source) | C5H0V48*K*AAA* |  |  | EVD5X61M21A*+WALLCON | *80CSU1002120A* | 48500 | 19 | 9 | 50000 | 37000 | 74% | 2 | 0 | 10 |  |  |  |  | R-454B | 4.0417 | Residential & Commercial | USHP | Ducted CEE Tier 1
216763820 | Central HP <5.4 tons | TRANE | HRCU-A-CB (Split System: Heat Pump with Remote Outdoor Unit-Air-Source) | 5TWR7036A1 |  |  | 5TXCB004AS3 | S9V2B080U4VSB | 32200 | 17.1 | 8.7 | 32200 | 24000 | 74.53% | 2.1 | 0 | 11.7 |  |  |  |  | R-454B | 2.6833 | Residential & Commercial | USHP | Ducted CEE Tier 1
216763854 | Central HP <5.4 tons | TRANE | HRCU-A-CB (Split System: Heat Pump with Remote Outdoor Unit-Air-Source) | 5TWR7036A1 |  |  | 5TXCB006AS3 | S9V2B080U4PSC | 33400 | 17.1 | 9 | 32600 | 24200 | 74.23% | 2.1 | 0 | 12 |  |  |  |  | R-454B | 2.7833 | Residential & Commercial | USHP | Ducted CEE Tier 1
216764121 | Central HP <5.4 tons | TRANE | HRCU-A-CB (Split System: Heat Pump with Remote Outdoor Unit-Air-Source) | 5TWX7024A1 |  |  | 5PX*B004AS3 | S9V2B060U3VSB | 23200 | 18 | 9 | 21800 | 17200 | 78.9% | 2 | 0 | 12.5 |  |  |  |  | R-454B | 1.9333 | Residential & Commercial | USHP | Ducted CEE Tier 1
216764152 | Central HP <5.4 tons | TRANE | HRCU-A-CB (Split System: Heat Pump with Remote Outdoor Unit-Air-Source) | 5TWX7024A1 |  |  | 5PX*BD04AS3 | S9V2B080D4PSC | 23200 | 17.5 | 8.1 | 22200 | 17100 | 77.03% | 1.8 | 0 | 12.5 |  |  |  |  | R-454B | 1.9333 | Residential & Commercial | USHP | Ducted CEE Tier 1
216764169 | Central HP <5.4 tons | TRANE | HRCU-A-CB (Split System: Heat Pump with Remote Outdoor Unit-Air-Source) | 5TWX7024A1 |  |  | 5TEM6D05AV41+TDR | 0 | 24000 | 18 | 9.5 | 21800 | 17400 | 79.82% | 2.1 | 0 | 13 |  |  |  |  | R-454B | 2 | Residential & Commercial | USHP | Ducted CEE Tier 1
216764001 | Central HP <5.4 tons | TRANE | HRCU-A-C (Split System: Heat Pump with Remote Outdoor Unit with No Indoor Fan --Air Source) | 5TWR7048A1 |  |  | 5TXCC009AS3 | 0 | 43000 | 16 | 9 | 44500 | 32600 | 73.26% | 2.1 | 0 | 11.7 |  |  |  |  | R-454B | 3.5833 | Residential & Commercial | USHP | Ducted CEE Tier 1
216764978 | Central HP <5.4 tons | TRANE | HRCU-A-CB (Split System: Heat Pump with Remote Outdoor Unit-Air-Source) | 5TWX7036A1 |  |  | 5PX*CD05AS3 | S8X2C080M5PTC | 32800 | 17.1 | 8.1 | 33400 | 24400 | 73.05% | 1.9 | 0 | 11.7 |  |  |  |  | R-454B | 2.7333 | Residential & Commercial | USHP | Ducted CEE Tier 1
216764983 | Central HP <5.4 tons | TRANE | HRCU-A-CB (Split System: Heat Pump with Remote Outdoor Unit-Air-Source) | 5TWX7036A1 |  |  | 5PX*CD07AS3 | S8X2C080M5PTC | 33800 | 17.1 | 8.7 | 33400 | 24400 | 73.05% | 2.1 | 0 | 12 |  |  |  |  | R-454B | 2.8167 | Residential & Commercial | USHP | Ducted CEE Tier 1
216764992 | Central HP <5.4 tons | TRANE | HRCU-A-CB (Split System: Heat Pump with Remote Outdoor Unit-Air-Source) | 5TWX7036A1 |  |  | 5TXCB004AS3 | S8X2B080M4PSC | 31800 | 17.1 | 8.5 | 32000 | 23800 | 74.38% | 2 | 0 | 11.7 |  |  |  |  | R-454B | 2.65 | Residential & Commercial | USHP | Ducted CEE Tier 1
216765001 | Central HP <5.4 tons | TRANE | HRCU-A-CB (Split System: Heat Pump with Remote Outdoor Unit-Air-Source) | 5TWX7036A1 |  |  | 5TXCB006AS3 | S8X2A040M3PTC | 33400 | 17.5 | 8.7 | 32800 | 24400 | 74.39% | 2.1 | 0 | 11.7 |  |  |  |  | R-454B | 2.7833 | Residential & Commercial | USHP | Ducted CEE Tier 1
216764565 | Central HP <5.4 tons | TRANE | HRCU-A-CB (Split System: Heat Pump with Remote Outdoor Unit-Air-Source) | 5TWR7024A1 |  |  | 5TXCB004AS3 | S8X1A040M3PTC | 23000 | 17.1 | 9 | 21800 | 17200 | 78.9% | 2 | 0 | 12.5 |  |  |  |  | R-454B | 1.9167 | Residential & Commercial | USHP | Ducted CEE Tier 1
216765964 | Central HP <5.4 tons | TRANE | HRCU-A-CB (Split System: Heat Pump with Remote Outdoor Unit-Air-Source) | 5TWR7024A1 |  |  | 5TXCB006AS3 | S9X2B080D4PSB | 22400 | 15.2 | 8.7 | 21200 | 17000 | 80.19% | 2.02 | 0 | 12 |  |  |  |  | R-454B | 1.8667 | Residential & Commercial | USHP | Ducted CEE Tier 1
211240579 | Central HP <5.4 tons | DAY & NIGHT | HRCU-A-CB (Split System: Heat Pump with Remote Outdoor Unit-Air-Source) | DLCURAH24ABK |  |  | EA*4X24L17A* | *95ESN0601412A* | 24000 | 15.5 | 8.5 | 27200 | 23600 | 86.76% | 1.92 | 0 | 10 |  |  |  |  | R-410A | 2 | Residential & Commercial | USHP | Ducted CEE Tier 1
216675782 | Central HP <5.4 tons | CARRIER | HRCU-A-CB (Split System: Heat Pump with Remote Outdoor Unit-Air-Source) | 37MURAQ24AA3 |  |  | CAA**3014AM* | 58S(B,C)*B070M14**12 | 23400 | 15.5 | 8.5 | 24000 | 19400 | 80.83% | 1.9 | 0 | 9.8 |  |  |  |  | R-454B | 1.95 | Residential & Commercial | USHP
215675726 | Central HP <5.4 tons | AIRQUEST | HRCU-A-CB (Split System: Heat Pump with Remote Outdoor Unit-Air-Source) | H5H0V48*K*AAA* |  |  | EVM5X60M21A*+WALLCON | *80CTL0901716B* | 48000 | 19 | 9 | 50000 | 37000 | 74% | 1.98 | 0 | 10 |  |  |  |  | R-454B | 4 | Residential & Commercial | USHP | Ducted CEE Tier 1
214573258 | Central HP <5.4 tons | CARRIER | HRCU-A-CB (Split System: Heat Pump with Remote Outdoor Unit-Air-Source) | 25VNA837A*030* |  |  | CSPH*6012AL*+UI | 59CU5B080C21**20 | 33000 | 17 | 8.5 | 32200 | 25000 | 77.64% | 2 | 0 | 11 |  |  |  |  | R-410A | 2.75 | Residential & Commercial | USHP | Ducted CEE Tier 1
215933269 | Central HP <5.4 tons | COMFORTMAKER | HRCU-A-CB (Split System: Heat Pump with Remote Outdoor Unit-Air-Source) | C5H3V36*K*AAA* |  |  | ESH5X36M12A*+WALLCON | *96CTN1202422B* | 33400 | 19 | 9 | 34800 | 26600 | 76.44% | 1.92 | 0 | 11 |  |  |  |  | R-454B | 2.7833 | Residential & Commercial | USHP | Ducted CEE Tier 1
216763804 | Central HP <5.4 tons | TRANE | HRCU-A-CB (Split System: Heat Pump with Remote Outdoor Unit-Air-Source) | 5TWR7036A1 |  |  | 5TXCB004AS3 | L9X1B070U4VSA | 32000 | 16.5 | 8.5 | 32600 | 24400 | 74.85% | 2 | 0 | 11.2 |  |  |  |  | R-454B | 2.6667 | Residential & Commercial | USHP | Ducted CEE Tier 1
216763867 | Central HP <5.4 tons | TRANE | HRCU-A-CB (Split System: Heat Pump with Remote Outdoor Unit-Air-Source) | 5TWR7036A1 |  |  | 5TXCB006AS3 | L9X1A050U3VSA | 32200 | 16 | 8.7 | 32600 | 24400 | 74.85% | 2.1 | 0 | 11.5 |  |  |  |  | R-454B | 2.6833 | Residential & Commercial | USHP | Ducted CEE Tier 1
216764186 | Central HP <5.4 tons | TRANE | HRCU-A-CB (Split System: Heat Pump with Remote Outdoor Unit-Air-Source) | 5TWX7024A1 |  |  | 5TXCB004AS3 | *DHMB060CCV3 | 21600 | 16 | 8.5 | 21000 | 16700 | 79.52% | 1.9 | 0 | 11.5 |  |  |  |  | R-454B | 1.8 | Residential & Commercial | USHP | Ducted CEE Tier 1
216764235 | Central HP <5.4 tons | TRANE | HRCU-A-CB (Split System: Heat Pump with Remote Outdoor Unit-Air-Source) | 5TWX7036A1 |  |  | 5PX*B006AS3 | S9V2B080D4VSB | 31400 | 15.5 | 9 | 31800 | 23800 | 74.84% | 2.1 | 0 | 11.2 |  |  |  |  | R-454B | 2.6167 | Residential & Commercial | USHP | Ducted CEE Tier 1
216764304 | Central HP <5.4 tons | TRANE | HRCU-A-CB (Split System: Heat Pump with Remote Outdoor Unit-Air-Source) | 5TWX7036A1 |  |  | 5PX*C009AS3 | S9V2C100U5PSC | 34000 | 17.5 | 9 | 32200 | 23800 | 73.91% | 2.2 | 0 | 12 |  |  |  |  | R-454B | 2.8333 | Residential & Commercial | USHP | Ducted CEE Tier 1
216764320 | Central HP <5.4 tons | TRANE | HRCU-A-CB (Split System: Heat Pump with Remote Outdoor Unit-Air-Source) | 5TWX7036A1 |  |  | 5PX*CD09AS3 | S8X1C080M5PSC | 34200 | 17.1 | 8.7 | 32200 | 24000 | 74.53% | 2.1 | 0 | 12 |  |  |  |  | R-454B | 2.85 | Residential & Commercial | USHP | Ducted CEE Tier 1
216764362 | Central HP <5.4 tons | TRANE | HRCU-A-CB (Split System: Heat Pump with Remote Outdoor Unit-Air-Source) | 5TWX7036A1 |  |  | 5TXCB006AS3 | L8V1A060U3VSB | 33000 | 17.1 | 8.7 | 32600 | 24200 | 74.23% | 2.1 | 0 | 12 |  |  |  |  | R-454B | 2.75 | Residential & Commercial | USHP | Ducted CEE Tier 1
216764377 | Central HP <5.4 tons | TRANE | HRCU-A-CB (Split System: Heat Pump with Remote Outdoor Unit-Air-Source) | 5TWX7036A1 |  |  | 5TXCB006AS3 | *DHMB060CCV3 | 31600 | 16 | 8.7 | 31800 | 23800 | 74.84% | 2.1 | 0 | 11.2 |  |  |  |  | R-454B | 2.6333 | Residential & Commercial | USHP | Ducted CEE Tier 1
216764464 | Central HP <5.4 tons | TRANE | HRCU-A-CB (Split System: Heat Pump with Remote Outdoor Unit-Air-Source) | 5TWX7048A1 |  |  | 5TXCC009AS3 | L9X1C100U5VSA | 43500 | 16.5 | 8.7 | 45000 | 33000 | 73.33% | 2.1 | 0 | 11.2 |  |  |  |  | R-454B | 3.625 | Residential & Commercial | USHP | Ducted CEE Tier 1
215677368 | Central HP <5.4 tons | COMFORTMAKER | HRCU-A-CB (Split System: Heat Pump with Remote Outdoor Unit-Air-Source) | C5H0V60*K*AAA* |  |  | EVD5X60M21A*+WALLCON | *80CTL1102120B* | 57000 | 18.5 | 9 | 63500 | 44500 | 70.08% | 2.08 | 0 | 9.5 |  |  |  |  | R-454B | 4.75 | Residential & Commercial | USHP
211241079 | Central HP <5.4 tons | DAY & NIGHT | HRCU-A-CB (Split System: Heat Pump with Remote Outdoor Unit-Air-Source) | DLCURAH24ABK |  |  | EA*4X25L17A* | *80ES(N,L)0451712A* | 24800 | 17 | 8.5 | 25600 | 21200 | 82.81% | 1.78 | 0 | 10.5 |  |  |  |  | R-410A | 2.0667 | Residential & Commercial | USHP | Ducted CEE Tier 1
211241115 | Central HP <5.4 tons | DAY & NIGHT | HRCU-A-CB (Split System: Heat Pump with Remote Outdoor Unit-Air-Source) | DLCURAH24ABK |  |  | EA*4X25L17A* | *92ESN0601412A* | 24000 | 17 | 8.1 | 25000 | 21800 | 87.2% | 1.82 | 0 | 10 |  |  |  |  | R-410A | 2 | Residential & Commercial | USHP | Ducted CEE Tier 1
211241204 | Central HP <5.4 tons | DAY & NIGHT | HRCU-A-CB (Split System: Heat Pump with Remote Outdoor Unit-Air-Source) | DLCURAH24ABK |  |  | EA*4X25L17A* | *80ESU0601716A | 25600 | 17 | 8.5 | 26000 | 20600 | 79.23% | 1.76 | 0 | 10.5 |  |  |  |  | R-410A | 2.1333 | Residential & Commercial | USHP | Ducted CEE Tier 1
216765078 | Central HP <5.4 tons | TRANE | HRCU-A-CB (Split System: Heat Pump with Remote Outdoor Unit-Air-Source) | 5TWX7048A1 |  |  | 5TXCD010AS3 | S8X1D120M5PTC | 44000 | 17.1 | 9 | 44500 | 32400 | 72.81% | 2.2 | 0 | 12 |  |  |  |  | R-454B | 3.6667 | Residential & Commercial | USHP | Ducted CEE Tier 1
216765103 | Central HP <5.4 tons | TRANE | HRCU-A-CB (Split System: Heat Pump with Remote Outdoor Unit-Air-Source) | 5TWX7060A1 |  |  | 5PX*DD10AS3 | S8X2C080M5PTC | 51000 | 16 | 8.7 | 51000 | 38500 | 75.49% | 2.1 | 0 | 10 |  |  |  |  | R-454B | 4.25 | Residential & Commercial | USHP | Ducted CEE Tier 1
215674487 | Central HP <5.4 tons | AIRQUEST | HRCU-A-CB (Split System: Heat Pump with Remote Outdoor Unit-Air-Source) | H5H0V48*K*AAA* |  |  | EA*5X61M24A*+WALLCON | *80CTL0902120B* | 46000 | 18.5 | 9 | 48000 | 33600 | 70% | 2.08 | 0 | 10 |  |  |  |  | R-454B | 3.8333 | Residential & Commercial | USHP | Ducted CEE Tier 1
215675466 | Central HP <5.4 tons | AIRQUEST | HRCU-A-CB (Split System: Heat Pump with Remote Outdoor Unit-Air-Source) | H5H0V48*K*AAA* |  |  | EVM5X48M21A*+WALLCON | *96CTN0801714B* | 46500 | 18 | 9 | 50000 | 35600 | 71.2% | 2 | 0 | 9.5 |  |  |  |  | R-454B | 3.875 | Residential & Commercial | USHP
216763935 | Central HP <5.4 tons | TRANE | HRCU-A-CB (Split System: Heat Pump with Remote Outdoor Unit-Air-Source) | 5TWR7048A1 |  |  | 5PX*C009AS3 | S9V2C100U5PSC | 43000 | 17.1 | 9 | 44000 | 32400 | 73.64% | 2.2 | 0 | 12 |  |  |  |  | R-454B | 3.5833 | Residential & Commercial | USHP | Ducted CEE Tier 1
216764188 | Central HP <5.4 tons | TRANE | HRCU-A-CB (Split System: Heat Pump with Remote Outdoor Unit-Air-Source) | 5TWX7024A1 |  |  | 5TXCB004AS3 | L8V1B080U4VSB | 23200 | 17.5 | 9 | 21800 | 17300 | 79.36% | 2 | 0 | 12 |  |  |  |  | R-454B | 1.9333 | Residential & Commercial | USHP | Ducted CEE Tier 1
216764218 | Central HP <5.4 tons | TRANE | HRCU-A-CB (Split System: Heat Pump with Remote Outdoor Unit-Air-Source) | 5TWX7024A1 |  |  | 5TXCC009AS3 | *DHMC100CCV4 | 21000 | 15.5 | 9 | 20600 | 16700 | 81.07% | 2 | 0 | 11.2 |  |  |  |  | R-454B | 1.75 | Residential & Commercial | USHP | Ducted CEE Tier 1
216776118 | Central HP <5.4 tons | LENNOX | HRCU-A-CB (Split System: Heat Pump with Remote Outdoor Unit-Air-Source) | SL22KLV-048-230A** |  |  | CK40[C,U]T-49C-**+TDR | EL297UH090XV60C* | 45000 | 19.5 | 8.5 | 45500 | 46500 | 102.2% | 1.84 | 0 | 11.5 |  |  |  |  | R-454B | 3.75 | Residential & Commercial | USHP | Ducted CEE Tier 1
211243021 | Central HP <5.4 tons | DAY & NIGHT | HRCU-A-CB (Split System: Heat Pump with Remote Outdoor Unit-Air-Source) | DLCURAH24ABK |  |  | EA*4X37L17A* | *80ES(N,L)0451412A* | 25200 | 16 | 8.5 | 26200 | 21000 | 80.15% | 1.76 | 0 | 10 |  |  |  |  | R-410A | 2.1 | Residential & Commercial | USHP | Ducted CEE Tier 1
214574551 | Central HP <5.4 tons | AIRQUEST | HRCU-A-CB (Split System: Heat Pump with Remote Outdoor Unit-Air-Source) | HVH837GKA2* |  |  | EN(A,D,W)4X42L21**+WALLCON | *97CMN0802120B* | 31800 | 17 | 8.1 | 33000 | 24400 | 73.94% | 1.88 | 0 | 11 |  |  |  |  | R-410A | 2.65 | Residential & Commercial | USHP | Ducted CEE Tier 1
211712868 | Central HP <5.4 tons | CARRIER | HRCU-A-CB (Split System: Heat Pump with Remote Outdoor Unit-Air-Source) | 38MURAQ30AB3* |  |  | CAP**4224AL* | 58S(B,C)*A110E24**20 | 30000 | 15.2 | 8.1 | 33800 | 27200 | 80.47% | 1.8 | 0 | 9 |  |  |  |  | R-410A | 2.5 | Residential & Commercial | USHP
211713037 | Central HP <5.4 tons | CARRIER | HRCU-A-CB (Split System: Heat Pump with Remote Outdoor Unit-Air-Source) | 38MURAQ30AB3* |  |  | CAP**4321AL* | 59TP6B100V21**22 | 30600 | 15.2 | 8.1 | 33000 | 26000 | 78.79% | 1.84 | 0 | 9 |  |  |  |  | R-410A | 2.55 | Residential & Commercial | USHP
211245019 | Central HP <5.4 tons | DAY & NIGHT | HRCU-A-CB (Split System: Heat Pump with Remote Outdoor Unit-Air-Source) | DLCURAH24ABK |  |  | EN(A,D,W)4X36L17** | *96VTN0801716A* | 24200 | 16.5 | 8.1 | 26200 | 23000 | 87.79% | 1.9 | 0 | 10.5 |  |  |  |  | R-410A | 2.0167 | Residential & Commercial | USHP | Ducted CEE Tier 1
211244869 | Central HP <5.4 tons | DAY & NIGHT | HRCU-A-CB (Split System: Heat Pump with Remote Outdoor Unit-Air-Source) | DLCURAH24ABK |  |  | EN(A,D,W)4X36L17** | *96VSN0601714A* | 23400 | 16.5 | 8.1 | 25800 | 24000 | 93.02% | 2 | 0 | 10 |  |  |  |  | R-410A | 1.95 | Residential & Commercial | USHP | Ducted CEE Tier 1
214574128 | Central HP <5.4 tons | CARRIER | HRCU-A-CB (Split System: Heat Pump with Remote Outdoor Unit-Air-Source) | 25VNA837A*031* |  |  | CAP**6121AL*+UI | 59MN7C080C21**20 | 33200 | 17.5 | 8.5 | 32000 | 24800 | 77.5% | 2 | 0 | 11.5 |  |  |  |  | R-410A | 2.7667 | Residential & Commercial | USHP | Ducted CEE Tier 1
213770774 | Central HP <5.4 tons | TEMPSTAR | HRCU-A-CB (Split System: Heat Pump with Remote Outdoor Unit-Air-Source) | TVH825GKA2* |  |  | EA*4X30L17A*+WALLCON | *97CMN0801714B* | 23400 | 16 | 8.1 | 21600 | 16700 | 77.31% | 1.9 | 0 | 10.5 |  |  |  |  | R-410A | 1.95 | Residential & Commercial | USHP | Ducted CEE Tier 1
213770874 | Central HP <5.4 tons | TEMPSTAR | HRCU-A-CB (Split System: Heat Pump with Remote Outdoor Unit-Air-Source) | TVH825GKA2* |  |  | EA*4X36L17A*+WALLCON | *97CMN0801714B* | 23400 | 16.5 | 8.1 | 21600 | 16700 | 77.31% | 1.94 | 0 | 10.5 |  |  |  |  | R-410A | 1.95 | Residential & Commercial | USHP | Ducted CEE Tier 1
213780786 | Central HP <5.4 tons | BRYANT HEATING AND COOLING SYSTEMS | HRCU-A-CB (Split System: Heat Pump with Remote Outdoor Unit-Air-Source) | 288BNV037*0**B* |  |  | CAP**3621AL*+UI | 987MC42060C17*** | 31200 | 16.5 | 8.1 | 33200 | 24600 | 74.1% | 1.82 | 0 | 10.5 |  |  |  |  | R-410A | 2.6 | Residential & Commercial | USHP | Ducted CEE Tier 1
213780336 | Central HP <5.4 tons | BRYANT HEATING AND COOLING SYSTEMS | HRCU-A-CB (Split System: Heat Pump with Remote Outdoor Unit-Air-Source) | 288BNV037*0**A* |  |  | CSPH*6012AL*+UI | 88*TB60090C21*** | 33000 | 16.5 | 8.1 | 32200 | 24800 | 77.02% | 2 | 0 | 11.5 |  |  |  |  | R-410A | 2.75 | Residential & Commercial | USHP | Ducted CEE Tier 1
213780386 | Central HP <5.4 tons | BRYANT HEATING AND COOLING SYSTEMS | HRCU-A-CB (Split System: Heat Pump with Remote Outdoor Unit-Air-Source) | 288BNV037*0**A* |  |  | CSPH*6012AL*+UI | 987MC42080C17*** | 32800 | 16.5 | 8.1 | 32600 | 25000 | 76.69% | 1.96 | 0 | 11 |  |  |  |  | R-410A | 2.7333 | Residential & Commercial | USHP | Ducted CEE Tier 1
216764477 | Central HP <5.4 tons | TRANE | HRCU-A-CB (Split System: Heat Pump with Remote Outdoor Unit-Air-Source) | 5TWX7048A1 |  |  | 5TXCD008AS3 | S8X1D120M5PSC | 43500 | 17.1 | 9 | 44500 | 32800 | 73.71% | 2.2 | 0 | 12 |  |  |  |  | R-454B | 3.625 | Residential & Commercial | USHP | Ducted CEE Tier 1
216776127 | Central HP <5.4 tons | LENNOX | HRCU-A-CB (Split System: Heat Pump with Remote Outdoor Unit-Air-Source) | SL22KLV-060-230A** |  |  | CK40[C,U]T-60C-**+TDR | SLP99UH090XV60C* | 56000 | 20 | 8.5 | 52500 | 42500 | 80.95% | 1.94 | 0 | 11.5 |  |  |  |  | R-454B | 4.6667 | Residential & Commercial | USHP | Ducted CEE Tier 1
216776077 | Central HP <5.4 tons | LENNOX | HRCU-A-CB (Split System: Heat Pump with Remote Outdoor Unit-Air-Source) | SL22KLV-036-230A** |  |  | CK40[C,U]T-49C-**+TDR | SLP99UH090XV60C* | 35200 | 19 | 9 | 32200 | 31600 | 98.14% | 2.06 | 0 | 12.8 |  |  |  |  | R-454B | 2.9333 | Residential & Commercial | USHP | Ducted CEE Tier 1
216776079 | Central HP <5.4 tons | LENNOX | HRCU-A-CB (Split System: Heat Pump with Remote Outdoor Unit-Air-Source) | SL22KLV-036-230A** |  |  | CK40[C,U]T-49C-**+TDR | EL297UH090XV48C* | 35200 | 19 | 9 | 32200 | 31600 | 98.14% | 2.04 | 0 | 12.8 |  |  |  |  | R-454B | 2.9333 | Residential & Commercial | USHP | Ducted CEE Tier 1
216766402 | Central HP <5.4 tons | TRANE | HRCU-A-CB (Split System: Heat Pump with Remote Outdoor Unit-Air-Source) | 5TWR7036A1 |  |  | 5TXCC009AS3+P0V0C000M50SD | 0 | 34400 | 17.1 | 9 | 32200 | 23800 | 73.91% | 2.24 | 0 | 12.5 |  |  |  |  | R-454B | 2.8667 | Residential & Commercial | USHP | Ducted CEE Tier 1
215679765 | Central HP <5.4 tons | HEIL | HRCU-A-CB (Split System: Heat Pump with Remote Outdoor Unit-Air-Source) | H5H0V36*K*AAA* |  |  | ESH5X36M12A*+WALLCON | *97CTN1002122A* | 33800 | 16 | 8.5 | 35800 | 25400 | 70.95% | 1.76 | 0 | 9.5 |  |  |  |  | R-454B | 2.8167 | Residential & Commercial | USHP
215679815 | Central HP <5.4 tons | HEIL | HRCU-A-CB (Split System: Heat Pump with Remote Outdoor Unit-Air-Source) | H5H0V36*K*AAA* |  |  | ESH5X42M12A*+WALLCON | *97CTN0601716A* | 33600 | 16 | 8.5 | 35800 | 25600 | 71.51% | 1.76 | 0 | 9 |  |  |  |  | R-454B | 2.8 | Residential & Commercial | USHP
215679965 | Central HP <5.4 tons | HEIL | HRCU-A-CB (Split System: Heat Pump with Remote Outdoor Unit-Air-Source) | H5H0V36*K*AAA* |  |  | ESH5X60M12A*+WALLCON | *97CTN0601716A* | 34200 | 16 | 8.5 | 34800 | 25200 | 72.41% | 1.8 | 0 | 9 |  |  |  |  | R-454B | 2.85 | Residential & Commercial | USHP
216644571 | Central HP <5.4 tons | COMFORTMAKER | HRCU-A-CB (Split System: Heat Pump with Remote Outdoor Unit-Air-Source) | D5CUHAH18AAK |  |  | EA*5X19M17A* | OLV098A12* | 18800 | 15.5 | 9.5 | 20400 | 18000 | 88.24% | 2 | 0 | 11 |  |  |  |  | R-454B | 1.5667 | Residential & Commercial | USHP | Ducted CEE Tier 1
214505225 | Central HP <5.4 tons | DAIKIN | HRCU-A-CB (Split System: Heat Pump with Remote Outdoor Unit-Air-Source) | DZ6VSA241EA* |  |  | CA*EA3026*4B*+MBVC1600**-1A* | 0 | 23000 | 17 | 8.6 | 23000 | 16100 | 70% | 2 | 0 | 10 |  |  |  |  | R-410A | 1.9167 | Residential & Commercial | USHP | Ducted CEE Tier 1
214505193 | Central HP <5.4 tons | DAIKIN | HRCU-A-CB (Split System: Heat Pump with Remote Outdoor Unit-Air-Source) | DZ6VSA241EA* |  |  | CA*EA2422*4B* | D*96SC0603BUA* | 23000 | 17 | 8.6 | 23000 | 16100 | 70% | 2 | 0 | 10 |  |  |  |  | R-410A | 1.9167 | Residential & Commercial | USHP | Ducted CEE Tier 1
213773176 | Central HP <5.4 tons | BRYANT HEATING AND COOLING SYSTEMS | HRCU-A-CB (Split System: Heat Pump with Remote Outdoor Unit-Air-Source) | 288BNV025*0**C* |  |  | CAP**3717AL*+UI | 88*TB48070C17*** | 24200 | 16.5 | 8.1 | 21400 | 16700 | 78.04% | 1.98 | 0 | 10.5 |  |  |  |  | R-410A | 2.0167 | Residential & Commercial | USHP | Ducted CEE Tier 1
216766046 | Central HP <5.4 tons | TRANE | HRCU-A-CB (Split System: Heat Pump with Remote Outdoor Unit-Air-Source) | 5TWR7036A1 |  |  | 5PX*B006AS3 | S9V2B060U4VSB | 33200 | 16.5 | 8.7 | 32600 | 24200 | 74.23% | 2.17 | 0 | 12 |  |  |  |  | R-454B | 2.7667 | Residential & Commercial | USHP | Ducted CEE Tier 1
216766094 | Central HP <5.4 tons | TRANE | HRCU-A-CB (Split System: Heat Pump with Remote Outdoor Unit-Air-Source) | 5TWR7036A1 |  |  | 5PX*BD06AS3 | S8V2B060M4PDB | 33000 | 16.5 | 8.5 | 33200 | 24400 | 73.49% | 2.09 | 0 | 12 |  |  |  |  | R-454B | 2.75 | Residential & Commercial | USHP | Ducted CEE Tier 1
216766130 | Central HP <5.4 tons | TRANE | HRCU-A-CB (Split System: Heat Pump with Remote Outdoor Unit-Air-Source) | 5TWR7036A1 |  |  | 5PX*C005AS3 | S8V2C080M5PCB | 32600 | 16 | 8.7 | 32400 | 24200 | 74.69% | 2.13 | 0 | 12 |  |  |  |  | R-454B | 2.7167 | Residential & Commercial | USHP | Ducted CEE Tier 1
216766144 | Central HP <5.4 tons | TRANE | HRCU-A-CB (Split System: Heat Pump with Remote Outdoor Unit-Air-Source) | 5TWR7036A1 |  |  | 5PX*C007AS3 | S9V2C100U5VSB | 33600 | 17.1 | 8.7 | 32600 | 24200 | 74.23% | 2.19 | 0 | 12 |  |  |  |  | R-454B | 2.8 | Residential & Commercial | USHP | Ducted CEE Tier 1
216766248 | Central HP <5.4 tons | TRANE | HRCU-A-CB (Split System: Heat Pump with Remote Outdoor Unit-Air-Source) | 5TWR7036A1 |  |  | 5PX*D008AS3 | S8V2D120M5PDB | 34200 | 17.1 | 9 | 32600 | 24200 | 74.23% | 2.22 | 0 | 12.5 |  |  |  |  | R-454B | 2.85 | Residential & Commercial | USHP | Ducted CEE Tier 1
216766278 | Central HP <5.4 tons | TRANE | HRCU-A-CB (Split System: Heat Pump with Remote Outdoor Unit-Air-Source) | 5TWR7036A1 |  |  | 5TXCB004AS3 | S9X1B040U3PSB | 32200 | 16 | 8.7 | 32400 | 24000 | 74.07% | 2.11 | 0 | 11.7 |  |  |  |  | R-454B | 2.6833 | Residential & Commercial | USHP | Ducted CEE Tier 1
216766280 | Central HP <5.4 tons | TRANE | HRCU-A-CB (Split System: Heat Pump with Remote Outdoor Unit-Air-Source) | 5TWR7036A1 |  |  | 5TXCB004AS3 | S9V2B060U4VSB | 32200 | 16 | 8.7 | 32200 | 24000 | 74.53% | 2.11 | 0 | 12 |  |  |  |  | R-454B | 2.6833 | Residential & Commercial | USHP | Ducted CEE Tier 1
210470326 | Central HP <5.4 tons | DAY & NIGHT | HRCU-A-CB (Split System: Heat Pump with Remote Outdoor Unit-Air-Source) | CVH837GKA2* |  |  | EA*4X60L24A*+WALLCON | *97CMN1202422A* | 32800 | 17.5 | 8.5 | 32000 | 24800 | 77.5% | 1.98 | 0 | 11.7 |  |  |  |  | R-410A | 2.7333 | Residential & Commercial | USHP | Ducted CEE Tier 1
216766462 | Central HP <5.4 tons | TRANE | HRCU-A-CB (Split System: Heat Pump with Remote Outdoor Unit-Air-Source) | 5TWR7048A1 |  |  | 5PX*CD09AS3 | S9X1C100D5PSB | 43500 | 16 | 8.5 | 44000 | 32400 | 73.64% | 2.16 | 0 | 12 |  |  |  |  | R-454B | 3.625 | Residential & Commercial | USHP | Ducted CEE Tier 1
216766530 | Central HP <5.4 tons | TRANE | HRCU-A-CB (Split System: Heat Pump with Remote Outdoor Unit-Air-Source) | 5TWR7048A1 |  |  | 5PX*D010AS3 | S8V2C100M5PDB | 43500 | 16.5 | 8.7 | 44000 | 32000 | 72.73% | 2.22 | 0 | 12 |  |  |  |  | R-454B | 3.625 | Residential & Commercial | USHP | Ducted CEE Tier 1
216766546 | Central HP <5.4 tons | TRANE | HRCU-A-CB (Split System: Heat Pump with Remote Outdoor Unit-Air-Source) | 5TWR7048A1 |  |  | 5PX*DD10AS3 | S9X1D120D5PSB | 43000 | 16 | 8.7 | 44500 | 32400 | 72.81% | 2.2 | 0 | 12 |  |  |  |  | R-454B | 3.5833 | Residential & Commercial | USHP | Ducted CEE Tier 1
216764611 | Central HP <5.4 tons | TRANE | HRCU-A-CB (Split System: Heat Pump with Remote Outdoor Unit-Air-Source) | 5TWR7036A1 |  |  | 5PX*B006AS3 | S8X2A040M3PSC | 32800 | 17.1 | 8.7 | 32400 | 24000 | 74.07% | 2.1 | 0 | 12 |  |  |  |  | R-454B | 2.7333 | Residential & Commercial | USHP | Ducted CEE Tier 1
215677768 | Central HP <5.4 tons | COMFORTMAKER | HRCU-A-CB (Split System: Heat Pump with Remote Outdoor Unit-Air-Source) | C5H0V60*K*AAA* |  |  | EA*5X60M24A*+WALLCON | *80CTL0702120B* | 54500 | 18 | 8.5 | 59500 | 42000 | 70.59% | 1.88 | 0 | 8.5 |  |  |  |  | R-454B | 4.5417 | Residential & Commercial | USHP
215677818 | Central HP <5.4 tons | COMFORTMAKER | HRCU-A-CB (Split System: Heat Pump with Remote Outdoor Unit-Air-Source) | C5H0V60*K*AAA* |  |  | EA*5X60M24A*+WALLCON | *95CSU1002122B* | 55000 | 18.5 | 8.5 | 59000 | 41500 | 70.34% | 2.04 | 0 | 9 |  |  |  |  | R-454B | 4.5833 | Residential & Commercial | USHP
216776146 | Central HP <5.4 tons | LENNOX | HRCU-A-CB (Split System: Heat Pump with Remote Outdoor Unit-Air-Source) | SL22KLV-060-230A** |  |  | CK40[C,U]T-60D-**+TDR | EL297UH135XV60D* | 55000 | 19 | 8.5 | 52500 | 43000 | 81.9% | 1.82 | 0 | 11.2 |  |  |  |  | R-454B | 4.5833 | Residential & Commercial | USHP | Ducted CEE Tier 1
215932557 | Central HP <5.4 tons | AIRQUEST | HRCU-A-CB (Split System: Heat Pump with Remote Outdoor Unit-Air-Source) | H5H3V36*K*AAA* |  |  | EA*5X60M24A*+WALLCON | *80CTL1102120B* | 34000 | 20.5 | 9.5 | 34000 | 25800 | 75.88% | 2.04 | 0 | 12 |  |  |  |  | R-454B | 2.8333 | Residential & Commercial | USHP | Ducted CEE Tier 1
215932707 | Central HP <5.4 tons | AIRQUEST | HRCU-A-CB (Split System: Heat Pump with Remote Outdoor Unit-Air-Source) | H5H3V36*K*AAA* |  |  | EA*5X61M21A*+WALLCON | *80CTL0702120B* | 34400 | 20.5 | 9 | 34400 | 26200 | 76.16% | 1.96 | 0 | 11.7 |  |  |  |  | R-454B | 2.8667 | Residential & Commercial | USHP | Ducted CEE Tier 1
215932807 | Central HP <5.4 tons | AIRQUEST | HRCU-A-CB (Split System: Heat Pump with Remote Outdoor Unit-Air-Source) | H5H3V36*K*AAA* |  |  | EA*5X61M21A*+WALLCON | *97CMN1002122B* | 34400 | 20.5 | 9.5 | 34200 | 26000 | 76.02% | 2.06 | 0 | 12 |  |  |  |  | R-454B | 2.8667 | Residential & Commercial | USHP | Ducted CEE Tier 1
215932977 | Central HP <5.4 tons | AIRQUEST | HRCU-A-CB (Split System: Heat Pump with Remote Outdoor Unit-Air-Source) | H5H3V36*K*AAA* |  |  | ESH5X24M12A*+WALLCON | *96CTN0401410B* | 31200 | 16 | 9 | 34800 | 26600 | 76.44% | 1.92 | 0 | 10 |  |  |  |  | R-454B | 2.6 | Residential & Commercial | USHP | Ducted CEE Tier 1
216766903 | Central HP <5.4 tons | TRANE | HRCU-A-CB (Split System: Heat Pump with Remote Outdoor Unit-Air-Source) | 5TWX7036A1 |  |  | 5PX*B006AS3 | S9X1B060D3PSB | 31400 | 15.5 | 8.7 | 32000 | 24000 | 75% | 2.14 | 0 | 11 |  |  |  |  | R-454B | 2.6167 | Residential & Commercial | USHP | Ducted CEE Tier 1
216766970 | Central HP <5.4 tons | TRANE | HRCU-A-CB (Split System: Heat Pump with Remote Outdoor Unit-Air-Source) | 5TWX7036A1 |  |  | 5PX*C009AS3 | S9X2C100U5PSB | 34000 | 15.5 | 8.7 | 32400 | 24000 | 74.07% | 2.2 | 0 | 12 |  |  |  |  | R-454B | 2.8333 | Residential & Commercial | USHP | Ducted CEE Tier 1
216770111 | Central HP <5.4 tons | TRANE | HRCU-A-CB (Split System: Heat Pump with Remote Outdoor Unit-Air-Source) | 5TWX7036A1 |  |  | 5TXCC009AS3 | S8X1C100M5PTC | 34400 | 16.5 | 8.7 | 32600 | 24200 | 74.23% | 2.2 | 0 | 12 |  |  |  |  | R-454B | 2.8667 | Residential & Commercial | USHP | Ducted CEE Tier 1
215669704 | Central HP <5.4 tons | HEIL | HRCU-A-CB (Split System: Heat Pump with Remote Outdoor Unit-Air-Source) | H5H0V36*K*AAA* |  |  | EA*5X61M24A*+WALLCON | *97CMN1002122B* | 35000 | 18.5 | 9 | 34400 | 24800 | 72.09% | 1.92 | 0 | 10.5 |  |  |  |  | R-454B | 2.9167 | Residential & Commercial | USHP | Ducted CEE Tier 1
215669806 | Central HP <5.4 tons | HEIL | HRCU-A-CB (Split System: Heat Pump with Remote Outdoor Unit-Air-Source) | H5H0V36*K*AAA* |  |  | ESH5X36M12A*+WALLCON | *80CTL0902120B* | 33800 | 16.5 | 8.5 | 35600 | 25400 | 71.35% | 1.76 | 0 | 9.5 |  |  |  |  | R-454B | 2.8167 | Residential & Commercial | USHP
215669838 | Central HP <5.4 tons | HEIL | HRCU-A-CB (Split System: Heat Pump with Remote Outdoor Unit-Air-Source) | H5H0V36*K*AAA* |  |  | ESH5X36M12A*+WALLCON | *95CSU0802120B* | 33600 | 16 | 8.5 | 35800 | 25400 | 70.95% | 1.76 | 0 | 9.5 |  |  |  |  | R-454B | 2.8 | Residential & Commercial | USHP
215669886 | Central HP <5.4 tons | HEIL | HRCU-A-CB (Split System: Heat Pump with Remote Outdoor Unit-Air-Source) | H5H0V36*K*AAA* |  |  | ESH5X36M12A*+WALLCON | *97CMN1002122B* | 33800 | 16.5 | 8.5 | 35800 | 25400 | 70.95% | 1.76 | 0 | 9.5 |  |  |  |  | R-454B | 2.8167 | Residential & Commercial | USHP
215670086 | Central HP <5.4 tons | HEIL | HRCU-A-CB (Split System: Heat Pump with Remote Outdoor Unit-Air-Source) | H5H0V36*K*AAA* |  |  | ESH5X42M12A*+WALLCON | *96CTN0401410B* | 32600 | 15.2 | 8.5 | 36000 | 25600 | 71.11% | 1.76 | 0 | 9 |  |  |  |  | R-454B | 2.7167 | Residential & Commercial | USHP
216764019 | Central HP <5.4 tons | TRANE | HRCU-A-CB (Split System: Heat Pump with Remote Outdoor Unit-Air-Source) | 5TWR7048A1 |  |  | 5TXCD010AS3 | *UHMD120CCV5 | 43500 | 17.1 | 9 | 44000 | 32000 | 72.73% | 2.2 | 0 | 12 |  |  |  |  | R-454B | 3.625 | Residential & Commercial | USHP | Ducted CEE Tier 1
215676978 | Central HP <5.4 tons | COMFORTMAKER | HRCU-A-CB (Split System: Heat Pump with Remote Outdoor Unit-Air-Source) | C5H0V60*K*AAA* |  |  | EVM5X60M21A*+WALLCON | *80CSU1002120A* | 56500 | 18 | 9 | 64000 | 45000 | 70.31% | 2.08 | 0 | 9 |  |  |  |  | R-454B | 4.7083 | Residential & Commercial | USHP
216776097 | Central HP <5.4 tons | LENNOX | HRCU-A-CB (Split System: Heat Pump with Remote Outdoor Unit-Air-Source) | SL22KLV-048-230A** |  |  | CK40[C,U]T-60C-**+TDR | EL297UH090XV60C* | 45500 | 20 | 9 | 46000 | 44500 | 96.74% | 1.98 | 0 | 11.7 |  |  |  |  | R-454B | 3.7917 | Residential & Commercial | USHP | Ducted CEE Tier 1
213772858 | Central HP <5.4 tons | AIRQUEST | HRCU-A-CB (Split System: Heat Pump with Remote Outdoor Unit-Air-Source) | HVH825GKA3* |  |  | EA*4X30L17A*+WALLCON | *80CTL0701716B* | 23400 | 16.5 | 8.1 | 21600 | 16700 | 77.31% | 1.9 | 0 | 10.5 |  |  |  |  | R-410A | 1.95 | Residential & Commercial | USHP | Ducted CEE Tier 1
213772708 | Central HP <5.4 tons | AIRQUEST | HRCU-A-CB (Split System: Heat Pump with Remote Outdoor Unit-Air-Source) | HVH825GKA3* |  |  | EA*4X24L17A*+WALLCON | *96CTN0801714B* | 23200 | 16 | 8.1 | 22200 | 16800 | 75.68% | 1.88 | 0 | 10.5 |  |  |  |  | R-410A | 1.9333 | Residential & Commercial | USHP | Ducted CEE Tier 1
213773078 | Central HP <5.4 tons | AIRQUEST | HRCU-A-CB (Split System: Heat Pump with Remote Outdoor Unit-Air-Source) | HVH825GKA3* |  |  | EA*4X36L21A*+WALLCON | *80CTL1102120B* | 23600 | 16.5 | 8.1 | 21400 | 16600 | 77.57% | 1.94 | 0 | 10.5 |  |  |  |  | R-410A | 1.9667 | Residential & Commercial | USHP | Ducted CEE Tier 1
216776138 | Central HP <5.4 tons | LENNOX | HRCU-A-CB (Split System: Heat Pump with Remote Outdoor Unit-Air-Source) | SL22KLV-060-230A** |  |  | CK40[C,U]T-49C-**+TDR | SLP99UH090XV60C* | 55500 | 19.5 | 8.5 | 52000 | 41500 | 79.81% | 1.84 | 0 | 11.5 |  |  |  |  | R-454B | 4.625 | Residential & Commercial | USHP | Ducted CEE Tier 1
216640230 | Central HP <5.4 tons | AIRQUEST | HRCU-A-CB (Split System: Heat Pump with Remote Outdoor Unit-Air-Source) | D5CURAH24AAK |  |  | FTMA5X24L0B* | 0 | 24000 | 15.5 | 9 | 24200 | 19500 | 80.58% | 1.98 | 0 | 10 |  |  |  |  | R-454B | 2 | Residential & Commercial | USHP | Ducted CEE Tier 1
216763887 | Central HP <5.4 tons | TRANE | HRCU-A-CB (Split System: Heat Pump with Remote Outdoor Unit-Air-Source) | 5TWR7036A1 |  |  | 5TXCC007AS3 | S8X1C080M5PSC | 33800 | 17.1 | 8.7 | 32800 | 24200 | 73.78% | 2.2 | 0 | 12 |  |  |  |  | R-454B | 2.8167 | Residential & Commercial | USHP | Ducted CEE Tier 1
216764621 | Central HP <5.4 tons | TRANE | HRCU-A-CB (Split System: Heat Pump with Remote Outdoor Unit-Air-Source) | 5TWR7036A1 |  |  | 5PX*BD04AS3 | S8X2A040M3PSC | 32400 | 17.1 | 8.2 | 33600 | 24600 | 73.21% | 1.9 | 0 | 11.5 |  |  |  |  | R-454B | 2.7 | Residential & Commercial | USHP | Ducted CEE Tier 1
216764921 | Central HP <5.4 tons | TRANE | HRCU-A-CB (Split System: Heat Pump with Remote Outdoor Unit-Air-Source) | 5TWX7024A1 |  |  | 5TXCB004AS3 | S8X2A040M3PTC | 23000 | 17.5 | 8.7 | 21800 | 17200 | 78.9% | 2 | 0 | 12 |  |  |  |  | R-454B | 1.9167 | Residential & Commercial | USHP | Ducted CEE Tier 1
216764506 | Central HP <5.4 tons | TRANE | HRCU-A-CB (Split System: Heat Pump with Remote Outdoor Unit-Air-Source) | 5TWX7060A1 |  |  | 5PX*D010AS3 | S9V2C080U5PSC | 52500 | 16.5 | 9 | 51000 | 38500 | 75.49% | 2.2 | 0 | 11.2 |  |  |  |  | R-454B | 4.375 | Residential & Commercial | USHP | Ducted CEE Tier 1
216764955 | Central HP <5.4 tons | TRANE | HRCU-A-CB (Split System: Heat Pump with Remote Outdoor Unit-Air-Source) | 5TWX7036A1 |  |  | 5PX*BD06AS3 | S8X2A040M3PSC | 33000 | 17.5 | 8.5 | 33400 | 24400 | 73.05% | 2 | 0 | 11.7 |  |  |  |  | R-454B | 2.75 | Residential & Commercial | USHP | Ducted CEE Tier 1
215682472 | Central HP <5.4 tons | TEMPSTAR | HRCU-A-CB (Split System: Heat Pump with Remote Outdoor Unit-Air-Source) | T5H0V48*K*AAA* |  |  | EVD5X61M21A*+WALLCON | *80CSU0802120B* | 49000 | 19 | 9 | 50000 | 36600 | 73.2% | 2.12 | 0 | 10 |  |  |  |  | R-454B | 4.0833 | Residential & Commercial | USHP | Ducted CEE Tier 1
215682572 | Central HP <5.4 tons | TEMPSTAR | HRCU-A-CB (Split System: Heat Pump with Remote Outdoor Unit-Air-Source) | T5H0V48*K*AAA* |  |  | EVD5X61M24A*+WALLCON | *97CTN1202422A* | 48500 | 19.5 | 9.5 | 50000 | 36600 | 73.2% | 2.12 | 0 | 10.5 |  |  |  |  | R-454B | 4.0417 | Residential & Commercial | USHP | Ducted CEE Tier 1
214608243 | Central HP <5.4 tons | TRANE | HRCU-A-CB (Split System: Heat Pump with Remote Outdoor Unit-Air-Source) | E4HL5048A1000A |  |  | E4AH5E48A1K30A | 0 | 48000 | 15.2 | 8.1 | 48000 | 34000 | 70.83% | 1.75 | 0 | 8.2 |  |  |  |  | R-410A | 4 | Residential & Commercial | USHP
216776102 | Central HP <5.4 tons | LENNOX | HRCU-A-CB (Split System: Heat Pump with Remote Outdoor Unit-Air-Source) | SL22KLV-048-230A** |  |  | CK40[C,U]T-49C-**+TDR | SL280UH100NV60C* | 45500 | 20 | 8.5 | 45000 | 45500 | 101.1% | 1.86 | 0 | 12 |  |  |  |  | R-454B | 3.7917 | Residential & Commercial | USHP | Ducted CEE Tier 1
216776071 | Central HP <5.4 tons | LENNOX | HRCU-A-CB (Split System: Heat Pump with Remote Outdoor Unit-Air-Source) | SL22KLV-036-230A** |  |  | CK40[C,U]T-49C-**+TDR | SL280UH100NV60C* | 35400 | 19 | 9 | 31800 | 31200 | 98.11% | 2.08 | 0 | 13.2 |  |  |  |  | R-454B | 2.95 | Residential & Commercial | USHP | Ducted CEE Tier 1
215588179 | Central HP <5.4 tons | CARRIER | HRCU-A-CB (Split System: Heat Pump with Remote Outdoor Unit-Air-Source) | 27VNA154A*030* |  |  | CSAH*6012AM*+UI | 59MN7C080C21**20 | 49500 | 18.5 | 10.5 | 52500 | 52500 | 100% | 1.94 | 0 | 11 |  |  |  |  | R-454B | 4.125 | Residential & Commercial | USHP | Ducted CEE Tier 1
213772566 | Central HP <5.4 tons | BRYANT HEATING AND COOLING SYSTEMS | HRCU-A-CB (Split System: Heat Pump with Remote Outdoor Unit-Air-Source) | 288BNV025*0**B* |  |  | CSPH*4812AL*+UI | 986TD42080C17*** | 24200 | 16 | 8.1 | 21400 | 16600 | 77.57% | 2.02 | 0 | 10.5 |  |  |  |  | R-410A | 2.0167 | Residential & Commercial | USHP | Ducted CEE Tier 1
216763396 | Central HP <5.4 tons | TRANE | HRCU-A-CB (Split System: Heat Pump with Remote Outdoor Unit-Air-Source) | 5TWR7024A1 |  |  | 5PX*B006AS3 | S9V2B080U4PSC | 23800 | 17.1 | 9 | 21800 | 17400 | 79.82% | 2 | 0 | 12.5 |  |  |  |  | R-454B | 1.9833 | Residential & Commercial | USHP | Ducted CEE Tier 1
216763514 | Central HP <5.4 tons | TRANE | HRCU-A-CB (Split System: Heat Pump with Remote Outdoor Unit-Air-Source) | 5TWR7024A1 |  |  | 5TXCB004AS3 | S9V2B080D4VSB | 21600 | 16.5 | 8.7 | 21200 | 16900 | 79.72% | 1.9 | 0 | 11.7 |  |  |  |  | R-454B | 1.8 | Residential & Commercial | USHP | Ducted CEE Tier 1
216763530 | Central HP <5.4 tons | TRANE | HRCU-A-CB (Split System: Heat Pump with Remote Outdoor Unit-Air-Source) | 5TWR7024A1 |  |  | 5TXCB006AS3 | *UHMB080CCV3 | 24000 | 17.1 | 9.4 | 21800 | 17300 | 79.36% | 2 | 0 | 12.5 |  |  |  |  | R-454B | 2 | Residential & Commercial | USHP | Ducted CEE Tier 1
215674642 | Central HP <5.4 tons | AIRQUEST | HRCU-A-CB (Split System: Heat Pump with Remote Outdoor Unit-Air-Source) | H5H0V48*K*AAA* |  |  | EA*5X61M24A*+WALLCON | *96CTN1002122B* | 46000 | 18.5 | 9 | 47500 | 33600 | 70.74% | 2.06 | 0 | 10 |  |  |  |  | R-454B | 3.8333 | Residential & Commercial | USHP | Ducted CEE Tier 1
216763496 | Central HP <5.4 tons | TRANE | HRCU-A-CB (Split System: Heat Pump with Remote Outdoor Unit-Air-Source) | 5TWR7024A1 |  |  | 5TXCB004AS3 | S8X1B060M4PSC | 23000 | 17.1 | 9 | 21600 | 17100 | 79.17% | 2 | 0 | 12.5 |  |  |  |  | R-454B | 1.9167 | Residential & Commercial | USHP | Ducted CEE Tier 1
216763498 | Central HP <5.4 tons | TRANE | HRCU-A-CB (Split System: Heat Pump with Remote Outdoor Unit-Air-Source) | 5TWR7024A1 |  |  | 5TXCB004AS3 | S8X1B040M2PSC | 22800 | 17.1 | 8.7 | 21600 | 17100 | 79.17% | 1.9 | 0 | 12.5 |  |  |  |  | R-454B | 1.9 | Residential & Commercial | USHP | Ducted CEE Tier 1
216763546 | Central HP <5.4 tons | TRANE | HRCU-A-CB (Split System: Heat Pump with Remote Outdoor Unit-Air-Source) | 5TWR7024A1 |  |  | 5TXCB006AS3 | S9V2B060U4PSC | 23800 | 17.1 | 9 | 21800 | 17400 | 79.82% | 2 | 0 | 12.5 |  |  |  |  | R-454B | 1.9833 | Residential & Commercial | USHP | Ducted CEE Tier 1
216763612 | Central HP <5.4 tons | TRANE | HRCU-A-CB (Split System: Heat Pump with Remote Outdoor Unit-Air-Source) | 5TWR7036A1 |  |  | 5PX*B006AS3 | S9V2B080U4PSC | 33200 | 17.1 | 9 | 32400 | 24000 | 74.07% | 2.1 | 0 | 12 |  |  |  |  | R-454B | 2.7667 | Residential & Commercial | USHP | Ducted CEE Tier 1
216763632 | Central HP <5.4 tons | TRANE | HRCU-A-CB (Split System: Heat Pump with Remote Outdoor Unit-Air-Source) | 5TWR7036A1 |  |  | 5PX*B006AS3 | L9X1B070U4VSA | 33000 | 17.1 | 8.7 | 33000 | 24400 | 73.94% | 2.1 | 0 | 11.7 |  |  |  |  | R-454B | 2.75 | Residential & Commercial | USHP | Ducted CEE Tier 1
216763646 | Central HP <5.4 tons | TRANE | HRCU-A-CB (Split System: Heat Pump with Remote Outdoor Unit-Air-Source) | 5TWR7036A1 |  |  | 5PX*BD04AS3 | S9V2B060D3VSB | 32400 | 17 | 8.2 | 33400 | 24600 | 73.65% | 1.9 | 0 | 11.7 |  |  |  |  | R-454B | 2.7 | Residential & Commercial | USHP | Ducted CEE Tier 1
216763648 | Central HP <5.4 tons | TRANE | HRCU-A-CB (Split System: Heat Pump with Remote Outdoor Unit-Air-Source) | 5TWR7036A1 |  |  | 5PX*BD04AS3 | S9V2B080D4PSC | 32600 | 17 | 8.2 | 33600 | 24600 | 73.21% | 1.9 | 0 | 11.7 |  |  |  |  | R-454B | 2.7167 | Residential & Commercial | USHP | Ducted CEE Tier 1
216763714 | Central HP <5.4 tons | TRANE | HRCU-A-CB (Split System: Heat Pump with Remote Outdoor Unit-Air-Source) | 5TWR7036A1 |  |  | 5PX*C009AS3 | S9V2C080U5PSC | 34200 | 17.1 | 9 | 32200 | 24000 | 74.53% | 2.2 | 0 | 12.5 |  |  |  |  | R-454B | 2.85 | Residential & Commercial | USHP | Ducted CEE Tier 1
212614866 | Central HP <5.4 tons | DAIKIN | HRCU-A-CB (Split System: Heat Pump with Remote Outdoor Unit-Air-Source) | DZ6VSA421EA* |  |  | DFVE60DP1400A* | 0 | 40000 | 17 | 8.6 | 40000 | 30600 | 76.5% | 2 | 0 | 10 |  |  |  |  | R-410A | 3.3333 | Residential & Commercial | USHP | Ducted CEE Tier 1
214505211 | Central HP <5.4 tons | DAIKIN | HRCU-A-CB (Split System: Heat Pump with Remote Outdoor Unit-Air-Source) | DZ6VSA241EA* |  |  | CA*EA2422*4B* | D*97MC0803BNA* | 23000 | 17 | 8.6 | 23000 | 16100 | 70% | 2 | 0 | 10 |  |  |  |  | R-410A | 1.9167 | Residential & Commercial | USHP | Ducted CEE Tier 1
214505214 | Central HP <5.4 tons | DAIKIN | HRCU-A-CB (Split System: Heat Pump with Remote Outdoor Unit-Air-Source) | DZ6VSA241EA* |  |  | CA*EA2422*4B* | D*97MC0804CNA* | 23000 | 17 | 8.6 | 23000 | 16100 | 70% | 2 | 0 | 10 |  |  |  |  | R-410A | 1.9167 | Residential & Commercial | USHP | Ducted CEE Tier 1
215934295 | Central HP <5.4 tons | BRYANT HEATING AND COOLING SYSTEMS | HRCU-A-CB (Split System: Heat Pump with Remote Outdoor Unit-Air-Source) | 293VAN048**AA* |  |  | CAA**6124AM*+UI | 83*CA60100C21*** | 45500 | 21 | 9.5 | 48500 | 36800 | 75.88% | 2 | 0 | 11 |  |  |  |  | R-454B | 3.7917 | Residential & Commercial | USHP | Ducted CEE Tier 1
215669584 | Central HP <5.4 tons | HEIL | HRCU-A-CB (Split System: Heat Pump with Remote Outdoor Unit-Air-Source) | H5H0V36*K*AAA* |  |  | EA*5X61M21A*+WALLCON | *96CTN0601714B* | 34600 | 18 | 9 | 34600 | 25000 | 72.25% | 1.9 | 0 | 10 |  |  |  |  | R-454B | 2.8833 | Residential & Commercial | USHP | Ducted CEE Tier 1
215669782 | Central HP <5.4 tons | HEIL | HRCU-A-CB (Split System: Heat Pump with Remote Outdoor Unit-Air-Source) | H5H0V36*K*AAA* |  |  | ESH5X36M12A*+WALLCON | *80CTL0701716B* | 33600 | 16.5 | 8.5 | 35800 | 25600 | 71.51% | 1.78 | 0 | 9 |  |  |  |  | R-454B | 2.8 | Residential & Commercial | USHP
215670268 | Central HP <5.4 tons | HEIL | HRCU-A-CB (Split System: Heat Pump with Remote Outdoor Unit-Air-Source) | H5H0V36*K*AAA* |  |  | ESH5X48M12A*+WALLCON | *97CMN0601714B* | 33800 | 16.5 | 8.5 | 35600 | 25400 | 71.35% | 1.78 | 0 | 9 |  |  |  |  | R-454B | 2.8167 | Residential & Commercial | USHP
215670368 | Central HP <5.4 tons | HEIL | HRCU-A-CB (Split System: Heat Pump with Remote Outdoor Unit-Air-Source) | H5H0V36*K*AAA* |  |  | ESH5X48M12A*+WALLCON | *96CTN1202422B* | 34200 | 17 | 8.5 | 35400 | 25200 | 71.19% | 1.9 | 0 | 9.5 |  |  |  |  | R-454B | 2.85 | Residential & Commercial | USHP
215669902 | Central HP <5.4 tons | HEIL | HRCU-A-CB (Split System: Heat Pump with Remote Outdoor Unit-Air-Source) | H5H0V36*K*AAA* |  |  | ESH5X36M12A*+WALLCON | *96CTN0401410B* | 32200 | 15.2 | 8.5 | 36200 | 25800 | 71.27% | 1.76 | 0 | 9 |  |  |  |  | R-454B | 2.6833 | Residential & Commercial | USHP
215864538 | Central HP <5.4 tons | AMERICAN STANDARD | HRCU-A-CB (Split System: Heat Pump with Remote Outdoor Unit-Air-Source) | 5A6V8X36A1 |  |  | 5PX*C005AS3 | S9V2C100U5PSC+LRP | 32000 | 18.1 | 8.5 | 32800 | 25400 | 77.44% | 2.1 | 0 | 10 |  |  |  |  | R-454B | 2.6667 | Residential & Commercial | USHP | Ducted CEE Tier 1
215864588 | Central HP <5.4 tons | AMERICAN STANDARD | HRCU-A-CB (Split System: Heat Pump with Remote Outdoor Unit-Air-Source) | 5A6V8X36A1 |  |  | 5TXCB004AS3 | *UHMB060CCV3+LRP | 31600 | 18.1 | 8.5 | 33000 | 25800 | 78.18% | 2 | 0 | 10 |  |  |  |  | R-454B | 2.6333 | Residential & Commercial | USHP | Ducted CEE Tier 1
215675224 | Central HP <5.4 tons | BRYANT HEATING AND COOLING SYSTEMS | HRCU-A-CB (Split System: Heat Pump with Remote Outdoor Unit-Air-Source) | 290VAN048**AA* |  |  | CSAH*6012AM*+UI | 88*TB66135C24*** | 45500 | 16.5 | 8.5 | 48000 | 33600 | 70% | 2.06 | 0 | 9.5 |  |  |  |  | R-454B | 3.7917 | Residential & Commercial | USHP
215675574 | Central HP <5.4 tons | BRYANT HEATING AND COOLING SYSTEMS | HRCU-A-CB (Split System: Heat Pump with Remote Outdoor Unit-Air-Source) | 290VAN048**AA* |  |  | CVAMA4921XMA*+UI | 88*TB60110C21*** | 48000 | 19 | 9 | 50000 | 36600 | 73.2% | 2 | 0 | 10.5 |  |  |  |  | R-454B | 4 | Residential & Commercial | USHP | Ducted CEE Tier 1
215746025 | Central HP <5.4 tons | Custom Comfort | HRCU-A-CB (Split System: Heat Pump with Remote Outdoor Unit-Air-Source) | CCOXHBSZ60CHP |  |  | CCOXHBAHUC60 | 0 | 54000 | 15.2 | 9.2 | 59000 | 53000 | 89.83% | 2 | 0 | 10 |  |  |  |  | R-454B | 4.5 | Residential & Commercial | USHP | Ducted CEE Tier 1
208130312 | Central HP <5.4 tons | Breeze33 | HRCU-A-CB (Split System: Heat Pump with Remote Outdoor Unit-Air-Source) | BZ33-HYP24OUT2-G2-P |  |  | BZ33-MSAHU24-G2-P | 0 | 23000 | 18.4 | 9.3 | 26000 | 21200 | 81.54% | 1.9 | 12.5 | 11.7 |  |  |  |  | R-410A | 1.9167 | Residential & Commercial | USHP | Ducted CEE Tier 1
211245518 | Central HP <5.4 tons | DAY & NIGHT | HRCU-A-CB (Split System: Heat Pump with Remote Outdoor Unit-Air-Source) | DLCURAH24ABK |  |  | EN(A,D)4X36L21** | *96VTN0801716A* | 24200 | 16.5 | 8.1 | 26200 | 23000 | 87.79% | 1.9 | 0 | 10.5 |  |  |  |  | R-410A | 2.0167 | Residential & Commercial | USHP | Ducted CEE Tier 1
211245843 | Central HP <5.4 tons | DAY & NIGHT | HRCU-A-CB (Split System: Heat Pump with Remote Outdoor Unit-Air-Source) | DLCURAH24ABK |  |  | FXM4X30**AL | 0 | 24200 | 16.5 | 8.5 | 26000 | 22600 | 86.92% | 1.86 | 0 | 10 |  |  |  |  | R-410A | 2.0167 | Residential & Commercial | USHP | Ducted CEE Tier 1
215676558 | Central HP <5.4 tons | COMFORTMAKER | HRCU-A-CB (Split System: Heat Pump with Remote Outdoor Unit-Air-Source) | C5H0V48*K*AAA* |  |  | EVD5X60M21A*+WALLCON | *97CMN1002122B* | 48000 | 19 | 9 | 50000 | 36600 | 73.2% | 2 | 0 | 10 |  |  |  |  | R-454B | 4 | Residential & Commercial | USHP | Ducted CEE Tier 1
215676828 | Central HP <5.4 tons | COMFORTMAKER | HRCU-A-CB (Split System: Heat Pump with Remote Outdoor Unit-Air-Source) | C5H0V48*K*AAA* |  |  | EVD5X61M21A*+WALLCON | *96CTN0801714B* | 48000 | 19 | 9 | 50000 | 36400 | 72.8% | 2.02 | 0 | 10 |  |  |  |  | R-454B | 4 | Residential & Commercial | USHP | Ducted CEE Tier 1
215937033 | Central HP <5.4 tons | TEMPSTAR | HRCU-A-CB (Split System: Heat Pump with Remote Outdoor Unit-Air-Source) | T5H3V48*K*AAA* |  |  | EVM5X48M21A*+WALLCON | *80CTL1102120B* | 44500 | 20 | 8.1 | 52000 | 38000 | 73.08% | 1.9 | 0 | 11 |  |  |  |  | R-454B | 3.7083 | Residential & Commercial | USHP | Ducted CEE Tier 1
215937333 | Central HP <5.4 tons | TEMPSTAR | HRCU-A-CB (Split System: Heat Pump with Remote Outdoor Unit-Air-Source) | T5H3V48*K*AAA* |  |  | EVM5X60M21A*+WALLCON | *80CTL0901716B* | 44500 | 20.5 | 8.1 | 53500 | 37600 | 70.28% | 1.95 | 0 | 11.5 |  |  |  |  | R-454B | 3.7083 | Residential & Commercial | USHP | Ducted CEE Tier 1
215938303 | Central HP <5.4 tons | TEMPSTAR | HRCU-A-CB (Split System: Heat Pump with Remote Outdoor Unit-Air-Source) | T5H3V48*K*AAA* |  |  | EVD5X60M24A*+WALLCON | *80CTL0902120B* | 45500 | 21 | 8.1 | 52500 | 38000 | 72.38% | 1.95 | 0 | 11.5 |  |  |  |  | R-454B | 3.7917 | Residential & Commercial | USHP | Ducted CEE Tier 1
216764336 | Central HP <5.4 tons | TRANE | HRCU-A-CB (Split System: Heat Pump with Remote Outdoor Unit-Air-Source) | 5TWX7036A1 |  |  | 5TEM6D06AV41+TDR | 0 | 34800 | 18 | 9 | 32200 | 23800 | 73.91% | 2.2 | 0 | 12.7 |  |  |  |  | R-454B | 2.9 | Residential & Commercial | USHP | Ducted CEE Tier 1
216764369 | Central HP <5.4 tons | TRANE | HRCU-A-CB (Split System: Heat Pump with Remote Outdoor Unit-Air-Source) | 5TWX7036A1 |  |  | 5TXCB006AS3 | S8X1B060M4PSC | 33600 | 17.5 | 8.7 | 32600 | 24200 | 74.23% | 2.1 | 0 | 12 |  |  |  |  | R-454B | 2.8 | Residential & Commercial | USHP | Ducted CEE Tier 1
216764421 | Central HP <5.4 tons | TRANE | HRCU-A-CB (Split System: Heat Pump with Remote Outdoor Unit-Air-Source) | 5TWX7048A1 |  |  | 5PX*C009AS3 | L8V1C100U5VSB | 43500 | 17 | 9 | 43500 | 32000 | 73.56% | 2.1 | 0 | 12 |  |  |  |  | R-454B | 3.625 | Residential & Commercial | USHP | Ducted CEE Tier 1
216764439 | Central HP <5.4 tons | TRANE | HRCU-A-CB (Split System: Heat Pump with Remote Outdoor Unit-Air-Source) | 5TWX7048A1 |  |  | 5PX*D008AS3 | S9V2D120U5PSC | 43000 | 17 | 9 | 44500 | 32400 | 72.81% | 2.2 | 0 | 12 |  |  |  |  | R-454B | 3.5833 | Residential & Commercial | USHP | Ducted CEE Tier 1
216764453 | Central HP <5.4 tons | TRANE | HRCU-A-CB (Split System: Heat Pump with Remote Outdoor Unit-Air-Source) | 5TWX7048A1 |  |  | 5PX*D010AS3 | S8X1C080M5PSC | 43500 | 17 | 9 | 44000 | 32200 | 73.18% | 2.2 | 0 | 12 |  |  |  |  | R-454B | 3.625 | Residential & Commercial | USHP | Ducted CEE Tier 1
216764470 | Central HP <5.4 tons | TRANE | HRCU-A-CB (Split System: Heat Pump with Remote Outdoor Unit-Air-Source) | 5TWX7048A1 |  |  | 5TXCD008AS3 | S9V2C080U5PSC | 43000 | 16.5 | 9 | 44500 | 32600 | 73.26% | 2.2 | 0 | 12 |  |  |  |  | R-454B | 3.5833 | Residential & Commercial | USHP | Ducted CEE Tier 1
216764487 | Central HP <5.4 tons | TRANE | HRCU-A-CB (Split System: Heat Pump with Remote Outdoor Unit-Air-Source) | 5TWX7048A1 |  |  | 5TXCD010AS3 | S9V2C100U5PSC | 43000 | 16.5 | 9 | 44000 | 32000 | 72.73% | 2.1 | 0 | 12 |  |  |  |  | R-454B | 3.5833 | Residential & Commercial | USHP | Ducted CEE Tier 1
214505166 | Central HP <5.4 tons | DAIKIN | HRCU-A-CB (Split System: Heat Pump with Remote Outdoor Unit-Air-Source) | DZ6VSA241EA* |  |  | CA*EA2422*4B* | D*80VC0603B*A* | 23000 | 17 | 8.6 | 23000 | 16100 | 70% | 2 | 0 | 10 |  |  |  |  | R-410A | 1.9167 | Residential & Commercial | USHP | Ducted CEE Tier 1
212614893 | Central HP <5.4 tons | DAIKIN | HRCU-A-CB (Split System: Heat Pump with Remote Outdoor Unit-Air-Source) | DZ6VSA241EA* |  |  | CA*EA2422*4A* | D*97MC1005CNA* | 23000 | 17 | 8.6 | 23000 | 16100 | 70% | 2 | 0 | 10 |  |  |  |  | R-410A | 1.9167 | Residential & Commercial | USHP | Ducted CEE Tier 1
213772958 | Central HP <5.4 tons | AIRQUEST | HRCU-A-CB (Split System: Heat Pump with Remote Outdoor Unit-Air-Source) | HVH825GKA3* |  |  | EA*4X36L17A*+WALLCON | *80CTL0701716B* | 23600 | 16.5 | 8.1 | 21400 | 16700 | 78.04% | 1.92 | 0 | 10.5 |  |  |  |  | R-410A | 1.9667 | Residential & Commercial | USHP | Ducted CEE Tier 1
216766398 | Central HP <5.4 tons | TRANE | HRCU-A-CB (Split System: Heat Pump with Remote Outdoor Unit-Air-Source) | 5TWR7036A1 |  |  | 5TXCC009AS3 | S9X2C080U5PSB | 34400 | 17.1 | 9 | 32600 | 24200 | 74.23% | 2.22 | 0 | 12 |  |  |  |  | R-454B | 2.8667 | Residential & Commercial | USHP | Ducted CEE Tier 1
213773376 | Central HP <5.4 tons | BRYANT HEATING AND COOLING SYSTEMS | HRCU-A-CB (Split System: Heat Pump with Remote Outdoor Unit-Air-Source) | 288BNV025*0**C* |  |  | CAP**4221AL*+UI | 88*TB36045C17*** | 23600 | 16.5 | 8.1 | 21600 | 16700 | 77.31% | 1.94 | 0 | 10.5 |  |  |  |  | R-410A | 1.9667 | Residential & Commercial | USHP | Ducted CEE Tier 1
213773446 | Central HP <5.4 tons | BRYANT HEATING AND COOLING SYSTEMS | HRCU-A-CB (Split System: Heat Pump with Remote Outdoor Unit-Air-Source) | 288BNV025*0**C* |  |  | CAP**4221AL*+UI | 987MC42080C17*** | 23600 | 16.5 | 8.1 | 21400 | 16700 | 78.04% | 1.94 | 0 | 10.5 |  |  |  |  | R-410A | 1.9667 | Residential & Commercial | USHP | Ducted CEE Tier 1
213773526 | Central HP <5.4 tons | BRYANT HEATING AND COOLING SYSTEMS | HRCU-A-CB (Split System: Heat Pump with Remote Outdoor Unit-Air-Source) | 288BNV025*0**C* |  |  | CAP**4224AL*+UI | 987MC66100C21*** | 23800 | 16.5 | 8.1 | 21400 | 16600 | 77.57% | 1.96 | 0 | 11 |  |  |  |  | R-410A | 1.9833 | Residential & Commercial | USHP | Ducted CEE Tier 1
216763730 | Central HP <5.4 tons | TRANE | HRCU-A-CB (Split System: Heat Pump with Remote Outdoor Unit-Air-Source) | 5TWR7036A1 |  |  | 5PX*CD07AS3 | S8X1C080M5PSC | 33800 | 17.1 | 8.7 | 33400 | 24400 | 73.05% | 2.1 | 0 | 12 |  |  |  |  | R-454B | 2.8167 | Residential & Commercial | USHP | Ducted CEE Tier 1
216763748 | Central HP <5.4 tons | TRANE | HRCU-A-CB (Split System: Heat Pump with Remote Outdoor Unit-Air-Source) | 5TWR7036A1 |  |  | 5PX*D008AS3 | S8X1D120M5PSC | 33000 | 17.1 | 9 | 32200 | 23800 | 73.91% | 2.1 | 0 | 12.5 |  |  |  |  | R-454B | 2.75 | Residential & Commercial | USHP | Ducted CEE Tier 1
216763766 | Central HP <5.4 tons | TRANE | HRCU-A-CB (Split System: Heat Pump with Remote Outdoor Unit-Air-Source) | 5TWR7036A1 |  |  | 5TAM5D05AC31 | 0 | 33400 | 17.1 | 9 | 33000 | 24200 | 73.33% | 2.1 | 0 | 12 |  |  |  |  | R-454B | 2.7833 | Residential & Commercial | USHP | Ducted CEE Tier 1
216763780 | Central HP <5.4 tons | TRANE | HRCU-A-CB (Split System: Heat Pump with Remote Outdoor Unit-Air-Source) | 5TWR7036A1 |  |  | 5TEM6D04AV31+TDR | 0 | 33600 | 17.1 | 9 | 32600 | 24000 | 73.62% | 2.2 | 0 | 12 |  |  |  |  | R-454B | 2.8 | Residential & Commercial | USHP | Ducted CEE Tier 1
216763905 | Central HP <5.4 tons | TRANE | HRCU-A-CB (Split System: Heat Pump with Remote Outdoor Unit-Air-Source) | 5TWR7036A1 |  |  | 5TXCC007AS3 | S9V2C100D5PSC | 31800 | 16.5 | 9 | 31600 | 23600 | 74.68% | 2.1 | 0 | 11.7 |  |  |  |  | R-454B | 2.65 | Residential & Commercial | USHP | Ducted CEE Tier 1
215864670 | Central HP <5.4 tons | AMERICAN STANDARD | HRCU-A-CB (Split System: Heat Pump with Remote Outdoor Unit-Air-Source) | 5A6V8X48A1 |  |  | 5TXCB006AS3 | S9V2B060U4PSC+LRP | 44500 | 18.1 | 8.5 | 46000 | 35400 | 76.96% | 2.1 | 0 | 10 |  |  |  |  | R-454B | 3.7083 | Residential & Commercial | USHP | Ducted CEE Tier 1
215864690 | Central HP <5.4 tons | AMERICAN STANDARD | HRCU-A-CB (Split System: Heat Pump with Remote Outdoor Unit-Air-Source) | 5A6V8X60A1 |  |  | 5PX*C007AS3 | S9V2C080U5PSC+LRP | 53000 | 18.1 | 8.5 | 56000 | 40000 | 71.43% | 2 | 0 | 10 |  |  |  |  | R-454B | 4.4167 | Residential & Commercial | USHP | Ducted CEE Tier 1
215864770 | Central HP <5.4 tons | AMERICAN STANDARD | HRCU-A-CB (Split System: Heat Pump with Remote Outdoor Unit-Air-Source) | 5A6V8X60A1 |  |  | 5TXCD010AS3 | S8V2D120M5PCB | 54500 | 18.1 | 8.5 | 55500 | 40000 | 72.07% | 2 | 0 | 10 |  |  |  |  | R-454B | 4.5417 | Residential & Commercial | USHP | Ducted CEE Tier 1
215864788 | Central HP <5.4 tons | AMERICAN STANDARD | HRCU-A-CB (Split System: Heat Pump with Remote Outdoor Unit-Air-Source) | 5A6V8X36A1 |  |  | 5PX*BD06AS3 | S8V2B060M4PCB | 32800 | 18.1 | 8.5 | 34400 | 26000 | 75.58% | 2 | 0 | 10 |  |  |  |  | R-454B | 2.7333 | Residential & Commercial | USHP | Ducted CEE Tier 1
215864820 | Central HP <5.4 tons | AMERICAN STANDARD | HRCU-A-CB (Split System: Heat Pump with Remote Outdoor Unit-Air-Source) | 5A6V8X48A1 |  |  | 5PX*B006AS3 | L8V1B080U4VSB+LRP | 44500 | 18.1 | 8.5 | 46000 | 35200 | 76.52% | 2.1 | 0 | 10 |  |  |  |  | R-454B | 3.7083 | Residential & Commercial | USHP | Ducted CEE Tier 1
215864840 | Central HP <5.4 tons | AMERICAN STANDARD | HRCU-A-CB (Split System: Heat Pump with Remote Outdoor Unit-Air-Source) | 5A6V8X48A1 |  |  | 5PX*C009AS3 | L8V1C100U5VSB+LRP | 46500 | 18.1 | 8.5 | 45000 | 34800 | 77.33% | 2.2 | 0 | 10.5 |  |  |  |  | R-454B | 3.875 | Residential & Commercial | USHP | Ducted CEE Tier 1
215864856 | Central HP <5.4 tons | AMERICAN STANDARD | HRCU-A-CB (Split System: Heat Pump with Remote Outdoor Unit-Air-Source) | 5A6V8X48A1 |  |  | 5PX*CD09AS3 | S8V2C100M5PDB | 46000 | 18.1 | 8.5 | 45000 | 35000 | 77.78% | 2.1 | 0 | 10 |  |  |  |  | R-454B | 3.8333 | Residential & Commercial | USHP | Ducted CEE Tier 1
215588229 | Central HP <5.4 tons | CARRIER | HRCU-A-CB (Split System: Heat Pump with Remote Outdoor Unit-Air-Source) | 27VNA154A*030* |  |  | CVAMA6021XMA*+UI | 59CU5B080C21**20 | 52000 | 19 | 8.1 | 53500 | 45500 | 85.05% | 1.9 | 0 | 11.5 |  |  |  |  | R-454B | 4.3333 | Residential & Commercial | USHP | Ducted CEE Tier 1
215588365 | Central HP <5.4 tons | CARRIER | HRCU-A-CB (Split System: Heat Pump with Remote Outdoor Unit-Air-Source) | 27VNA154A*030* |  |  | CVAVA6024XMA*+UI | 59MN7C080C21**20 | 51500 | 19 | 8.1 | 53000 | 45500 | 85.85% | 1.88 | 0 | 11.5 |  |  |  |  | R-454B | 4.2917 | Residential & Commercial | USHP | Ducted CEE Tier 1
215588397 | Central HP <5.4 tons | CARRIER | HRCU-A-CB (Split System: Heat Pump with Remote Outdoor Unit-Air-Source) | 27VNA154A*030* |  |  | CVAVA6124XMA*+UI | 58TN*B110C21**20 | 53000 | 20 | 8.5 | 53000 | 46000 | 86.79% | 1.95 | 0 | 12.5 |  |  |  |  | R-454B | 4.4167 | Residential & Commercial | USHP | Ducted CEE Tier 1
215588413 | Central HP <5.4 tons | CARRIER | HRCU-A-CB (Split System: Heat Pump with Remote Outdoor Unit-Air-Source) | 27VNA154A*030* |  |  | CVAVA6124XMA*+UI | 59TN6C100C21**22 | 53000 | 19.5 | 8.5 | 53500 | 46500 | 86.92% | 1.95 | 0 | 12 |  |  |  |  | R-454B | 4.4167 | Residential & Commercial | USHP | Ducted CEE Tier 1
215675268 | Central HP <5.4 tons | COMFORTMAKER | HRCU-A-CB (Split System: Heat Pump with Remote Outdoor Unit-Air-Source) | C5H0V48*K*AAA* |  |  | ESH5X60M12A*+WALLCON | *97CMN0602120B* | 45000 | 16 | 8.5 | 48500 | 34200 | 70.52% | 1.96 | 0 | 9 |  |  |  |  | R-454B | 3.75 | Residential & Commercial | USHP
215675226 | Central HP <5.4 tons | AIRQUEST | HRCU-A-CB (Split System: Heat Pump with Remote Outdoor Unit-Air-Source) | H5H0V48*K*AAA* |  |  | ESH5X60M12A*+WALLCON | *80CTL1352422B* | 45500 | 16.5 | 8.5 | 48000 | 33600 | 70% | 2.06 | 0 | 9.5 |  |  |  |  | R-454B | 3.7917 | Residential & Commercial | USHP
215668964 | Central HP <5.4 tons | HEIL | HRCU-A-CB (Split System: Heat Pump with Remote Outdoor Unit-Air-Source) | H5H0V36*K*AAA* |  |  | EA*5X43M21A*+WALLCON | *80CSU1002120A* | 34400 | 17.5 | 9 | 35400 | 25200 | 71.19% | 1.9 | 0 | 10 |  |  |  |  | R-454B | 2.8667 | Residential & Commercial | USHP | Ducted CEE Tier 1
213770924 | Central HP <5.4 tons | TEMPSTAR | HRCU-A-CB (Split System: Heat Pump with Remote Outdoor Unit-Air-Source) | TVH825GKA2* |  |  | EA*4X36L21A*+WALLCON | *80CTL0701716B* | 23600 | 16.5 | 8.1 | 21400 | 16700 | 78.04% | 1.94 | 0 | 10.5 |  |  |  |  | R-410A | 1.9667 | Residential & Commercial | USHP | Ducted CEE Tier 1
213770994 | Central HP <5.4 tons | TEMPSTAR | HRCU-A-CB (Split System: Heat Pump with Remote Outdoor Unit-Air-Source) | TVH825GKA2* |  |  | EA*4X36L21A*+WALLCON | *97CMN1002122B* | 23600 | 16.5 | 8.1 | 21400 | 16600 | 77.57% | 1.94 | 0 | 11 |  |  |  |  | R-410A | 1.9667 | Residential & Commercial | USHP | Ducted CEE Tier 1
214573408 | Central HP <5.4 tons | CARRIER | HRCU-A-CB (Split System: Heat Pump with Remote Outdoor Unit-Air-Source) | 25VNA837A*030* |  |  | CNPV*4221AL*+UI | 59MN7C080C21**20 | 31800 | 17 | 8.1 | 33000 | 24400 | 73.94% | 1.88 | 0 | 11 |  |  |  |  | R-410A | 2.65 | Residential & Commercial | USHP | Ducted CEE Tier 1
216764488 | Central HP <5.4 tons | TRANE | HRCU-A-CB (Split System: Heat Pump with Remote Outdoor Unit-Air-Source) | 5TWX7048A1 |  |  | 5TXCD010AS3 | S9V2D120U5PSC | 43500 | 17.1 | 9 | 43500 | 32000 | 73.56% | 2.2 | 0 | 12 |  |  |  |  | R-454B | 3.625 | Residential & Commercial | USHP | Ducted CEE Tier 1
216764489 | Central HP <5.4 tons | TRANE | HRCU-A-CB (Split System: Heat Pump with Remote Outdoor Unit-Air-Source) | 5TWX7048A1 |  |  | 5TXCD010AS3 | S8X1C100M5PSC | 43500 | 17.1 | 9 | 44000 | 32200 | 73.18% | 2.2 | 0 | 12 |  |  |  |  | R-454B | 3.625 | Residential & Commercial | USHP | Ducted CEE Tier 1
216764519 | Central HP <5.4 tons | TRANE | HRCU-A-CB (Split System: Heat Pump with Remote Outdoor Unit-Air-Source) | 5TWX7060A1 |  |  | 5TEMCD07AV51+TDR | 0 | 53000 | 16.5 | 9 | 50500 | 38000 | 75.25% | 2.2 | 0 | 11.5 |  |  |  |  | R-454B | 4.4167 | Residential & Commercial | USHP | Ducted CEE Tier 1
216764520 | Central HP <5.4 tons | TRANE | HRCU-A-CB (Split System: Heat Pump with Remote Outdoor Unit-Air-Source) | 5TWX7060A1 |  |  | 5TXCD008AS3 | S8X1C080M5PSC | 51500 | 16 | 9 | 51500 | 39000 | 75.73% | 2.1 | 0 | 11 |  |  |  |  | R-454B | 4.2917 | Residential & Commercial | USHP | Ducted CEE Tier 1
216764521 | Central HP <5.4 tons | TRANE | HRCU-A-CB (Split System: Heat Pump with Remote Outdoor Unit-Air-Source) | 5TWX7060A1 |  |  | 5TXCD008AS3 | S8X1C100M5PSC | 51000 | 16.5 | 8.7 | 52000 | 39000 | 75% | 2.1 | 0 | 10 |  |  |  |  | R-454B | 4.25 | Residential & Commercial | USHP | Ducted CEE Tier 1
214491643 | Central HP <5.4 tons | DAIKIN | HRCU-A-CB (Split System: Heat Pump with Remote Outdoor Unit-Air-Source) | DZ6VSA1810A* |  |  | CA*EA1818*4B* | D*96VC0804CNA* | 16600 | 17.5 | 8.5 | 17400 | 13000 | 74.71% | 2.1 | 0 | 10.9 |  |  |  |  | R-410A | 1.3833 | Residential & Commercial | USHP | Ducted CEE Tier 1
210473530 | Central HP <5.4 tons | DAY & NIGHT | HRCU-A-CB (Split System: Heat Pump with Remote Outdoor Unit-Air-Source) | CVH825GKA3* |  |  | EA*4X48L24A*+WALLCON | *97CMN0602120A* | 24000 | 16.5 | 8.1 | 21000 | 16600 | 79.05% | 2 | 0 | 11 |  |  |  |  | R-410A | 2 | Residential & Commercial | USHP | Ducted CEE Tier 1
215934645 | Central HP <5.4 tons | BRYANT HEATING AND COOLING SYSTEMS | HRCU-A-CB (Split System: Heat Pump with Remote Outdoor Unit-Air-Source) | 293VAN036**AA* |  |  | CVAMA3017XMA*+UI | 987MC42060C17*** | 34000 | 20 | 8.1 | 38000 | 27200 | 71.58% | 2 | 0 | 11 |  |  |  |  | R-454B | 2.8333 | Residential & Commercial | USHP | Ducted CEE Tier 1
215934695 | Central HP <5.4 tons | BRYANT HEATING AND COOLING SYSTEMS | HRCU-A-CB (Split System: Heat Pump with Remote Outdoor Unit-Air-Source) | 293VAN036**AA* |  |  | CVAMA3217XMA*+UI | 986TD30040C14*** | 33800 | 19.5 | 8.1 | 37200 | 26600 | 71.51% | 2.02 | 0 | 11.5 |  |  |  |  | R-454B | 2.8167 | Residential & Commercial | USHP | Ducted CEE Tier 1
215933107 | Central HP <5.4 tons | AIRQUEST | HRCU-A-CB (Split System: Heat Pump with Remote Outdoor Unit-Air-Source) | H5H3V36*K*AAA* |  |  | ESH5X36M12A*+WALLCON | *80CTL0902120B* | 33400 | 19 | 9 | 34800 | 26600 | 76.44% | 1.92 | 0 | 11.5 |  |  |  |  | R-454B | 2.7833 | Residential & Commercial | USHP | Ducted CEE Tier 1
215933527 | Central HP <5.4 tons | AIRQUEST | HRCU-A-CB (Split System: Heat Pump with Remote Outdoor Unit-Air-Source) | H5H3V36*K*AAA* |  |  | ESH5X48M12A*+WALLCON | *80CSU1002120A* | 33600 | 19.5 | 9 | 34800 | 26600 | 76.44% | 1.94 | 0 | 11.5 |  |  |  |  | R-454B | 2.8 | Residential & Commercial | USHP | Ducted CEE Tier 1
212614916 | Central HP <5.4 tons | DAIKIN | HRCU-A-CB (Split System: Heat Pump with Remote Outdoor Unit-Air-Source) | DZ6VSA361EA* |  |  | DFVE60DP0400A* | 0 | 34200 | 17.5 | 8.6 | 34200 | 30000 | 87.72% | 2 | 0 | 10 |  |  |  |  | R-410A | 2.85 | Residential & Commercial | USHP | Ducted CEE Tier 1
216764561 | Central HP <5.4 tons | TRANE | HRCU-A-CB (Split System: Heat Pump with Remote Outdoor Unit-Air-Source) | 5TWR7024A1 |  |  | 5TXCB004AS3 | S8X1B060M4PTC | 23000 | 17.1 | 9 | 21600 | 17100 | 79.17% | 2 | 0 | 12.5 |  |  |  |  | R-454B | 1.9167 | Residential & Commercial | USHP | Ducted CEE Tier 1
215674979 | Central HP <5.4 tons | BRYANT HEATING AND COOLING SYSTEMS | HRCU-A-CB (Split System: Heat Pump with Remote Outdoor Unit-Air-Source) | 290VAN048**AA* |  |  | CSAH*4812AM*+UI | 987MC42080C17*** | 44500 | 16 | 8.5 | 49500 | 34800 | 70.3% | 1.92 | 0 | 9 |  |  |  |  | R-454B | 3.7083 | Residential & Commercial | USHP
214491646 | Central HP <5.4 tons | DAIKIN | HRCU-A-CB (Split System: Heat Pump with Remote Outdoor Unit-Air-Source) | DZ6VSA1810A* |  |  | CA*EA2422*4B* | D*80SC0604BUA* | 16600 | 17.5 | 8.5 | 17400 | 13000 | 74.71% | 2.1 | 0 | 10.9 |  |  |  |  | R-410A | 1.3833 | Residential & Commercial | USHP | Ducted CEE Tier 1
214491653 | Central HP <5.4 tons | DAIKIN | HRCU-A-CB (Split System: Heat Pump with Remote Outdoor Unit-Air-Source) | DZ6VSA1810A* |  |  | CA*EA2422*4B* | D*96VC0803BNA* | 16600 | 17.5 | 8.5 | 17400 | 13000 | 74.71% | 2.1 | 0 | 10.9 |  |  |  |  | R-410A | 1.3833 | Residential & Commercial | USHP | Ducted CEE Tier 1
216776133 | Central HP <5.4 tons | LENNOX | HRCU-A-CB (Split System: Heat Pump with Remote Outdoor Unit-Air-Source) | SL22KLV-060-230A** |  |  | CK40[C,U]T-49C-**+TDR | SL280UH090XV60C* | 55500 | 19.5 | 8.5 | 51500 | 41000 | 79.61% | 1.86 | 0 | 11.7 |  |  |  |  | R-454B | 4.625 | Residential & Commercial | USHP | Ducted CEE Tier 1
214389274 | Central HP <5.4 tons | CARRIER | HRCU-A-CB (Split System: Heat Pump with Remote Outdoor Unit-Air-Source) | 25VNA436A*031* |  |  | CNPV*4221AL*+UI | 59MN7C100C21**22 | 33200 | 19 | 9 | 37800 | 26600 | 70.37% | 1.98 | 0 | 12 |  |  |  |  | R-410A | 2.7667 | Residential & Commercial | USHP | Ducted CEE Tier 1
215675116 | Central HP <5.4 tons | BRYANT HEATING AND COOLING SYSTEMS | HRCU-A-CB (Split System: Heat Pump with Remote Outdoor Unit-Air-Source) | 290VAN048**AA* |  |  | CSAH*6012AM*+UI | 83*CA48060C17*** | 45500 | 16.5 | 8.5 | 48000 | 33800 | 70.42% | 2.06 | 0 | 9.5 |  |  |  |  | R-454B | 3.7917 | Residential & Commercial | USHP
215674621 | Central HP <5.4 tons | AIRQUEST | HRCU-A-CB (Split System: Heat Pump with Remote Outdoor Unit-Air-Source) | H5H0V48*K*AAA* |  |  | EA*5X61M24A*+WALLCON | *97CMN1202422B* | 46000 | 18 | 9 | 48000 | 33800 | 70.42% | 2.08 | 0 | 10 |  |  |  |  | R-454B | 3.8333 | Residential & Commercial | USHP | Ducted CEE Tier 1
216783547 | Central HP <5.4 tons | LUXAIRE | HRCU-A-CB (Split System: Heat Pump with Remote Outdoor Unit-Air-Source) | HH860E2S11 |  |  | CTU60C5XGS1+TXV | Z8ES100C20LMPS1 | 44500 | 18 | 9 | 44500 | 33400 | 75.06% | 2 | 0 | 12 |  |  |  |  | R-454B | 3.7083 | Residential & Commercial | USHP | Ducted CEE Tier 1
214396957 | Central HP <5.4 tons | LUXAIRE | HRCU-A-CB (Split System: Heat Pump with Remote Outdoor Unit-Air-Source) | HH836E2S11 |  |  | CTM48C5CFS1 | TM8E120C16MP11 | 33600 | 19 | 9 | 31400 | 25400 | 80.89% | 2 | 0 | 11 |  |  |  |  | R-454B | 2.8 | Residential & Commercial | USHP | Ducted CEE Tier 1
214396992 | Central HP <5.4 tons | LUXAIRE | HRCU-A-CB (Split System: Heat Pump with Remote Outdoor Unit-Air-Source) | HH836E2S11 |  |  | CTF48C5CFS1 | LPLC080C16MP13 | 33400 | 18 | 9 | 31600 | 25400 | 80.38% | 2 | 0 | 11 |  |  |  |  | R-454B | 2.7833 | Residential & Commercial | USHP | Ducted CEE Tier 1
214397225 | Central HP <5.4 tons | LUXAIRE | HRCU-A-CB (Split System: Heat Pump with Remote Outdoor Unit-Air-Source) | HH836E2S11 |  |  | CTM36C5CDS1 | TM8Y120C20MP11 | 33400 | 17 | 8.5 | 30800 | 25200 | 81.82% | 2 | 0 | 11.7 |  |  |  |  | R-454B | 2.7833 | Residential & Commercial | USHP | Ducted CEE Tier 1
212391566 | Central HP <5.4 tons | AMERICAN STANDARD | HRCU-A-CB (Split System: Heat Pump with Remote Outdoor Unit-Air-Source) | 4A6V7X36A1 |  |  | TAMXB0B30V31 | 0 | 34000 | 17.1 | 8.5 | 29000 | 20400 | 70.34% | 1.8 | 0 | 12 |  |  |  |  | R-410A | 2.8333 | Residential & Commercial | USHP | Ducted CEE Tier 1
215675698 | Central HP <5.4 tons | COMFORTMAKER | HRCU-A-CB (Split System: Heat Pump with Remote Outdoor Unit-Air-Source) | C5H0V48*K*AAA* |  |  | EVM5X60M21A*+WALLCON | *80CTL0451712B* | 47500 | 18 | 9 | 50000 | 37600 | 75.2% | 1.98 | 0 | 9.5 |  |  |  |  | R-454B | 3.9583 | Residential & Commercial | USHP
215675748 | Central HP <5.4 tons | COMFORTMAKER | HRCU-A-CB (Split System: Heat Pump with Remote Outdoor Unit-Air-Source) | C5H0V48*K*AAA* |  |  | EVM5X60M21A*+WALLCON | *80CTL1102120B* | 48000 | 19 | 9 | 50000 | 36600 | 73.2% | 2 | 0 | 10.5 |  |  |  |  | R-454B | 4 | Residential & Commercial | USHP | Ducted CEE Tier 1
214595035 | Central HP <5.4 tons | LUXAIRE | HRCU-A-CB (Split System: Heat Pump with Remote Outdoor Unit-Air-Source) | HH836E2S11 |  |  | CTF48C5CFS1 | Z8ES080C16SMPS1 | 34400 | 19 | 9 | 32200 | 25400 | 78.88% | 2 | 0 | 11 |  |  |  |  | R-454B | 2.8667 | Residential & Commercial | USHP | Ducted CEE Tier 1
215677518 | Central HP <5.4 tons | COMFORTMAKER | HRCU-A-CB (Split System: Heat Pump with Remote Outdoor Unit-Air-Source) | C5H0V60*K*AAA* |  |  | EVD5X60M24A*+WALLCON | *97CMN0802120B* | 56500 | 18 | 9 | 63500 | 44500 | 70.08% | 2.08 | 0 | 9 |  |  |  |  | R-454B | 4.7083 | Residential & Commercial | USHP
210470061 | Central HP <5.4 tons | DAY & NIGHT | HRCU-A-CB (Split System: Heat Pump with Remote Outdoor Unit-Air-Source) | CVH837GKA2* |  |  | EA*4X36L21A*+WALLCON | *95CSU0802120A* | 31600 | 17 | 8.1 | 33200 | 24200 | 72.89% | 1.86 | 0 | 11 |  |  |  |  | R-410A | 2.6333 | Residential & Commercial | USHP | Ducted CEE Tier 1
210470164 | Central HP <5.4 tons | DAY & NIGHT | HRCU-A-CB (Split System: Heat Pump with Remote Outdoor Unit-Air-Source) | CVH837GKA2* |  |  | EA*4X42L21A*+WALLCON | *80CSU1002120A* | 31800 | 17 | 8.1 | 33200 | 24400 | 73.49% | 1.88 | 0 | 11 |  |  |  |  | R-410A | 2.65 | Residential & Commercial | USHP | Ducted CEE Tier 1
210470381 | Central HP <5.4 tons | DAY & NIGHT | HRCU-A-CB (Split System: Heat Pump with Remote Outdoor Unit-Air-Source) | CVH837GKA2* |  |  | EA*4X61L21A*+WALLCON | *95CSU0802120A* | 33200 | 18 | 8.5 | 32000 | 24800 | 77.5% | 2 | 0 | 11.5 |  |  |  |  | R-410A | 2.7667 | Residential & Commercial | USHP | Ducted CEE Tier 1
210470546 | Central HP <5.4 tons | DAY & NIGHT | HRCU-A-CB (Split System: Heat Pump with Remote Outdoor Unit-Air-Source) | CVH837GKA2* |  |  | EA*4X61L24A*+WALLCON | *80CSU1002120A* | 33200 | 17.5 | 8.1 | 32000 | 24800 | 77.5% | 1.98 | 0 | 11.5 |  |  |  |  | R-410A | 2.7667 | Residential & Commercial | USHP | Ducted CEE Tier 1
215675734 | Central HP <5.4 tons | BRYANT HEATING AND COOLING SYSTEMS | HRCU-A-CB (Split System: Heat Pump with Remote Outdoor Unit-Air-Source) | 290VAN048**AA* |  |  | CVAMA6021XMA*+UI | 88*TB60090C21*** | 48000 | 19 | 9.5 | 50000 | 36600 | 73.2% | 2.1 | 0 | 10.5 |  |  |  |  | R-454B | 4 | Residential & Commercial | USHP | Ducted CEE Tier 1
215434361 | Central HP <5.4 tons | DAIKIN | HRCU-A-CB (Split System: Heat Pump with Remote Outdoor Unit-Air-Source) | DH7VSA4810A* |  |  | CHPEA4830*3A* | D*80SC0805CUA* | 45500 | 16.5 | 8.5 | 46000 | 33600 | 73.04% | 2 | 0 | 10 |  |  |  |  | R-32 | 3.7917 | Residential & Commercial | USHP | Ducted CEE Tier 1
216763907 | Central HP <5.4 tons | TRANE | HRCU-A-CB (Split System: Heat Pump with Remote Outdoor Unit-Air-Source) | 5TWR7036A1 |  |  | 5TXCC009AS3 | *UHMC100CCV4 | 34000 | 17.1 | 9 | 32200 | 23800 | 73.91% | 2.2 | 0 | 12.5 |  |  |  |  | R-454B | 2.8333 | Residential & Commercial | USHP | Ducted CEE Tier 1
216763596 | Central HP <5.4 tons | TRANE | HRCU-A-CB (Split System: Heat Pump with Remote Outdoor Unit-Air-Source) | 5TWR7036A1 |  |  | 5PX*B004AS3 | S8X1A040M3PSC | 32400 | 17.1 | 8.7 | 32600 | 24200 | 74.23% | 2.1 | 0 | 11.5 |  |  |  |  | R-454B | 2.7 | Residential & Commercial | USHP | Ducted CEE Tier 1
216733257 | Central HP <5.4 tons | COMFORTMAKER | HRCU-A-CB (Split System: Heat Pump with Remote Outdoor Unit-Air-Source) | D5CUHAH24AAK |  |  | EA*5X25M17A* | *80MSU0401712A* | 23000 | 17 | 8.5 | 20600 | 18400 | 89.32% | 1.96 | 0 | 11 |  |  |  |  | R-454B | 1.9167 | Residential & Commercial | USHP | Ducted CEE Tier 1
215675664 | Central HP <5.4 tons | BRYANT HEATING AND COOLING SYSTEMS | HRCU-A-CB (Split System: Heat Pump with Remote Outdoor Unit-Air-Source) | 290VAN048**AA* |  |  | CVAMA6021XMA*+UI | 83*CA48060C17*** | 48000 | 19 | 9 | 50000 | 36800 | 73.6% | 2 | 0 | 10 |  |  |  |  | R-454B | 4 | Residential & Commercial | USHP | Ducted CEE Tier 1
215864872 | Central HP <5.4 tons | AMERICAN STANDARD | HRCU-A-CB (Split System: Heat Pump with Remote Outdoor Unit-Air-Source) | 5A6V8X48A1 |  |  | 5PX*D008AS3 | S8V2D120M5PCB | 45500 | 18.1 | 8.5 | 45500 | 35200 | 77.36% | 2.1 | 0 | 10 |  |  |  |  | R-454B | 3.7917 | Residential & Commercial | USHP | Ducted CEE Tier 1
215864956 | Central HP <5.4 tons | AMERICAN STANDARD | HRCU-A-CB (Split System: Heat Pump with Remote Outdoor Unit-Air-Source) | 5A6V8X48A1 |  |  | 5TXCD008AS3 | *UHMD120CCV5+LRP | 45000 | 18.1 | 8.5 | 45500 | 34800 | 76.48% | 2.1 | 0 | 10 |  |  |  |  | R-454B | 3.75 | Residential & Commercial | USHP | Ducted CEE Tier 1
215865040 | Central HP <5.4 tons | AMERICAN STANDARD | HRCU-A-CB (Split System: Heat Pump with Remote Outdoor Unit-Air-Source) | 5A6V8X36A1 |  |  | 5TEMCD05AV41+TDR | 0 | 32800 | 18.1 | 8.5 | 33200 | 25200 | 75.9% | 2.2 | 0 | 10 |  |  |  |  | R-454B | 2.7333 | Residential & Commercial | USHP | Ducted CEE Tier 1
211242305 | Central HP <5.4 tons | DAY & NIGHT | HRCU-A-CB (Split System: Heat Pump with Remote Outdoor Unit-Air-Source) | DLCURAH24ABK |  |  | EA*4X36L21A* | *96VSN0401712A* | 23400 | 16 | 8.5 | 25800 | 23600 | 91.47% | 1.94 | 0 | 10 |  |  |  |  | R-410A | 1.95 | Residential & Commercial | USHP | Ducted CEE Tier 1
211242438 | Central HP <5.4 tons | DAY & NIGHT | HRCU-A-CB (Split System: Heat Pump with Remote Outdoor Unit-Air-Source) | DLCURAH24ABK |  |  | EA*4X36L21A* | *80ESU0401712A* | 24200 | 17.5 | 8.5 | 26000 | 22800 | 87.69% | 1.9 | 0 | 10 |  |  |  |  | R-410A | 2.0167 | Residential & Commercial | USHP | Ducted CEE Tier 1
211242471 | Central HP <5.4 tons | DAY & NIGHT | HRCU-A-CB (Split System: Heat Pump with Remote Outdoor Unit-Air-Source) | DLCURAH24ABK |  |  | EA*4X36L21A* | *95ESN0802120A* | 24800 | 16.5 | 8.5 | 26600 | 22000 | 82.71% | 1.82 | 0 | 10 |  |  |  |  | R-410A | 2.0667 | Residential & Commercial | USHP | Ducted CEE Tier 1
210473900 | Central HP <5.4 tons | DAY & NIGHT | HRCU-A-CB (Split System: Heat Pump with Remote Outdoor Unit-Air-Source) | CVH825GKA3* |  |  | EN(A,D,W)4X48L21**+WALLCON | *95CSU0802120A* | 24200 | 17 | 8.1 | 21200 | 16600 | 78.3% | 2.02 | 0 | 11.5 |  |  |  |  | R-410A | 2.0167 | Residential & Commercial | USHP | Ducted CEE Tier 1
210473966 | Central HP <5.4 tons | DAY & NIGHT | HRCU-A-CB (Split System: Heat Pump with Remote Outdoor Unit-Air-Source) | CVH825GKA3* |  |  | EN(A,D,W)4X48L21**+WALLCON | *80CTL0701716A* | 24200 | 17 | 8.1 | 21400 | 16600 | 77.57% | 2.02 | 0 | 11 |  |  |  |  | R-410A | 2.0167 | Residential & Commercial | USHP | Ducted CEE Tier 1
216763885 | Central HP <5.4 tons | TRANE | HRCU-A-CB (Split System: Heat Pump with Remote Outdoor Unit-Air-Source) | 5TWR7036A1 |  |  | 5TXCC007AS3 | S8X1C100M5PSC | 33400 | 17.1 | 9 | 32600 | 24000 | 73.62% | 2.1 | 0 | 12 |  |  |  |  | R-454B | 2.7833 | Residential & Commercial | USHP | Ducted CEE Tier 1
213815123 | Central HP <5.4 tons | DAIKIN | HRCU-A-CB (Split System: Heat Pump with Remote Outdoor Unit-Air-Source) | DZ9VCA3610A* |  |  | CA*F3743*6D*+MBVK16CP1X00A*+TX | 0 | 34200 | 19 | 8.2 | 34200 | 24400 | 71.35% | 1.85 | 0 | 12 |  |  |  |  | R-410A | 2.85 | Residential & Commercial | USHP | Ducted CEE Tier 1
213815136 | Central HP <5.4 tons | DAIKIN | HRCU-A-CB (Split System: Heat Pump with Remote Outdoor Unit-Air-Source) | DZ9VCA3610A* |  |  | CHPF3743C6B*+MBVK16CP1X00A*+TXV | 0 | 33400 | 18 | 8.2 | 34000 | 24400 | 71.76% | 1.8 | 0 | 11 |  |  |  |  | R-410A | 2.7833 | Residential & Commercial | USHP | Ducted CEE Tier 1
214584575 | Central HP <5.4 tons | JOHNSON CONTROLS | HRCU-A-CB (Split System: Heat Pump with Remote Outdoor Unit-Air-Source) | HH824E2S11 |  |  | CTM30B5ACS1 | Z8ES100B12SMPS1 | 23000 | 18 | 9.5 | 23000 | 19400 | 84.35% | 2 | 0 | 12 |  |  |  |  | R-454B | 1.9167 | Residential & Commercial | USHP | Ducted CEE Tier 1
213772408 | Central HP <5.4 tons | AIRQUEST | HRCU-A-CB (Split System: Heat Pump with Remote Outdoor Unit-Air-Source) | HVH825GKA2* |  |  | EHD4X42AAL+WALLCON | *96CTN1002122B* | 24200 | 16 | 8.1 | 21400 | 16600 | 77.57% | 2 | 0 | 10.5 |  |  |  |  | R-410A | 2.0167 | Residential & Commercial | USHP | Ducted CEE Tier 1
213613333 | Central HP <5.4 tons | DAIKIN | HRCU-A-CB (Split System: Heat Pump with Remote Outdoor Unit-Air-Source) | DZ6VSA361EA* |  |  | DFVE60DP1400B* | 0 | 34200 | 17.5 | 8.6 | 34200 | 30000 | 87.72% | 2 | 0 | 10 |  |  |  |  | R-410A | 2.85 | Residential & Commercial | USHP | Ducted CEE Tier 1
215933327 | Central HP <5.4 tons | AIRQUEST | HRCU-A-CB (Split System: Heat Pump with Remote Outdoor Unit-Air-Source) | H5H3V36*K*AAA* |  |  | ESH5X42M12A*+WALLCON | *80CTL0702120B* | 33600 | 19 | 9 | 34800 | 26600 | 76.44% | 1.92 | 0 | 11 |  |  |  |  | R-454B | 2.8 | Residential & Commercial | USHP | Ducted CEE Tier 1
215933827 | Central HP <5.4 tons | AIRQUEST | HRCU-A-CB (Split System: Heat Pump with Remote Outdoor Unit-Air-Source) | H5H3V36*K*AAA* |  |  | ESH5X60M12A*+WALLCON | *95CSU0601716B* | 34000 | 19 | 9 | 34800 | 26400 | 75.86% | 1.92 | 0 | 11 |  |  |  |  | R-454B | 2.8333 | Residential & Commercial | USHP | Ducted CEE Tier 1
215933877 | Central HP <5.4 tons | AIRQUEST | HRCU-A-CB (Split System: Heat Pump with Remote Outdoor Unit-Air-Source) | H5H3V36*K*AAA* |  |  | ESH5X60M12A*+WALLCON | *97CMN0801714B* | 34000 | 19 | 9 | 34800 | 26400 | 75.86% | 1.94 | 0 | 11 |  |  |  |  | R-454B | 2.8333 | Residential & Commercial | USHP | Ducted CEE Tier 1
215933977 | Central HP <5.4 tons | AIRQUEST | HRCU-A-CB (Split System: Heat Pump with Remote Outdoor Unit-Air-Source) | H5H3V48*K*AAA* |  |  | EA*5X48M21A*+WALLCON | *80CSU1002120A* | 43500 | 20.5 | 9.5 | 48000 | 36600 | 76.25% | 2 | 0 | 10.5 |  |  |  |  | R-454B | 3.625 | Residential & Commercial | USHP | Ducted CEE Tier 1
215934297 | Central HP <5.4 tons | AIRQUEST | HRCU-A-CB (Split System: Heat Pump with Remote Outdoor Unit-Air-Source) | H5H3V48*K*AAA* |  |  | EA*5X61M24A*+WALLCON | *80CSU1002120A* | 45500 | 21 | 9.5 | 48500 | 36800 | 75.88% | 2 | 0 | 11 |  |  |  |  | R-454B | 3.7917 | Residential & Commercial | USHP | Ducted CEE Tier 1
216508728 | Central HP <5.4 tons | LUXAIRE | HRCU-A-CB (Split System: Heat Pump with Remote Outdoor Unit-Air-Source) | HH836E2S11 |  |  | CTF30A5ADS1 | TPLC060A12MP13 | 32800 | 17 | 8.5 | 30600 | 25200 | 82.35% | 2 | 0 | 11 |  |  |  |  | R-454B | 2.7333 | Residential & Commercial | USHP | Ducted CEE Tier 1
216570981 | Central HP <5.4 tons | AMERICAN STANDARD | HRCU-A-CB (Split System: Heat Pump with Remote Outdoor Unit-Air-Source) | 5A6V0X36A1 |  |  | 5PX*C007AS3 | *UHMC100CCV4+LRP | 35200 | 20.4 | 9.7 | 32600 | 24800 | 76.07% | 2.2 | 0 | 12.7 |  |  |  |  | R-454B | 2.9333 | Residential & Commercial | USHP | Ducted CEE Tier 1
216571033 | Central HP <5.4 tons | AMERICAN STANDARD | HRCU-A-CB (Split System: Heat Pump with Remote Outdoor Unit-Air-Source) | 5A6V0X36A1 |  |  | 5TXCB006AS3 | *DHMB060CCV3+LRP | 33200 | 18 | 9.4 | 31600 | 24800 | 78.48% | 2.1 | 0 | 11.5 |  |  |  |  | R-454B | 2.7667 | Residential & Commercial | USHP | Ducted CEE Tier 1
216571049 | Central HP <5.4 tons | AMERICAN STANDARD | HRCU-A-CB (Split System: Heat Pump with Remote Outdoor Unit-Air-Source) | 5A6V0X36A1 |  |  | 5TXCC005AS3 | S8V2C080M5PCB | 34000 | 19.2 | 9.4 | 31000 | 25000 | 80.65% | 2.1 | 0 | 12 |  |  |  |  | R-454B | 2.8333 | Residential & Commercial | USHP | Ducted CEE Tier 1
212969728 | Central HP <5.4 tons | AIRQUEST | HRCU-A-CB (Split System: Heat Pump with Remote Outdoor Unit-Air-Source) | DLCURAH24ABK |  |  | EA*4X24L14A* | *80VSL0451412B* | 23200 | 17 | 9.5 | 26800 | 27200 | 101.5% | 2.32 | 0 | 10 |  |  |  |  | R-410A | 1.9333 | Residential & Commercial | USHP | Ducted CEE Tier 1
212969778 | Central HP <5.4 tons | AIRQUEST | HRCU-A-CB (Split System: Heat Pump with Remote Outdoor Unit-Air-Source) | DLCURAH24ABK |  |  | EA*4X36L17A* | *80VSL0451412B* | 23600 | 17 | 8.5 | 26000 | 24200 | 93.08% | 2 | 0 | 10 |  |  |  |  | R-410A | 1.9667 | Residential & Commercial | USHP | Ducted CEE Tier 1
212969798 | Central HP <5.4 tons | AIRQUEST | HRCU-A-CB (Split System: Heat Pump with Remote Outdoor Unit-Air-Source) | DLCURAH24ABK |  |  | EN(A,D)4X24L14** | *80VSL0451412B* | 23400 | 17 | 8.5 | 27000 | 25000 | 92.59% | 2.08 | 0 | 10 |  |  |  |  | R-410A | 1.95 | Residential & Commercial | USHP | Ducted CEE Tier 1
213607794 | Central HP <5.4 tons | CARRIER | HRCU-A-CB (Split System: Heat Pump with Remote Outdoor Unit-Air-Source) | 38MURAQ48AB3* |  |  | FT4BNBD60L* | 0 | 48500 | 17 | 8.5 | 48500 | 34000 | 70.1% | 2.02 | 0 | 10 |  |  |  |  | R-410A | 4.0417 | Residential & Commercial | USHP | Ducted CEE Tier 1
215675296 | Central HP <5.4 tons | AIRQUEST | HRCU-A-CB (Split System: Heat Pump with Remote Outdoor Unit-Air-Source) | H5H0V48*K*AAA* |  |  | ESH5X60M12A*+WALLCON | *97CMN1002122B* | 45500 | 16.5 | 8.5 | 48000 | 33800 | 70.42% | 2.08 | 0 | 9.5 |  |  |  |  | R-454B | 3.7917 | Residential & Commercial | USHP
216764534 | Central HP <5.4 tons | TRANE | HRCU-A-CB (Split System: Heat Pump with Remote Outdoor Unit-Air-Source) | 5TWX7060A1 |  |  | 5TXCD010AS3 | S8X1C100M5PSC | 52500 | 16.5 | 9 | 51000 | 38500 | 75.49% | 2.1 | 0 | 11 |  |  |  |  | R-454B | 4.375 | Residential & Commercial | USHP | Ducted CEE Tier 1
215675834 | Central HP <5.4 tons | BRYANT HEATING AND COOLING SYSTEMS | HRCU-A-CB (Split System: Heat Pump with Remote Outdoor Unit-Air-Source) | 290VAN048**AA* |  |  | CVAMA6021XMA*+UI | 986TD66100C21*** | 48000 | 19 | 9 | 50000 | 36800 | 73.6% | 2 | 0 | 10 |  |  |  |  | R-454B | 4 | Residential & Commercial | USHP | Ducted CEE Tier 1
214491656 | Central HP <5.4 tons | DAIKIN | HRCU-A-CB (Split System: Heat Pump with Remote Outdoor Unit-Air-Source) | DZ6VSA1810A* |  |  | CA*EA2422*4B*+MBVC1200**-1A* | 0 | 16600 | 17.5 | 8.5 | 17400 | 13000 | 74.71% | 2.1 | 0 | 10.9 |  |  |  |  | R-410A | 1.3833 | Residential & Commercial | USHP | Ducted CEE Tier 1
213773618 | Central HP <5.4 tons | AIRQUEST | HRCU-A-CB (Split System: Heat Pump with Remote Outdoor Unit-Air-Source) | HVH825GKA3* |  |  | EA*4X43L21A*+WALLCON | *95CSU0601716B* | 24400 | 16.5 | 8.1 | 21200 | 16600 | 78.3% | 2.02 | 0 | 10.5 |  |  |  |  | R-410A | 2.0333 | Residential & Commercial | USHP | Ducted CEE Tier 1
216776089 | Central HP <5.4 tons | LENNOX | HRCU-A-CB (Split System: Heat Pump with Remote Outdoor Unit-Air-Source) | SL22KLV-048-230A** |  |  | CK40[C,U]T-60C-**+TDR | SL280UH090V60C* | 46000 | 20 | 9.4 | 46000 | 44000 | 95.65% | 2 | 0 | 12.2 |  |  |  |  | R-454B | 3.8333 | Residential & Commercial | USHP | Ducted CEE Tier 1
216776091 | Central HP <5.4 tons | LENNOX | HRCU-A-CB (Split System: Heat Pump with Remote Outdoor Unit-Air-Source) | SL22KLV-048-230A** |  |  | CK40[C,U]T-60C-**+TDR | SL280UH100NV60C* | 46000 | 20.5 | 9.4 | 45500 | 44000 | 96.7% | 2.02 | 0 | 12.4 |  |  |  |  | R-454B | 3.8333 | Residential & Commercial | USHP | Ducted CEE Tier 1
216776100 | Central HP <5.4 tons | LENNOX | HRCU-A-CB (Split System: Heat Pump with Remote Outdoor Unit-Air-Source) | SL22KLV-048-230A** |  |  | CK40[C,U]T-49C-**+TDR | SL280UH090V60C* | 45000 | 19.5 | 8.5 | 45000 | 46000 | 102.2% | 1.86 | 0 | 11.7 |  |  |  |  | R-454B | 3.75 | Residential & Commercial | USHP | Ducted CEE Tier 1
214239272 | Central HP <5.4 tons | TEMPSTAR | HRCU-A-CB (Split System: Heat Pump with Remote Outdoor Unit-Air-Source) | TVH837GKA2* |  |  | EN(A,D,W)4X48L21**+WALLCON | *96CTN0801714B* | 32200 | 17 | 8.1 | 32800 | 24800 | 75.61% | 1.94 | 0 | 11.5 |  |  |  |  | R-410A | 2.6833 | Residential & Commercial | USHP | Ducted CEE Tier 1
214239372 | Central HP <5.4 tons | TEMPSTAR | HRCU-A-CB (Split System: Heat Pump with Remote Outdoor Unit-Air-Source) | TVH837GKA2* |  |  | EN(A,D,W)4X60L24**+WALLCON | *80CTL1102120B* | 32800 | 17.5 | 8.1 | 32200 | 24600 | 76.4% | 1.96 | 0 | 12 |  |  |  |  | R-410A | 2.7333 | Residential & Commercial | USHP | Ducted CEE Tier 1
214242514 | Central HP <5.4 tons | TEMPSTAR | HRCU-A-CB (Split System: Heat Pump with Remote Outdoor Unit-Air-Source) | TVH825GKA2* |  |  | EN(A,D)4X24L17**+WALLCON | *96CTN0801714B* | 23200 | 16 | 8.1 | 22000 | 16900 | 76.82% | 1.92 | 0 | 10.5 |  |  |  |  | R-410A | 1.9333 | Residential & Commercial | USHP | Ducted CEE Tier 1
214243064 | Central HP <5.4 tons | TEMPSTAR | HRCU-A-CB (Split System: Heat Pump with Remote Outdoor Unit-Air-Source) | TVH825GKA2* |  |  | EN(A,D,W)4X42L21**+WALLCON | *96CTN0801714B* | 23800 | 16.5 | 8.1 | 21400 | 16700 | 78.04% | 1.96 | 0 | 11 |  |  |  |  | R-410A | 1.9833 | Residential & Commercial | USHP | Ducted CEE Tier 1
213307911 | Central HP <5.4 tons | Alsetria | HRCU-A-CB (Split System: Heat Pump with Remote Outdoor Unit-Air-Source) | MOD30U-30HFN1-MR0(X) |  |  | MVBE-30HWFN1-ML3E | 0 | 30000 | 16.9 | 9 | 31000 | 25000 | 80.65% | 1.8 | 0 | 10 |  |  |  |  | R-410A | 2.5 | Residential & Commercial | USHP | Ducted CEE Tier 1
214241644 | Central HP <5.4 tons | TEMPSTAR | HRCU-A-CB (Split System: Heat Pump with Remote Outdoor Unit-Air-Source) | TVH825GKA3* |  |  | EN(A,D)4X24L17**+WALLCON | *96CTN0801714B* | 23200 | 16 | 8.1 | 22000 | 16900 | 76.82% | 1.92 | 0 | 10.5 |  |  |  |  | R-410A | 1.9333 | Residential & Commercial | USHP | Ducted CEE Tier 1
216765110 | Central HP <5.4 tons | TRANE | HRCU-A-CB (Split System: Heat Pump with Remote Outdoor Unit-Air-Source) | 5TWX7060A1 |  |  | 5TXCD008AS3 | S8X2C100M5PTC | 51000 | 16.5 | 8.7 | 52000 | 39000 | 75% | 2.1 | 0 | 10 |  |  |  |  | R-454B | 4.25 | Residential & Commercial | USHP | Ducted CEE Tier 1
211243841 | Central HP <5.4 tons | DAY & NIGHT | HRCU-A-CB (Split System: Heat Pump with Remote Outdoor Unit-Air-Source) | DLCURAH24ABK |  |  | EN(A,D)4X24L17** | *80VSL0451412A* | 23800 | 16 | 8.5 | 26800 | 23200 | 86.57% | 1.9 | 0 | 10 |  |  |  |  | R-410A | 1.9833 | Residential & Commercial | USHP | Ducted CEE Tier 1
215865056 | Central HP <5.4 tons | AMERICAN STANDARD | HRCU-A-CB (Split System: Heat Pump with Remote Outdoor Unit-Air-Source) | 5A6V8X36A1 |  |  | 5PX*C005AS3+P0V0C000M50SD+LRP | 0 | 32000 | 18.1 | 8.5 | 32600 | 25200 | 77.3% | 2.1 | 0 | 10.5 |  |  |  |  | R-454B | 2.6667 | Residential & Commercial | USHP | Ducted CEE Tier 1
215865106 | Central HP <5.4 tons | AMERICAN STANDARD | HRCU-A-CB (Split System: Heat Pump with Remote Outdoor Unit-Air-Source) | 5A6V8X48A1 |  |  | 5TXCC009AS3+P0V0C000M50SD+LRP | 0 | 46500 | 18.1 | 8.5 | 45000 | 34600 | 76.89% | 2.2 | 0 | 10.5 |  |  |  |  | R-454B | 3.875 | Residential & Commercial | USHP | Ducted CEE Tier 1
216737763 | Central HP <5.4 tons | AIRQUEST | HRCU-A-CB (Split System: Heat Pump with Remote Outdoor Unit-Air-Source) | D5CUHAH24AAK |  |  | ESH5X30M12A* | *96CTN0801714B* | 22400 | 16 | 8.1 | 21000 | 18800 | 89.52% | 1.85 | 0 | 10.5 |  |  |  |  | R-454B | 1.8667 | Residential & Commercial | USHP | Ducted CEE Tier 1
216737883 | Central HP <5.4 tons | AIRQUEST | HRCU-A-CB (Split System: Heat Pump with Remote Outdoor Unit-Air-Source) | D5CUHAH24AAK |  |  | ESH5X30M12A* | *96VTN1202422B* | 22800 | 15.5 | 8.1 | 21200 | 19000 | 89.62% | 1.85 | 0 | 10.5 |  |  |  |  | R-454B | 1.9 | Residential & Commercial | USHP | Ducted CEE Tier 1
216738716 | Central HP <5.4 tons | AIRQUEST | HRCU-A-CB (Split System: Heat Pump with Remote Outdoor Unit-Air-Source) | D5CUHAH24AAK |  |  | ESH5X36M12A* | *95MSU0802120A* | 22600 | 16 | 8.1 | 20800 | 18400 | 88.46% | 1.85 | 0 | 11 |  |  |  |  | R-454B | 1.8833 | Residential & Commercial | USHP | Ducted CEE Tier 1
216738010 | Central HP <5.4 tons | HEIL | HRCU-A-CB (Split System: Heat Pump with Remote Outdoor Unit-Air-Source) | D5CUHAH24AAK |  |  | ESH5X36M12A* | *80MS(N,L)0451714A* | 22600 | 15.2 | 8.1 | 20800 | 18500 | 88.94% | 1.9 | 0 | 10.5 |  |  |  |  | R-454B | 1.8833 | Residential & Commercial | USHP | Ducted CEE Tier 1
216738110 | Central HP <5.4 tons | HEIL | HRCU-A-CB (Split System: Heat Pump with Remote Outdoor Unit-Air-Source) | D5CUHAH24AAK |  |  | ESH5X36M12A* | *80MS(N,L)1102420A* | 23000 | 16 | 8.1 | 20800 | 18600 | 89.42% | 1.85 | 0 | 11 |  |  |  |  | R-454B | 1.9167 | Residential & Commercial | USHP | Ducted CEE Tier 1
216738137 | Central HP <5.4 tons | HEIL | HRCU-A-CB (Split System: Heat Pump with Remote Outdoor Unit-Air-Source) | D5CUHAH24AAK |  |  | ESH5X36M12A* | *80VSL0451412B* | 22600 | 16 | 8.1 | 20800 | 18400 | 88.46% | 1.85 | 0 | 11 |  |  |  |  | R-454B | 1.8833 | Residential & Commercial | USHP | Ducted CEE Tier 1
216738914 | Central HP <5.4 tons | HEIL | HRCU-A-CB (Split System: Heat Pump with Remote Outdoor Unit-Air-Source) | D5CUHAH24AAK |  |  | ESH5X36M12A* | *97VTN0802120A* | 22800 | 16 | 8.1 | 21000 | 18600 | 88.57% | 1.85 | 0 | 11 |  |  |  |  | R-454B | 1.9 | Residential & Commercial | USHP | Ducted CEE Tier 1
216738962 | Central HP <5.4 tons | HEIL | HRCU-A-CB (Split System: Heat Pump with Remote Outdoor Unit-Air-Source) | D5CUHAH24AAK |  |  | ESH5X36M12A* | OMV112K14A | 23200 | 15.2 | 8.1 | 21200 | 18900 | 89.15% | 1.85 | 0 | 10.5 |  |  |  |  | R-454B | 1.9333 | Residential & Commercial | USHP | Ducted CEE Tier 1
216739046 | Central HP <5.4 tons | HEIL | HRCU-A-CB (Split System: Heat Pump with Remote Outdoor Unit-Air-Source) | D5CUHAH24AAK |  |  | FHMA5*30L*B* | 0 | 23400 | 16 | 8.5 | 21200 | 18800 | 88.68% | 1.96 | 0 | 11 |  |  |  |  | R-454B | 1.95 | Residential & Commercial | USHP | Ducted CEE Tier 1
216737365 | Central HP <5.4 tons | HEIL | HRCU-A-CB (Split System: Heat Pump with Remote Outdoor Unit-Air-Source) | D5CUHAH24AAK |  |  | ESH5X30M12A* | *80VTL1102122B* | 22400 | 15.2 | 8.1 | 21000 | 18900 | 90% | 1.85 | 0 | 10.5 |  |  |  |  | R-454B | 1.8667 | Residential & Commercial | USHP | Ducted CEE Tier 1
215675898 | Central HP <5.4 tons | COMFORTMAKER | HRCU-A-CB (Split System: Heat Pump with Remote Outdoor Unit-Air-Source) | C5H0V48*K*AAA* |  |  | EVM5X60M24A*+WALLCON | *80CTL1352422B* | 48000 | 19 | 9 | 50000 | 36400 | 72.8% | 2 | 0 | 10.5 |  |  |  |  | R-454B | 4 | Residential & Commercial | USHP | Ducted CEE Tier 1
215676118 | Central HP <5.4 tons | COMFORTMAKER | HRCU-A-CB (Split System: Heat Pump with Remote Outdoor Unit-Air-Source) | C5H0V48*K*AAA* |  |  | EVD5X48M21A*+WALLCON | *80CTL0701716B* | 46500 | 18 | 9 | 50000 | 36800 | 73.6% | 1.98 | 0 | 9.5 |  |  |  |  | R-454B | 3.875 | Residential & Commercial | USHP
211261352 | Central HP <5.4 tons | DAY & NIGHT | HRCU-A-CB (Split System: Heat Pump with Remote Outdoor Unit-Air-Source) | DLCURAH18ABK |  |  | EA*4X30L14A* | *95ESN0601412A* | 17900 | 16 | 8.5 | 18500 | 18500 | 100% | 2.22 | 0 | 10.5 |  |  |  |  | R-410A | 1.4917 | Residential & Commercial | USHP | Ducted CEE Tier 1
213780768 | Central HP <5.4 tons | AIRQUEST | HRCU-A-CB (Split System: Heat Pump with Remote Outdoor Unit-Air-Source) | HVH837GKA2* |  |  | EA*4X36L21A*+WALLCON | *80CTL1102120B* | 31600 | 17 | 8.1 | 32800 | 24200 | 73.78% | 1.86 | 0 | 11 |  |  |  |  | R-410A | 2.6333 | Residential & Commercial | USHP | Ducted CEE Tier 1
215675546 | Central HP <5.4 tons | AIRQUEST | HRCU-A-CB (Split System: Heat Pump with Remote Outdoor Unit-Air-Source) | H5H0V48*K*AAA* |  |  | EVM5X49M21A*+WALLCON | *80CTL0702120B* | 48000 | 19 | 9 | 50000 | 36800 | 73.6% | 2 | 0 | 10 |  |  |  |  | R-454B | 4 | Residential & Commercial | USHP | Ducted CEE Tier 1
214505169 | Central HP <5.4 tons | DAIKIN | HRCU-A-CB (Split System: Heat Pump with Remote Outdoor Unit-Air-Source) | DZ6VSA241EA* |  |  | CA*EA2422*4B* | D*80VC0604B*A* | 23000 | 17 | 8.6 | 23000 | 16100 | 70% | 2 | 0 | 10 |  |  |  |  | R-410A | 1.9167 | Residential & Commercial | USHP | Ducted CEE Tier 1
214505202 | Central HP <5.4 tons | DAIKIN | HRCU-A-CB (Split System: Heat Pump with Remote Outdoor Unit-Air-Source) | DZ6VSA241EA* |  |  | CA*EA2422*4B* | D*96SC0805CUA* | 23000 | 17 | 8.6 | 23000 | 16100 | 70% | 2 | 0 | 10 |  |  |  |  | R-410A | 1.9167 | Residential & Commercial | USHP | Ducted CEE Tier 1
214505221 | Central HP <5.4 tons | DAIKIN | HRCU-A-CB (Split System: Heat Pump with Remote Outdoor Unit-Air-Source) | DZ6VSA241EA* |  |  | CA*EA3026*4B*+MBVC1200**-1A* | 0 | 23000 | 17 | 8.6 | 23000 | 16100 | 70% | 2 | 0 | 10 |  |  |  |  | R-410A | 1.9167 | Residential & Commercial | USHP | Ducted CEE Tier 1
214505403 | Central HP <5.4 tons | DAIKIN | HRCU-A-CB (Split System: Heat Pump with Remote Outdoor Unit-Air-Source) | DZ6VSA241EA* |  |  | CA*EA2422*4B*+MBVK16CP1X00A* | 0 | 23000 | 17 | 8.6 | 23000 | 16100 | 70% | 2 | 0 | 10 |  |  |  |  | R-410A | 1.9167 | Residential & Commercial | USHP | Ducted CEE Tier 1
215675426 | Central HP <5.4 tons | AIRQUEST | HRCU-A-CB (Split System: Heat Pump with Remote Outdoor Unit-Air-Source) | H5H0V48*K*AAA* |  |  | EVM5X48M21A*+WALLCON | *95CSU1002122B* | 47000 | 18 | 9 | 50000 | 36400 | 72.8% | 2.02 | 0 | 10 |  |  |  |  | R-454B | 3.9167 | Residential & Commercial | USHP | Ducted CEE Tier 1
214505234 | Central HP <5.4 tons | DAIKIN | HRCU-A-CB (Split System: Heat Pump with Remote Outdoor Unit-Air-Source) | DZ6VSA241EA* |  |  | CA*EA3026*4B* | D*80SC0604BUA* | 23000 | 17 | 8.6 | 23000 | 16100 | 70% | 2 | 0 | 10 |  |  |  |  | R-410A | 1.9167 | Residential & Commercial | USHP | Ducted CEE Tier 1
215676224 | Central HP <5.4 tons | BRYANT HEATING AND COOLING SYSTEMS | HRCU-A-CB (Split System: Heat Pump with Remote Outdoor Unit-Air-Source) | 290VAN048**AA* |  |  | CVAVA4824XMA*+UI | 88*TB66135C24*** | 47000 | 19 | 9 | 50000 | 36200 | 72.4% | 2 | 0 | 10 |  |  |  |  | R-454B | 3.9167 | Residential & Commercial | USHP | Ducted CEE Tier 1
212391565 | Central HP <5.4 tons | AMERICAN STANDARD | HRCU-A-CB (Split System: Heat Pump with Remote Outdoor Unit-Air-Source) | 4A6V7X60A1 |  |  | TAMXB0C60V51 | 0 | 53000 | 17.1 | 8.2 | 52000 | 39500 | 75.96% | 1.77 | 0 | 12 |  |  |  |  | R-410A | 4.4167 | Residential & Commercial | USHP | Ducted CEE Tier 1
214491640 | Central HP <5.4 tons | DAIKIN | HRCU-A-CB (Split System: Heat Pump with Remote Outdoor Unit-Air-Source) | DZ6VSA1810A* |  |  | CA*EA1818*4B* | D*80VC0804C*A* | 16600 | 17.5 | 8.5 | 17400 | 13000 | 74.71% | 2.1 | 0 | 10.9 |  |  |  |  | R-410A | 1.3833 | Residential & Commercial | USHP | Ducted CEE Tier 1
214491657 | Central HP <5.4 tons | DAIKIN | HRCU-A-CB (Split System: Heat Pump with Remote Outdoor Unit-Air-Source) | DZ6VSA1810A* |  |  | CA*EA2422*4B* | D*80SC0805CUA* | 16600 | 17.5 | 8.5 | 17400 | 13000 | 74.71% | 2.1 | 0 | 10.9 |  |  |  |  | R-410A | 1.3833 | Residential & Commercial | USHP | Ducted CEE Tier 1
214491659 | Central HP <5.4 tons | DAIKIN | HRCU-A-CB (Split System: Heat Pump with Remote Outdoor Unit-Air-Source) | DZ6VSA1810A* |  |  | CA*EA2422*4B* | D*80VC0805C*A* | 16600 | 17.5 | 8.5 | 17400 | 13000 | 74.71% | 2.1 | 0 | 10.9 |  |  |  |  | R-410A | 1.3833 | Residential & Commercial | USHP | Ducted CEE Tier 1
214491642 | Central HP <5.4 tons | DAIKIN | HRCU-A-CB (Split System: Heat Pump with Remote Outdoor Unit-Air-Source) | DZ6VSA1810A* |  |  | CA*EA1818*4B* | D*96SC0805CUA* | 16600 | 17.5 | 8.5 | 17400 | 13000 | 74.71% | 2.1 | 0 | 10.9 |  |  |  |  | R-410A | 1.3833 | Residential & Commercial | USHP | Ducted CEE Tier 1
213613334 | Central HP <5.4 tons | DAIKIN | HRCU-A-CB (Split System: Heat Pump with Remote Outdoor Unit-Air-Source) | DZ6VSA361EA* |  |  | DFVE42CP1400B* | 0 | 34200 | 17.5 | 8.6 | 34200 | 29000 | 84.8% | 2 | 0 | 10 |  |  |  |  | R-410A | 2.85 | Residential & Commercial | USHP | Ducted CEE Tier 1
216763584 | Central HP <5.4 tons | TRANE | HRCU-A-CB (Split System: Heat Pump with Remote Outdoor Unit-Air-Source) | 5TWR7036A1 |  |  | 5PX*B004AS3 | S9V2B060U4PSC | 32200 | 17.1 | 8.7 | 32200 | 24000 | 74.53% | 2.1 | 0 | 11.7 |  |  |  |  | R-454B | 2.6833 | Residential & Commercial | USHP | Ducted CEE Tier 1
216763600 | Central HP <5.4 tons | TRANE | HRCU-A-CB (Split System: Heat Pump with Remote Outdoor Unit-Air-Source) | 5TWR7036A1 |  |  | 5PX*B006AS3 | L8V1A060U3VSB | 32600 | 17.1 | 8.7 | 32200 | 24000 | 74.53% | 2.1 | 0 | 12 |  |  |  |  | R-454B | 2.7167 | Residential & Commercial | USHP | Ducted CEE Tier 1
216763652 | Central HP <5.4 tons | TRANE | HRCU-A-CB (Split System: Heat Pump with Remote Outdoor Unit-Air-Source) | 5TWR7036A1 |  |  | 5PX*BD06AS3 | S9V2B060D3PSC | 33000 | 17.1 | 8.7 | 33200 | 24400 | 73.49% | 2 | 0 | 12 |  |  |  |  | R-454B | 2.75 | Residential & Commercial | USHP | Ducted CEE Tier 1
215434161 | Central HP <5.4 tons | DAIKIN | HRCU-A-CB (Split System: Heat Pump with Remote Outdoor Unit-Air-Source) | DH7VSA3610A* |  |  | CHPEA4830*3A* | D*80TC0804C*A* | 35000 | 18.5 | 8.1 | 35000 | 28400 | 81.14% | 2 | 0 | 10.5 |  |  |  |  | R-32 | 2.9167 | Residential & Commercial | USHP | Ducted CEE Tier 1
215675146 | Central HP <5.4 tons | AIRQUEST | HRCU-A-CB (Split System: Heat Pump with Remote Outdoor Unit-Air-Source) | H5H0V48*K*AAA* |  |  | ESH5X60M12A*+WALLCON | *80CSU1002120A* | 45500 | 16.5 | 8.5 | 48000 | 33800 | 70.42% | 2.06 | 0 | 9.5 |  |  |  |  | R-454B | 3.7917 | Residential & Commercial | USHP
215434381 | Central HP <5.4 tons | DAIKIN | HRCU-A-CB (Split System: Heat Pump with Remote Outdoor Unit-Air-Source) | DH7VSA4810A* |  |  | CHPEA6030*3A* | D*97MC0804CNA* | 45500 | 16.2 | 8.5 | 46500 | 33600 | 72.26% | 2 | 0 | 10 |  |  |  |  | R-32 | 3.7917 | Residential & Commercial | USHP | Ducted CEE Tier 1
215434386 | Central HP <5.4 tons | DAIKIN | HRCU-A-CB (Split System: Heat Pump with Remote Outdoor Unit-Air-Source) | DH7VSA4810A* |  |  | CHPEA6030*3A* | D*97MC1205DNA* | 45500 | 16.5 | 8.5 | 46500 | 33600 | 72.26% | 2 | 0 | 10 |  |  |  |  | R-32 | 3.7917 | Residential & Commercial | USHP | Ducted CEE Tier 1
215675416 | Central HP <5.4 tons | AIRQUEST | HRCU-A-CB (Split System: Heat Pump with Remote Outdoor Unit-Air-Source) | H5H0V48*K*AAA* |  |  | EVM5X48M21A*+WALLCON | *95CSU0802120B* | 47000 | 18 | 9 | 50000 | 36600 | 73.2% | 1.98 | 0 | 9.5 |  |  |  |  | R-454B | 3.9167 | Residential & Commercial | USHP
215675196 | Central HP <5.4 tons | AIRQUEST | HRCU-A-CB (Split System: Heat Pump with Remote Outdoor Unit-Air-Source) | H5H0V48*K*AAA* |  |  | ESH5X60M12A*+WALLCON | *80CTL0901716B* | 45500 | 16.5 | 8.5 | 48000 | 34000 | 70.83% | 2.06 | 0 | 9.5 |  |  |  |  | R-454B | 3.7917 | Residential & Commercial | USHP
216738280 | Central HP <5.4 tons | HEIL | HRCU-A-CB (Split System: Heat Pump with Remote Outdoor Unit-Air-Source) | D5CUHAH24AAK |  |  | ESH5X36M12A* | *80CTL0901716B* | 22600 | 15.5 | 8.1 | 20800 | 18400 | 88.46% | 1.85 | 0 | 10.5 |  |  |  |  | R-454B | 1.8833 | Residential & Commercial | USHP | Ducted CEE Tier 1
216763770 | Central HP <5.4 tons | TRANE | HRCU-A-CB (Split System: Heat Pump with Remote Outdoor Unit-Air-Source) | 5TWR7036A1 |  |  | 5TAMXD04AV31 | 0 | 33200 | 17.1 | 9 | 32800 | 24000 | 73.17% | 2.1 | 0 | 12 |  |  |  |  | R-454B | 2.7667 | Residential & Commercial | USHP | Ducted CEE Tier 1
216763852 | Central HP <5.4 tons | TRANE | HRCU-A-CB (Split System: Heat Pump with Remote Outdoor Unit-Air-Source) | 5TWR7036A1 |  |  | 5TXCB006AS3 | S9V2B080U4VSB | 33400 | 17.1 | 9 | 32600 | 24200 | 74.23% | 2.1 | 0 | 12 |  |  |  |  | R-454B | 2.7833 | Residential & Commercial | USHP | Ducted CEE Tier 1
215679328 | Central HP <5.4 tons | COMFORTMAKER | HRCU-A-CB (Split System: Heat Pump with Remote Outdoor Unit-Air-Source) | C5H0V36*K*AAA* |  |  | EA*5X37M21A*+WALLCON | *97CTN0802120A* | 34400 | 18 | 9 | 35400 | 25200 | 71.19% | 1.88 | 0 | 10 |  |  |  |  | R-454B | 2.8667 | Residential & Commercial | USHP | Ducted CEE Tier 1
215679598 | Central HP <5.4 tons | COMFORTMAKER | HRCU-A-CB (Split System: Heat Pump with Remote Outdoor Unit-Air-Source) | C5H0V36*K*AAA* |  |  | EA*5X61M21A*+WALLCON | *96CTN0802120B* | 34800 | 18 | 9 | 34400 | 24800 | 72.09% | 1.92 | 0 | 10.5 |  |  |  |  | R-454B | 2.9 | Residential & Commercial | USHP | Ducted CEE Tier 1
215679748 | Central HP <5.4 tons | COMFORTMAKER | HRCU-A-CB (Split System: Heat Pump with Remote Outdoor Unit-Air-Source) | C5H0V36*K*AAA* |  |  | ESH5X36M12A*+WALLCON | *97CTN0801716A* | 33400 | 16 | 8.5 | 36000 | 25600 | 71.11% | 1.76 | 0 | 9 |  |  |  |  | R-454B | 2.7833 | Residential & Commercial | USHP
213773058 | Central HP <5.4 tons | AIRQUEST | HRCU-A-CB (Split System: Heat Pump with Remote Outdoor Unit-Air-Source) | HVH825GKA3* |  |  | EA*4X36L21A*+WALLCON | *80CTL0901716B* | 23600 | 16.5 | 8.1 | 21400 | 16600 | 77.57% | 1.94 | 0 | 10.5 |  |  |  |  | R-410A | 1.9667 | Residential & Commercial | USHP | Ducted CEE Tier 1
212986691 | Central HP <5.4 tons | CARRIER | HRCU-A-CB (Split System: Heat Pump with Remote Outdoor Unit-Air-Source) | 38MURAQ18AB3* |  |  | CAP**3017AL* | 59SC6A040M17**12 | 17300 | 15.5 | 8.5 | 18100 | 18800 | 103.9% | 2.24 | 0 | 10 |  |  |  |  | R-410A | 1.4417 | Residential & Commercial | USHP | Ducted CEE Tier 1
212986977 | Central HP <5.4 tons | CARRIER | HRCU-A-CB (Split System: Heat Pump with Remote Outdoor Unit-Air-Source) | 38MURAQ18AB3* |  |  | CAP**1917AL* | 59SC6A060M14**12 | 17800 | 16.5 | 8.1 | 17800 | 17900 | 100.6% | 2.16 | 0 | 10.5 |  |  |  |  | R-410A | 1.4833 | Residential & Commercial | USHP | Ducted CEE Tier 1
215682412 | Central HP <5.4 tons | TEMPSTAR | HRCU-A-CB (Split System: Heat Pump with Remote Outdoor Unit-Air-Source) | T5H0V48*K*AAA* |  |  | EVD5X60M24A*+WALLCON | *97CTN0802120A* | 48000 | 19 | 9 | 50000 | 36600 | 73.2% | 2 | 0 | 10 |  |  |  |  | R-454B | 4 | Residential & Commercial | USHP | Ducted CEE Tier 1
216733363 | Central HP <5.4 tons | TEMPSTAR | HRCU-A-CB (Split System: Heat Pump with Remote Outdoor Unit-Air-Source) | D5CUHAH24AAK |  |  | EA*5X25M17A* | *97CMN0801714B* | 22800 | 16 | 8.5 | 20600 | 18400 | 89.32% | 1.96 | 0 | 11 |  |  |  |  | R-454B | 1.9 | Residential & Commercial | USHP | Ducted CEE Tier 1
216733783 | Central HP <5.4 tons | TEMPSTAR | HRCU-A-CB (Split System: Heat Pump with Remote Outdoor Unit-Air-Source) | D5CUHAH24AAK |  |  | EA*5X30M14A* | *96CTN0401410B* | 22000 | 15.2 | 8.1 | 21000 | 18900 | 90% | 1.85 | 0 | 10.5 |  |  |  |  | R-454B | 1.8333 | Residential & Commercial | USHP | Ducted CEE Tier 1
211245323 | Central HP <5.4 tons | DAY & NIGHT | HRCU-A-CB (Split System: Heat Pump with Remote Outdoor Unit-Air-Source) | DLCURAH24ABK |  |  | EN(A,D)4X36L21** | *96VSN0802120A* | 24000 | 17 | 8.1 | 26000 | 23200 | 89.23% | 1.92 | 0 | 10.5 |  |  |  |  | R-410A | 2 | Residential & Commercial | USHP | Ducted CEE Tier 1
211245716 | Central HP <5.4 tons | DAY & NIGHT | HRCU-A-CB (Split System: Heat Pump with Remote Outdoor Unit-Air-Source) | DLCURAH24ABK |  |  | EN(A,D)4X36L21** | *95ESN0801716A* | 24600 | 15.5 | 8.1 | 26800 | 22200 | 82.84% | 1.82 | 0 | 10 |  |  |  |  | R-410A | 2.05 | Residential & Commercial | USHP | Ducted CEE Tier 1
211245768 | Central HP <5.4 tons | DAY & NIGHT | HRCU-A-CB (Split System: Heat Pump with Remote Outdoor Unit-Air-Source) | DLCURAH24ABK |  |  | EN(A,D)4X36L21** | OLV098A12* | 23400 | 16.5 | 8.1 | 25800 | 24200 | 93.8% | 2 | 0 | 10 |  |  |  |  | R-410A | 1.95 | Residential & Commercial | USHP | Ducted CEE Tier 1
211245786 | Central HP <5.4 tons | DAY & NIGHT | HRCU-A-CB (Split System: Heat Pump with Remote Outdoor Unit-Air-Source) | DLCURAH24ABK |  |  | EN(A,D)4X36L21** | OLV112A16A | 24400 | 16 | 8.1 | 26600 | 22600 | 84.96% | 1.86 | 0 | 10 |  |  |  |  | R-410A | 2.0333 | Residential & Commercial | USHP | Ducted CEE Tier 1
211245809 | Central HP <5.4 tons | DAY & NIGHT | HRCU-A-CB (Split System: Heat Pump with Remote Outdoor Unit-Air-Source) | DLCURAH24ABK |  |  | FEM4X24**CL | 0 | 23800 | 17.5 | 8.5 | 26000 | 23800 | 91.54% | 2 | 0 | 10 |  |  |  |  | R-410A | 1.9833 | Residential & Commercial | USHP | Ducted CEE Tier 1
216776076 | Central HP <5.4 tons | LENNOX | HRCU-A-CB (Split System: Heat Pump with Remote Outdoor Unit-Air-Source) | SL22KLV-036-230A** |  |  | CK40[C,U]T-49C-**+TDR | SLP99UH090XV48C* | 35200 | 19 | 9 | 32200 | 31600 | 98.14% | 2.04 | 0 | 12.8 |  |  |  |  | R-454B | 2.9333 | Residential & Commercial | USHP | Ducted CEE Tier 1
214595050 | Central HP <5.4 tons | LUXAIRE | HRCU-A-CB (Split System: Heat Pump with Remote Outdoor Unit-Air-Source) | HH836E2S11 |  |  | CTM36C5CDS1 | Z8ES080C20SMPS1 | 34400 | 18 | 8.5 | 32000 | 26200 | 81.88% | 2 | 0 | 11 |  |  |  |  | R-454B | 2.8667 | Residential & Commercial | USHP | Ducted CEE Tier 1
216776128 | Central HP <5.4 tons | LENNOX | HRCU-A-CB (Split System: Heat Pump with Remote Outdoor Unit-Air-Source) | SL22KLV-060-230A** |  |  | CK40[C,U]T-60C-**+TDR | SLP99UH110XV60C* | 56000 | 20 | 9.4 | 52000 | 42500 | 81.73% | 1.94 | 0 | 11.5 |  |  |  |  | R-454B | 4.6667 | Residential & Commercial | USHP | Ducted CEE Tier 1
216776095 | Central HP <5.4 tons | LENNOX | HRCU-A-CB (Split System: Heat Pump with Remote Outdoor Unit-Air-Source) | SL22KLV-048-230A** |  |  | CK40[C,U]T-60C-**+TDR | SLP99UH090XV60C* | 45500 | 20 | 9 | 46000 | 44500 | 96.74% | 1.98 | 0 | 11.7 |  |  |  |  | R-454B | 3.7917 | Residential & Commercial | USHP | Ducted CEE Tier 1
216776096 | Central HP <5.4 tons | LENNOX | HRCU-A-CB (Split System: Heat Pump with Remote Outdoor Unit-Air-Source) | SL22KLV-048-230A** |  |  | CK40[C,U]T-60C-**+TDR | SLP99UH110XV60C* | 45500 | 20 | 9 | 46000 | 44500 | 96.74% | 1.98 | 0 | 11.7 |  |  |  |  | R-454B | 3.7917 | Residential & Commercial | USHP | Ducted CEE Tier 1
216776012 | Central HP <5.4 tons | LENNOX | HRCU-A-CB (Split System: Heat Pump with Remote Outdoor Unit-Air-Source) | SL22KLV-048-230A** |  |  | CBK48MVT-060-230-** | 0 | 45000 | 20 | 9.8 | 46500 | 44500 | 95.7% | 2.1 | 0 | 11.7 |  |  |  |  | R-454B | 3.75 | Residential & Commercial | USHP | Ducted CEE Tier 1
216776082 | Central HP <5.4 tons | LENNOX | HRCU-A-CB (Split System: Heat Pump with Remote Outdoor Unit-Air-Source) | SL22KLV-036-230A** |  |  | CK40[C,U]T-49C-**+TDR | EL297UH110XV60C* | 35200 | 18.5 | 9 | 32200 | 31600 | 98.14% | 2.04 | 0 | 12.8 |  |  |  |  | R-454B | 2.9333 | Residential & Commercial | USHP | Ducted CEE Tier 1
214491628 | Central HP <5.4 tons | DAIKIN | HRCU-A-CB (Split System: Heat Pump with Remote Outdoor Unit-Air-Source) | DZ6VSA1810A* |  |  | CA*EA1818*4B* | D*80SC0604BUA* | 16600 | 17.5 | 8.5 | 17400 | 13000 | 74.71% | 2.1 | 0 | 10.9 |  |  |  |  | R-410A | 1.3833 | Residential & Commercial | USHP | Ducted CEE Tier 1
214253526 | Central HP <5.4 tons | AMERICAN STANDARD | HRCU-A-CB (Split System: Heat Pump with Remote Outdoor Unit-Air-Source) | 4A6V8X60A1 |  |  | 4TXCD010DS3 | S8V2D120M5PDB | 54000 | 18 | 8.2 | 52000 | 39500 | 75.96% | 1.8 | 0 | 11.7 |  |  |  |  | R-410A | 4.5 | Residential & Commercial | USHP | Ducted CEE Tier 1
214491639 | Central HP <5.4 tons | DAIKIN | HRCU-A-CB (Split System: Heat Pump with Remote Outdoor Unit-Air-Source) | DZ6VSA1810A* |  |  | CA*EA1818*4B* | D*80SC0805CUA* | 16600 | 17.5 | 8.5 | 17400 | 13000 | 74.71% | 2.1 | 0 | 10.9 |  |  |  |  | R-410A | 1.3833 | Residential & Commercial | USHP | Ducted CEE Tier 1
213773278 | Central HP <5.4 tons | AIRQUEST | HRCU-A-CB (Split System: Heat Pump with Remote Outdoor Unit-Air-Source) | HVH825GKA3* |  |  | EA*4X37L21A*+WALLCON | *80CTL0901716B* | 24200 | 17 | 8.1 | 21000 | 16600 | 79.05% | 2.02 | 0 | 11 |  |  |  |  | R-410A | 2.0167 | Residential & Commercial | USHP | Ducted CEE Tier 1
216776106 | Central HP <5.4 tons | LENNOX | HRCU-A-CB (Split System: Heat Pump with Remote Outdoor Unit-Air-Source) | SL22KLV-060-230A** |  |  | CBK48MVT-060-230-** | 0 | 54500 | 19.5 | 9.6 | 55000 | 45500 | 82.73% | 2.04 | 0 | 11 |  |  |  |  | R-454B | 4.5417 | Residential & Commercial | USHP | Ducted CEE Tier 1
216764049 | Central HP <5.4 tons | TRANE | HRCU-A-CB (Split System: Heat Pump with Remote Outdoor Unit-Air-Source) | 5TWR7060A1 |  |  | 5PX*D008AS3 | L8V1C100U5VSB | 51500 | 16 | 9 | 51500 | 39000 | 75.73% | 2.1 | 0 | 11 |  |  |  |  | R-454B | 4.2917 | Residential & Commercial | USHP | Ducted CEE Tier 1
211245909 | Central HP <5.4 tons | DAY & NIGHT | HRCU-A-CB (Split System: Heat Pump with Remote Outdoor Unit-Air-Source) | DLCURAH24ABK |  |  | FMA4X36**AL* | 0 | 25800 | 18 | 9 | 27600 | 21000 | 76.09% | 1.8 | 0 | 10.5 |  |  |  |  | R-410A | 2.15 | Residential & Commercial | USHP | Ducted CEE Tier 1
216734024 | Central HP <5.4 tons | TEMPSTAR | HRCU-A-CB (Split System: Heat Pump with Remote Outdoor Unit-Air-Source) | D5CUHAH24AAK |  |  | EA*5X30M17A* | *97CMN0601714B* | 22000 | 16 | 8.1 | 20800 | 18800 | 90.38% | 1.85 | 0 | 10.5 |  |  |  |  | R-454B | 1.8333 | Residential & Commercial | USHP | Ducted CEE Tier 1
216733774 | Central HP <5.4 tons | TEMPSTAR | HRCU-A-CB (Split System: Heat Pump with Remote Outdoor Unit-Air-Source) | D5CUHAH24AAK |  |  | EA*5X30M14A* | *96VSN0601412B* | 22000 | 16 | 8.1 | 20800 | 18800 | 90.38% | 1.85 | 0 | 10.5 |  |  |  |  | R-454B | 1.8333 | Residential & Commercial | USHP | Ducted CEE Tier 1
216734117 | Central HP <5.4 tons | TEMPSTAR | HRCU-A-CB (Split System: Heat Pump with Remote Outdoor Unit-Air-Source) | D5CUHAH24AAK |  |  | EA*5X30M17A* | *96MSN0601412A* | 22200 | 15.5 | 8.1 | 21000 | 18800 | 89.52% | 1.85 | 0 | 10.5 |  |  |  |  | R-454B | 1.85 | Residential & Commercial | USHP | Ducted CEE Tier 1
216732704 | Central HP <5.4 tons | TEMPSTAR | HRCU-A-CB (Split System: Heat Pump with Remote Outdoor Unit-Air-Source) | D5CUHAH24AAK |  |  | EA*5X24M17A* | *80MS(N,L)0701716A* | 22000 | 16 | 8.5 | 21000 | 19100 | 90.95% | 1.96 | 0 | 10.5 |  |  |  |  | R-454B | 1.8333 | Residential & Commercial | USHP | Ducted CEE Tier 1
216732956 | Central HP <5.4 tons | TEMPSTAR | HRCU-A-CB (Split System: Heat Pump with Remote Outdoor Unit-Air-Source) | D5CUHAH24AAK |  |  | EA*5X24M17A* | *96VSN0401410B* | 21800 | 15.5 | 8.5 | 21200 | 19200 | 90.57% | 1.96 | 0 | 10 |  |  |  |  | R-454B | 1.8167 | Residential & Commercial | USHP | Ducted CEE Tier 1
216733115 | Central HP <5.4 tons | TEMPSTAR | HRCU-A-CB (Split System: Heat Pump with Remote Outdoor Unit-Air-Source) | D5CUHAH24AAK |  |  | EA*5X24M17A* | *97VTN0801716A* | 22200 | 16 | 8.5 | 21200 | 19200 | 90.57% | 1.96 | 0 | 10.5 |  |  |  |  | R-454B | 1.85 | Residential & Commercial | USHP | Ducted CEE Tier 1
213773678 | Central HP <5.4 tons | AIRQUEST | HRCU-A-CB (Split System: Heat Pump with Remote Outdoor Unit-Air-Source) | HVH825GKA3* |  |  | EA*4X43L21A*+WALLCON | *96CTN1002122B* | 24400 | 16.5 | 8.5 | 21200 | 16600 | 78.3% | 2.02 | 0 | 11 |  |  |  |  | R-410A | 2.0333 | Residential & Commercial | USHP | Ducted CEE Tier 1
215679358 | Central HP <5.4 tons | COMFORTMAKER | HRCU-A-CB (Split System: Heat Pump with Remote Outdoor Unit-Air-Source) | C5H0V36*K*AAA* |  |  | EA*5X42M21A*+WALLCON | *80CSU0401712B* | 33200 | 17.5 | 8.5 | 35800 | 25600 | 71.51% | 1.86 | 0 | 9.5 |  |  |  |  | R-454B | 2.7667 | Residential & Commercial | USHP
214253214 | Central HP <5.4 tons | AMERICAN STANDARD | HRCU-A-CB (Split System: Heat Pump with Remote Outdoor Unit-Air-Source) | 4A6V0X60A1 |  |  | 4PX*DU60BS3 | S8V2D120M5PCB | 54000 | 19 | 8.2 | 52000 | 39500 | 75.96% | 1.8 | 0 | 11.7 |  |  |  |  | R-410A | 4.5 | Residential & Commercial | USHP | Ducted CEE Tier 1
214253514 | Central HP <5.4 tons | AMERICAN STANDARD | HRCU-A-CB (Split System: Heat Pump with Remote Outdoor Unit-Air-Source) | 4A6V8X60A1 |  |  | 4PX*DU60BS3 | S8V2D120M5PDB | 54000 | 18 | 8.2 | 52000 | 39500 | 75.96% | 1.8 | 0 | 11.7 |  |  |  |  | R-410A | 4.5 | Residential & Commercial | USHP | Ducted CEE Tier 1
214491650 | Central HP <5.4 tons | DAIKIN | HRCU-A-CB (Split System: Heat Pump with Remote Outdoor Unit-Air-Source) | DZ6VSA1810A* |  |  | CA*EA2422*4B* | D*96SC0603BUA* | 16600 | 17.5 | 8.5 | 17400 | 13000 | 74.71% | 2.1 | 0 | 10.9 |  |  |  |  | R-410A | 1.3833 | Residential & Commercial | USHP | Ducted CEE Tier 1
212970933 | Central HP <5.4 tons | AIRQUEST | HRCU-A-CB (Split System: Heat Pump with Remote Outdoor Unit-Air-Source) | DLCURAH18ABK |  |  | EN(A,D)4X24L17** | *80VTL0451412B* | 17700 | 16.5 | 8.5 | 18700 | 19100 | 102.1% | 2.3 | 0 | 11 |  |  |  |  | R-410A | 1.475 | Residential & Commercial | USHP | Ducted CEE Tier 1
216571217 | Central HP <5.4 tons | AMERICAN STANDARD | HRCU-A-CB (Split System: Heat Pump with Remote Outdoor Unit-Air-Source) | 5A6V8X24A1 |  |  | 5PX*BD06AS3 | S8V2B060M4PCB | 21800 | 18.1 | 8.5 | 23800 | 18700 | 78.57% | 2.2 | 0 | 11.5 |  |  |  |  | R-454B | 1.8167 | Residential & Commercial | USHP | Ducted CEE Tier 1
216571349 | Central HP <5.4 tons | AMERICAN STANDARD | HRCU-A-CB (Split System: Heat Pump with Remote Outdoor Unit-Air-Source) | 5A6V8X24A1 |  |  | 5TXCB003AS3 | S8V2B080M4PDB | 21400 | 18.1 | 8.5 | 24400 | 18900 | 77.46% | 2.1 | 0 | 11.2 |  |  |  |  | R-454B | 1.7833 | Residential & Commercial | USHP | Ducted CEE Tier 1
212972904 | Central HP <5.4 tons | AIRQUEST | HRCU-A-CB (Split System: Heat Pump with Remote Outdoor Unit-Air-Source) | DLCURAH24ABK |  |  | EA*4X24L17A* | *96VSN0401410B* | 23200 | 16 | 8.5 | 27000 | 26600 | 98.52% | 2.24 | 0 | 9.5 |  |  |  |  | R-410A | 1.9333 | Residential & Commercial | USHP
212972754 | Central HP <5.4 tons | AIRQUEST | HRCU-A-CB (Split System: Heat Pump with Remote Outdoor Unit-Air-Source) | DLCURAH18ABK |  |  | EN(A,D)4X30L14** | *96VSN0401410B* | 17400 | 16 | 8.1 | 18000 | 18700 | 103.9% | 2.24 | 0 | 10.5 |  |  |  |  | R-410A | 1.45 | Residential & Commercial | USHP | Ducted CEE Tier 1
212973304 | Central HP <5.4 tons | AIRQUEST | HRCU-A-CB (Split System: Heat Pump with Remote Outdoor Unit-Air-Source) | DLCURAH18ABK |  |  | EA*4X24L14A* | *96VSN0601412B* | 17200 | 16 | 8.5 | 18100 | 19400 | 107.2% | 2.34 | 0 | 10.5 |  |  |  |  | R-410A | 1.4333 | Residential & Commercial | USHP | Ducted CEE Tier 1
215675796 | Central HP <5.4 tons | AIRQUEST | HRCU-A-CB (Split System: Heat Pump with Remote Outdoor Unit-Air-Source) | H5H0V48*K*AAA* |  |  | EVM5X60M21A*+WALLCON | *97CMN0801714B* | 47500 | 18.5 | 9 | 50000 | 37400 | 74.8% | 1.98 | 0 | 10 |  |  |  |  | R-454B | 3.9583 | Residential & Commercial | USHP | Ducted CEE Tier 1
215675894 | Central HP <5.4 tons | BRYANT HEATING AND COOLING SYSTEMS | HRCU-A-CB (Split System: Heat Pump with Remote Outdoor Unit-Air-Source) | 290VAN048**AA* |  |  | CVAMA6024XMA*+UI | 88*TB66135C24*** | 48000 | 19 | 9 | 50000 | 36400 | 72.8% | 2 | 0 | 10.5 |  |  |  |  | R-454B | 4 | Residential & Commercial | USHP | Ducted CEE Tier 1
215675994 | Central HP <5.4 tons | BRYANT HEATING AND COOLING SYSTEMS | HRCU-A-CB (Split System: Heat Pump with Remote Outdoor Unit-Air-Source) | 290VAN048**AA* |  |  | CVAMA6124XMA*+UI | 88*TB60110C21*** | 48500 | 19.5 | 9.5 | 50000 | 36600 | 73.2% | 2.1 | 0 | 10.5 |  |  |  |  | R-454B | 4.0417 | Residential & Commercial | USHP | Ducted CEE Tier 1
215676044 | Central HP <5.4 tons | BRYANT HEATING AND COOLING SYSTEMS | HRCU-A-CB (Split System: Heat Pump with Remote Outdoor Unit-Air-Source) | 290VAN048**AA* |  |  | CVAMA6124XMA*+UI | 987MC60080C21*** | 48500 | 19 | 9.5 | 50000 | 36800 | 73.6% | 2.12 | 0 | 10.5 |  |  |  |  | R-454B | 4.0417 | Residential & Commercial | USHP | Ducted CEE Tier 1
214253516 | Central HP <5.4 tons | AMERICAN STANDARD | HRCU-A-CB (Split System: Heat Pump with Remote Outdoor Unit-Air-Source) | 4A6V8X60A1 |  |  | 4PX*DU60BS3 | S8V2D120M5PCB | 54000 | 18 | 8.2 | 52000 | 39500 | 75.96% | 1.8 | 0 | 11.7 |  |  |  |  | R-410A | 4.5 | Residential & Commercial | USHP | Ducted CEE Tier 1
214491634 | Central HP <5.4 tons | DAIKIN | HRCU-A-CB (Split System: Heat Pump with Remote Outdoor Unit-Air-Source) | DZ6VSA1810A* |  |  | CA*EA1818*4B* | D*96VC0603BNA* | 16600 | 17.5 | 8.5 | 17400 | 13000 | 74.71% | 2.1 | 0 | 10.9 |  |  |  |  | R-410A | 1.3833 | Residential & Commercial | USHP | Ducted CEE Tier 1
214491651 | Central HP <5.4 tons | DAIKIN | HRCU-A-CB (Split System: Heat Pump with Remote Outdoor Unit-Air-Source) | DZ6VSA1810A* |  |  | CA*EA2422*4B* | D*96VC0403BNA* | 16600 | 17.5 | 8.5 | 17400 | 13000 | 74.71% | 2.1 | 0 | 10.9 |  |  |  |  | R-410A | 1.3833 | Residential & Commercial | USHP | Ducted CEE Tier 1
216763578 | Central HP <5.4 tons | TRANE | HRCU-A-CB (Split System: Heat Pump with Remote Outdoor Unit-Air-Source) | 5TWR7036A1 |  |  | 5PX*B004AS3 | L8V1A040U3VSB | 32000 | 16.5 | 8.7 | 32400 | 24200 | 74.69% | 2 | 0 | 11.5 |  |  |  |  | R-454B | 2.6667 | Residential & Commercial | USHP | Ducted CEE Tier 1
216763610 | Central HP <5.4 tons | TRANE | HRCU-A-CB (Split System: Heat Pump with Remote Outdoor Unit-Air-Source) | 5TWR7036A1 |  |  | 5PX*B006AS3 | S8X1A040M3PSC | 32800 | 17.1 | 8.7 | 32400 | 24000 | 74.07% | 2.1 | 0 | 12 |  |  |  |  | R-454B | 2.7333 | Residential & Commercial | USHP | Ducted CEE Tier 1
216763626 | Central HP <5.4 tons | TRANE | HRCU-A-CB (Split System: Heat Pump with Remote Outdoor Unit-Air-Source) | 5TWR7036A1 |  |  | 5PX*B006AS3 | S9V2B040U3VSB | 33000 | 17.1 | 9 | 32400 | 24000 | 74.07% | 2.1 | 0 | 12 |  |  |  |  | R-454B | 2.75 | Residential & Commercial | USHP | Ducted CEE Tier 1
216763658 | Central HP <5.4 tons | TRANE | HRCU-A-CB (Split System: Heat Pump with Remote Outdoor Unit-Air-Source) | 5TWR7036A1 |  |  | 5PX*BD06AS3 | S9V2B080D4VSB | 33200 | 17.1 | 8.7 | 33400 | 24400 | 73.05% | 2.1 | 0 | 12 |  |  |  |  | R-454B | 2.7667 | Residential & Commercial | USHP | Ducted CEE Tier 1
216776073 | Central HP <5.4 tons | LENNOX | HRCU-A-CB (Split System: Heat Pump with Remote Outdoor Unit-Air-Source) | SL22KLV-036-230A** |  |  | CK40[C,U]T-49C-**+TDR | SL280UH110XV60C* | 35200 | 18.5 | 9 | 32000 | 31600 | 98.75% | 2.06 | 0 | 12.8 |  |  |  |  | R-454B | 2.9333 | Residential & Commercial | USHP | Ducted CEE Tier 1
213772518 | Central HP <5.4 tons | AIRQUEST | HRCU-A-CB (Split System: Heat Pump with Remote Outdoor Unit-Air-Source) | HVH825GKA2* |  |  | EHD4X48AAL+WALLCON | *97CMN0801714B* | 24200 | 16 | 8.1 | 21400 | 16600 | 77.57% | 2.02 | 0 | 10.5 |  |  |  |  | R-410A | 2.0167 | Residential & Commercial | USHP | Ducted CEE Tier 1
210473035 | Central HP <5.4 tons | DAY & NIGHT | HRCU-A-CB (Split System: Heat Pump with Remote Outdoor Unit-Air-Source) | CVH825GKA3* |  |  | EA*4X42L24A*+WALLCON | *96CTN1202422A* | 23800 | 17 | 8.1 | 21400 | 16600 | 77.57% | 1.96 | 0 | 11 |  |  |  |  | R-410A | 1.9833 | Residential & Commercial | USHP | Ducted CEE Tier 1
216764771 | Central HP <5.4 tons | TRANE | HRCU-A-CB (Split System: Heat Pump with Remote Outdoor Unit-Air-Source) | 5TWR7048A1 |  |  | 5PX*CD09AS3 | S8X2C080M5PSC | 43500 | 17.1 | 8.7 | 44000 | 32000 | 72.73% | 2.1 | 0 | 12 |  |  |  |  | R-454B | 3.625 | Residential & Commercial | USHP | Ducted CEE Tier 1
216764773 | Central HP <5.4 tons | TRANE | HRCU-A-CB (Split System: Heat Pump with Remote Outdoor Unit-Air-Source) | 5TWR7048A1 |  |  | 5PX*CD09AS3 | S8X2C100M5PSC | 43500 | 17.1 | 8.7 | 44000 | 32200 | 73.18% | 2.1 | 0 | 12 |  |  |  |  | R-454B | 3.625 | Residential & Commercial | USHP | Ducted CEE Tier 1
215679608 | Central HP <5.4 tons | COMFORTMAKER | HRCU-A-CB (Split System: Heat Pump with Remote Outdoor Unit-Air-Source) | C5H0V36*K*AAA* |  |  | EA*5X61M21A*+WALLCON | *80CSU0401712B* | 35000 | 18 | 9 | 34400 | 24800 | 72.09% | 1.92 | 0 | 10 |  |  |  |  | R-454B | 2.9167 | Residential & Commercial | USHP | Ducted CEE Tier 1
216776093 | Central HP <5.4 tons | LENNOX | HRCU-A-CB (Split System: Heat Pump with Remote Outdoor Unit-Air-Source) | SL22KLV-048-230A** |  |  | CK40[C,U]T-60C-**+TDR | SL280UH110XV60C* | 46000 | 20 | 9 | 46000 | 44500 | 96.74% | 1.98 | 0 | 12 |  |  |  |  | R-454B | 3.8333 | Residential & Commercial | USHP | Ducted CEE Tier 1
212984203 | Central HP <5.4 tons | TEMPSTAR | HRCU-A-CB (Split System: Heat Pump with Remote Outdoor Unit-Air-Source) | DLCURAH18ABK |  |  | EA*4X30L17A* | *92MSN0601714A* | 17700 | 16.5 | 8.5 | 18300 | 18700 | 102.2% | 2.24 | 0 | 10.5 |  |  |  |  | R-410A | 1.475 | Residential & Commercial | USHP | Ducted CEE Tier 1
212983215 | Central HP <5.4 tons | TEMPSTAR | HRCU-A-CB (Split System: Heat Pump with Remote Outdoor Unit-Air-Source) | DLCURAH24ABK |  |  | EN(A,D)4X24L17** | *92MSN0401712A* | 23000 | 15.5 | 8.5 | 27000 | 25600 | 94.81% | 2.12 | 0 | 10 |  |  |  |  | R-410A | 1.9167 | Residential & Commercial | USHP | Ducted CEE Tier 1
212985892 | Central HP <5.4 tons | TEMPSTAR | HRCU-A-CB (Split System: Heat Pump with Remote Outdoor Unit-Air-Source) | DLCURAH18ABK |  |  | EA*4X24L14A* | *96MSN0261410A* | 17300 | 16 | 8.5 | 18200 | 19400 | 106.6% | 2.34 | 0 | 10.5 |  |  |  |  | R-410A | 1.4417 | Residential & Commercial | USHP | Ducted CEE Tier 1
212985922 | Central HP <5.4 tons | TEMPSTAR | HRCU-A-CB (Split System: Heat Pump with Remote Outdoor Unit-Air-Source) | DLCURAH18ABK |  |  | EA*4X30L14A* | *96MSN0261410A* | 17400 | 16 | 8.5 | 18000 | 18800 | 104.4% | 2.26 | 0 | 10.5 |  |  |  |  | R-410A | 1.45 | Residential & Commercial | USHP | Ducted CEE Tier 1
212984671 | Central HP <5.4 tons | TEMPSTAR | HRCU-A-CB (Split System: Heat Pump with Remote Outdoor Unit-Air-Source) | DLCURAH24ABK |  |  | EN(A,D)4X30L17** | *92MSN0801716A* | 23600 | 17.5 | 8.5 | 26200 | 24600 | 93.89% | 2.04 | 0 | 10.5 |  |  |  |  | R-410A | 1.9667 | Residential & Commercial | USHP | Ducted CEE Tier 1
212985772 | Central HP <5.4 tons | TEMPSTAR | HRCU-A-CB (Split System: Heat Pump with Remote Outdoor Unit-Air-Source) | DLCURAH24ABK |  |  | EA*4X24L17A* | *96MSN0261410A* | 23400 | 16.5 | 8.5 | 27000 | 21600 | 80% | 1.82 | 0 | 10 |  |  |  |  | R-410A | 1.95 | Residential & Commercial | USHP | Ducted CEE Tier 1
212985792 | Central HP <5.4 tons | TEMPSTAR | HRCU-A-CB (Split System: Heat Pump with Remote Outdoor Unit-Air-Source) | DLCURAH24ABK |  |  | EA*4X30L14A* | *96MSN0261410A* | 23400 | 16.5 | 8.5 | 26400 | 25000 | 94.7% | 2.08 | 0 | 10 |  |  |  |  | R-410A | 1.95 | Residential & Commercial | USHP | Ducted CEE Tier 1
212986594 | Central HP <5.4 tons | TEMPSTAR | HRCU-A-CB (Split System: Heat Pump with Remote Outdoor Unit-Air-Source) | DLCURAH24ABK |  |  | EA*4X37L17A* | *96MSN0401712A* | 24000 | 15.5 | 8.5 | 25600 | 22000 | 85.94% | 1.82 | 0 | 10 |  |  |  |  | R-410A | 2 | Residential & Commercial | USHP | Ducted CEE Tier 1
212986642 | Central HP <5.4 tons | TEMPSTAR | HRCU-A-CB (Split System: Heat Pump with Remote Outdoor Unit-Air-Source) | DLCURAH24ABK |  |  | EN(A,D,W)4X36L17** | *96MSN0401712A* | 23200 | 15.5 | 8.1 | 26000 | 24400 | 93.85% | 2.02 | 0 | 10 |  |  |  |  | R-410A | 1.9333 | Residential & Commercial | USHP | Ducted CEE Tier 1
212986341 | Central HP <5.4 tons | TEMPSTAR | HRCU-A-CB (Split System: Heat Pump with Remote Outdoor Unit-Air-Source) | DLCURAH18ABK |  |  | EN(A,D)4X18L14** | *96MSN0401410A* | 17200 | 15.5 | 8.5 | 18500 | 19800 | 107% | 2.38 | 0 | 10.5 |  |  |  |  | R-410A | 1.4333 | Residential & Commercial | USHP | Ducted CEE Tier 1
212987026 | Central HP <5.4 tons | TEMPSTAR | HRCU-A-CB (Split System: Heat Pump with Remote Outdoor Unit-Air-Source) | DLCURAH18ABK |  |  | EA*4X30L14A* | *96MSN0601412A* | 17400 | 16 | 8.5 | 18000 | 18700 | 103.9% | 2.26 | 0 | 10.5 |  |  |  |  | R-410A | 1.45 | Residential & Commercial | USHP | Ducted CEE Tier 1
212988815 | Central HP <5.4 tons | TEMPSTAR | HRCU-A-CB (Split System: Heat Pump with Remote Outdoor Unit-Air-Source) | DLCURAH18ABK |  |  | EA*4X30L17A* | *95MSU0401712A* | 17400 | 16 | 8.5 | 18000 | 18800 | 104.4% | 2.26 | 0 | 10.5 |  |  |  |  | R-410A | 1.45 | Residential & Commercial | USHP | Ducted CEE Tier 1
210472947 | Central HP <5.4 tons | DAY & NIGHT | HRCU-A-CB (Split System: Heat Pump with Remote Outdoor Unit-Air-Source) | CVH825GKA3* |  |  | EA*4X42L21A*+WALLCON | *97CMN1002122A* | 23800 | 16.5 | 8.1 | 21400 | 16600 | 77.57% | 1.96 | 0 | 11 |  |  |  |  | R-410A | 1.9833 | Residential & Commercial | USHP | Ducted CEE Tier 1
210473046 | Central HP <5.4 tons | DAY & NIGHT | HRCU-A-CB (Split System: Heat Pump with Remote Outdoor Unit-Air-Source) | CVH825GKA3* |  |  | EA*4X42L24A*+WALLCON | *97CMN1002122A* | 23800 | 16.5 | 8.1 | 21400 | 16600 | 77.57% | 1.96 | 0 | 11 |  |  |  |  | R-410A | 1.9833 | Residential & Commercial | USHP | Ducted CEE Tier 1
210473178 | Central HP <5.4 tons | DAY & NIGHT | HRCU-A-CB (Split System: Heat Pump with Remote Outdoor Unit-Air-Source) | CVH825GKA3* |  |  | EA*4X43L21A*+WALLCON | *96CTN0601714A* | 24400 | 16.5 | 8.1 | 21200 | 16700 | 78.77% | 2.02 | 0 | 11 |  |  |  |  | R-410A | 2.0333 | Residential & Commercial | USHP | Ducted CEE Tier 1
210470072 | Central HP <5.4 tons | DAY & NIGHT | HRCU-A-CB (Split System: Heat Pump with Remote Outdoor Unit-Air-Source) | CVH837GKA2* |  |  | EA*4X36L21A*+WALLCON | *95CSU1002122A* | 31600 | 17.5 | 8.1 | 33000 | 24200 | 73.33% | 1.86 | 0 | 11 |  |  |  |  | R-410A | 2.6333 | Residential & Commercial | USHP | Ducted CEE Tier 1
213773138 | Central HP <5.4 tons | AIRQUEST | HRCU-A-CB (Split System: Heat Pump with Remote Outdoor Unit-Air-Source) | HVH825GKA3* |  |  | EA*4X36L21A*+WALLCON | *96CTN0801714B* | 23600 | 16.5 | 8.1 | 21400 | 16700 | 78.04% | 1.92 | 0 | 10.5 |  |  |  |  | R-410A | 1.9667 | Residential & Commercial | USHP | Ducted CEE Tier 1
213773158 | Central HP <5.4 tons | AIRQUEST | HRCU-A-CB (Split System: Heat Pump with Remote Outdoor Unit-Air-Source) | HVH825GKA3* |  |  | EA*4X37L17A*+WALLCON | *80CTL0451712B* | 24000 | 16 | 8.1 | 21600 | 16800 | 77.78% | 1.98 | 0 | 10.5 |  |  |  |  | R-410A | 2 | Residential & Commercial | USHP | Ducted CEE Tier 1
211226996 | Central HP <5.4 tons | DAY & NIGHT | HRCU-A-CB (Split System: Heat Pump with Remote Outdoor Unit-Air-Source) | DLCURAH36ABK |  |  | EA*4X37L21A* | *92ESN0601714A* | 36400 | 16 | 8.5 | 38500 | 34800 | 90.39% | 2.08 | 0 | 10 |  |  |  |  | R-410A | 3.0333 | Residential & Commercial | USHP | Ducted CEE Tier 1
212973004 | Central HP <5.4 tons | AIRQUEST | HRCU-A-CB (Split System: Heat Pump with Remote Outdoor Unit-Air-Source) | DLCURAH24ABK |  |  | EN(A,D,W)4X36L17** | *96VSN0401410B* | 23400 | 16 | 8.1 | 26400 | 24600 | 93.18% | 2.02 | 0 | 10 |  |  |  |  | R-410A | 1.95 | Residential & Commercial | USHP | Ducted CEE Tier 1
212973204 | Central HP <5.4 tons | AIRQUEST | HRCU-A-CB (Split System: Heat Pump with Remote Outdoor Unit-Air-Source) | DLCURAH24ABK |  |  | EA*4X30L17A* | *96VSN0401712B* | 23200 | 16 | 8.5 | 26400 | 25200 | 95.45% | 2.08 | 0 | 10 |  |  |  |  | R-410A | 1.9333 | Residential & Commercial | USHP | Ducted CEE Tier 1
212973624 | Central HP <5.4 tons | AIRQUEST | HRCU-A-CB (Split System: Heat Pump with Remote Outdoor Unit-Air-Source) | DLCURAH24ABK |  |  | EN(A,D)4X30L17** | *96VSN0601412B* | 23400 | 16.5 | 8.1 | 26200 | 24600 | 93.89% | 2.04 | 0 | 10 |  |  |  |  | R-410A | 1.95 | Residential & Commercial | USHP | Ducted CEE Tier 1
212973824 | Central HP <5.4 tons | AIRQUEST | HRCU-A-CB (Split System: Heat Pump with Remote Outdoor Unit-Air-Source) | DLCURAH24ABK |  |  | EA*4X24L17A* | *96VSN0801716B* | 23600 | 16.5 | 8.5 | 27000 | 25600 | 94.81% | 2.14 | 0 | 10 |  |  |  |  | R-410A | 1.9667 | Residential & Commercial | USHP | Ducted CEE Tier 1
212973874 | Central HP <5.4 tons | AIRQUEST | HRCU-A-CB (Split System: Heat Pump with Remote Outdoor Unit-Air-Source) | DLCURAH24ABK |  |  | EA*4X37L17A* | *96VSN0801716B* | 24200 | 17 | 8.5 | 25800 | 22200 | 86.05% | 1.84 | 0 | 10 |  |  |  |  | R-410A | 2.0167 | Residential & Commercial | USHP | Ducted CEE Tier 1
211226855 | Central HP <5.4 tons | DAY & NIGHT | HRCU-A-CB (Split System: Heat Pump with Remote Outdoor Unit-Air-Source) | DLCURAH36ABK |  |  | EA*4X37L21A* | *80ES(N,L)1102120A* | 37000 | 15.5 | 8.5 | 38500 | 34800 | 90.39% | 2.12 | 0 | 10 |  |  |  |  | R-410A | 3.0833 | Residential & Commercial | USHP | Ducted CEE Tier 1
216571083 | Central HP <5.4 tons | AMERICAN STANDARD | HRCU-A-CB (Split System: Heat Pump with Remote Outdoor Unit-Air-Source) | 5A6V0X48A1 |  |  | 5PX*C007AS3 | *UHMC100CCV4+LRP | 44500 | 20 | 9.7 | 47000 | 34000 | 72.34% | 2.1 | 0 | 11.7 |  |  |  |  | R-454B | 3.7083 | Residential & Commercial | USHP | Ducted CEE Tier 1
216733016 | Central HP <5.4 tons | HEIL | HRCU-A-CB (Split System: Heat Pump with Remote Outdoor Unit-Air-Source) | D5CUHAH24AAK |  |  | EA*5X24M17A* | *96CTN0401410B* | 21800 | 15.2 | 8.5 | 21200 | 19300 | 91.04% | 1.96 | 0 | 10 |  |  |  |  | R-454B | 1.8167 | Residential & Commercial | USHP | Ducted CEE Tier 1
216733302 | Central HP <5.4 tons | HEIL | HRCU-A-CB (Split System: Heat Pump with Remote Outdoor Unit-Air-Source) | D5CUHAH24AAK |  |  | EA*5X25M17A* | *80CTL0901716B* | 22800 | 16 | 8.5 | 20600 | 18400 | 89.32% | 1.96 | 0 | 11 |  |  |  |  | R-454B | 1.9 | Residential & Commercial | USHP | Ducted CEE Tier 1
216764083 | Central HP <5.4 tons | TRANE | HRCU-A-CB (Split System: Heat Pump with Remote Outdoor Unit-Air-Source) | 5TWR7060A1 |  |  | 5TEM6D07AV51+TDR | 0 | 53000 | 17.1 | 9 | 50500 | 38000 | 75.25% | 2.2 | 0 | 11.7 |  |  |  |  | R-454B | 4.4167 | Residential & Commercial | USHP | Ducted CEE Tier 1
215668565 | Central HP <5.4 tons | AIRQUEST | HRCU-A-CB (Split System: Heat Pump with Remote Outdoor Unit-Air-Source) | H5H0V36*K*AAA* |  |  | EA*5X37M17A*+WALLCON | *80CTL0701716B* | 33800 | 17.5 | 9 | 35800 | 25600 | 71.51% | 1.88 | 0 | 9.5 |  |  |  |  | R-454B | 2.8167 | Residential & Commercial | USHP
215668645 | Central HP <5.4 tons | AIRQUEST | HRCU-A-CB (Split System: Heat Pump with Remote Outdoor Unit-Air-Source) | H5H0V36*K*AAA* |  |  | EA*5X37M21A*+WALLCON | *80CSU1002120A* | 34400 | 17.5 | 9 | 35400 | 25200 | 71.19% | 1.9 | 0 | 9.5 |  |  |  |  | R-454B | 2.8667 | Residential & Commercial | USHP
215679518 | Central HP <5.4 tons | COMFORTMAKER | HRCU-A-CB (Split System: Heat Pump with Remote Outdoor Unit-Air-Source) | C5H0V36*K*AAA* |  |  | EA*5X48M21A*+WALLCON | *97CTN0601716A* | 33400 | 17.5 | 9 | 35200 | 25400 | 72.16% | 1.88 | 0 | 9.5 |  |  |  |  | R-454B | 2.7833 | Residential & Commercial | USHP
215679668 | Central HP <5.4 tons | COMFORTMAKER | HRCU-A-CB (Split System: Heat Pump with Remote Outdoor Unit-Air-Source) | C5H0V36*K*AAA* |  |  | EA*5X61M24A*+WALLCON | *96CTN0802120B* | 34800 | 18 | 9 | 34400 | 24800 | 72.09% | 1.92 | 0 | 10.5 |  |  |  |  | R-454B | 2.9 | Residential & Commercial | USHP | Ducted CEE Tier 1
216776121 | Central HP <5.4 tons | LENNOX | HRCU-A-CB (Split System: Heat Pump with Remote Outdoor Unit-Air-Source) | SL22KLV-060-230A** |  |  | CK40[C,U]T-60C-**+TDR | SL280UH090V60C* | 56000 | 20 | 9.4 | 52000 | 42500 | 81.73% | 1.94 | 0 | 11.7 |  |  |  |  | R-454B | 4.6667 | Residential & Commercial | USHP | Ducted CEE Tier 1
216776072 | Central HP <5.4 tons | LENNOX | HRCU-A-CB (Split System: Heat Pump with Remote Outdoor Unit-Air-Source) | SL22KLV-036-230A** |  |  | CK40[C,U]T-49C-**+TDR | SL280UH110V60C* | 35200 | 18.5 | 9 | 32000 | 31600 | 98.75% | 2.06 | 0 | 12.8 |  |  |  |  | R-454B | 2.9333 | Residential & Commercial | USHP | Ducted CEE Tier 1
215682562 | Central HP <5.4 tons | TEMPSTAR | HRCU-A-CB (Split System: Heat Pump with Remote Outdoor Unit-Air-Source) | T5H0V48*K*AAA* |  |  | EVD5X61M24A*+WALLCON | *97CTN1002122A* | 48500 | 19.5 | 9.5 | 50000 | 36600 | 73.2% | 2.12 | 0 | 10.5 |  |  |  |  | R-454B | 4.0417 | Residential & Commercial | USHP | Ducted CEE Tier 1
215675978 | Central HP <5.4 tons | COMFORTMAKER | HRCU-A-CB (Split System: Heat Pump with Remote Outdoor Unit-Air-Source) | C5H0V48*K*AAA* |  |  | EVM5X61M24A*+WALLCON | *80CTL0702120B* | 48500 | 19 | 9.5 | 50000 | 36800 | 73.6% | 2.1 | 0 | 10.5 |  |  |  |  | R-454B | 4.0417 | Residential & Commercial | USHP | Ducted CEE Tier 1
215675998 | Central HP <5.4 tons | COMFORTMAKER | HRCU-A-CB (Split System: Heat Pump with Remote Outdoor Unit-Air-Source) | C5H0V48*K*AAA* |  |  | EVM5X61M24A*+WALLCON | *80CTL1102120B* | 48500 | 19.5 | 9.5 | 50000 | 36600 | 73.2% | 2.1 | 0 | 10.5 |  |  |  |  | R-454B | 4.0417 | Residential & Commercial | USHP | Ducted CEE Tier 1
215676078 | Central HP <5.4 tons | COMFORTMAKER | HRCU-A-CB (Split System: Heat Pump with Remote Outdoor Unit-Air-Source) | C5H0V48*K*AAA* |  |  | EVM5X61M24A*+WALLCON | *96CTN1002122B* | 48500 | 19.5 | 9.5 | 50000 | 36600 | 73.2% | 2.12 | 0 | 10.5 |  |  |  |  | R-454B | 4.0417 | Residential & Commercial | USHP | Ducted CEE Tier 1
212981830 | Central HP <5.4 tons | TEMPSTAR | HRCU-A-CB (Split System: Heat Pump with Remote Outdoor Unit-Air-Source) | DLCURAH18ABK |  |  | EA*4X19L17A* | *80MSU1002120A* | 17800 | 16 | 8.1 | 17900 | 17900 | 100% | 2.14 | 0 | 10.5 |  |  |  |  | R-410A | 1.4833 | Residential & Commercial | USHP | Ducted CEE Tier 1
216012015 | Central HP <5.4 tons | Breeze33 | HRCU-A-CB (Split System: Heat Pump with Remote Outdoor Unit-Air-Source) | BZ33-INV36OUT2-454-G3-J |  |  | BZ33-INVAHU36-454-G3-J | 0 | 36000 | 17.4 | 10.3 | 37000 | 39000 | 105.4% | 1.9 | 0 | 11.7 |  |  |  |  | R-454B | 3 | Residential & Commercial | USHP | Ducted CEE Tier 1
215679438 | Central HP <5.4 tons | COMFORTMAKER | HRCU-A-CB (Split System: Heat Pump with Remote Outdoor Unit-Air-Source) | C5H0V36*K*AAA* |  |  | EA*5X43M21A*+WALLCON | *80CSU0601716B* | 34600 | 18 | 9 | 35200 | 25000 | 71.02% | 1.9 | 0 | 10 |  |  |  |  | R-454B | 2.8833 | Residential & Commercial | USHP | Ducted CEE Tier 1
215941223 | Central HP <5.4 tons | TEMPSTAR | HRCU-A-CB (Split System: Heat Pump with Remote Outdoor Unit-Air-Source) | T5H3V48*K*AAA* |  |  | ESH5X60M12A*+WALLCON | *80CSU0601716B* | 45000 | 20.5 | 9 | 48500 | 36600 | 75.46% | 1.82 | 0 | 11.5 |  |  |  |  | R-454B | 3.75 | Residential & Commercial | USHP | Ducted CEE Tier 1
216766786 | Central HP <5.4 tons | TRANE | HRCU-A-CB (Split System: Heat Pump with Remote Outdoor Unit-Air-Source) | 5TWX7024A1 |  |  | 5PX*B004AS3 | S8V2A040M3PCB | 23200 | 16.5 | 8.7 | 21800 | 17300 | 79.36% | 2.01 | 0 | 12 |  |  |  |  | R-454B | 1.9333 | Residential & Commercial | USHP | Ducted CEE Tier 1
216776042 | Central HP <5.4 tons | LENNOX | HRCU-A-CB (Split System: Heat Pump with Remote Outdoor Unit-Air-Source) | SL22KLV-024-230A** |  |  | CK40HT-42C-**+TDR | SL297UH040NV36B* | 22800 | 20.5 | 9.5 | 22000 | 22400 | 101.8% | 2.06 | 0 | 12.6 |  |  |  |  | R-454B | 1.9 | Residential & Commercial | USHP | Ducted CEE Tier 1
212984419 | Central HP <5.4 tons | TEMPSTAR | HRCU-A-CB (Split System: Heat Pump with Remote Outdoor Unit-Air-Source) | DLCURAH36ABK |  |  | EA*4X48L21A* | *92MSN0801716A* | 35800 | 16.5 | 8.5 | 37800 | 34600 | 91.53% | 2.02 | 0 | 10 |  |  |  |  | R-410A | 2.9833 | Residential & Commercial | USHP | Ducted CEE Tier 1
212989499 | Central HP <5.4 tons | TEMPSTAR | HRCU-A-CB (Split System: Heat Pump with Remote Outdoor Unit-Air-Source) | DLCURAH36ABK |  |  | EA*4X48L21A* | *95MSU0802120A* | 35600 | 16.5 | 8.5 | 37800 | 34600 | 91.53% | 2.02 | 0 | 10 |  |  |  |  | R-410A | 2.9667 | Residential & Commercial | USHP | Ducted CEE Tier 1
213079529 | Central HP <5.4 tons | TEMPSTAR | HRCU-A-CB (Split System: Heat Pump with Remote Outdoor Unit-Air-Source) | DLCURAH36ABK |  |  | EA*4X36L21A* | *92MSN0801716A* | 35200 | 16 | 8.1 | 38500 | 35200 | 91.43% | 1.82 | 0 | 9.5 |  |  |  |  | R-410A | 2.9333 | Residential & Commercial | USHP
213773328 | Central HP <5.4 tons | AIRQUEST | HRCU-A-CB (Split System: Heat Pump with Remote Outdoor Unit-Air-Source) | HVH825GKA3* |  |  | EA*4X37L21A*+WALLCON | *97CMN0801714B* | 24400 | 16.5 | 8.1 | 21200 | 16600 | 78.3% | 2.02 | 0 | 11 |  |  |  |  | R-410A | 2.0333 | Residential & Commercial | USHP | Ducted CEE Tier 1
213773428 | Central HP <5.4 tons | AIRQUEST | HRCU-A-CB (Split System: Heat Pump with Remote Outdoor Unit-Air-Source) | HVH825GKA3* |  |  | EA*4X42L21A*+WALLCON | *95CSU0601716B* | 23600 | 16.5 | 8.1 | 21400 | 16700 | 78.04% | 1.94 | 0 | 10.5 |  |  |  |  | R-410A | 1.9667 | Residential & Commercial | USHP | Ducted CEE Tier 1
216776099 | Central HP <5.4 tons | LENNOX | HRCU-A-CB (Split System: Heat Pump with Remote Outdoor Unit-Air-Source) | SL22KLV-048-230A** |  |  | CK40[C,U]T-49C-**+TDR | SL280UH080NV60C* | 45500 | 20.5 | 8.5 | 45000 | 45500 | 101.1% | 1.86 | 0 | 12 |  |  |  |  | R-454B | 3.7917 | Residential & Commercial | USHP | Ducted CEE Tier 1
216776115 | Central HP <5.4 tons | LENNOX | HRCU-A-CB (Split System: Heat Pump with Remote Outdoor Unit-Air-Source) | SL22KLV-048-230A** |  |  | CK40[C,U]T-49C-**+TDR | SL297UH080NV60C* | 45000 | 19 | 8.2 | 45500 | 46500 | 102.2% | 1.84 | 0 | 11.2 |  |  |  |  | R-454B | 3.75 | Residential & Commercial | USHP | Ducted CEE Tier 1
214505182 | Central HP <5.4 tons | DAIKIN | HRCU-A-CB (Split System: Heat Pump with Remote Outdoor Unit-Air-Source) | DZ6VSA241EA* |  |  | CA*EA2422*4B* | D*80SC0805CUA* | 23000 | 17 | 8.6 | 23000 | 16100 | 70% | 2 | 0 | 10 |  |  |  |  | R-410A | 1.9167 | Residential & Commercial | USHP | Ducted CEE Tier 1
214595030 | Central HP <5.4 tons | LUXAIRE | HRCU-A-CB (Split System: Heat Pump with Remote Outdoor Unit-Air-Source) | HH836E2S11 |  |  | CTF48C5CFS1 | Z8ES100C16SMPS1 | 34000 | 19 | 9 | 31600 | 25200 | 79.75% | 2 | 0 | 11 |  |  |  |  | R-454B | 2.8333 | Residential & Commercial | USHP | Ducted CEE Tier 1
214595005 | Central HP <5.4 tons | LUXAIRE | HRCU-A-CB (Split System: Heat Pump with Remote Outdoor Unit-Air-Source) | HH836E2S11 |  |  | CTF48C5CFS1 | Z8ES100C20SMPS1 | 34400 | 19 | 9 | 32000 | 25400 | 79.38% | 2 | 0 | 11 |  |  |  |  | R-454B | 2.8667 | Residential & Commercial | USHP | Ducted CEE Tier 1
216763660 | Central HP <5.4 tons | TRANE | HRCU-A-CB (Split System: Heat Pump with Remote Outdoor Unit-Air-Source) | 5TWR7036A1 |  |  | 5PX*BD06AS3 | S8X1B080M4PSC | 33600 | 17.1 | 8.7 | 33600 | 24800 | 73.81% | 2.1 | 0 | 11.7 |  |  |  |  | R-454B | 2.8 | Residential & Commercial | USHP | Ducted CEE Tier 1
216763678 | Central HP <5.4 tons | TRANE | HRCU-A-CB (Split System: Heat Pump with Remote Outdoor Unit-Air-Source) | 5TWR7036A1 |  |  | 5PX*C005AS3 | L8V1C100U5VSB | 32800 | 17.1 | 9 | 32600 | 24200 | 74.23% | 2.1 | 0 | 11.7 |  |  |  |  | R-454B | 2.7333 | Residential & Commercial | USHP | Ducted CEE Tier 1
216763694 | Central HP <5.4 tons | TRANE | HRCU-A-CB (Split System: Heat Pump with Remote Outdoor Unit-Air-Source) | 5TWR7036A1 |  |  | 5PX*C007AS3 | S8X1C080M5PSC | 33800 | 17.1 | 8.7 | 32600 | 24200 | 74.23% | 2.2 | 0 | 12 |  |  |  |  | R-454B | 2.8167 | Residential & Commercial | USHP | Ducted CEE Tier 1
216763828 | Central HP <5.4 tons | TRANE | HRCU-A-CB (Split System: Heat Pump with Remote Outdoor Unit-Air-Source) | 5TWR7036A1 |  |  | 5TXCB004AS3 | *UHMB080CCV3 | 32000 | 17.1 | 8.7 | 32000 | 23800 | 74.38% | 2.1 | 0 | 12 |  |  |  |  | R-454B | 2.6667 | Residential & Commercial | USHP | Ducted CEE Tier 1
216763860 | Central HP <5.4 tons | TRANE | HRCU-A-CB (Split System: Heat Pump with Remote Outdoor Unit-Air-Source) | 5TWR7036A1 |  |  | 5TXCB006AS3 | S9V2B040U3VSB | 33000 | 17.1 | 9 | 32600 | 24000 | 73.62% | 2.1 | 0 | 12 |  |  |  |  | R-454B | 2.75 | Residential & Commercial | USHP | Ducted CEE Tier 1
215676798 | Central HP <5.4 tons | COMFORTMAKER | HRCU-A-CB (Split System: Heat Pump with Remote Outdoor Unit-Air-Source) | C5H0V48*K*AAA* |  |  | EVD5X61M21A*+WALLCON | *97CMN0602120B* | 48000 | 18.5 | 9 | 50000 | 37400 | 74.8% | 2 | 0 | 10 |  |  |  |  | R-454B | 4 | Residential & Commercial | USHP | Ducted CEE Tier 1
215668909 | Central HP <5.4 tons | AIRQUEST | HRCU-A-CB (Split System: Heat Pump with Remote Outdoor Unit-Air-Source) | H5H0V36*K*AAA* |  |  | EA*5X42M21A*+WALLCON | *97CMN0802120B* | 33200 | 17.5 | 9 | 35800 | 25600 | 71.51% | 1.86 | 0 | 10 |  |  |  |  | R-454B | 2.7667 | Residential & Commercial | USHP | Ducted CEE Tier 1
216764789 | Central HP <5.4 tons | TRANE | HRCU-A-CB (Split System: Heat Pump with Remote Outdoor Unit-Air-Source) | 5TWR7048A1 |  |  | 5PX*D008AS3 | S8X1C100M5PTC | 43500 | 17.1 | 9 | 45000 | 33000 | 73.33% | 2.2 | 0 | 11.7 |  |  |  |  | R-454B | 3.625 | Residential & Commercial | USHP | Ducted CEE Tier 1
216764837 | Central HP <5.4 tons | TRANE | HRCU-A-CB (Split System: Heat Pump with Remote Outdoor Unit-Air-Source) | 5TWR7048A1 |  |  | 5TXCD010AS3 | S8X2C100M5PTC | 43500 | 17.1 | 9 | 44000 | 32200 | 73.18% | 2.2 | 0 | 12 |  |  |  |  | R-454B | 3.625 | Residential & Commercial | USHP | Ducted CEE Tier 1
215677148 | Central HP <5.4 tons | COMFORTMAKER | HRCU-A-CB (Split System: Heat Pump with Remote Outdoor Unit-Air-Source) | C5H0V60*K*AAA* |  |  | EVM5X60M24A*+WALLCON | *95CSU0802120B* | 56500 | 18 | 9 | 63500 | 44500 | 70.08% | 2.08 | 0 | 9 |  |  |  |  | R-454B | 4.7083 | Residential & Commercial | USHP
216766200 | Central HP <5.4 tons | TRANE | HRCU-A-CB (Split System: Heat Pump with Remote Outdoor Unit-Air-Source) | 5TWR7036A1 |  |  | 5PX*CD05AS3+P0V0C000M50SD | 0 | 33200 | 16.5 | 8.5 | 33200 | 24400 | 73.49% | 2.02 | 0 | 12 |  |  |  |  | R-454B | 2.7667 | Residential & Commercial | USHP | Ducted CEE Tier 1
216766218 | Central HP <5.4 tons | TRANE | HRCU-A-CB (Split System: Heat Pump with Remote Outdoor Unit-Air-Source) | 5TWR7036A1 |  |  | 5PX*CD07AS3 | S8V2C100M5PCB | 33800 | 16.5 | 8.7 | 33600 | 24600 | 73.21% | 2.13 | 0 | 12 |  |  |  |  | R-454B | 2.8167 | Residential & Commercial | USHP | Ducted CEE Tier 1
216766232 | Central HP <5.4 tons | TRANE | HRCU-A-CB (Split System: Heat Pump with Remote Outdoor Unit-Air-Source) | 5TWR7036A1 |  |  | 5PX*CD09AS3 | S8V2C080M5PCB | 34200 | 17.1 | 8.7 | 32400 | 24000 | 74.07% | 2.17 | 0 | 12 |  |  |  |  | R-454B | 2.85 | Residential & Commercial | USHP | Ducted CEE Tier 1
216766250 | Central HP <5.4 tons | TRANE | HRCU-A-CB (Split System: Heat Pump with Remote Outdoor Unit-Air-Source) | 5TWR7036A1 |  |  | 5PX*D008AS3 | S9X2D120U5PSB | 34000 | 16 | 9 | 32600 | 24000 | 73.62% | 2.22 | 0 | 12.5 |  |  |  |  | R-454B | 2.8333 | Residential & Commercial | USHP | Ducted CEE Tier 1
216766268 | Central HP <5.4 tons | TRANE | HRCU-A-CB (Split System: Heat Pump with Remote Outdoor Unit-Air-Source) | 5TWR7036A1 |  |  | 5PX*DD10AS3 | S9X1D120D5PSB | 33800 | 15.2 | 9 | 32400 | 24000 | 74.07% | 2.21 | 0 | 12 |  |  |  |  | R-454B | 2.8167 | Residential & Commercial | USHP | Ducted CEE Tier 1
216766334 | Central HP <5.4 tons | TRANE | HRCU-A-CB (Split System: Heat Pump with Remote Outdoor Unit-Air-Source) | 5TWR7036A1 |  |  | 5TXCB006AS3 | S9X2B080D4PSB | 31600 | 15.2 | 8.7 | 31800 | 23800 | 74.84% | 2.14 | 0 | 11.2 |  |  |  |  | R-454B | 2.6333 | Residential & Commercial | USHP | Ducted CEE Tier 1
216766468 | Central HP <5.4 tons | TRANE | HRCU-A-CB (Split System: Heat Pump with Remote Outdoor Unit-Air-Source) | 5TWR7048A1 |  |  | 5PX*CD09AS3+P0V0C000M50SD | 0 | 44000 | 17 | 8.7 | 43500 | 31800 | 73.1% | 2.18 | 0 | 12.5 |  |  |  |  | R-454B | 3.6667 | Residential & Commercial | USHP | Ducted CEE Tier 1
216738980 | Central HP <5.4 tons | HEIL | HRCU-A-CB (Split System: Heat Pump with Remote Outdoor Unit-Air-Source) | D5CUHAH24AAK |  |  | FCMA5B36L0C*+WALLCON | 0 | 23000 | 16.5 | 8.5 | 21000 | 18800 | 89.52% | 1.96 | 0 | 11 |  |  |  |  | R-454B | 1.9167 | Residential & Commercial | USHP | Ducted CEE Tier 1
216679425 | Central HP <5.4 tons | HEIL | HRCU-A-CB (Split System: Heat Pump with Remote Outdoor Unit-Air-Source) | DLCURAH24ABK |  |  | EA*4X36L21A* | *97VTN0601716A* | 23800 | 17 | 9 | 25800 | 23000 | 89.15% | 1.82 | 0 | 10 |  |  |  |  | R-410A | 1.9833 | Residential & Commercial | USHP | Ducted CEE Tier 1
213773728 | Central HP <5.4 tons | AIRQUEST | HRCU-A-CB (Split System: Heat Pump with Remote Outdoor Unit-Air-Source) | HVH825GKA3* |  |  | EA*4X48L21A*+WALLCON | *80CTL1102120B* | 24000 | 17 | 8.1 | 21000 | 16500 | 78.57% | 2.02 | 0 | 11 |  |  |  |  | R-410A | 2 | Residential & Commercial | USHP | Ducted CEE Tier 1
214491637 | Central HP <5.4 tons | DAIKIN | HRCU-A-CB (Split System: Heat Pump with Remote Outdoor Unit-Air-Source) | DZ6VSA1810A* |  |  | CA*EA1818*4B* | D*97MC0803BNA* | 16600 | 17.5 | 8.5 | 17400 | 13000 | 74.71% | 2.1 | 0 | 10.9 |  |  |  |  | R-410A | 1.3833 | Residential & Commercial | USHP | Ducted CEE Tier 1
214491644 | Central HP <5.4 tons | DAIKIN | HRCU-A-CB (Split System: Heat Pump with Remote Outdoor Unit-Air-Source) | DZ6VSA1810A* |  |  | CA*EA1818*4B* | D*97MC0804CNA* | 16600 | 17.5 | 8.5 | 17400 | 13000 | 74.71% | 2.1 | 0 | 10.9 |  |  |  |  | R-410A | 1.3833 | Residential & Commercial | USHP | Ducted CEE Tier 1
211227300 | Central HP <5.4 tons | DAY & NIGHT | HRCU-A-CB (Split System: Heat Pump with Remote Outdoor Unit-Air-Source) | DLCURAH36ABK |  |  | EA*4X42L21A* | *80ES(N,L)0701712A* | 35600 | 15.2 | 8.1 | 39500 | 35200 | 89.11% | 1.88 | 0 | 9.5 |  |  |  |  | R-410A | 2.9667 | Residential & Commercial | USHP
211227382 | Central HP <5.4 tons | DAY & NIGHT | HRCU-A-CB (Split System: Heat Pump with Remote Outdoor Unit-Air-Source) | DLCURAH36ABK |  |  | EA*4X42L21A* | *80VSL0451716A* | 35200 | 15.5 | 8.1 | 38500 | 35200 | 91.43% | 1.88 | 0 | 9.5 |  |  |  |  | R-410A | 2.9333 | Residential & Commercial | USHP
211227409 | Central HP <5.4 tons | DAY & NIGHT | HRCU-A-CB (Split System: Heat Pump with Remote Outdoor Unit-Air-Source) | DLCURAH36ABK |  |  | EA*4X42L21A* | *80VSL0902120A* | 35000 | 16 | 8.1 | 38500 | 35000 | 90.91% | 1.86 | 0 | 9.5 |  |  |  |  | R-410A | 2.9167 | Residential & Commercial | USHP
211227452 | Central HP <5.4 tons | DAY & NIGHT | HRCU-A-CB (Split System: Heat Pump with Remote Outdoor Unit-Air-Source) | DLCURAH36ABK |  |  | EA*4X42L21A* | *80ESU1002120A* | 35400 | 16 | 8.1 | 38500 | 35000 | 90.91% | 1.88 | 0 | 10 |  |  |  |  | R-410A | 2.95 | Residential & Commercial | USHP | Ducted CEE Tier 1
215677328 | Central HP <5.4 tons | COMFORTMAKER | HRCU-A-CB (Split System: Heat Pump with Remote Outdoor Unit-Air-Source) | C5H0V60*K*AAA* |  |  | EVD5X60M21A*+WALLCON | *80CSU1002120A* | 56500 | 18 | 9 | 64000 | 45000 | 70.31% | 2.08 | 0 | 9 |  |  |  |  | R-454B | 4.7083 | Residential & Commercial | USHP
216764107 | Central HP <5.4 tons | TRANE | HRCU-A-CB (Split System: Heat Pump with Remote Outdoor Unit-Air-Source) | 5TWX7024A1 |  |  | 5PX*B004AS3 | L8V1A060U3VSB | 23200 | 17.5 | 9 | 21800 | 17300 | 79.36% | 2 | 0 | 12 |  |  |  |  | R-454B | 1.9333 | Residential & Commercial | USHP | Ducted CEE Tier 1
216764125 | Central HP <5.4 tons | TRANE | HRCU-A-CB (Split System: Heat Pump with Remote Outdoor Unit-Air-Source) | 5TWX7024A1 |  |  | 5PX*B004AS3 | *DHMB060CCV3 | 21600 | 16 | 8.5 | 21000 | 16700 | 79.52% | 1.9 | 0 | 11.5 |  |  |  |  | R-454B | 1.8 | Residential & Commercial | USHP | Ducted CEE Tier 1
216764198 | Central HP <5.4 tons | TRANE | HRCU-A-CB (Split System: Heat Pump with Remote Outdoor Unit-Air-Source) | 5TWX7024A1 |  |  | 5TXCB006AS3 | *UHMB080CCV3 | 24000 | 18 | 9 | 21800 | 17300 | 79.36% | 2 | 0 | 13 |  |  |  |  | R-454B | 2 | Residential & Commercial | USHP | Ducted CEE Tier 1
216764207 | Central HP <5.4 tons | TRANE | HRCU-A-CB (Split System: Heat Pump with Remote Outdoor Unit-Air-Source) | 5TWX7024A1 |  |  | 5TXCB006AS3 | S9V2B080U4VSB | 23800 | 18 | 9 | 21800 | 17400 | 79.82% | 2 | 0 | 12.7 |  |  |  |  | R-454B | 1.9833 | Residential & Commercial | USHP | Ducted CEE Tier 1
215677038 | Central HP <5.4 tons | COMFORTMAKER | HRCU-A-CB (Split System: Heat Pump with Remote Outdoor Unit-Air-Source) | C5H0V60*K*AAA* |  |  | EVM5X60M21A*+WALLCON | *95CSU1002122B* | 57000 | 18 | 9 | 63500 | 44500 | 70.08% | 2.08 | 0 | 9 |  |  |  |  | R-454B | 4.75 | Residential & Commercial | USHP