210599315 | #VALUE! | CHECK REQUIRED | CHECK REQUIRED | CHECK REQUIRED | CHECK REQUIRED |  | CHECK REQUIRED |  | CHECK REQUIRED | CHECK REQUIRED | CHECK REQUIRED | CHECK REQUIRED | CHECK REQUIRED | CHECK REQUIRED | CHECK REQUIRED | CHECK REQUIRED | CHECK REQUIRED |  |  |  | No |  | #VALUE! | #VALUE! | No
210599139 | #VALUE! | CHECK REQUIRED | CHECK REQUIRED | CHECK REQUIRED | CHECK REQUIRED |  | CHECK REQUIRED |  | CHECK REQUIRED | CHECK REQUIRED | CHECK REQUIRED | CHECK REQUIRED | CHECK REQUIRED | CHECK REQUIRED | CHECK REQUIRED | CHECK REQUIRED | CHECK REQUIRED |  |  |  | No |  | #VALUE! | #VALUE! | No
210599146 | #VALUE! | CHECK REQUIRED | CHECK REQUIRED | CHECK REQUIRED | CHECK REQUIRED |  | CHECK REQUIRED |  | CHECK REQUIRED | CHECK REQUIRED | CHECK REQUIRED | CHECK REQUIRED | CHECK REQUIRED | CHECK REQUIRED | CHECK REQUIRED | CHECK REQUIRED | CHECK REQUIRED |  |  |  | No |  | #VALUE! | #VALUE! | No
210599303 | #VALUE! | CHECK REQUIRED | CHECK REQUIRED | CHECK REQUIRED | CHECK REQUIRED |  | CHECK REQUIRED |  | CHECK REQUIRED | CHECK REQUIRED | CHECK REQUIRED | CHECK REQUIRED | CHECK REQUIRED | CHECK REQUIRED | CHECK REQUIRED | CHECK REQUIRED | CHECK REQUIRED |  |  |  | No |  | #VALUE! | #VALUE! | No
210599319 | #VALUE! | CHECK REQUIRED | CHECK REQUIRED | CHECK REQUIRED | CHECK REQUIRED |  | CHECK REQUIRED |  | CHECK REQUIRED | CHECK REQUIRED | CHECK REQUIRED | CHECK REQUIRED | CHECK REQUIRED | CHECK REQUIRED | CHECK REQUIRED | CHECK REQUIRED | CHECK REQUIRED |  |  |  | No |  | #VALUE! | #VALUE! | No
210599679 | #VALUE! | CHECK REQUIRED | CHECK REQUIRED | CHECK REQUIRED | CHECK REQUIRED |  | CHECK REQUIRED |  | CHECK REQUIRED | CHECK REQUIRED | CHECK REQUIRED | CHECK REQUIRED | CHECK REQUIRED | CHECK REQUIRED | CHECK REQUIRED | CHECK REQUIRED | CHECK REQUIRED |  |  |  | No |  | #VALUE! | #VALUE! | No
212363975 | #VALUE! | CHECK REQUIRED | CHECK REQUIRED | CHECK REQUIRED | CHECK REQUIRED |  | CHECK REQUIRED |  | CHECK REQUIRED | CHECK REQUIRED | CHECK REQUIRED | CHECK REQUIRED | CHECK REQUIRED | CHECK REQUIRED | CHECK REQUIRED | CHECK REQUIRED | CHECK REQUIRED |  |  |  | No |  | #VALUE! | #VALUE! | No
210599653 | #VALUE! | CHECK REQUIRED | CHECK REQUIRED | CHECK REQUIRED | CHECK REQUIRED |  | CHECK REQUIRED |  | CHECK REQUIRED | CHECK REQUIRED | CHECK REQUIRED | CHECK REQUIRED | CHECK REQUIRED | CHECK REQUIRED | CHECK REQUIRED | CHECK REQUIRED | CHECK REQUIRED |  |  |  | No |  | #VALUE! | #VALUE! | No
212363585 | #VALUE! | CHECK REQUIRED | CHECK REQUIRED | CHECK REQUIRED | CHECK REQUIRED |  | CHECK REQUIRED |  | CHECK REQUIRED | CHECK REQUIRED | CHECK REQUIRED | CHECK REQUIRED | CHECK REQUIRED | CHECK REQUIRED | CHECK REQUIRED | CHECK REQUIRED | CHECK REQUIRED |  |  |  | No |  | #VALUE! | #VALUE! | No
212363650 | #VALUE! | CHECK REQUIRED | CHECK REQUIRED | CHECK REQUIRED | CHECK REQUIRED |  | CHECK REQUIRED |  | CHECK REQUIRED | CHECK REQUIRED | CHECK REQUIRED | CHECK REQUIRED | CHECK REQUIRED | CHECK REQUIRED | CHECK REQUIRED | CHECK REQUIRED | CHECK REQUIRED |  |  |  | No |  | #VALUE! | #VALUE! | No
212287815 | #VALUE! | CHECK REQUIRED | CHECK REQUIRED | CHECK REQUIRED | CHECK REQUIRED |  | CHECK REQUIRED |  | CHECK REQUIRED | CHECK REQUIRED | CHECK REQUIRED | CHECK REQUIRED | CHECK REQUIRED | CHECK REQUIRED | CHECK REQUIRED | CHECK REQUIRED | CHECK REQUIRED |  |  |  | No |  | #VALUE! | #VALUE! | No
212287824 | #VALUE! | CHECK REQUIRED | CHECK REQUIRED | CHECK REQUIRED | CHECK REQUIRED |  | CHECK REQUIRED |  | CHECK REQUIRED | CHECK REQUIRED | CHECK REQUIRED | CHECK REQUIRED | CHECK REQUIRED | CHECK REQUIRED | CHECK REQUIRED | CHECK REQUIRED | CHECK REQUIRED |  |  |  | No |  | #VALUE! | #VALUE! | No
212363870 | #VALUE! | CHECK REQUIRED | CHECK REQUIRED | CHECK REQUIRED | CHECK REQUIRED |  | CHECK REQUIRED |  | CHECK REQUIRED | CHECK REQUIRED | CHECK REQUIRED | CHECK REQUIRED | CHECK REQUIRED | CHECK REQUIRED | CHECK REQUIRED | CHECK REQUIRED | CHECK REQUIRED |  |  |  | No |  | #VALUE! | #VALUE! | No
212363871 | #VALUE! | CHECK REQUIRED | CHECK REQUIRED | CHECK REQUIRED | CHECK REQUIRED |  | CHECK REQUIRED |  | CHECK REQUIRED | CHECK REQUIRED | CHECK REQUIRED | CHECK REQUIRED | CHECK REQUIRED | CHECK REQUIRED | CHECK REQUIRED | CHECK REQUIRED | CHECK REQUIRED |  |  |  | No |  | #VALUE! | #VALUE! | No
212363920 | #VALUE! | CHECK REQUIRED | CHECK REQUIRED | CHECK REQUIRED | CHECK REQUIRED |  | CHECK REQUIRED |  | CHECK REQUIRED | CHECK REQUIRED | CHECK REQUIRED | CHECK REQUIRED | CHECK REQUIRED | CHECK REQUIRED | CHECK REQUIRED | CHECK REQUIRED | CHECK REQUIRED |  |  |  | No |  | #VALUE! | #VALUE! | No
212363917 | #VALUE! | CHECK REQUIRED | CHECK REQUIRED | CHECK REQUIRED | CHECK REQUIRED |  | CHECK REQUIRED |  | CHECK REQUIRED | CHECK REQUIRED | CHECK REQUIRED | CHECK REQUIRED | CHECK REQUIRED | CHECK REQUIRED | CHECK REQUIRED | CHECK REQUIRED | CHECK REQUIRED |  |  |  | No |  | #VALUE! | #VALUE! | No
212363922 | #VALUE! | CHECK REQUIRED | CHECK REQUIRED | CHECK REQUIRED | CHECK REQUIRED |  | CHECK REQUIRED |  | CHECK REQUIRED | CHECK REQUIRED | CHECK REQUIRED | CHECK REQUIRED | CHECK REQUIRED | CHECK REQUIRED | CHECK REQUIRED | CHECK REQUIRED | CHECK REQUIRED |  |  |  | No |  | #VALUE! | #VALUE! | No
212363933 | #VALUE! | CHECK REQUIRED | CHECK REQUIRED | CHECK REQUIRED | CHECK REQUIRED |  | CHECK REQUIRED |  | CHECK REQUIRED | CHECK REQUIRED | CHECK REQUIRED | CHECK REQUIRED | CHECK REQUIRED | CHECK REQUIRED | CHECK REQUIRED | CHECK REQUIRED | CHECK REQUIRED |  |  |  | No |  | #VALUE! | #VALUE! | No
212363940 | #VALUE! | CHECK REQUIRED | CHECK REQUIRED | CHECK REQUIRED | CHECK REQUIRED |  | CHECK REQUIRED |  | CHECK REQUIRED | CHECK REQUIRED | CHECK REQUIRED | CHECK REQUIRED | CHECK REQUIRED | CHECK REQUIRED | CHECK REQUIRED | CHECK REQUIRED | CHECK REQUIRED |  |  |  | No |  | #VALUE! | #VALUE! | No
212363942 | #VALUE! | CHECK REQUIRED | CHECK REQUIRED | CHECK REQUIRED | CHECK REQUIRED |  | CHECK REQUIRED |  | CHECK REQUIRED | CHECK REQUIRED | CHECK REQUIRED | CHECK REQUIRED | CHECK REQUIRED | CHECK REQUIRED | CHECK REQUIRED | CHECK REQUIRED | CHECK REQUIRED |  |  |  | No |  | #VALUE! | #VALUE! | No
210868910 | #VALUE! | CHECK REQUIRED | CHECK REQUIRED | CHECK REQUIRED | CHECK REQUIRED |  | CHECK REQUIRED |  | CHECK REQUIRED | CHECK REQUIRED | CHECK REQUIRED | CHECK REQUIRED | CHECK REQUIRED | CHECK REQUIRED | CHECK REQUIRED | CHECK REQUIRED | CHECK REQUIRED |  |  |  | No |  | #VALUE! | #VALUE! | No
213163994 | #VALUE! | CHECK REQUIRED | CHECK REQUIRED | CHECK REQUIRED | CHECK REQUIRED |  | CHECK REQUIRED |  | CHECK REQUIRED | CHECK REQUIRED | CHECK REQUIRED | CHECK REQUIRED | CHECK REQUIRED | CHECK REQUIRED | CHECK REQUIRED | CHECK REQUIRED | CHECK REQUIRED |  |  |  | No |  | #VALUE! | #VALUE! | No
210470564 | #VALUE! | CHECK REQUIRED | CHECK REQUIRED | CHECK REQUIRED | CHECK REQUIRED |  | CHECK REQUIRED |  | CHECK REQUIRED | CHECK REQUIRED | CHECK REQUIRED | CHECK REQUIRED | CHECK REQUIRED | CHECK REQUIRED | CHECK REQUIRED | CHECK REQUIRED | CHECK REQUIRED |  |  |  | No |  | #VALUE! | #VALUE! | No
210470597 | #VALUE! | CHECK REQUIRED | CHECK REQUIRED | CHECK REQUIRED | CHECK REQUIRED |  | CHECK REQUIRED |  | CHECK REQUIRED | CHECK REQUIRED | CHECK REQUIRED | CHECK REQUIRED | CHECK REQUIRED | CHECK REQUIRED | CHECK REQUIRED | CHECK REQUIRED | CHECK REQUIRED |  |  |  | No |  | #VALUE! | #VALUE! | No
212287810 | #VALUE! | CHECK REQUIRED | CHECK REQUIRED | CHECK REQUIRED | CHECK REQUIRED |  | CHECK REQUIRED |  | CHECK REQUIRED | CHECK REQUIRED | CHECK REQUIRED | CHECK REQUIRED | CHECK REQUIRED | CHECK REQUIRED | CHECK REQUIRED | CHECK REQUIRED | CHECK REQUIRED |  |  |  | No |  | #VALUE! | #VALUE! | No
212287827 | #VALUE! | CHECK REQUIRED | CHECK REQUIRED | CHECK REQUIRED | CHECK REQUIRED |  | CHECK REQUIRED |  | CHECK REQUIRED | CHECK REQUIRED | CHECK REQUIRED | CHECK REQUIRED | CHECK REQUIRED | CHECK REQUIRED | CHECK REQUIRED | CHECK REQUIRED | CHECK REQUIRED |  |  |  | No |  | #VALUE! | #VALUE! | No
213163995 | #VALUE! | CHECK REQUIRED | CHECK REQUIRED | CHECK REQUIRED | CHECK REQUIRED |  | CHECK REQUIRED |  | CHECK REQUIRED | CHECK REQUIRED | CHECK REQUIRED | CHECK REQUIRED | CHECK REQUIRED | CHECK REQUIRED | CHECK REQUIRED | CHECK REQUIRED | CHECK REQUIRED |  |  |  | No |  | #VALUE! | #VALUE! | No
212920617 | #VALUE! | CHECK REQUIRED | CHECK REQUIRED | CHECK REQUIRED | CHECK REQUIRED |  | CHECK REQUIRED |  | CHECK REQUIRED | CHECK REQUIRED | CHECK REQUIRED | CHECK REQUIRED | CHECK REQUIRED | CHECK REQUIRED | CHECK REQUIRED | CHECK REQUIRED | CHECK REQUIRED |  |  |  | No |  | #VALUE! | #VALUE! | No
210470630 | #VALUE! | CHECK REQUIRED | CHECK REQUIRED | CHECK REQUIRED | CHECK REQUIRED |  | CHECK REQUIRED |  | CHECK REQUIRED | CHECK REQUIRED | CHECK REQUIRED | CHECK REQUIRED | CHECK REQUIRED | CHECK REQUIRED | CHECK REQUIRED | CHECK REQUIRED | CHECK REQUIRED |  |  |  | No |  | #VALUE! | #VALUE! | No
210470195 | #VALUE! | CHECK REQUIRED | CHECK REQUIRED | CHECK REQUIRED | CHECK REQUIRED |  | CHECK REQUIRED |  | CHECK REQUIRED | CHECK REQUIRED | CHECK REQUIRED | CHECK REQUIRED | CHECK REQUIRED | CHECK REQUIRED | CHECK REQUIRED | CHECK REQUIRED | CHECK REQUIRED |  |  |  | No |  | #VALUE! | #VALUE! | No
210470228 | #VALUE! | CHECK REQUIRED | CHECK REQUIRED | CHECK REQUIRED | CHECK REQUIRED |  | CHECK REQUIRED |  | CHECK REQUIRED | CHECK REQUIRED | CHECK REQUIRED | CHECK REQUIRED | CHECK REQUIRED | CHECK REQUIRED | CHECK REQUIRED | CHECK REQUIRED | CHECK REQUIRED |  |  |  | No |  | #VALUE! | #VALUE! | No
210470278 | #VALUE! | CHECK REQUIRED | CHECK REQUIRED | CHECK REQUIRED | CHECK REQUIRED |  | CHECK REQUIRED |  | CHECK REQUIRED | CHECK REQUIRED | CHECK REQUIRED | CHECK REQUIRED | CHECK REQUIRED | CHECK REQUIRED | CHECK REQUIRED | CHECK REQUIRED | CHECK REQUIRED |  |  |  | No |  | #VALUE! | #VALUE! | No
210470531 | #VALUE! | CHECK REQUIRED | CHECK REQUIRED | CHECK REQUIRED | CHECK REQUIRED |  | CHECK REQUIRED |  | CHECK REQUIRED | CHECK REQUIRED | CHECK REQUIRED | CHECK REQUIRED | CHECK REQUIRED | CHECK REQUIRED | CHECK REQUIRED | CHECK REQUIRED | CHECK REQUIRED |  |  |  | No |  | #VALUE! | #VALUE! | No
213164001 | #VALUE! | CHECK REQUIRED | CHECK REQUIRED | CHECK REQUIRED | CHECK REQUIRED |  | CHECK REQUIRED |  | CHECK REQUIRED | CHECK REQUIRED | CHECK REQUIRED | CHECK REQUIRED | CHECK REQUIRED | CHECK REQUIRED | CHECK REQUIRED | CHECK REQUIRED | CHECK REQUIRED |  |  |  | No |  | #VALUE! | #VALUE! | No
212363863 | #VALUE! | CHECK REQUIRED | CHECK REQUIRED | CHECK REQUIRED | CHECK REQUIRED |  | CHECK REQUIRED |  | CHECK REQUIRED | CHECK REQUIRED | CHECK REQUIRED | CHECK REQUIRED | CHECK REQUIRED | CHECK REQUIRED | CHECK REQUIRED | CHECK REQUIRED | CHECK REQUIRED |  |  |  | No |  | #VALUE! | #VALUE! | No
212363874 | #VALUE! | CHECK REQUIRED | CHECK REQUIRED | CHECK REQUIRED | CHECK REQUIRED |  | CHECK REQUIRED |  | CHECK REQUIRED | CHECK REQUIRED | CHECK REQUIRED | CHECK REQUIRED | CHECK REQUIRED | CHECK REQUIRED | CHECK REQUIRED | CHECK REQUIRED | CHECK REQUIRED |  |  |  | No |  | #VALUE! | #VALUE! | No
212363888 | #VALUE! | CHECK REQUIRED | CHECK REQUIRED | CHECK REQUIRED | CHECK REQUIRED |  | CHECK REQUIRED |  | CHECK REQUIRED | CHECK REQUIRED | CHECK REQUIRED | CHECK REQUIRED | CHECK REQUIRED | CHECK REQUIRED | CHECK REQUIRED | CHECK REQUIRED | CHECK REQUIRED |  |  |  | No |  | #VALUE! | #VALUE! | No
212363579 | #VALUE! | CHECK REQUIRED | CHECK REQUIRED | CHECK REQUIRED | CHECK REQUIRED |  | CHECK REQUIRED |  | CHECK REQUIRED | CHECK REQUIRED | CHECK REQUIRED | CHECK REQUIRED | CHECK REQUIRED | CHECK REQUIRED | CHECK REQUIRED | CHECK REQUIRED | CHECK REQUIRED |  |  |  | No |  | #VALUE! | #VALUE! | No
212363615 | #VALUE! | CHECK REQUIRED | CHECK REQUIRED | CHECK REQUIRED | CHECK REQUIRED |  | CHECK REQUIRED |  | CHECK REQUIRED | CHECK REQUIRED | CHECK REQUIRED | CHECK REQUIRED | CHECK REQUIRED | CHECK REQUIRED | CHECK REQUIRED | CHECK REQUIRED | CHECK REQUIRED |  |  |  | No |  | #VALUE! | #VALUE! | No
212363622 | #VALUE! | CHECK REQUIRED | CHECK REQUIRED | CHECK REQUIRED | CHECK REQUIRED |  | CHECK REQUIRED |  | CHECK REQUIRED | CHECK REQUIRED | CHECK REQUIRED | CHECK REQUIRED | CHECK REQUIRED | CHECK REQUIRED | CHECK REQUIRED | CHECK REQUIRED | CHECK REQUIRED |  |  |  | No |  | #VALUE! | #VALUE! | No
212363649 | #VALUE! | CHECK REQUIRED | CHECK REQUIRED | CHECK REQUIRED | CHECK REQUIRED |  | CHECK REQUIRED |  | CHECK REQUIRED | CHECK REQUIRED | CHECK REQUIRED | CHECK REQUIRED | CHECK REQUIRED | CHECK REQUIRED | CHECK REQUIRED | CHECK REQUIRED | CHECK REQUIRED |  |  |  | No |  | #VALUE! | #VALUE! | No
212363658 | #VALUE! | CHECK REQUIRED | CHECK REQUIRED | CHECK REQUIRED | CHECK REQUIRED |  | CHECK REQUIRED |  | CHECK REQUIRED | CHECK REQUIRED | CHECK REQUIRED | CHECK REQUIRED | CHECK REQUIRED | CHECK REQUIRED | CHECK REQUIRED | CHECK REQUIRED | CHECK REQUIRED |  |  |  | No |  | #VALUE! | #VALUE! | No
212363672 | #VALUE! | CHECK REQUIRED | CHECK REQUIRED | CHECK REQUIRED | CHECK REQUIRED |  | CHECK REQUIRED |  | CHECK REQUIRED | CHECK REQUIRED | CHECK REQUIRED | CHECK REQUIRED | CHECK REQUIRED | CHECK REQUIRED | CHECK REQUIRED | CHECK REQUIRED | CHECK REQUIRED |  |  |  | No |  | #VALUE! | #VALUE! | No
210599084 | #VALUE! | CHECK REQUIRED | CHECK REQUIRED | CHECK REQUIRED | CHECK REQUIRED |  | CHECK REQUIRED |  | CHECK REQUIRED | CHECK REQUIRED | CHECK REQUIRED | CHECK REQUIRED | CHECK REQUIRED | CHECK REQUIRED | CHECK REQUIRED | CHECK REQUIRED | CHECK REQUIRED |  |  |  | No |  | #VALUE! | #VALUE! | No
210599251 | #VALUE! | CHECK REQUIRED | CHECK REQUIRED | CHECK REQUIRED | CHECK REQUIRED |  | CHECK REQUIRED |  | CHECK REQUIRED | CHECK REQUIRED | CHECK REQUIRED | CHECK REQUIRED | CHECK REQUIRED | CHECK REQUIRED | CHECK REQUIRED | CHECK REQUIRED | CHECK REQUIRED |  |  |  | No |  | #VALUE! | #VALUE! | No
210599132 | #VALUE! | CHECK REQUIRED | CHECK REQUIRED | CHECK REQUIRED | CHECK REQUIRED |  | CHECK REQUIRED |  | CHECK REQUIRED | CHECK REQUIRED | CHECK REQUIRED | CHECK REQUIRED | CHECK REQUIRED | CHECK REQUIRED | CHECK REQUIRED | CHECK REQUIRED | CHECK REQUIRED |  |  |  | No |  | #VALUE! | #VALUE! | No
210599183 | #VALUE! | CHECK REQUIRED | CHECK REQUIRED | CHECK REQUIRED | CHECK REQUIRED |  | CHECK REQUIRED |  | CHECK REQUIRED | CHECK REQUIRED | CHECK REQUIRED | CHECK REQUIRED | CHECK REQUIRED | CHECK REQUIRED | CHECK REQUIRED | CHECK REQUIRED | CHECK REQUIRED |  |  |  | No |  | #VALUE! | #VALUE! | No
212920616 | #VALUE! | CHECK REQUIRED | CHECK REQUIRED | CHECK REQUIRED | CHECK REQUIRED |  | CHECK REQUIRED |  | CHECK REQUIRED | CHECK REQUIRED | CHECK REQUIRED | CHECK REQUIRED | CHECK REQUIRED | CHECK REQUIRED | CHECK REQUIRED | CHECK REQUIRED | CHECK REQUIRED |  |  |  | No |  | #VALUE! | #VALUE! | No
212363899 | #VALUE! | CHECK REQUIRED | CHECK REQUIRED | CHECK REQUIRED | CHECK REQUIRED |  | CHECK REQUIRED |  | CHECK REQUIRED | CHECK REQUIRED | CHECK REQUIRED | CHECK REQUIRED | CHECK REQUIRED | CHECK REQUIRED | CHECK REQUIRED | CHECK REQUIRED | CHECK REQUIRED |  |  |  | No |  | #VALUE! | #VALUE! | No
212363915 | #VALUE! | CHECK REQUIRED | CHECK REQUIRED | CHECK REQUIRED | CHECK REQUIRED |  | CHECK REQUIRED |  | CHECK REQUIRED | CHECK REQUIRED | CHECK REQUIRED | CHECK REQUIRED | CHECK REQUIRED | CHECK REQUIRED | CHECK REQUIRED | CHECK REQUIRED | CHECK REQUIRED |  |  |  | No |  | #VALUE! | #VALUE! | No
212363958 | #VALUE! | CHECK REQUIRED | CHECK REQUIRED | CHECK REQUIRED | CHECK REQUIRED |  | CHECK REQUIRED |  | CHECK REQUIRED | CHECK REQUIRED | CHECK REQUIRED | CHECK REQUIRED | CHECK REQUIRED | CHECK REQUIRED | CHECK REQUIRED | CHECK REQUIRED | CHECK REQUIRED |  |  |  | No |  | #VALUE! | #VALUE! | No
213163975 | #VALUE! | CHECK REQUIRED | CHECK REQUIRED | CHECK REQUIRED | CHECK REQUIRED |  | CHECK REQUIRED |  | CHECK REQUIRED | CHECK REQUIRED | CHECK REQUIRED | CHECK REQUIRED | CHECK REQUIRED | CHECK REQUIRED | CHECK REQUIRED | CHECK REQUIRED | CHECK REQUIRED |  |  |  | No |  | #VALUE! | #VALUE! | No
213163980 | #VALUE! | CHECK REQUIRED | CHECK REQUIRED | CHECK REQUIRED | CHECK REQUIRED |  | CHECK REQUIRED |  | CHECK REQUIRED | CHECK REQUIRED | CHECK REQUIRED | CHECK REQUIRED | CHECK REQUIRED | CHECK REQUIRED | CHECK REQUIRED | CHECK REQUIRED | CHECK REQUIRED |  |  |  | No |  | #VALUE! | #VALUE! | No
213164014 | #VALUE! | CHECK REQUIRED | CHECK REQUIRED | CHECK REQUIRED | CHECK REQUIRED |  | CHECK REQUIRED |  | CHECK REQUIRED | CHECK REQUIRED | CHECK REQUIRED | CHECK REQUIRED | CHECK REQUIRED | CHECK REQUIRED | CHECK REQUIRED | CHECK REQUIRED | CHECK REQUIRED |  |  |  | No |  | #VALUE! | #VALUE! | No
212287807 | #VALUE! | CHECK REQUIRED | CHECK REQUIRED | CHECK REQUIRED | CHECK REQUIRED |  | CHECK REQUIRED |  | CHECK REQUIRED | CHECK REQUIRED | CHECK REQUIRED | CHECK REQUIRED | CHECK REQUIRED | CHECK REQUIRED | CHECK REQUIRED | CHECK REQUIRED | CHECK REQUIRED |  |  |  | No |  | #VALUE! | #VALUE! | No
210599135 | #VALUE! | CHECK REQUIRED | CHECK REQUIRED | CHECK REQUIRED | CHECK REQUIRED |  | CHECK REQUIRED |  | CHECK REQUIRED | CHECK REQUIRED | CHECK REQUIRED | CHECK REQUIRED | CHECK REQUIRED | CHECK REQUIRED | CHECK REQUIRED | CHECK REQUIRED | CHECK REQUIRED |  |  |  | No |  | #VALUE! | #VALUE! | No
210599153 | #VALUE! | CHECK REQUIRED | CHECK REQUIRED | CHECK REQUIRED | CHECK REQUIRED |  | CHECK REQUIRED |  | CHECK REQUIRED | CHECK REQUIRED | CHECK REQUIRED | CHECK REQUIRED | CHECK REQUIRED | CHECK REQUIRED | CHECK REQUIRED | CHECK REQUIRED | CHECK REQUIRED |  |  |  | No |  | #VALUE! | #VALUE! | No
210599162 | #VALUE! | CHECK REQUIRED | CHECK REQUIRED | CHECK REQUIRED | CHECK REQUIRED |  | CHECK REQUIRED |  | CHECK REQUIRED | CHECK REQUIRED | CHECK REQUIRED | CHECK REQUIRED | CHECK REQUIRED | CHECK REQUIRED | CHECK REQUIRED | CHECK REQUIRED | CHECK REQUIRED |  |  |  | No |  | #VALUE! | #VALUE! | No
210599239 | #VALUE! | CHECK REQUIRED | CHECK REQUIRED | CHECK REQUIRED | CHECK REQUIRED |  | CHECK REQUIRED |  | CHECK REQUIRED | CHECK REQUIRED | CHECK REQUIRED | CHECK REQUIRED | CHECK REQUIRED | CHECK REQUIRED | CHECK REQUIRED | CHECK REQUIRED | CHECK REQUIRED |  |  |  | No |  | #VALUE! | #VALUE! | No
210473240 | #VALUE! | CHECK REQUIRED | CHECK REQUIRED | CHECK REQUIRED | CHECK REQUIRED |  | CHECK REQUIRED |  | CHECK REQUIRED | CHECK REQUIRED | CHECK REQUIRED | CHECK REQUIRED | CHECK REQUIRED | CHECK REQUIRED | CHECK REQUIRED | CHECK REQUIRED | CHECK REQUIRED |  |  |  | No |  | #VALUE! | #VALUE! | No
213164006 | #VALUE! | CHECK REQUIRED | CHECK REQUIRED | CHECK REQUIRED | CHECK REQUIRED |  | CHECK REQUIRED |  | CHECK REQUIRED | CHECK REQUIRED | CHECK REQUIRED | CHECK REQUIRED | CHECK REQUIRED | CHECK REQUIRED | CHECK REQUIRED | CHECK REQUIRED | CHECK REQUIRED |  |  |  | No |  | #VALUE! | #VALUE! | No
210470191 | #VALUE! | CHECK REQUIRED | CHECK REQUIRED | CHECK REQUIRED | CHECK REQUIRED |  | CHECK REQUIRED |  | CHECK REQUIRED | CHECK REQUIRED | CHECK REQUIRED | CHECK REQUIRED | CHECK REQUIRED | CHECK REQUIRED | CHECK REQUIRED | CHECK REQUIRED | CHECK REQUIRED |  |  |  | No |  | #VALUE! | #VALUE! | No
210470025 | #VALUE! | CHECK REQUIRED | CHECK REQUIRED | CHECK REQUIRED | CHECK REQUIRED |  | CHECK REQUIRED |  | CHECK REQUIRED | CHECK REQUIRED | CHECK REQUIRED | CHECK REQUIRED | CHECK REQUIRED | CHECK REQUIRED | CHECK REQUIRED | CHECK REQUIRED | CHECK REQUIRED |  |  |  | No |  | #VALUE! | #VALUE! | No
213163959 | #VALUE! | CHECK REQUIRED | CHECK REQUIRED | CHECK REQUIRED | CHECK REQUIRED |  | CHECK REQUIRED |  | CHECK REQUIRED | CHECK REQUIRED | CHECK REQUIRED | CHECK REQUIRED | CHECK REQUIRED | CHECK REQUIRED | CHECK REQUIRED | CHECK REQUIRED | CHECK REQUIRED |  |  |  | No |  | #VALUE! | #VALUE! | No
213163958 | #VALUE! | CHECK REQUIRED | CHECK REQUIRED | CHECK REQUIRED | CHECK REQUIRED |  | CHECK REQUIRED |  | CHECK REQUIRED | CHECK REQUIRED | CHECK REQUIRED | CHECK REQUIRED | CHECK REQUIRED | CHECK REQUIRED | CHECK REQUIRED | CHECK REQUIRED | CHECK REQUIRED |  |  |  | No |  | #VALUE! | #VALUE! | No
210470207 | #VALUE! | CHECK REQUIRED | CHECK REQUIRED | CHECK REQUIRED | CHECK REQUIRED |  | CHECK REQUIRED |  | CHECK REQUIRED | CHECK REQUIRED | CHECK REQUIRED | CHECK REQUIRED | CHECK REQUIRED | CHECK REQUIRED | CHECK REQUIRED | CHECK REQUIRED | CHECK REQUIRED |  |  |  | No |  | #VALUE! | #VALUE! | No
210470234 | #VALUE! | CHECK REQUIRED | CHECK REQUIRED | CHECK REQUIRED | CHECK REQUIRED |  | CHECK REQUIRED |  | CHECK REQUIRED | CHECK REQUIRED | CHECK REQUIRED | CHECK REQUIRED | CHECK REQUIRED | CHECK REQUIRED | CHECK REQUIRED | CHECK REQUIRED | CHECK REQUIRED |  |  |  | No |  | #VALUE! | #VALUE! | No
210470443 | #VALUE! | CHECK REQUIRED | CHECK REQUIRED | CHECK REQUIRED | CHECK REQUIRED |  | CHECK REQUIRED |  | CHECK REQUIRED | CHECK REQUIRED | CHECK REQUIRED | CHECK REQUIRED | CHECK REQUIRED | CHECK REQUIRED | CHECK REQUIRED | CHECK REQUIRED | CHECK REQUIRED |  |  |  | No |  | #VALUE! | #VALUE! | No
210868920 | #VALUE! | CHECK REQUIRED | CHECK REQUIRED | CHECK REQUIRED | CHECK REQUIRED |  | CHECK REQUIRED |  | CHECK REQUIRED | CHECK REQUIRED | CHECK REQUIRED | CHECK REQUIRED | CHECK REQUIRED | CHECK REQUIRED | CHECK REQUIRED | CHECK REQUIRED | CHECK REQUIRED |  |  |  | No |  | #VALUE! | #VALUE! | No
210597977 | #VALUE! | CHECK REQUIRED | CHECK REQUIRED | CHECK REQUIRED | CHECK REQUIRED |  | CHECK REQUIRED |  | CHECK REQUIRED | CHECK REQUIRED | CHECK REQUIRED | CHECK REQUIRED | CHECK REQUIRED | CHECK REQUIRED | CHECK REQUIRED | CHECK REQUIRED | CHECK REQUIRED |  |  |  | No |  | #VALUE! | #VALUE! | No
210597993 | #VALUE! | CHECK REQUIRED | CHECK REQUIRED | CHECK REQUIRED | CHECK REQUIRED |  | CHECK REQUIRED |  | CHECK REQUIRED | CHECK REQUIRED | CHECK REQUIRED | CHECK REQUIRED | CHECK REQUIRED | CHECK REQUIRED | CHECK REQUIRED | CHECK REQUIRED | CHECK REQUIRED |  |  |  | No |  | #VALUE! | #VALUE! | No
212320064 | #VALUE! | CHECK REQUIRED | CHECK REQUIRED | CHECK REQUIRED | CHECK REQUIRED |  | CHECK REQUIRED |  | CHECK REQUIRED | CHECK REQUIRED | CHECK REQUIRED | CHECK REQUIRED | CHECK REQUIRED | CHECK REQUIRED | CHECK REQUIRED | CHECK REQUIRED | CHECK REQUIRED |  |  |  | No |  | #VALUE! | #VALUE! | No
212287800 | #VALUE! | CHECK REQUIRED | CHECK REQUIRED | CHECK REQUIRED | CHECK REQUIRED |  | CHECK REQUIRED |  | CHECK REQUIRED | CHECK REQUIRED | CHECK REQUIRED | CHECK REQUIRED | CHECK REQUIRED | CHECK REQUIRED | CHECK REQUIRED | CHECK REQUIRED | CHECK REQUIRED |  |  |  | No |  | #VALUE! | #VALUE! | No
210599640 | #VALUE! | CHECK REQUIRED | CHECK REQUIRED | CHECK REQUIRED | CHECK REQUIRED |  | CHECK REQUIRED |  | CHECK REQUIRED | CHECK REQUIRED | CHECK REQUIRED | CHECK REQUIRED | CHECK REQUIRED | CHECK REQUIRED | CHECK REQUIRED | CHECK REQUIRED | CHECK REQUIRED |  |  |  | No |  | #VALUE! | #VALUE! | No
210472806 | #VALUE! | CHECK REQUIRED | CHECK REQUIRED | CHECK REQUIRED | CHECK REQUIRED |  | CHECK REQUIRED |  | CHECK REQUIRED | CHECK REQUIRED | CHECK REQUIRED | CHECK REQUIRED | CHECK REQUIRED | CHECK REQUIRED | CHECK REQUIRED | CHECK REQUIRED | CHECK REQUIRED |  |  |  | No |  | #VALUE! | #VALUE! | No
210599079 | #VALUE! | CHECK REQUIRED | CHECK REQUIRED | CHECK REQUIRED | CHECK REQUIRED |  | CHECK REQUIRED |  | CHECK REQUIRED | CHECK REQUIRED | CHECK REQUIRED | CHECK REQUIRED | CHECK REQUIRED | CHECK REQUIRED | CHECK REQUIRED | CHECK REQUIRED | CHECK REQUIRED |  |  |  | No |  | #VALUE! | #VALUE! | No
210599086 | #VALUE! | CHECK REQUIRED | CHECK REQUIRED | CHECK REQUIRED | CHECK REQUIRED |  | CHECK REQUIRED |  | CHECK REQUIRED | CHECK REQUIRED | CHECK REQUIRED | CHECK REQUIRED | CHECK REQUIRED | CHECK REQUIRED | CHECK REQUIRED | CHECK REQUIRED | CHECK REQUIRED |  |  |  | No |  | #VALUE! | #VALUE! | No
210599154 | #VALUE! | CHECK REQUIRED | CHECK REQUIRED | CHECK REQUIRED | CHECK REQUIRED |  | CHECK REQUIRED |  | CHECK REQUIRED | CHECK REQUIRED | CHECK REQUIRED | CHECK REQUIRED | CHECK REQUIRED | CHECK REQUIRED | CHECK REQUIRED | CHECK REQUIRED | CHECK REQUIRED |  |  |  | No |  | #VALUE! | #VALUE! | No
210599227 | #VALUE! | CHECK REQUIRED | CHECK REQUIRED | CHECK REQUIRED | CHECK REQUIRED |  | CHECK REQUIRED |  | CHECK REQUIRED | CHECK REQUIRED | CHECK REQUIRED | CHECK REQUIRED | CHECK REQUIRED | CHECK REQUIRED | CHECK REQUIRED | CHECK REQUIRED | CHECK REQUIRED |  |  |  | No |  | #VALUE! | #VALUE! | No
210599088 | #VALUE! | CHECK REQUIRED | CHECK REQUIRED | CHECK REQUIRED | CHECK REQUIRED |  | CHECK REQUIRED |  | CHECK REQUIRED | CHECK REQUIRED | CHECK REQUIRED | CHECK REQUIRED | CHECK REQUIRED | CHECK REQUIRED | CHECK REQUIRED | CHECK REQUIRED | CHECK REQUIRED |  |  |  | No |  | #VALUE! | #VALUE! | No
210599129 | #VALUE! | CHECK REQUIRED | CHECK REQUIRED | CHECK REQUIRED | CHECK REQUIRED |  | CHECK REQUIRED |  | CHECK REQUIRED | CHECK REQUIRED | CHECK REQUIRED | CHECK REQUIRED | CHECK REQUIRED | CHECK REQUIRED | CHECK REQUIRED | CHECK REQUIRED | CHECK REQUIRED |  |  |  | No |  | #VALUE! | #VALUE! | No
210599127 | #VALUE! | CHECK REQUIRED | CHECK REQUIRED | CHECK REQUIRED | CHECK REQUIRED |  | CHECK REQUIRED |  | CHECK REQUIRED | CHECK REQUIRED | CHECK REQUIRED | CHECK REQUIRED | CHECK REQUIRED | CHECK REQUIRED | CHECK REQUIRED | CHECK REQUIRED | CHECK REQUIRED |  |  |  | No |  | #VALUE! | #VALUE! | No
210599152 | #VALUE! | CHECK REQUIRED | CHECK REQUIRED | CHECK REQUIRED | CHECK REQUIRED |  | CHECK REQUIRED |  | CHECK REQUIRED | CHECK REQUIRED | CHECK REQUIRED | CHECK REQUIRED | CHECK REQUIRED | CHECK REQUIRED | CHECK REQUIRED | CHECK REQUIRED | CHECK REQUIRED |  |  |  | No |  | #VALUE! | #VALUE! | No
210599231 | #VALUE! | CHECK REQUIRED | CHECK REQUIRED | CHECK REQUIRED | CHECK REQUIRED |  | CHECK REQUIRED |  | CHECK REQUIRED | CHECK REQUIRED | CHECK REQUIRED | CHECK REQUIRED | CHECK REQUIRED | CHECK REQUIRED | CHECK REQUIRED | CHECK REQUIRED | CHECK REQUIRED |  |  |  | No |  | #VALUE! | #VALUE! | No
213163989 | #VALUE! | CHECK REQUIRED | CHECK REQUIRED | CHECK REQUIRED | CHECK REQUIRED |  | CHECK REQUIRED |  | CHECK REQUIRED | CHECK REQUIRED | CHECK REQUIRED | CHECK REQUIRED | CHECK REQUIRED | CHECK REQUIRED | CHECK REQUIRED | CHECK REQUIRED | CHECK REQUIRED |  |  |  | No |  | #VALUE! | #VALUE! | No
210599138 | #VALUE! | CHECK REQUIRED | CHECK REQUIRED | CHECK REQUIRED | CHECK REQUIRED |  | CHECK REQUIRED |  | CHECK REQUIRED | CHECK REQUIRED | CHECK REQUIRED | CHECK REQUIRED | CHECK REQUIRED | CHECK REQUIRED | CHECK REQUIRED | CHECK REQUIRED | CHECK REQUIRED |  |  |  | No |  | #VALUE! | #VALUE! | No
210599145 | #VALUE! | CHECK REQUIRED | CHECK REQUIRED | CHECK REQUIRED | CHECK REQUIRED |  | CHECK REQUIRED |  | CHECK REQUIRED | CHECK REQUIRED | CHECK REQUIRED | CHECK REQUIRED | CHECK REQUIRED | CHECK REQUIRED | CHECK REQUIRED | CHECK REQUIRED | CHECK REQUIRED |  |  |  | No |  | #VALUE! | #VALUE! | No
210599161 | #VALUE! | CHECK REQUIRED | CHECK REQUIRED | CHECK REQUIRED | CHECK REQUIRED |  | CHECK REQUIRED |  | CHECK REQUIRED | CHECK REQUIRED | CHECK REQUIRED | CHECK REQUIRED | CHECK REQUIRED | CHECK REQUIRED | CHECK REQUIRED | CHECK REQUIRED | CHECK REQUIRED |  |  |  | No |  | #VALUE! | #VALUE! | No
210599179 | #VALUE! | CHECK REQUIRED | CHECK REQUIRED | CHECK REQUIRED | CHECK REQUIRED |  | CHECK REQUIRED |  | CHECK REQUIRED | CHECK REQUIRED | CHECK REQUIRED | CHECK REQUIRED | CHECK REQUIRED | CHECK REQUIRED | CHECK REQUIRED | CHECK REQUIRED | CHECK REQUIRED |  |  |  | No |  | #VALUE! | #VALUE! | No
210868918 | #VALUE! | CHECK REQUIRED | CHECK REQUIRED | CHECK REQUIRED | CHECK REQUIRED |  | CHECK REQUIRED |  | CHECK REQUIRED | CHECK REQUIRED | CHECK REQUIRED | CHECK REQUIRED | CHECK REQUIRED | CHECK REQUIRED | CHECK REQUIRED | CHECK REQUIRED | CHECK REQUIRED |  |  |  | No |  | #VALUE! | #VALUE! | No
212603046 | #VALUE! | CHECK REQUIRED | CHECK REQUIRED | CHECK REQUIRED | CHECK REQUIRED |  | CHECK REQUIRED |  | CHECK REQUIRED | CHECK REQUIRED | CHECK REQUIRED | CHECK REQUIRED | CHECK REQUIRED | CHECK REQUIRED | CHECK REQUIRED | CHECK REQUIRED | CHECK REQUIRED |  |  |  | No |  | #VALUE! | #VALUE! | No
212320063 | #VALUE! | CHECK REQUIRED | CHECK REQUIRED | CHECK REQUIRED | CHECK REQUIRED |  | CHECK REQUIRED |  | CHECK REQUIRED | CHECK REQUIRED | CHECK REQUIRED | CHECK REQUIRED | CHECK REQUIRED | CHECK REQUIRED | CHECK REQUIRED | CHECK REQUIRED | CHECK REQUIRED |  |  |  | No |  | #VALUE! | #VALUE! | No
212603045 | #VALUE! | CHECK REQUIRED | CHECK REQUIRED | CHECK REQUIRED | CHECK REQUIRED |  | CHECK REQUIRED |  | CHECK REQUIRED | CHECK REQUIRED | CHECK REQUIRED | CHECK REQUIRED | CHECK REQUIRED | CHECK REQUIRED | CHECK REQUIRED | CHECK REQUIRED | CHECK REQUIRED |  |  |  | No |  | #VALUE! | #VALUE! | No
212442623 | #VALUE! | CHECK REQUIRED | CHECK REQUIRED | CHECK REQUIRED | CHECK REQUIRED |  | CHECK REQUIRED |  | CHECK REQUIRED | CHECK REQUIRED | CHECK REQUIRED | CHECK REQUIRED | CHECK REQUIRED | CHECK REQUIRED | CHECK REQUIRED | CHECK REQUIRED | CHECK REQUIRED |  |  |  | No |  | #VALUE! | #VALUE! | No
212603047 | #VALUE! | CHECK REQUIRED | CHECK REQUIRED | CHECK REQUIRED | CHECK REQUIRED |  | CHECK REQUIRED |  | CHECK REQUIRED | CHECK REQUIRED | CHECK REQUIRED | CHECK REQUIRED | CHECK REQUIRED | CHECK REQUIRED | CHECK REQUIRED | CHECK REQUIRED | CHECK REQUIRED |  |  |  | No |  | #VALUE! | #VALUE! | No
212851760 | #VALUE! | CHECK REQUIRED | CHECK REQUIRED | CHECK REQUIRED | CHECK REQUIRED |  | CHECK REQUIRED |  | CHECK REQUIRED | CHECK REQUIRED | CHECK REQUIRED | CHECK REQUIRED | CHECK REQUIRED | CHECK REQUIRED | CHECK REQUIRED | CHECK REQUIRED | CHECK REQUIRED |  |  |  | No |  | #VALUE! | #VALUE! | No
214728346 | #VALUE! | CHECK REQUIRED | CHECK REQUIRED | CHECK REQUIRED | CHECK REQUIRED |  | CHECK REQUIRED |  | CHECK REQUIRED | CHECK REQUIRED | CHECK REQUIRED | CHECK REQUIRED | CHECK REQUIRED | CHECK REQUIRED | CHECK REQUIRED | CHECK REQUIRED | CHECK REQUIRED |  |  |  | No |  | #VALUE! | #VALUE! | No
213164008 | #VALUE! | CHECK REQUIRED | CHECK REQUIRED | CHECK REQUIRED | CHECK REQUIRED |  | CHECK REQUIRED |  | CHECK REQUIRED | CHECK REQUIRED | CHECK REQUIRED | CHECK REQUIRED | CHECK REQUIRED | CHECK REQUIRED | CHECK REQUIRED | CHECK REQUIRED | CHECK REQUIRED |  |  |  | No |  | #VALUE! | #VALUE! | No
212442622 | #VALUE! | CHECK REQUIRED | CHECK REQUIRED | CHECK REQUIRED | CHECK REQUIRED |  | CHECK REQUIRED |  | CHECK REQUIRED | CHECK REQUIRED | CHECK REQUIRED | CHECK REQUIRED | CHECK REQUIRED | CHECK REQUIRED | CHECK REQUIRED | CHECK REQUIRED | CHECK REQUIRED |  |  |  | No |  | #VALUE! | #VALUE! | No
212442624 | #VALUE! | CHECK REQUIRED | CHECK REQUIRED | CHECK REQUIRED | CHECK REQUIRED |  | CHECK REQUIRED |  | CHECK REQUIRED | CHECK REQUIRED | CHECK REQUIRED | CHECK REQUIRED | CHECK REQUIRED | CHECK REQUIRED | CHECK REQUIRED | CHECK REQUIRED | CHECK REQUIRED |  |  |  | No |  | #VALUE! | #VALUE! | No
212442625 | #VALUE! | CHECK REQUIRED | CHECK REQUIRED | CHECK REQUIRED | CHECK REQUIRED |  | CHECK REQUIRED |  | CHECK REQUIRED | CHECK REQUIRED | CHECK REQUIRED | CHECK REQUIRED | CHECK REQUIRED | CHECK REQUIRED | CHECK REQUIRED | CHECK REQUIRED | CHECK REQUIRED |  |  |  | No |  | #VALUE! | #VALUE! | No
209146010 | Single Packaged Roof Top Units (Commercial Only) | AAON | HSP-A | RN-007-3-0-CBAC-V0-21-000-A |  |  |  |  | 80000 |  |  | 80000 |  |  |  | 11.2 |  | 21 | 3.5 | 2.4 | Maybe | R-410A | 6.6667 | Commercial | No
209146011 | Single Packaged Roof Top Units (Commercial Only) | AAON | HSP-A | RN-010-3-0-CBAC-V0-21-000-A |  |  |  |  | 108000 |  |  | 108000 |  |  |  | 11.1 |  | 21 | 3.6 | 2.5 | Maybe | R-410A | 9 | Commercial | No
209146012 | Single Packaged Roof Top Units (Commercial Only) | AAON | HSP-A | RN-009-3-0-CBAC-V0-21-000-A |  |  |  |  | 100000 |  |  | 92000 |  |  |  | 12 |  | 21.5 | 3.5 | 2.3 | Maybe | R-410A | 8.3333 | Commercial | No
209146013 | Single Packaged Roof Top Units (Commercial Only) | AAON | HSP-A | RN-011-3-0-CBAC-V0-21-000-A |  |  |  |  | 116000 |  |  | 116000 |  |  |  | 12 |  | 20.3 | 3.5 | 2.36 | Maybe | R-410A | 9.6667 | Commercial | No
209444039 | Single Packaged Roof Top Units (Commercial Only) | DAIKIN | HSP-A | DPS006AHHG2**-4*14D |  |  |  |  | 68000 |  |  | 65000 |  |  |  | 11.2 |  | 18.8 | 3.69 | 2.54 | Yes | R-410A | 5.6667 | Commercial | No
209444040 | Single Packaged Roof Top Units (Commercial Only) | DAIKIN | HSP-A | DPS006AHHG4**-4*14D |  |  |  |  | 68000 |  |  | 65000 |  |  |  | 11.2 |  | 18.8 | 3.69 | 2.54 | Yes | R-410A | 5.6667 | Commercial | No
209444041 | Single Packaged Roof Top Units (Commercial Only) | DAIKIN | HSP-A | DPS007AHHG2**-3*18D |  |  |  |  | 90000 |  |  | 78000 |  |  |  | 12.8 |  | 19.6 | 3.66 | 2.42 | Yes | R-410A | 7.5 | Commercial | No
209444042 | Single Packaged Roof Top Units (Commercial Only) | DAIKIN | HSP-A | DPS007AHHG2**-3-14D |  |  |  |  | 90000 |  |  | 78000 |  |  |  | 12.1 |  | 19.3 | 3.63 | 2.41 | Yes | R-410A | 7.5 | Commercial | No
209444043 | Single Packaged Roof Top Units (Commercial Only) | DAIKIN | HSP-A | DPS007AHHG4**-3*18D |  |  |  |  | 90000 |  |  | 78000 |  |  |  | 12.8 |  | 19.6 | 3.66 | 2.42 | Yes | R-410A | 7.5 | Commercial | No
209444044 | Single Packaged Roof Top Units (Commercial Only) | DAIKIN | HSP-A | DPS007AHHG4**-3-14D |  |  |  |  | 90000 |  |  | 78000 |  |  |  | 12.1 |  | 19.3 | 3.63 | 2.41 | Yes | R-410A | 7.5 | Commercial | No
209444045 | Single Packaged Roof Top Units (Commercial Only) | DAIKIN | HSP-A | DPS007AHHG5**-3*18D |  |  |  |  | 90000 |  |  | 78000 |  |  |  | 12.7 |  | 19.4 | 3.62 | 2.39 | Yes | R-410A | 7.5 | Commercial | No
209444046 | Single Packaged Roof Top Units (Commercial Only) | DAIKIN | HSP-A | DPS007AHHG5**-3-14D |  |  |  |  | 90000 |  |  | 78000 |  |  |  | 12 |  | 19.1 | 3.58 | 2.37 | Yes | R-410A | 7.5 | Commercial | No
216607350 | Single Packaged Roof Top Units (Commercial Only) | CARRIER CORPORATION | HSP-A | 50GCQ*07****A***** |  |  |  |  | 72000 |  |  | 72000 |  |  |  | 12.6 |  | 17.6 | 3.7 | 2.4 | No | R-410A | 6 | Commercial | No
216607351 | Single Packaged Roof Top Units (Commercial Only) | CARRIER CORPORATION | HSP-A | 50GCQ*08****A***** |  |  |  |  | 90000 |  |  | 88000 |  |  |  | 12.2 |  | 17 | 3.6 | 2.4 | No | R-410A | 7.5 | Commercial | No
216607352 | Single Packaged Roof Top Units (Commercial Only) | CARRIER CORPORATION | HSP-A | 50GCQ*09****A***** |  |  |  |  | 100000 |  |  | 94000 |  |  |  | 12 |  | 17.6 | 3.5 | 2.35 | No | R-410A | 8.3333 | Commercial | No
216607353 | Single Packaged Roof Top Units (Commercial Only) | CARRIER CORPORATION | HSP-A | 50GCQ*12****A***** |  |  |  |  | 116000 |  |  | 106000 |  |  |  | 11.8 |  | 16.8 | 3.5 | 2.3 | No | R-410A | 9.6667 | Commercial | No
216607877 | Single Packaged Roof Top Units (Commercial Only) | ICP COMMERCIAL | HSP-A | RHW072********A |  |  |  |  | 72000 |  |  | 72000 |  |  |  | 12.6 |  | 17.6 | 3.7 | 2.4 | No | R-410A | 6 | Commercial | No
216607878 | Single Packaged Roof Top Units (Commercial Only) | AIRQUEST | HSP-A | RHW072********A |  |  |  |  | 72000 |  |  | 72000 |  |  |  | 12.6 |  | 17.6 | 3.7 | 2.4 | No | R-410A | 6 | Commercial | No
216607879 | Single Packaged Roof Top Units (Commercial Only) | ARCOAIRE | HSP-A | RHW072********A |  |  |  |  | 72000 |  |  | 72000 |  |  |  | 12.6 |  | 17.6 | 3.7 | 2.4 | No | R-410A | 6 | Commercial | No
216607880 | Single Packaged Roof Top Units (Commercial Only) | COMFORTMAKER | HSP-A | RHW072********A |  |  |  |  | 72000 |  |  | 72000 |  |  |  | 12.6 |  | 17.6 | 3.7 | 2.4 | No | R-410A | 6 | Commercial | No
216607881 | Single Packaged Roof Top Units (Commercial Only) | DAY & NIGHT | HSP-A | RHW072********A |  |  |  |  | 72000 |  |  | 72000 |  |  |  | 12.6 |  | 17.6 | 3.7 | 2.4 | No | R-410A | 6 | Commercial | No
216607882 | Single Packaged Roof Top Units (Commercial Only) | HEIL | HSP-A | RHW072********A |  |  |  |  | 72000 |  |  | 72000 |  |  |  | 12.6 |  | 17.6 | 3.7 | 2.4 | No | R-410A | 6 | Commercial | No
216607883 | Single Packaged Roof Top Units (Commercial Only) | KEEPRITE | HSP-A | RHW072********A |  |  |  |  | 72000 |  |  | 72000 |  |  |  | 12.6 |  | 17.6 | 3.7 | 2.4 | No | R-410A | 6 | Commercial | No
216607884 | Single Packaged Roof Top Units (Commercial Only) | TEMPSTAR | HSP-A | RHW072********A |  |  |  |  | 72000 |  |  | 72000 |  |  |  | 12.6 |  | 17.6 | 3.7 | 2.4 | No | R-410A | 6 | Commercial | No
216607885 | Single Packaged Roof Top Units (Commercial Only) | ICP COMMERCIAL | HSP-A | RHW090********A |  |  |  |  | 90000 |  |  | 88000 |  |  |  | 12.2 |  | 17 | 3.6 | 2.4 | No | R-410A | 7.5 | Commercial | No
216607886 | Single Packaged Roof Top Units (Commercial Only) | AIRQUEST | HSP-A | RHW090********A |  |  |  |  | 90000 |  |  | 88000 |  |  |  | 12.2 |  | 17 | 3.6 | 2.4 | No | R-410A | 7.5 | Commercial | No
216607887 | Single Packaged Roof Top Units (Commercial Only) | ARCOAIRE | HSP-A | RHW090********A |  |  |  |  | 90000 |  |  | 88000 |  |  |  | 12.2 |  | 17 | 3.6 | 2.4 | No | R-410A | 7.5 | Commercial | No
216607888 | Single Packaged Roof Top Units (Commercial Only) | COMFORTMAKER | HSP-A | RHW090********A |  |  |  |  | 90000 |  |  | 88000 |  |  |  | 12.2 |  | 17 | 3.6 | 2.4 | No | R-410A | 7.5 | Commercial | No
216607889 | Single Packaged Roof Top Units (Commercial Only) | DAY & NIGHT | HSP-A | RHW090********A |  |  |  |  | 90000 |  |  | 88000 |  |  |  | 12.2 |  | 17 | 3.6 | 2.4 | No | R-410A | 7.5 | Commercial | No
216607890 | Single Packaged Roof Top Units (Commercial Only) | HEIL | HSP-A | RHW090********A |  |  |  |  | 90000 |  |  | 88000 |  |  |  | 12.2 |  | 17 | 3.6 | 2.4 | No | R-410A | 7.5 | Commercial | No
216607891 | Single Packaged Roof Top Units (Commercial Only) | KEEPRITE | HSP-A | RHW090********A |  |  |  |  | 90000 |  |  | 88000 |  |  |  | 12.2 |  | 17 | 3.6 | 2.4 | No | R-410A | 7.5 | Commercial | No
216607892 | Single Packaged Roof Top Units (Commercial Only) | TEMPSTAR | HSP-A | RHW090********A |  |  |  |  | 90000 |  |  | 88000 |  |  |  | 12.2 |  | 17 | 3.6 | 2.4 | No | R-410A | 7.5 | Commercial | No
216607893 | Single Packaged Roof Top Units (Commercial Only) | ICP COMMERCIAL | HSP-A | RHW102********A |  |  |  |  | 100000 |  |  | 94000 |  |  |  | 12 |  | 17.6 | 3.5 | 2.35 | No | R-410A | 8.3333 | Commercial | No
216607894 | Single Packaged Roof Top Units (Commercial Only) | AIRQUEST | HSP-A | RHW102********A |  |  |  |  | 100000 |  |  | 94000 |  |  |  | 12 |  | 17.6 | 3.5 | 2.35 | No | R-410A | 8.3333 | Commercial | No
216607895 | Single Packaged Roof Top Units (Commercial Only) | ARCOAIRE | HSP-A | RHW102********A |  |  |  |  | 100000 |  |  | 94000 |  |  |  | 12 |  | 17.6 | 3.5 | 2.35 | No | R-410A | 8.3333 | Commercial | No
216607896 | Single Packaged Roof Top Units (Commercial Only) | COMFORTMAKER | HSP-A | RHW102********A |  |  |  |  | 100000 |  |  | 94000 |  |  |  | 12 |  | 17.6 | 3.5 | 2.35 | No | R-410A | 8.3333 | Commercial | No
216607897 | Single Packaged Roof Top Units (Commercial Only) | DAY & NIGHT | HSP-A | RHW102********A |  |  |  |  | 100000 |  |  | 94000 |  |  |  | 12 |  | 17.6 | 3.5 | 2.35 | No | R-410A | 8.3333 | Commercial | No
216607898 | Single Packaged Roof Top Units (Commercial Only) | HEIL | HSP-A | RHW102********A |  |  |  |  | 100000 |  |  | 94000 |  |  |  | 12 |  | 17.6 | 3.5 | 2.35 | No | R-410A | 8.3333 | Commercial | No
216607899 | Single Packaged Roof Top Units (Commercial Only) | KEEPRITE | HSP-A | RHW102********A |  |  |  |  | 100000 |  |  | 94000 |  |  |  | 12 |  | 17.6 | 3.5 | 2.35 | No | R-410A | 8.3333 | Commercial | No
216607900 | Single Packaged Roof Top Units (Commercial Only) | TEMPSTAR | HSP-A | RHW102********A |  |  |  |  | 100000 |  |  | 94000 |  |  |  | 12 |  | 17.6 | 3.5 | 2.35 | No | R-410A | 8.3333 | Commercial | No
216607901 | Single Packaged Roof Top Units (Commercial Only) | ICP COMMERCIAL | HSP-A | RHW120********A |  |  |  |  | 116000 |  |  | 106000 |  |  |  | 11.8 |  | 16.8 | 3.5 | 2.3 | No | R-410A | 9.6667 | Commercial | No
216607902 | Single Packaged Roof Top Units (Commercial Only) | AIRQUEST | HSP-A | RHW120********A |  |  |  |  | 116000 |  |  | 106000 |  |  |  | 11.8 |  | 16.8 | 3.5 | 2.3 | No | R-410A | 9.6667 | Commercial | No
216607903 | Single Packaged Roof Top Units (Commercial Only) | ARCOAIRE | HSP-A | RHW120********A |  |  |  |  | 116000 |  |  | 106000 |  |  |  | 11.8 |  | 16.8 | 3.5 | 2.3 | No | R-410A | 9.6667 | Commercial | No
216607904 | Single Packaged Roof Top Units (Commercial Only) | COMFORTMAKER | HSP-A | RHW120********A |  |  |  |  | 116000 |  |  | 106000 |  |  |  | 11.8 |  | 16.8 | 3.5 | 2.3 | No | R-410A | 9.6667 | Commercial | No
216607905 | Single Packaged Roof Top Units (Commercial Only) | DAY & NIGHT | HSP-A | RHW120********A |  |  |  |  | 116000 |  |  | 106000 |  |  |  | 11.8 |  | 16.8 | 3.5 | 2.3 | No | R-410A | 9.6667 | Commercial | No
216607906 | Single Packaged Roof Top Units (Commercial Only) | HEIL | HSP-A | RHW120********A |  |  |  |  | 116000 |  |  | 106000 |  |  |  | 11.8 |  | 16.8 | 3.5 | 2.3 | No | R-410A | 9.6667 | Commercial | No
216607907 | Single Packaged Roof Top Units (Commercial Only) | KEEPRITE | HSP-A | RHW120********A |  |  |  |  | 116000 |  |  | 106000 |  |  |  | 11.8 |  | 16.8 | 3.5 | 2.3 | No | R-410A | 9.6667 | Commercial | No
216607908 | Single Packaged Roof Top Units (Commercial Only) | TEMPSTAR | HSP-A | RHW120********A |  |  |  |  | 116000 |  |  | 106000 |  |  |  | 11.8 |  | 16.8 | 3.5 | 2.3 | No | R-410A | 9.6667 | Commercial | No
207178124 | Single Packaged Roof Top Units (Commercial Only) | LG | HSP-A | AK-W120LC00 |  |  |  |  | 117000 |  |  | 117000 |  |  |  | 11.6 |  | 19 | 3.5 | 2.3 | No | R-410A | 9.75 | Commercial | No
207178125 | Single Packaged Roof Top Units (Commercial Only) | LG | HSP-A | AK-W090LC00 |  |  |  |  | 90000 |  |  | 90000 |  |  |  | 12.2 |  | 20 | 3.7 | 2.42 | No | R-410A | 7.5 | Commercial | No
202395724 | Single Packaged Roof Top Units (Commercial Only) | TRANE | HSP-A | WHC074H(3,4)*0A |  |  |  |  | 78000 |  |  | 75000 |  |  |  | 12.1 |  | 15.5 | 3.5 | 2.25 | No | R-410A | 6.5 | Commercial | No
202395725 | Single Packaged Roof Top Units (Commercial Only) | TRANE | HSP-A | WHC092H(3,4)*0A |  |  |  |  | 95000 |  |  | 87000 |  |  |  | 11.8 |  | 15.5 | 3.5 | 2.25 | No | R-410A | 7.9167 | Commercial | No
202395726 | Single Packaged Roof Top Units (Commercial Only) | TRANE | HSP-A | WHC102H(3,4)*0A |  |  |  |  | 104000 |  |  | 93000 |  |  |  | 12 |  | 15.5 | 3.63 | 2.25 | No | R-410A | 8.6667 | Commercial | No
202395727 | Single Packaged Roof Top Units (Commercial Only) | TRANE | HSP-A | WHC120H(3,4)*0A |  |  |  |  | 121000 |  |  | 118000 |  |  |  | 11.5 |  | 15.5 | 3.63 | 2.25 | No | R-410A | 10.0833 | Commercial | No
202395741 | Single Packaged Roof Top Units (Commercial Only) | TRANE | HSPY-A | DHC074H(3,4)*(L,M,H,X,Y,Z)A |  |  |  |  | 78000 |  |  | 75000 |  |  |  | 12.1 |  | 15.5 | 3.5 | 2.25 | Yes | R-410A | 6.5 | Commercial | No
202395742 | Single Packaged Roof Top Units (Commercial Only) | AMERICAN STANDARD | HSP-A | WHC074H(3,4)*0A |  |  |  |  | 78000 |  |  | 75000 |  |  |  | 12.1 |  | 15.5 | 3.5 | 2.25 | No | R-410A | 6.5 | Commercial | No
202395744 | Single Packaged Roof Top Units (Commercial Only) | AMERICAN STANDARD | HSPY-A | DHC074H(3,4)*(L,M,H,X,Y,Z)A |  |  |  |  | 78000 |  |  | 75000 |  |  |  | 12.1 |  | 15.5 | 3.5 | 2.25 | Yes | R-410A | 6.5 | Commercial | No
202395751 | Single Packaged Roof Top Units (Commercial Only) | TRANE | HSP-A | WHC074H(3,4)*0A***6 |  |  |  |  | 78000 |  |  | 75000 |  |  |  | 12.1 |  | 16.5 | 3.5 | 2.25 | No | R-410A | 6.5 | Commercial | No
202395752 | Single Packaged Roof Top Units (Commercial Only) | TRANE | HSP-A | WHC074H(3,4)*(C,G,K,N)A***6 |  |  |  |  | 78000 |  |  | 75000 |  |  |  | 12.1 |  | 16.5 | 3.5 | 2.25 | No | R-410A | 6.5 | Commercial | No
202395753 | Single Packaged Roof Top Units (Commercial Only) | TRANE | HSPY-A | DHC074H(3,4)*(L,M,H,X,Y,Z)A***6 |  |  |  |  | 78000 |  |  | 75000 |  |  |  | 12.1 |  | 16.5 | 3.5 | 2.25 | Yes | R-410A | 6.5 | Commercial | No
202395754 | Single Packaged Roof Top Units (Commercial Only) | AMERICAN STANDARD | HSP-A | WHC074H(3,4)*0A***6 |  |  |  |  | 78000 |  |  | 75000 |  |  |  | 12.1 |  | 16.5 | 3.5 | 2.25 | No | R-410A | 6.5 | Commercial | No
202395755 | Single Packaged Roof Top Units (Commercial Only) | AMERICAN STANDARD | HSP-A | WHC074H(3,4)*(C,G,K,N)A***6 |  |  |  |  | 78000 |  |  | 75000 |  |  |  | 12.1 |  | 16.5 | 3.5 | 2.25 | No | R-410A | 6.5 | Commercial | No
202395756 | Single Packaged Roof Top Units (Commercial Only) | AMERICAN STANDARD | HSPY-A | DHC074H(3,4)*(L,M,H,X,Y,Z)A***6 |  |  |  |  | 78000 |  |  | 75000 |  |  |  | 12.1 |  | 16.5 | 3.5 | 2.25 | Yes | R-410A | 6.5 | Commercial | No
202395764 | Single Packaged Roof Top Units (Commercial Only) | TRANE | HSPY-A | DHC092H(3,4)*(L,M,H,X,Y,Z)A |  |  |  |  | 95000 |  |  | 87000 |  |  |  | 11.8 |  | 15.5 | 3.5 | 2.25 | Yes | R-410A | 7.9167 | Commercial | No
202395765 | Single Packaged Roof Top Units (Commercial Only) | AMERICAN STANDARD | HSP-A | WHC092H(3,4)*0A |  |  |  |  | 95000 |  |  | 87000 |  |  |  | 11.8 |  | 15.5 | 3.5 | 2.25 | No | R-410A | 7.9167 | Commercial | No
202395767 | Single Packaged Roof Top Units (Commercial Only) | AMERICAN STANDARD | HSPY-A | DHC092H(3,4)*(L,M,H,X,Y,Z)A |  |  |  |  | 95000 |  |  | 87000 |  |  |  | 11.8 |  | 15.5 | 3.5 | 2.25 | Yes | R-410A | 7.9167 | Commercial | No
202395774 | Single Packaged Roof Top Units (Commercial Only) | TRANE | HSP-A | WHC092H(3,4)*0A***6 |  |  |  |  | 95000 |  |  | 87000 |  |  |  | 11.8 |  | 16.5 | 3.5 | 2.25 | No | R-410A | 7.9167 | Commercial | No
202395775 | Single Packaged Roof Top Units (Commercial Only) | TRANE | HSP-A | WHC092H(3,4)*(C,G,K,N)A***6 |  |  |  |  | 95000 |  |  | 87000 |  |  |  | 11.8 |  | 16.5 | 3.5 | 2.25 | No | R-410A | 7.9167 | Commercial | No
202395776 | Single Packaged Roof Top Units (Commercial Only) | TRANE | HSPY-A | DHC092H(3,4)*(L,M,H,X,Y,Z)A***6 |  |  |  |  | 95000 |  |  | 87000 |  |  |  | 11.8 |  | 16.5 | 3.5 | 2.25 | Yes | R-410A | 7.9167 | Commercial | No
202395777 | Single Packaged Roof Top Units (Commercial Only) | AMERICAN STANDARD | HSP-A | WHC092H(3,4)*0A***6 |  |  |  |  | 95000 |  |  | 87000 |  |  |  | 11.8 |  | 16.5 | 3.5 | 2.25 | No | R-410A | 7.9167 | Commercial | No
202395778 | Single Packaged Roof Top Units (Commercial Only) | AMERICAN STANDARD | HSP-A | WHC092H(3,4)*(C,G,K,N)A***6 |  |  |  |  | 95000 |  |  | 87000 |  |  |  | 11.8 |  | 16.5 | 3.5 | 2.25 | No | R-410A | 7.9167 | Commercial | No
202395779 | Single Packaged Roof Top Units (Commercial Only) | AMERICAN STANDARD | HSPY-A | DHC092H(3,4)*(L,M,H,X,Y,Z)A***6 |  |  |  |  | 95000 |  |  | 87000 |  |  |  | 11.8 |  | 16.5 | 3.5 | 2.25 | Yes | R-410A | 7.9167 | Commercial | No
202395787 | Single Packaged Roof Top Units (Commercial Only) | TRANE | HSPY-A | DHC102H(3,4)*(L,M,H,X,Y,Z)A |  |  |  |  | 104000 |  |  | 93000 |  |  |  | 12 |  | 15.5 | 3.63 | 2.25 | Yes | R-410A | 8.6667 | Commercial | No
202395788 | Single Packaged Roof Top Units (Commercial Only) | AMERICAN STANDARD | HSP-A | WHC102H(3,4)*0A |  |  |  |  | 104000 |  |  | 93000 |  |  |  | 12 |  | 15.5 | 3.63 | 2.25 | No | R-410A | 8.6667 | Commercial | No
202395790 | Single Packaged Roof Top Units (Commercial Only) | AMERICAN STANDARD | HSPY-A | DHC102H(3,4)*(L,M,H,X,Y,Z)A |  |  |  |  | 104000 |  |  | 93000 |  |  |  | 12 |  | 15.5 | 3.63 | 2.25 | Yes | R-410A | 8.6667 | Commercial | No
202395791 | Single Packaged Roof Top Units (Commercial Only) | TRANE | HSP-A | WHC102HW*0A |  |  |  |  | 104000 |  |  | 93000 |  |  |  | 11.8 |  | 15.5 | 3.61 | 2.25 | No | R-410A | 8.6667 | Commercial | No
202395793 | Single Packaged Roof Top Units (Commercial Only) | TRANE | HSPY-A | DHC102HW*(L,M,H,X,Y,Z)A |  |  |  |  | 104000 |  |  | 93000 |  |  |  | 11.8 |  | 15.5 | 3.61 | 2.25 | Yes | R-410A | 8.6667 | Commercial | No
202395794 | Single Packaged Roof Top Units (Commercial Only) | AMERICAN STANDARD | HSP-A | WHC102HW*0A |  |  |  |  | 104000 |  |  | 93000 |  |  |  | 11.8 |  | 15.5 | 3.61 | 2.25 | No | R-410A | 8.6667 | Commercial | No
202395796 | Single Packaged Roof Top Units (Commercial Only) | AMERICAN STANDARD | HSPY-A | DHC102HW*(L,M,H,X,Y,Z)A |  |  |  |  | 104000 |  |  | 93000 |  |  |  | 11.8 |  | 15.5 | 3.61 | 2.25 | Yes | R-410A | 8.6667 | Commercial | No
202395797 | Single Packaged Roof Top Units (Commercial Only) | TRANE | HSP-A | WHC102H(3,4)*0A***6 |  |  |  |  | 104000 |  |  | 93000 |  |  |  | 12 |  | 16.5 | 3.63 | 2.25 | No | R-410A | 8.6667 | Commercial | No
202395798 | Single Packaged Roof Top Units (Commercial Only) | TRANE | HSP-A | WHC102H(3,4)*(C,G,K,N)A***6 |  |  |  |  | 104000 |  |  | 93000 |  |  |  | 12 |  | 16.5 | 3.63 | 2.25 | No | R-410A | 8.6667 | Commercial | No
202395799 | Single Packaged Roof Top Units (Commercial Only) | TRANE | HSPY-A | DHC102H(3,4)*(L,M,H,X,Y,Z)A***6 |  |  |  |  | 104000 |  |  | 93000 |  |  |  | 12 |  | 16.5 | 3.63 | 2.25 | Yes | R-410A | 8.6667 | Commercial | No
202395800 | Single Packaged Roof Top Units (Commercial Only) | AMERICAN STANDARD | HSP-A | WHC102H(3,4)*0A***6 |  |  |  |  | 104000 |  |  | 93000 |  |  |  | 12 |  | 16.5 | 3.63 | 2.25 | No | R-410A | 8.6667 | Commercial | No
202395801 | Single Packaged Roof Top Units (Commercial Only) | AMERICAN STANDARD | HSP-A | WHC102H(3,4)*(C,G,K,N)A***6 |  |  |  |  | 104000 |  |  | 93000 |  |  |  | 12 |  | 16.5 | 3.63 | 2.25 | No | R-410A | 8.6667 | Commercial | No
202395802 | Single Packaged Roof Top Units (Commercial Only) | AMERICAN STANDARD | HSPY-A | DHC102H(3,4)*(L,M,H,X,Y,Z)A***6 |  |  |  |  | 104000 |  |  | 93000 |  |  |  | 12 |  | 16.5 | 3.63 | 2.25 | Yes | R-410A | 8.6667 | Commercial | No
202395803 | Single Packaged Roof Top Units (Commercial Only) | TRANE | HSP-A | WHC102HW*0A***6 |  |  |  |  | 104000 |  |  | 93000 |  |  |  | 11.8 |  | 16.5 | 3.61 | 2.25 | No | R-410A | 8.6667 | Commercial | No
202395804 | Single Packaged Roof Top Units (Commercial Only) | TRANE | HSP-A | WHC102HW*(C,G,K,N)A***6 |  |  |  |  | 104000 |  |  | 93000 |  |  |  | 11.8 |  | 16.5 | 3.61 | 2.25 | No | R-410A | 8.6667 | Commercial | No
202395805 | Single Packaged Roof Top Units (Commercial Only) | TRANE | HSPY-A | DHC102HW*(L,M,H,X,Y,Z)A***6 |  |  |  |  | 104000 |  |  | 93000 |  |  |  | 11.8 |  | 16.5 | 3.61 | 2.25 | Yes | R-410A | 8.6667 | Commercial | No
202395806 | Single Packaged Roof Top Units (Commercial Only) | AMERICAN STANDARD | HSP-A | WHC102HW*0A***6 |  |  |  |  | 104000 |  |  | 93000 |  |  |  | 11.8 |  | 16.5 | 3.61 | 2.25 | No | R-410A | 8.6667 | Commercial | No
202395807 | Single Packaged Roof Top Units (Commercial Only) | AMERICAN STANDARD | HSP-A | WHC102HW*(C,G,K,N)A***6 |  |  |  |  | 104000 |  |  | 93000 |  |  |  | 11.8 |  | 16.5 | 3.61 | 2.25 | No | R-410A | 8.6667 | Commercial | No
202395808 | Single Packaged Roof Top Units (Commercial Only) | AMERICAN STANDARD | HSPY-A | DHC102HW*(L,M,H,X,Y,Z)A***6 |  |  |  |  | 104000 |  |  | 93000 |  |  |  | 11.8 |  | 16.5 | 3.61 | 2.25 | Yes | R-410A | 8.6667 | Commercial | No
202395810 | Single Packaged Roof Top Units (Commercial Only) | TRANE | HSPY-A | DHC120H(3,4)*(L,M,H,X,Y,Z)A |  |  |  |  | 121000 |  |  | 118000 |  |  |  | 11.5 |  | 15.5 | 3.63 | 2.25 | Yes | R-410A | 10.0833 | Commercial | No
202395811 | Single Packaged Roof Top Units (Commercial Only) | AMERICAN STANDARD | HSP-A | WHC120H(3,4)*0A |  |  |  |  | 121000 |  |  | 118000 |  |  |  | 11.5 |  | 15.5 | 3.63 | 2.25 | No | R-410A | 10.0833 | Commercial | No
202395813 | Single Packaged Roof Top Units (Commercial Only) | AMERICAN STANDARD | HSPY-A | DHC120H(3,4)*(L,M,H,X,Y,Z)A |  |  |  |  | 121000 |  |  | 118000 |  |  |  | 11.5 |  | 15.5 | 3.63 | 2.25 | Yes | R-410A | 10.0833 | Commercial | No
202395814 | Single Packaged Roof Top Units (Commercial Only) | TRANE | HSP-A | WHC120HW*0A |  |  |  |  | 121000 |  |  | 118000 |  |  |  | 11.5 |  | 15.5 | 3.61 | 2.25 | No | R-410A | 10.0833 | Commercial | No
202395816 | Single Packaged Roof Top Units (Commercial Only) | TRANE | HSPY-A | DHC120HW*(L,M,H,X,Y,Z)A |  |  |  |  | 121000 |  |  | 118000 |  |  |  | 11.5 |  | 15.5 | 3.61 | 2.25 | Yes | R-410A | 10.0833 | Commercial | No
202395817 | Single Packaged Roof Top Units (Commercial Only) | AMERICAN STANDARD | HSP-A | WHC120HW*0A |  |  |  |  | 121000 |  |  | 118000 |  |  |  | 11.5 |  | 15.5 | 3.61 | 2.25 | No | R-410A | 10.0833 | Commercial | No
202395819 | Single Packaged Roof Top Units (Commercial Only) | AMERICAN STANDARD | HSPY-A | DHC120HW*(L,M,H,X,Y,Z)A |  |  |  |  | 121000 |  |  | 118000 |  |  |  | 11.5 |  | 15.5 | 3.61 | 2.25 | Yes | R-410A | 10.0833 | Commercial | No
202395820 | Single Packaged Roof Top Units (Commercial Only) | TRANE | HSP-A | WHC120H(3,4)*0A***6 |  |  |  |  | 121000 |  |  | 118000 |  |  |  | 11.5 |  | 16.5 | 3.63 | 2.25 | No | R-410A | 10.0833 | Commercial | No
202395821 | Single Packaged Roof Top Units (Commercial Only) | TRANE | HSP-A | WHC120H(3,4)*(G,K,N,P)A***6 |  |  |  |  | 121000 |  |  | 118000 |  |  |  | 11.5 |  | 16.5 | 3.63 | 2.25 | No | R-410A | 10.0833 | Commercial | No
202395822 | Single Packaged Roof Top Units (Commercial Only) | TRANE | HSPY-A | DHC120H(3,4)*(L,M,H,X,Y,Z)A***6 |  |  |  |  | 121000 |  |  | 118000 |  |  |  | 11.5 |  | 16.5 | 3.63 | 2.25 | Yes | R-410A | 10.0833 | Commercial | No
202395823 | Single Packaged Roof Top Units (Commercial Only) | AMERICAN STANDARD | HSP-A | WHC120H(3,4)*0A***6 |  |  |  |  | 121000 |  |  | 118000 |  |  |  | 11.5 |  | 16.5 | 3.63 | 2.25 | No | R-410A | 10.0833 | Commercial | No
202395824 | Single Packaged Roof Top Units (Commercial Only) | AMERICAN STANDARD | HSP-A | WHC120H(3,4)*(G,K,N,P)A***6 |  |  |  |  | 121000 |  |  | 118000 |  |  |  | 11.5 |  | 16.5 | 3.63 | 2.25 | No | R-410A | 10.0833 | Commercial | No
202395825 | Single Packaged Roof Top Units (Commercial Only) | AMERICAN STANDARD | HSPY-A | DHC120H(3,4)*(L,M,H,X,Y,Z)A***6 |  |  |  |  | 121000 |  |  | 118000 |  |  |  | 11.5 |  | 16.5 | 3.63 | 2.25 | Yes | R-410A | 10.0833 | Commercial | No
202395826 | Single Packaged Roof Top Units (Commercial Only) | TRANE | HSP-A | WHC120HW*0A***6 |  |  |  |  | 121000 |  |  | 118000 |  |  |  | 11.5 |  | 16.5 | 3.61 | 2.25 | No | R-410A | 10.0833 | Commercial | No
202395827 | Single Packaged Roof Top Units (Commercial Only) | TRANE | HSP-A | WHC120HW*(G,K,N,P)A***6 |  |  |  |  | 121000 |  |  | 118000 |  |  |  | 11.5 |  | 16.5 | 3.61 | 2.25 | No | R-410A | 10.0833 | Commercial | No
202395828 | Single Packaged Roof Top Units (Commercial Only) | TRANE | HSPY-A | DHC120HW*(L,M,H,X,Y,Z)A***6 |  |  |  |  | 121000 |  |  | 118000 |  |  |  | 11.5 |  | 16.5 | 3.61 | 2.25 | Yes | R-410A | 10.0833 | Commercial | No
202395829 | Single Packaged Roof Top Units (Commercial Only) | AMERICAN STANDARD | HSP-A | WHC120HW*0A***6 |  |  |  |  | 121000 |  |  | 118000 |  |  |  | 11.5 |  | 16.5 | 3.61 | 2.25 | No | R-410A | 10.0833 | Commercial | No
202395830 | Single Packaged Roof Top Units (Commercial Only) | AMERICAN STANDARD | HSP-A | WHC120HW*(G,K,N,P)A***6 |  |  |  |  | 121000 |  |  | 118000 |  |  |  | 11.5 |  | 16.5 | 3.61 | 2.25 | No | R-410A | 10.0833 | Commercial | No
202395831 | Single Packaged Roof Top Units (Commercial Only) | AMERICAN STANDARD | HSPY-A | DHC120HW*(L,M,H,X,Y,Z)A***6 |  |  |  |  | 121000 |  |  | 118000 |  |  |  | 11.5 |  | 16.5 | 3.61 | 2.25 | Yes | R-410A | 10.0833 | Commercial | No
202395838 | Single Packaged Roof Top Units (Commercial Only) | TRANE | HSP-A | WHC074H(3,4)*0A***7 |  |  |  |  | 78000 |  |  | 75000 |  |  |  | 12.1 |  | 16 | 3.5 | 2.25 | No | R-410A | 6.5 | Commercial | No
202395839 | Single Packaged Roof Top Units (Commercial Only) | TRANE | HSP-A | WHC074H(3,4)*(C,G,K,N)A***7 |  |  |  |  | 78000 |  |  | 75000 |  |  |  | 12.1 |  | 16 | 3.5 | 2.25 | No | R-410A | 6.5 | Commercial | No
202395840 | Single Packaged Roof Top Units (Commercial Only) | TRANE | HSPY-A | DHC074H(3,4)*(L,M,H,X,Y,Z)A***7 |  |  |  |  | 78000 |  |  | 75000 |  |  |  | 12.1 |  | 16 | 3.5 | 2.25 | Yes | R-410A | 6.5 | Commercial | No
202395841 | Single Packaged Roof Top Units (Commercial Only) | AMERICAN STANDARD | HSP-A | WHC074H(3,4)*0A***7 |  |  |  |  | 78000 |  |  | 75000 |  |  |  | 12.1 |  | 16 | 3.5 | 2.25 | No | R-410A | 6.5 | Commercial | No
202395842 | Single Packaged Roof Top Units (Commercial Only) | AMERICAN STANDARD | HSP-A | WHC074H(3,4)*(C,G,K,N)A***7 |  |  |  |  | 78000 |  |  | 75000 |  |  |  | 12.1 |  | 16 | 3.5 | 2.25 | No | R-410A | 6.5 | Commercial | No
202395843 | Single Packaged Roof Top Units (Commercial Only) | AMERICAN STANDARD | HSPY-A | DHC074H(3,4)*(L,M,H,X,Y,Z)A***7 |  |  |  |  | 78000 |  |  | 75000 |  |  |  | 12.1 |  | 16 | 3.5 | 2.25 | Yes | R-410A | 6.5 | Commercial | No
202395850 | Single Packaged Roof Top Units (Commercial Only) | TRANE | HSP-A | WHC092H(3,4)*0A***7 |  |  |  |  | 95000 |  |  | 87000 |  |  |  | 11.8 |  | 16 | 3.5 | 2.25 | No | R-410A | 7.9167 | Commercial | No
202395851 | Single Packaged Roof Top Units (Commercial Only) | TRANE | HSP-A | WHC092H(3,4)*(C,G,K,N)A***7 |  |  |  |  | 95000 |  |  | 87000 |  |  |  | 11.8 |  | 16 | 3.5 | 2.25 | No | R-410A | 7.9167 | Commercial | No
202395852 | Single Packaged Roof Top Units (Commercial Only) | TRANE | HSPY-A | DHC092H(3,4)*(L,M,H,X,Y,Z)A***7 |  |  |  |  | 95000 |  |  | 87000 |  |  |  | 11.8 |  | 16 | 3.5 | 2.25 | Yes | R-410A | 7.9167 | Commercial | No
202395853 | Single Packaged Roof Top Units (Commercial Only) | AMERICAN STANDARD | HSP-A | WHC092H(3,4)*0A***7 |  |  |  |  | 95000 |  |  | 87000 |  |  |  | 11.8 |  | 16 | 3.5 | 2.25 | No | R-410A | 7.9167 | Commercial | No
202395854 | Single Packaged Roof Top Units (Commercial Only) | AMERICAN STANDARD | HSP-A | WHC092H(3,4)*(C,G,K,N)A***7 |  |  |  |  | 95000 |  |  | 87000 |  |  |  | 11.8 |  | 16 | 3.5 | 2.25 | No | R-410A | 7.9167 | Commercial | No
202395855 | Single Packaged Roof Top Units (Commercial Only) | AMERICAN STANDARD | HSPY-A | DHC092H(3,4)*(L,M,H,X,Y,Z)A***7 |  |  |  |  | 95000 |  |  | 87000 |  |  |  | 11.8 |  | 16 | 3.5 | 2.25 | Yes | R-410A | 7.9167 | Commercial | No
202395862 | Single Packaged Roof Top Units (Commercial Only) | TRANE | HSP-A | WHC102H(3,4)*0A***7 |  |  |  |  | 104000 |  |  | 93000 |  |  |  | 12 |  | 16 | 3.63 | 2.25 | No | R-410A | 8.6667 | Commercial | No
202395863 | Single Packaged Roof Top Units (Commercial Only) | TRANE | HSP-A | WHC102H(3,4)*(C,G,K,N)A***7 |  |  |  |  | 104000 |  |  | 93000 |  |  |  | 12 |  | 16 | 3.63 | 2.25 | No | R-410A | 8.6667 | Commercial | No
202395864 | Single Packaged Roof Top Units (Commercial Only) | TRANE | HSPY-A | DHC102H(3,4)*(L,M,H,X,Y,Z)A***7 |  |  |  |  | 104000 |  |  | 93000 |  |  |  | 12 |  | 16 | 3.63 | 2.25 | Yes | R-410A | 8.6667 | Commercial | No
202395865 | Single Packaged Roof Top Units (Commercial Only) | AMERICAN STANDARD | HSP-A | WHC102H(3,4)*0A***7 |  |  |  |  | 104000 |  |  | 93000 |  |  |  | 12 |  | 16 | 3.63 | 2.25 | No | R-410A | 8.6667 | Commercial | No
202395866 | Single Packaged Roof Top Units (Commercial Only) | AMERICAN STANDARD | HSP-A | WHC102H(3,4)*(C,G,K,N)A***7 |  |  |  |  | 104000 |  |  | 93000 |  |  |  | 12 |  | 16 | 3.63 | 2.25 | No | R-410A | 8.6667 | Commercial | No
202395867 | Single Packaged Roof Top Units (Commercial Only) | AMERICAN STANDARD | HSPY-A | DHC102H(3,4)*(L,M,H,X,Y,Z)A***7 |  |  |  |  | 104000 |  |  | 93000 |  |  |  | 12 |  | 16 | 3.63 | 2.25 | Yes | R-410A | 8.6667 | Commercial | No
202395868 | Single Packaged Roof Top Units (Commercial Only) | TRANE | HSP-A | WHC102HW*0A***7 |  |  |  |  | 104000 |  |  | 93000 |  |  |  | 11.8 |  | 16 | 3.61 | 2.25 | No | R-410A | 8.6667 | Commercial | No
202395869 | Single Packaged Roof Top Units (Commercial Only) | TRANE | HSP-A | WHC102HW*(C,G,K,N)A***7 |  |  |  |  | 104000 |  |  | 93000 |  |  |  | 11.8 |  | 16 | 3.61 | 2.25 | No | R-410A | 8.6667 | Commercial | No
202395870 | Single Packaged Roof Top Units (Commercial Only) | TRANE | HSPY-A | DHC102HW*(L,M,H,X,Y,Z)A***7 |  |  |  |  | 104000 |  |  | 93000 |  |  |  | 11.8 |  | 16 | 3.61 | 2.25 | Yes | R-410A | 8.6667 | Commercial | No
202395871 | Single Packaged Roof Top Units (Commercial Only) | AMERICAN STANDARD | HSP-A | WHC102HW*0A***7 |  |  |  |  | 104000 |  |  | 93000 |  |  |  | 11.8 |  | 16 | 3.61 | 2.25 | No | R-410A | 8.6667 | Commercial | No
202395872 | Single Packaged Roof Top Units (Commercial Only) | AMERICAN STANDARD | HSP-A | WHC102HW*(C,G,K,N)A***7 |  |  |  |  | 104000 |  |  | 93000 |  |  |  | 11.8 |  | 16 | 3.61 | 2.25 | No | R-410A | 8.6667 | Commercial | No
202395873 | Single Packaged Roof Top Units (Commercial Only) | AMERICAN STANDARD | HSPY-A | DHC102HW*(L,M,H,X,Y,Z)A***7 |  |  |  |  | 104000 |  |  | 93000 |  |  |  | 11.8 |  | 16 | 3.61 | 2.25 | Yes | R-410A | 8.6667 | Commercial | No
202395874 | Single Packaged Roof Top Units (Commercial Only) | TRANE | HSP-A | WHC120H(3,4)*0A***7 |  |  |  |  | 121000 |  |  | 118000 |  |  |  | 11.5 |  | 16 | 3.63 | 2.25 | No | R-410A | 10.0833 | Commercial | No
202395875 | Single Packaged Roof Top Units (Commercial Only) | TRANE | HSP-A | WHC120H(3,4)*(G,K,N,P)A***7 |  |  |  |  | 121000 |  |  | 118000 |  |  |  | 11.5 |  | 16 | 3.63 | 2.25 | No | R-410A | 10.0833 | Commercial | No
202395876 | Single Packaged Roof Top Units (Commercial Only) | TRANE | HSPY-A | DHC120H(3,4)*(L,M,H,X,Y,Z)A***7 |  |  |  |  | 121000 |  |  | 118000 |  |  |  | 11.5 |  | 16 | 3.63 | 2.25 | Yes | R-410A | 10.0833 | Commercial | No
202395877 | Single Packaged Roof Top Units (Commercial Only) | AMERICAN STANDARD | HSP-A | WHC120H(3,4)*0A***7 |  |  |  |  | 121000 |  |  | 118000 |  |  |  | 11.5 |  | 16 | 3.63 | 2.25 | No | R-410A | 10.0833 | Commercial | No
202395878 | Single Packaged Roof Top Units (Commercial Only) | AMERICAN STANDARD | HSP-A | WHC120H(3,4)*(G,K,N,P)A***7 |  |  |  |  | 121000 |  |  | 118000 |  |  |  | 11.5 |  | 16 | 3.63 | 2.25 | No | R-410A | 10.0833 | Commercial | No
202395879 | Single Packaged Roof Top Units (Commercial Only) | AMERICAN STANDARD | HSPY-A | DHC120H(3,4)*(L,M,H,X,Y,Z)A***7 |  |  |  |  | 121000 |  |  | 118000 |  |  |  | 11.5 |  | 16 | 3.63 | 2.25 | Yes | R-410A | 10.0833 | Commercial | No
202395880 | Single Packaged Roof Top Units (Commercial Only) | TRANE | HSP-A | WHC120HW*0A***7 |  |  |  |  | 121000 |  |  | 118000 |  |  |  | 11.5 |  | 16 | 3.61 | 2.25 | No | R-410A | 10.0833 | Commercial | No
202395881 | Single Packaged Roof Top Units (Commercial Only) | TRANE | HSP-A | WHC120HW*(G,K,N,P)A***7 |  |  |  |  | 121000 |  |  | 118000 |  |  |  | 11.5 |  | 16 | 3.61 | 2.25 | No | R-410A | 10.0833 | Commercial | No
202395882 | Single Packaged Roof Top Units (Commercial Only) | TRANE | HSPY-A | DHC120HW*(L,M,H,X,Y,Z)A***7 |  |  |  |  | 121000 |  |  | 118000 |  |  |  | 11.5 |  | 16 | 3.61 | 2.25 | Yes | R-410A | 10.0833 | Commercial | No
202395883 | Single Packaged Roof Top Units (Commercial Only) | AMERICAN STANDARD | HSP-A | WHC120HW*0A***7 |  |  |  |  | 121000 |  |  | 118000 |  |  |  | 11.5 |  | 16 | 3.61 | 2.25 | No | R-410A | 10.0833 | Commercial | No
202395884 | Single Packaged Roof Top Units (Commercial Only) | AMERICAN STANDARD | HSP-A | WHC120HW*(G,K,N,P)A***7 |  |  |  |  | 121000 |  |  | 118000 |  |  |  | 11.5 |  | 16 | 3.61 | 2.25 | No | R-410A | 10.0833 | Commercial | No
202395885 | Single Packaged Roof Top Units (Commercial Only) | AMERICAN STANDARD | HSPY-A | DHC120HW*(L,M,H,X,Y,Z)A***7 |  |  |  |  | 121000 |  |  | 118000 |  |  |  | 11.5 |  | 16 | 3.61 | 2.25 | Yes | R-410A | 10.0833 | Commercial | No
206347242 | Single Packaged Roof Top Units (Commercial Only) | LG | HSP-A | AK-W120BC00 |  |  |  |  | 117000 |  |  | 117000 |  |  |  | 11.3 |  | 19 | 3.5 | 2.3 | No | R-410A | 9.75 | Commercial | No
206597274 | Single Packaged Roof Top Units (Commercial Only) | LG | HSP-A | AK-W090BC00 |  |  |  |  | 90000 |  |  | 90000 |  |  |  | 12.2 |  | 20 | 3.7 | 2.42 | No | R-410A | 7.5 | Commercial | No
205092972 | Single Packaged Roof Top Units (Commercial Only) | TRANE | HSP-A | WHC074H(3,4)*0A***E |  |  |  |  | 78000 |  |  | 75000 |  |  |  | 12.1 |  | 16.5 | 3.5 | 2.25 | No | R-410A | 6.5 | Commercial | No
205092973 | Single Packaged Roof Top Units (Commercial Only) | TRANE | HSP-A | WHC074H(3,4)*(C,G,K,N)A***E |  |  |  |  | 78000 |  |  | 75000 |  |  |  | 12.1 |  | 16.5 | 3.5 | 2.25 | No | R-410A | 6.5 | Commercial | No
205092974 | Single Packaged Roof Top Units (Commercial Only) | TRANE | HSPY-A | DHC074H(3,4)*(L,M,H,X,Y,Z)A***E |  |  |  |  | 78000 |  |  | 75000 |  |  |  | 12.1 |  | 16.5 | 3.5 | 2.25 | Yes | R-410A | 6.5 | Commercial | No
205092976 | Single Packaged Roof Top Units (Commercial Only) | AMERICAN STANDARD | HSP-A | WHC074H(3,4)*0A***E |  |  |  |  | 78000 |  |  | 75000 |  |  |  | 12.1 |  | 16.5 | 3.5 | 2.25 | No | R-410A | 6.5 | Commercial | No
205092977 | Single Packaged Roof Top Units (Commercial Only) | AMERICAN STANDARD | HSP-A | WHC074H(3,4)*(C,G,K,N)A***E |  |  |  |  | 78000 |  |  | 75000 |  |  |  | 12.1 |  | 16.5 | 3.5 | 2.25 | No | R-410A | 6.5 | Commercial | No
205092978 | Single Packaged Roof Top Units (Commercial Only) | AMERICAN STANDARD | HSPY-A | DHC074H(3,4)*(L,M,H,X,Y,Z)A***E |  |  |  |  | 78000 |  |  | 75000 |  |  |  | 12.1 |  | 16.5 | 3.5 | 2.25 | Yes | R-410A | 6.5 | Commercial | No
205092985 | Single Packaged Roof Top Units (Commercial Only) | TRANE | HSP-A | WHC092H(3,4)*0A***E |  |  |  |  | 95000 |  |  | 87000 |  |  |  | 11.8 |  | 16.5 | 3.5 | 2.25 | No | R-410A | 7.9167 | Commercial | No
205092986 | Single Packaged Roof Top Units (Commercial Only) | TRANE | HSP-A | WHC092H(3,4)*(C,G,K,N)A***E |  |  |  |  | 95000 |  |  | 87000 |  |  |  | 11.8 |  | 16.5 | 3.5 | 2.25 | No | R-410A | 7.9167 | Commercial | No
205092987 | Single Packaged Roof Top Units (Commercial Only) | TRANE | HSPY-A | DHC092H(3,4)*(L,M,H,X,Y,Z)A***E |  |  |  |  | 95000 |  |  | 87000 |  |  |  | 11.8 |  | 16.5 | 3.5 | 2.25 | Yes | R-410A | 7.9167 | Commercial | No
205092988 | Single Packaged Roof Top Units (Commercial Only) | AMERICAN STANDARD | HSP-A | WHC092H(3,4)*0A***E |  |  |  |  | 95000 |  |  | 87000 |  |  |  | 11.8 |  | 16.5 | 3.5 | 2.25 | No | R-410A | 7.9167 | Commercial | No
205092989 | Single Packaged Roof Top Units (Commercial Only) | AMERICAN STANDARD | HSP-A | WHC092H(3,4)*(C,G,K,N)A***E |  |  |  |  | 95000 |  |  | 87000 |  |  |  | 11.8 |  | 16.5 | 3.5 | 2.25 | No | R-410A | 7.9167 | Commercial | No
205092990 | Single Packaged Roof Top Units (Commercial Only) | AMERICAN STANDARD | HSPY-A | DHC092H(3,4)*(L,M,H,X,Y,Z)A***E |  |  |  |  | 95000 |  |  | 87000 |  |  |  | 11.8 |  | 16.5 | 3.5 | 2.25 | Yes | R-410A | 7.9167 | Commercial | No
205093000 | Single Packaged Roof Top Units (Commercial Only) | TRANE | HSP-A | WHC102H(3,4)*0A***E |  |  |  |  | 104000 |  |  | 93000 |  |  |  | 12 |  | 16.5 | 3.63 | 2.25 | No | R-410A | 8.6667 | Commercial | No
205093001 | Single Packaged Roof Top Units (Commercial Only) | TRANE | HSP-A | WHC102H(3,4)*(C,G,K,N)A***E |  |  |  |  | 104000 |  |  | 93000 |  |  |  | 12 |  | 16.5 | 3.63 | 2.25 | No | R-410A | 8.6667 | Commercial | No
205093003 | Single Packaged Roof Top Units (Commercial Only) | TRANE | HSPY-A | DHC102H(3,4)*(L,M,H,X,Y,Z)A***E |  |  |  |  | 104000 |  |  | 93000 |  |  |  | 12 |  | 16.5 | 3.63 | 2.25 | Yes | R-410A | 8.6667 | Commercial | No
205093004 | Single Packaged Roof Top Units (Commercial Only) | AMERICAN STANDARD | HSP-A | WHC102H(3,4)*0A***E |  |  |  |  | 104000 |  |  | 93000 |  |  |  | 12 |  | 16.5 | 3.63 | 2.25 | No | R-410A | 8.6667 | Commercial | No
205093006 | Single Packaged Roof Top Units (Commercial Only) | AMERICAN STANDARD | HSP-A | WHC102H(3,4)*(C,G,K,N)A***E |  |  |  |  | 104000 |  |  | 93000 |  |  |  | 12 |  | 16.5 | 3.63 | 2.25 | No | R-410A | 8.6667 | Commercial | No
205093007 | Single Packaged Roof Top Units (Commercial Only) | AMERICAN STANDARD | HSPY-A | DHC102H(3,4)*(L,M,H,X,Y,Z)A***E |  |  |  |  | 104000 |  |  | 93000 |  |  |  | 12 |  | 16.5 | 3.63 | 2.25 | Yes | R-410A | 8.6667 | Commercial | No
205093008 | Single Packaged Roof Top Units (Commercial Only) | TRANE | HSP-A | WHC102HW*0A***E |  |  |  |  | 104000 |  |  | 93000 |  |  |  | 11.8 |  | 16.5 | 3.61 | 2.25 | No | R-410A | 8.6667 | Commercial | No
205093010 | Single Packaged Roof Top Units (Commercial Only) | TRANE | HSP-A | WHC102HW*(C,G,K,N)A***E |  |  |  |  | 104000 |  |  | 93000 |  |  |  | 11.8 |  | 16.5 | 3.61 | 2.25 | No | R-410A | 8.6667 | Commercial | No
205093011 | Single Packaged Roof Top Units (Commercial Only) | TRANE | HSPY-A | DHC102HW*(L,M,H,X,Y,Z)A***E |  |  |  |  | 104000 |  |  | 93000 |  |  |  | 11.8 |  | 16.5 | 3.61 | 2.25 | Yes | R-410A | 8.6667 | Commercial | No
205093012 | Single Packaged Roof Top Units (Commercial Only) | AMERICAN STANDARD | HSP-A | WHC102HW*0A***E |  |  |  |  | 104000 |  |  | 93000 |  |  |  | 11.8 |  | 16.5 | 3.61 | 2.25 | No | R-410A | 8.6667 | Commercial | No
205093013 | Single Packaged Roof Top Units (Commercial Only) | AMERICAN STANDARD | HSP-A | WHC102HW*(C,G,K,N)A***E |  |  |  |  | 104000 |  |  | 93000 |  |  |  | 11.8 |  | 16.5 | 3.61 | 2.25 | No | R-410A | 8.6667 | Commercial | No
205093015 | Single Packaged Roof Top Units (Commercial Only) | AMERICAN STANDARD | HSPY-A | DHC102HW*(L,M,H,X,Y,Z)A***E |  |  |  |  | 104000 |  |  | 93000 |  |  |  | 11.8 |  | 16.5 | 3.61 | 2.25 | Yes | R-410A | 8.6667 | Commercial | No
205093016 | Single Packaged Roof Top Units (Commercial Only) | TRANE | HSP-A | WHC120H(3,4)*0A***E |  |  |  |  | 121000 |  |  | 118000 |  |  |  | 11.5 |  | 16.5 | 3.63 | 2.25 | No | R-410A | 10.0833 | Commercial | No
205093017 | Single Packaged Roof Top Units (Commercial Only) | TRANE | HSP-A | WHC120H(3,4)*(G,K,N,P)A***E |  |  |  |  | 121000 |  |  | 118000 |  |  |  | 11.5 |  | 16.5 | 3.63 | 2.25 | No | R-410A | 10.0833 | Commercial | No
205093018 | Single Packaged Roof Top Units (Commercial Only) | TRANE | HSPY-A | DHC120H(3,4)*(L,M,H,X,Y,Z)A***E |  |  |  |  | 121000 |  |  | 118000 |  |  |  | 11.5 |  | 16.5 | 3.63 | 2.25 | Yes | R-410A | 10.0833 | Commercial | No
205093020 | Single Packaged Roof Top Units (Commercial Only) | AMERICAN STANDARD | HSP-A | WHC120H(3,4)*0A***E |  |  |  |  | 121000 |  |  | 118000 |  |  |  | 11.5 |  | 16.5 | 3.63 | 2.25 | No | R-410A | 10.0833 | Commercial | No
205093021 | Single Packaged Roof Top Units (Commercial Only) | AMERICAN STANDARD | HSP-A | WHC120H(3,4)*(G,K,N,P)A***E |  |  |  |  | 121000 |  |  | 118000 |  |  |  | 11.5 |  | 16.5 | 3.63 | 2.25 | No | R-410A | 10.0833 | Commercial | No
205093022 | Single Packaged Roof Top Units (Commercial Only) | AMERICAN STANDARD | HSPY-A | DHC120H(3,4)*(L,M,H,X,Y,Z)A***E |  |  |  |  | 121000 |  |  | 118000 |  |  |  | 11.5 |  | 16.5 | 3.63 | 2.25 | Yes | R-410A | 10.0833 | Commercial | No
205093024 | Single Packaged Roof Top Units (Commercial Only) | TRANE | HSP-A | WHC120HW*0A***E |  |  |  |  | 121000 |  |  | 118000 |  |  |  | 11.5 |  | 16.5 | 3.61 | 2.25 | No | R-410A | 10.0833 | Commercial | No
205093025 | Single Packaged Roof Top Units (Commercial Only) | TRANE | HSP-A | WHC120HW*(G,K,N,P)A***E |  |  |  |  | 121000 |  |  | 118000 |  |  |  | 11.5 |  | 16.5 | 3.61 | 2.25 | No | R-410A | 10.0833 | Commercial | No
205093026 | Single Packaged Roof Top Units (Commercial Only) | TRANE | HSPY-A | DHC120HW*(L,M,H,X,Y,Z)A***E |  |  |  |  | 121000 |  |  | 118000 |  |  |  | 11.5 |  | 16.5 | 3.61 | 2.25 | Yes | R-410A | 10.0833 | Commercial | No
205093027 | Single Packaged Roof Top Units (Commercial Only) | AMERICAN STANDARD | HSP-A | WHC120HW*0A***E |  |  |  |  | 121000 |  |  | 118000 |  |  |  | 11.5 |  | 16.5 | 3.61 | 2.25 | No | R-410A | 10.0833 | Commercial | No
205093028 | Single Packaged Roof Top Units (Commercial Only) | AMERICAN STANDARD | HSP-A | WHC120HW*(G,K,N,P)A***E |  |  |  |  | 121000 |  |  | 118000 |  |  |  | 11.5 |  | 16.5 | 3.61 | 2.25 | No | R-410A | 10.0833 | Commercial | No
205093029 | Single Packaged Roof Top Units (Commercial Only) | AMERICAN STANDARD | HSPY-A | DHC120HW*(L,M,H,X,Y,Z)A***E |  |  |  |  | 121000 |  |  | 118000 |  |  |  | 11.5 |  | 16.5 | 3.61 | 2.25 | Yes | R-410A | 10.0833 | Commercial | No
10098065 | Single Packaged Roof Top Units (Commercial Only) | CHAMPION, UNITARY PRODUCTS GROUP - COMMERCIAL | HSP-A | XYE08A(2,4,5)*3******* |  |  |  |  | 88000 |  |  | 84000 |  |  |  | 12.1 |  | 16 | 3.5 | 2.4 | No | R-410A | 7.3333 | Commercial | No
10098066 | Single Packaged Roof Top Units (Commercial Only) | COLEMAN | HSP-A | XYE08A(2,4,5)*3******* |  |  |  |  | 88000 |  |  | 84000 |  |  |  | 12.1 |  | 16 | 3.5 | 2.4 | No | R-410A | 7.3333 | Commercial | No
10098067 | Single Packaged Roof Top Units (Commercial Only) | FRASER - JOHNSTON | HSP-A | XYE08A(2,4,5)*3******* |  |  |  |  | 88000 |  |  | 84000 |  |  |  | 12.1 |  | 16 | 3.5 | 2.4 | No | R-410A | 7.3333 | Commercial | No
10098068 | Single Packaged Roof Top Units (Commercial Only) | JOHNSON CONTROLS | HSP-A | XYE08A(2,4,5)*3******* |  |  |  |  | 88000 |  |  | 84000 |  |  |  | 12.1 |  | 16 | 3.5 | 2.4 | No | R-410A | 7.3333 | Commercial | No
10098069 | Single Packaged Roof Top Units (Commercial Only) | LUXAIRE | HSP-A | XYE08A(2,4,5)*3******* |  |  |  |  | 88000 |  |  | 84000 |  |  |  | 12.1 |  | 16 | 3.5 | 2.4 | No | R-410A | 7.3333 | Commercial | No
10098070 | Single Packaged Roof Top Units (Commercial Only) | TEMPMASTER, UNITARY PRODUCTS GROUP - COMMERCIAL | HSP-A | XYE08A(2,4,5)*3******* |  |  |  |  | 88000 |  |  | 84000 |  |  |  | 12.1 |  | 16 | 3.5 | 2.4 | No | R-410A | 7.3333 | Commercial | No
10317728 | Single Packaged Roof Top Units (Commercial Only) | DAIKIN | HSP-A | DPS007AHHE2**-3-16 |  |  |  |  | 90000 |  |  | 78000 |  |  |  | 12.6 |  | 19.3 | 3.63 | 2.41 | No | R-410A | 7.5 | Commercial | No
10317729 | Single Packaged Roof Top Units (Commercial Only) | DAIKIN | HSP-A | DPS007AHHE4**-3-16 |  |  |  |  | 90000 |  |  | 78000 |  |  |  | 12.6 |  | 19.6 | 3.63 | 2.41 | No | R-410A | 7.5 | Commercial | No
10317730 | Single Packaged Roof Top Units (Commercial Only) | DAIKIN | HSP-A | DPS007AHHE5**-3-16 |  |  |  |  | 90000 |  |  | 78000 |  |  |  | 12.5 |  | 19.1 | 3.58 | 2.39 | No | R-410A | 7.5 | Commercial | No
10317731 | Single Packaged Roof Top Units (Commercial Only) | DAIKIN | HSP-A | DPS007AHHG2**-3-16 |  |  |  |  | 90000 |  |  | 78000 |  |  |  | 12.1 |  | 19.3 | 3.63 | 2.41 | Yes | R-410A | 7.5 | Commercial | No
10317732 | Single Packaged Roof Top Units (Commercial Only) | DAIKIN | HSP-A | DPS007AHHG4**-3-16 |  |  |  |  | 90000 |  |  | 78000 |  |  |  | 12.1 |  | 19.3 | 3.63 | 2.41 | Yes | R-410A | 7.5 | Commercial | No
10317733 | Single Packaged Roof Top Units (Commercial Only) | DAIKIN | HSP-A | DPS007AHHG5**-3-16 |  |  |  |  | 90000 |  |  | 78000 |  |  |  | 12 |  | 19.1 | 3.58 | 2.37 | Yes | R-410A | 7.5 | Commercial | No
10317734 | Single Packaged Roof Top Units (Commercial Only) | DAIKIN | HSP-A | DPS007AHHY2**-3-16 |  |  |  |  | 90000 |  |  | 78000 |  |  |  | 12.8 |  | 19.8 | 3.67 | 2.43 | No | R-410A | 7.5 | Commercial | No
10317735 | Single Packaged Roof Top Units (Commercial Only) | DAIKIN | HSP-A | DPS007AHHY4**-3-16 |  |  |  |  | 90000 |  |  | 78000 |  |  |  | 12.8 |  | 19.8 | 3.67 | 2.43 | No | R-410A | 7.5 | Commercial | No
10317736 | Single Packaged Roof Top Units (Commercial Only) | DAIKIN | HSP-A | DPS007AHHY5**-3-16 |  |  |  |  | 90000 |  |  | 78000 |  |  |  | 12.7 |  | 19.6 | 3.62 | 2.39 | No | R-410A | 7.5 | Commercial | No
10317746 | Single Packaged Roof Top Units (Commercial Only) | DAIKIN | HSP-A | DPS007AHHE2**-3-14 |  |  |  |  | 89000 |  |  | 78000 |  |  |  | 12.2 |  | 18.8 | 3.58 | 2.38 | No | R-410A | 7.4167 | Commercial | No
10317747 | Single Packaged Roof Top Units (Commercial Only) | DAIKIN | HSP-A | DPS007AHHE4**-3-14 |  |  |  |  | 89000 |  |  | 78000 |  |  |  | 12.2 |  | 18.8 | 3.58 | 2.38 | No | R-410A | 7.4167 | Commercial | No
10317748 | Single Packaged Roof Top Units (Commercial Only) | DAIKIN | HSP-A | DPS007AHHE5**-3-14 |  |  |  |  | 89000 |  |  | 78000 |  |  |  | 12.1 |  | 18.6 | 3.5 | 2.33 | No | R-410A | 7.4167 | Commercial | No
10317749 | Single Packaged Roof Top Units (Commercial Only) | DAIKIN | HSP-A | DPS007AHHG2**-3-14 |  |  |  |  | 89000 |  |  | 78000 |  |  |  | 11.7 |  | 18.8 | 3.58 | 2.38 | Yes | R-410A | 7.4167 | Commercial | No
10317750 | Single Packaged Roof Top Units (Commercial Only) | DAIKIN | HSP-A | DPS007AHHG4**-3-14 |  |  |  |  | 89000 |  |  | 78000 |  |  |  | 11.7 |  | 18.8 | 3.58 | 2.38 | Yes | R-410A | 7.4167 | Commercial | No
10317752 | Single Packaged Roof Top Units (Commercial Only) | DAIKIN | HSP-A | DPS007AHHY2**-3-14 |  |  |  |  | 89000 |  |  | 78000 |  |  |  | 12.8 |  | 19.3 | 3.62 | 2.4 | No | R-410A | 7.4167 | Commercial | No
10317753 | Single Packaged Roof Top Units (Commercial Only) | DAIKIN | HSP-A | DPS007AHHY4**-3-14 |  |  |  |  | 89000 |  |  | 78000 |  |  |  | 12.8 |  | 19.3 | 3.62 | 2.4 | No | R-410A | 7.4167 | Commercial | No
10317754 | Single Packaged Roof Top Units (Commercial Only) | DAIKIN | HSP-A | DPS007AHHY5**-3-14 |  |  |  |  | 89000 |  |  | 78000 |  |  |  | 12.7 |  | 19.1 | 3.54 | 2.35 | No | R-410A | 7.4167 | Commercial | No
214594937 | Single Packaged Roof Top Units (Commercial Only) | CARRIER CORPORATION | HSP-A | 50GCQ*07 |  |  |  |  | 72000 |  |  | 72000 |  |  |  | 12.6 |  | 17.6 | 3.7 | 2.4 | No | R-410A | 6 | Commercial | No
214594938 | Single Packaged Roof Top Units (Commercial Only) | CARRIER CORPORATION | HSP-A | 50GCQ*08 |  |  |  |  | 90000 |  |  | 88000 |  |  |  | 12.2 |  | 17 | 3.6 | 2.4 | No | R-410A | 7.5 | Commercial | No
214594939 | Single Packaged Roof Top Units (Commercial Only) | CARRIER CORPORATION | HSP-A | 50GCQ*09 |  |  |  |  | 100000 |  |  | 94000 |  |  |  | 12 |  | 17.6 | 3.5 | 2.35 | No | R-410A | 8.3333 | Commercial | No
214594940 | Single Packaged Roof Top Units (Commercial Only) | CARRIER CORPORATION | HSP-A | 50GCQ*12 |  |  |  |  | 116000 |  |  | 106000 |  |  |  | 11.8 |  | 16.8 | 3.5 | 2.3 | No | R-410A | 9.6667 | Commercial | No
214594941 | Single Packaged Roof Top Units (Commercial Only) | BRYANT HEATING & COOLING SYSTEMS | HSP-A | 549K*07 |  |  |  |  | 72000 |  |  | 72000 |  |  |  | 12.6 |  | 17.6 | 3.7 | 2.4 | No | R-410A | 6 | Commercial | No
214594942 | Single Packaged Roof Top Units (Commercial Only) | BRYANT HEATING & COOLING SYSTEMS | HSP-A | 549K*08 |  |  |  |  | 90000 |  |  | 88000 |  |  |  | 12.2 |  | 17 | 3.6 | 2.4 | No | R-410A | 7.5 | Commercial | No
214594943 | Single Packaged Roof Top Units (Commercial Only) | BRYANT HEATING & COOLING SYSTEMS | HSP-A | 549K*09 |  |  |  |  | 100000 |  |  | 94000 |  |  |  | 12 |  | 17.6 | 3.5 | 2.35 | No | R-410A | 8.3333 | Commercial | No
214594944 | Single Packaged Roof Top Units (Commercial Only) | BRYANT HEATING & COOLING SYSTEMS | HSP-A | 549K*12 |  |  |  |  | 116000 |  |  | 106000 |  |  |  | 11.8 |  | 16.8 | 3.5 | 2.3 | No | R-410A | 9.6667 | Commercial | No
214594945 | Single Packaged Roof Top Units (Commercial Only) | ICP COMMERCIAL | HSP-A | RHW072* |  |  |  |  | 72000 |  |  | 72000 |  |  |  | 12.6 |  | 17.6 | 3.7 | 2.4 | No | R-410A | 6 | Commercial | No
214594946 | Single Packaged Roof Top Units (Commercial Only) | AIRQUEST | HSP-A | RHW072* |  |  |  |  | 72000 |  |  | 72000 |  |  |  | 12.6 |  | 17.6 | 3.7 | 2.4 | No | R-410A | 6 | Commercial | No
214594947 | Single Packaged Roof Top Units (Commercial Only) | ARCOAIRE | HSP-A | RHW072* |  |  |  |  | 72000 |  |  | 72000 |  |  |  | 12.6 |  | 17.6 | 3.7 | 2.4 | No | R-410A | 6 | Commercial | No
214594948 | Single Packaged Roof Top Units (Commercial Only) | COMFORTMAKER | HSP-A | RHW072* |  |  |  |  | 72000 |  |  | 72000 |  |  |  | 12.6 |  | 17.6 | 3.7 | 2.4 | No | R-410A | 6 | Commercial | No
214594949 | Single Packaged Roof Top Units (Commercial Only) | DAY & NIGHT | HSP-A | RHW072* |  |  |  |  | 72000 |  |  | 72000 |  |  |  | 12.6 |  | 17.6 | 3.7 | 2.4 | No | R-410A | 6 | Commercial | No
214594950 | Single Packaged Roof Top Units (Commercial Only) | HEIL | HSP-A | RHW072* |  |  |  |  | 72000 |  |  | 72000 |  |  |  | 12.6 |  | 17.6 | 3.7 | 2.4 | No | R-410A | 6 | Commercial | No
214594951 | Single Packaged Roof Top Units (Commercial Only) | KEEPRITE | HSP-A | RHW072* |  |  |  |  | 72000 |  |  | 72000 |  |  |  | 12.6 |  | 17.6 | 3.7 | 2.4 | No | R-410A | 6 | Commercial | No
214594952 | Single Packaged Roof Top Units (Commercial Only) | TEMPSTAR | HSP-A | RHW072* |  |  |  |  | 72000 |  |  | 72000 |  |  |  | 12.6 |  | 17.6 | 3.7 | 2.4 | Maybe | R-410A | 6 | Commercial | No
214594953 | Single Packaged Roof Top Units (Commercial Only) | ICP COMMERCIAL | HSP-A | RHW090* |  |  |  |  | 90000 |  |  | 88000 |  |  |  | 12.2 |  | 17 | 3.6 | 2.4 | No | R-410A | 7.5 | Commercial | No
214594954 | Single Packaged Roof Top Units (Commercial Only) | AIRQUEST | HSP-A | RHW090* |  |  |  |  | 90000 |  |  | 88000 |  |  |  | 12.2 |  | 17 | 3.6 | 2.4 | No | R-410A | 7.5 | Commercial | No
214594955 | Single Packaged Roof Top Units (Commercial Only) | ARCOAIRE | HSP-A | RHW090* |  |  |  |  | 90000 |  |  | 88000 |  |  |  | 12.2 |  | 17 | 3.6 | 2.4 | No | R-410A | 7.5 | Commercial | No
214594956 | Single Packaged Roof Top Units (Commercial Only) | COMFORTMAKER | HSP-A | RHW090* |  |  |  |  | 90000 |  |  | 88000 |  |  |  | 12.2 |  | 17 | 3.6 | 2.4 | No | R-410A | 7.5 | Commercial | No
214594957 | Single Packaged Roof Top Units (Commercial Only) | DAY & NIGHT | HSP-A | RHW090* |  |  |  |  | 90000 |  |  | 88000 |  |  |  | 12.2 |  | 17 | 3.6 | 2.4 | No | R-410A | 7.5 | Commercial | No
214594958 | Single Packaged Roof Top Units (Commercial Only) | HEIL | HSP-A | RHW090* |  |  |  |  | 90000 |  |  | 88000 |  |  |  | 12.2 |  | 17 | 3.6 | 2.4 | No | R-410A | 7.5 | Commercial | No
214594959 | Single Packaged Roof Top Units (Commercial Only) | KEEPRITE | HSP-A | RHW090* |  |  |  |  | 90000 |  |  | 88000 |  |  |  | 12.2 |  | 17 | 3.6 | 2.4 | No | R-410A | 7.5 | Commercial | No
214594960 | Single Packaged Roof Top Units (Commercial Only) | TEMPSTAR | HSP-A | RHW090* |  |  |  |  | 90000 |  |  | 88000 |  |  |  | 12.2 |  | 17 | 3.6 | 2.4 | Maybe | R-410A | 7.5 | Commercial | No
214594961 | Single Packaged Roof Top Units (Commercial Only) | ICP COMMERCIAL | HSP-A | RHW102* |  |  |  |  | 100000 |  |  | 94000 |  |  |  | 12 |  | 17.6 | 3.5 | 2.35 | No | R-410A | 8.3333 | Commercial | No
214594962 | Single Packaged Roof Top Units (Commercial Only) | AIRQUEST | HSP-A | RHW102* |  |  |  |  | 100000 |  |  | 94000 |  |  |  | 12 |  | 17.6 | 3.5 | 2.35 | No | R-410A | 8.3333 | Commercial | No
214594963 | Single Packaged Roof Top Units (Commercial Only) | ARCOAIRE | HSP-A | RHW102* |  |  |  |  | 100000 |  |  | 94000 |  |  |  | 12 |  | 17.6 | 3.5 | 2.35 | No | R-410A | 8.3333 | Commercial | No
214594964 | Single Packaged Roof Top Units (Commercial Only) | COMFORTMAKER | HSP-A | RHW102* |  |  |  |  | 100000 |  |  | 94000 |  |  |  | 12 |  | 17.6 | 3.5 | 2.35 | No | R-410A | 8.3333 | Commercial | No
214594965 | Single Packaged Roof Top Units (Commercial Only) | DAY & NIGHT | HSP-A | RHW102* |  |  |  |  | 100000 |  |  | 94000 |  |  |  | 12 |  | 17.6 | 3.5 | 2.35 | No | R-410A | 8.3333 | Commercial | No
214594966 | Single Packaged Roof Top Units (Commercial Only) | HEIL | HSP-A | RHW102* |  |  |  |  | 100000 |  |  | 94000 |  |  |  | 12 |  | 17.6 | 3.5 | 2.35 | No | R-410A | 8.3333 | Commercial | No
214594967 | Single Packaged Roof Top Units (Commercial Only) | KEEPRITE | HSP-A | RHW102* |  |  |  |  | 100000 |  |  | 94000 |  |  |  | 12 |  | 17.6 | 3.5 | 2.35 | No | R-410A | 8.3333 | Commercial | No
214594968 | Single Packaged Roof Top Units (Commercial Only) | TEMPSTAR | HSP-A | RHW102* |  |  |  |  | 100000 |  |  | 94000 |  |  |  | 12 |  | 17.6 | 3.5 | 2.35 | Maybe | R-410A | 8.3333 | Commercial | No
214594969 | Single Packaged Roof Top Units (Commercial Only) | ICP COMMERCIAL | HSP-A | RHW120* |  |  |  |  | 116000 |  |  | 106000 |  |  |  | 11.8 |  | 16.8 | 3.5 | 2.3 | No | R-410A | 9.6667 | Commercial | No
214594970 | Single Packaged Roof Top Units (Commercial Only) | AIRQUEST | HSP-A | RHW120* |  |  |  |  | 116000 |  |  | 106000 |  |  |  | 11.8 |  | 16.8 | 3.5 | 2.3 | No | R-410A | 9.6667 | Commercial | No
214594971 | Single Packaged Roof Top Units (Commercial Only) | ARCOAIRE | HSP-A | RHW120* |  |  |  |  | 116000 |  |  | 106000 |  |  |  | 11.8 |  | 16.8 | 3.5 | 2.3 | No | R-410A | 9.6667 | Commercial | No
214594972 | Single Packaged Roof Top Units (Commercial Only) | COMFORTMAKER | HSP-A | RHW120* |  |  |  |  | 116000 |  |  | 106000 |  |  |  | 11.8 |  | 16.8 | 3.5 | 2.3 | No | R-410A | 9.6667 | Commercial | No
214594973 | Single Packaged Roof Top Units (Commercial Only) | DAY & NIGHT | HSP-A | RHW120* |  |  |  |  | 116000 |  |  | 106000 |  |  |  | 11.8 |  | 16.8 | 3.5 | 2.3 | No | R-410A | 9.6667 | Commercial | No
214594974 | Single Packaged Roof Top Units (Commercial Only) | HEIL | HSP-A | RHW120* |  |  |  |  | 116000 |  |  | 106000 |  |  |  | 11.8 |  | 16.8 | 3.5 | 2.3 | No | R-410A | 9.6667 | Commercial | No
214594975 | Single Packaged Roof Top Units (Commercial Only) | KEEPRITE | HSP-A | RHW120* |  |  |  |  | 116000 |  |  | 106000 |  |  |  | 11.8 |  | 16.8 | 3.5 | 2.3 | No | R-410A | 9.6667 | Commercial | No
214594976 | Single Packaged Roof Top Units (Commercial Only) | TEMPSTAR | HSP-A | RHW120* |  |  |  |  | 116000 |  |  | 106000 |  |  |  | 11.8 |  | 16.8 | 3.5 | 2.3 | Maybe | R-410A | 9.6667 | Commercial | No
216019243 | Single Packaged Roof Top Units (Commercial Only) | DAIKIN | HSP-A | DHH0723********A* |  |  |  |  | 69000 |  |  | 62000 |  |  |  | 12 |  | 17.2 | 3.5 | 2.3 | No | R-32 | 5.75 | Commercial | No
216019244 | Single Packaged Roof Top Units (Commercial Only) | DAIKIN | HSP-A | DHH0724********A* |  |  |  |  | 69000 |  |  | 62000 |  |  |  | 12 |  | 17.2 | 3.5 | 2.3 | No | R-32 | 5.75 | Commercial | No
216019245 | Single Packaged Roof Top Units (Commercial Only) | DAIKIN | HSP-A | DHH0727********A* |  |  |  |  | 69000 |  |  | 62000 |  |  |  | 12 |  | 17.2 | 3.5 | 2.3 | No | R-32 | 5.75 | Commercial | No
215391726 | Single Packaged Roof Top Units (Commercial Only) | TRANE | HSP-A | WHK072A(3,4,W)**0***4 |  |  |  |  | 76000 |  |  | 68000 |  |  |  | 12.8 |  | 16.8 | 3.72 | 2.25 | No | R-454B | 6.3333 | Commercial | No
215391727 | Single Packaged Roof Top Units (Commercial Only) | TRANE | HSP-A | WHK072A(3,4,W)**(C,G,K,N)***4 |  |  |  |  | 76000 |  |  | 68000 |  |  |  | 12.8 |  | 16.8 | 3.72 | 2.25 | No | R-454B | 6.3333 | Commercial | No
215391728 | Single Packaged Roof Top Units (Commercial Only) | TRANE | HSPY-A | DHK072A(3,4,W)*(0,A)(L,M,H)***4 |  |  |  |  | 76000 |  |  | 69000 |  |  |  | 12.6 |  | 16.6 | 3.68 | 2.25 | Yes | R-454B | 6.3333 | Commercial | No
215391730 | Single Packaged Roof Top Units (Commercial Only) | AMERICAN STANDARD | HSP-A | WHK072A(3,4,W)**0***4 |  |  |  |  | 76000 |  |  | 68000 |  |  |  | 12.8 |  | 16.8 | 3.72 | 2.25 | No | R-454B | 6.3333 | Commercial | No
215391731 | Single Packaged Roof Top Units (Commercial Only) | AMERICAN STANDARD | HSP-A | WHK072A(3,4,W)**(C,G,K,N)***4 |  |  |  |  | 76000 |  |  | 68000 |  |  |  | 12.8 |  | 16.8 | 3.72 | 2.25 | No | R-454B | 6.3333 | Commercial | No
215391732 | Single Packaged Roof Top Units (Commercial Only) | AMERICAN STANDARD | HSPY-A | DHK072A(3,4,W)*(0,A)(L,M,H)***4 |  |  |  |  | 76000 |  |  | 69000 |  |  |  | 12.6 |  | 16.6 | 3.68 | 2.25 | Yes | R-454B | 6.3333 | Commercial | No
215391757 | Single Packaged Roof Top Units (Commercial Only) | TRANE | HSP-A | WHK102A(3,4,W)**0***0 |  |  |  |  | 106000 |  |  | 97000 |  |  |  | 12.1 |  | 17 | 3.74 | 2.25 | No | R-454B | 8.8333 | Commercial | No
215391758 | Single Packaged Roof Top Units (Commercial Only) | TRANE | HSP-A | WHK102A(3,4,W)**(C,G,K,N)***0 |  |  |  |  | 106000 |  |  | 97000 |  |  |  | 12.1 |  | 17 | 3.74 | 2.25 | No | R-454B | 8.8333 | Commercial | No
215391760 | Single Packaged Roof Top Units (Commercial Only) | TRANE | HSPY-A | DHK102A(3,4,W)*(0,A)(L,M,H)***0 |  |  |  |  | 106000 |  |  | 97000 |  |  |  | 11.9 |  | 16.8 | 3.7 | 2.25 | Yes | R-454B | 8.8333 | Commercial | No
215391761 | Single Packaged Roof Top Units (Commercial Only) | AMERICAN STANDARD | HSP-A | WHK102A(3,4,W)**0***0 |  |  |  |  | 106000 |  |  | 97000 |  |  |  | 12.1 |  | 17 | 3.74 | 2.25 | No | R-454B | 8.8333 | Commercial | No
215391762 | Single Packaged Roof Top Units (Commercial Only) | AMERICAN STANDARD | HSP-A | WHK102A(3,4,W)**(C,G,K,N)***0 |  |  |  |  | 106000 |  |  | 97000 |  |  |  | 12.1 |  | 17 | 3.74 | 2.25 | No | R-454B | 8.8333 | Commercial | No
215391764 | Single Packaged Roof Top Units (Commercial Only) | AMERICAN STANDARD | HSPY-A | DHK102A(3,4,W)*(0,A)(L,M,H)***0 |  |  |  |  | 106000 |  |  | 97000 |  |  |  | 11.9 |  | 16.8 | 3.7 | 2.25 | Yes | R-454B | 8.8333 | Commercial | No
215391765 | Single Packaged Roof Top Units (Commercial Only) | TRANE | HSP-A | WHK102A(3,4,W)**0***2 |  |  |  |  | 106000 |  |  | 97000 |  |  |  | 12.1 |  | 17.5 | 3.74 | 2.25 | No | R-454B | 8.8333 | Commercial | No
215391766 | Single Packaged Roof Top Units (Commercial Only) | TRANE | HSP-A | WHK102A(3,4,W)**(C,G,K,N)***2 |  |  |  |  | 106000 |  |  | 97000 |  |  |  | 12.1 |  | 17.5 | 3.74 | 2.25 | No | R-454B | 8.8333 | Commercial | No
215391767 | Single Packaged Roof Top Units (Commercial Only) | TRANE | HSPY-A | DHK102A(3,4,W)*(0,A)(L,M,H)***2 |  |  |  |  | 106000 |  |  | 97000 |  |  |  | 11.9 |  | 17.3 | 3.7 | 2.25 | Yes | R-454B | 8.8333 | Commercial | No
215391769 | Single Packaged Roof Top Units (Commercial Only) | AMERICAN STANDARD | HSP-A | WHK102A(3,4,W)**0***2 |  |  |  |  | 106000 |  |  | 97000 |  |  |  | 12.1 |  | 17.5 | 3.74 | 2.25 | No | R-454B | 8.8333 | Commercial | No
215391770 | Single Packaged Roof Top Units (Commercial Only) | AMERICAN STANDARD | HSP-A | WHK102A(3,4,W)**(C,G,K,N)***2 |  |  |  |  | 106000 |  |  | 97000 |  |  |  | 12.1 |  | 17.5 | 3.74 | 2.25 | No | R-454B | 8.8333 | Commercial | No
215391771 | Single Packaged Roof Top Units (Commercial Only) | AMERICAN STANDARD | HSPY-A | DHK102A(3,4,W)*(0,A)(L,M,H)***2 |  |  |  |  | 106000 |  |  | 97000 |  |  |  | 11.9 |  | 17.3 | 3.7 | 2.25 | Yes | R-454B | 8.8333 | Commercial | No
215391773 | Single Packaged Roof Top Units (Commercial Only) | TRANE | HSP-A | WHK102A(3,4,W)**0***4 |  |  |  |  | 106000 |  |  | 97000 |  |  |  | 12.1 |  | 17.5 | 3.74 | 2.25 | No | R-454B | 8.8333 | Commercial | No
215391774 | Single Packaged Roof Top Units (Commercial Only) | TRANE | HSP-A | WHK102A(3,4,W)**(C,G,K,N)***4 |  |  |  |  | 106000 |  |  | 97000 |  |  |  | 12.1 |  | 17.5 | 3.74 | 2.25 | No | R-454B | 8.8333 | Commercial | No
215391775 | Single Packaged Roof Top Units (Commercial Only) | TRANE | HSPY-A | DHK102A(3,4,W)*(0,A)(L,M,H)***4 |  |  |  |  | 106000 |  |  | 97000 |  |  |  | 11.9 |  | 17.3 | 3.7 | 2.25 | Yes | R-454B | 8.8333 | Commercial | No
215391777 | Single Packaged Roof Top Units (Commercial Only) | AMERICAN STANDARD | HSP-A | WHK102A(3,4,W)**0***4 |  |  |  |  | 106000 |  |  | 97000 |  |  |  | 12.1 |  | 17.5 | 3.74 | 2.25 | No | R-454B | 8.8333 | Commercial | No
215391778 | Single Packaged Roof Top Units (Commercial Only) | AMERICAN STANDARD | HSP-A | WHK102A(3,4,W)**(C,G,K,N)***4 |  |  |  |  | 106000 |  |  | 97000 |  |  |  | 12.1 |  | 17.5 | 3.74 | 2.25 | No | R-454B | 8.8333 | Commercial | No
215391779 | Single Packaged Roof Top Units (Commercial Only) | AMERICAN STANDARD | HSPY-A | DHK102A(3,4,W)*(0,A)(L,M,H)***4 |  |  |  |  | 106000 |  |  | 97000 |  |  |  | 11.9 |  | 17.3 | 3.7 | 2.25 | Yes | R-454B | 8.8333 | Commercial | No
215414853 | Single Packaged Roof Top Units (Commercial Only) | DAIKIN | HSPY-A | DPSH06BAHB*4***E35**G* |  |  |  |  | 66000 |  |  | 57000 |  |  |  | 11.1 |  | 21.4 | 3.5 | 2.31 | Maybe | R-32 | 5.5 | Commercial | No
215414867 | Single Packaged Roof Top Units (Commercial Only) | DAIKIN | HSPY-A | DPSH06BAHB*2***E35**G* |  |  |  |  | 66000 |  |  | 57000 |  |  |  | 11.1 |  | 21.4 | 3.5 | 2.31 | Maybe | R-32 | 5.5 | Commercial | No
215414868 | Single Packaged Roof Top Units (Commercial Only) | DAIKIN | HSPY-A | DPSH06BAHB*2***E35**0* |  |  |  |  | 66000 |  |  | 57000 |  |  |  | 11.5 |  | 22.2 | 3.6 | 2.35 | Maybe | R-32 | 5.5 | Commercial | No
215414870 | Single Packaged Roof Top Units (Commercial Only) | DAIKIN | HSPY-A | DPSH06BAHB*4***E35**0* |  |  |  |  | 66000 |  |  | 57000 |  |  |  | 11.5 |  | 22.2 | 3.6 | 2.35 | Maybe | R-32 | 5.5 | Commercial | No
215415683 | Single Packaged Roof Top Units (Commercial Only) | DAIKIN | HSP-A | DSH0723********A* |  |  |  |  | 68000 |  |  | 67000 |  |  |  | 11.3 |  | 16.7 | 3.5 | 2.25 | Maybe | R-32 | 5.6667 | Commercial | No
215415684 | Single Packaged Roof Top Units (Commercial Only) | DAIKIN | HSP-A | DSH0724********A* |  |  |  |  | 68000 |  |  | 67000 |  |  |  | 11.3 |  | 16.7 | 3.5 | 2.25 | Maybe | R-32 | 5.6667 | Commercial | No
215415685 | Single Packaged Roof Top Units (Commercial Only) | DAIKIN | HSP-A | DSH0727********A* |  |  |  |  | 68000 |  |  | 67000 |  |  |  | 11.3 |  | 16.7 | 3.5 | 2.25 | Maybe | R-32 | 5.6667 | Commercial | No
213348298 | Single Packaged Roof Top Units (Commercial Only) | AAON | HSP-A | RN-006-3-0-BBAC-V0-21-000-A |  |  |  |  | 66000 |  |  | 56000 |  |  |  | 13 |  | 16 | 4 | 2.6 | Maybe | R-410A | 5.5 | Commercial | No
213348300 | Single Packaged Roof Top Units (Commercial Only) | AAON | HSP-A | RN-007-3-0-BBAC-V0-21-000-A |  |  |  |  | 76000 |  |  | 68000 |  |  |  | 12 |  | 17 | 3.6 | 2.4 | Maybe | R-410A | 6.3333 | Commercial | No
213348302 | Single Packaged Roof Top Units (Commercial Only) | AAON | HSP-A | RN-008-3-0-BBAC-V0-21-000-A |  |  |  |  | 86000 |  |  | 86000 |  |  |  | 11.5 |  | 16.5 | 3.5 | 2.3 | Maybe | R-410A | 7.1667 | Commercial | No
213348306 | Single Packaged Roof Top Units (Commercial Only) | AAON | HSP-A | RN-010-3-0-CBBC-V0-21-000-A |  |  |  |  | 108000 |  |  | 108000 |  |  |  | 11.1 |  | 21 | 3.6 | 2.5 | Maybe | R-410A | 9 | Commercial | No
213348307 | Single Packaged Roof Top Units (Commercial Only) | AAON | HSP-A | RN-009-3-0-BBAC-V0-21-000-A |  |  |  |  | 100000 |  |  | 90000 |  |  |  | 13 |  | 18.5 | 3.6 | 2.5 | Maybe | R-410A | 8.3333 | Commercial | No
213348308 | Single Packaged Roof Top Units (Commercial Only) | AAON | HSP-A | RN-009-3-0-DBAC-V0-21-000-A |  |  |  |  | 96000 |  |  | 90000 |  |  |  | 13 |  | 16.9 | 3.6 | 2.4 | Maybe | R-410A | 8 | Commercial | No
213348309 | Single Packaged Roof Top Units (Commercial Only) | AAON | HSP-A | RN-011-3-0-BBAC-V0-21-000-A |  |  |  |  | 118000 |  |  | 106000 |  |  |  | 13 |  | 17.6 | 3.6 | 2.4 | Maybe | R-410A | 9.8333 | Commercial | No
213348310 | Single Packaged Roof Top Units (Commercial Only) | AAON | HSP-A | RN-011-3-0-DBAC-V0-21-000-A |  |  |  |  | 117000 |  |  | 106000 |  |  |  | 12.8 |  | 16.1 | 3.5 | 2.4 | Maybe | R-410A | 9.75 | Commercial | No
215391502 | Single Packaged Roof Top Units (Commercial Only) | TRANE | HSP-A | WHK090A(3,4,W)**0***0 |  |  |  |  | 88000 |  |  | 81000 |  |  |  | 12 |  | 15.5 | 3.71 | 2.25 | No | R-454B | 7.3333 | Commercial | No
215391503 | Single Packaged Roof Top Units (Commercial Only) | TRANE | HSP-A | WHK090A(3,4,W)**(C,G,K,N)***0 |  |  |  |  | 88000 |  |  | 81000 |  |  |  | 12 |  | 15.5 | 3.71 | 2.25 | No | R-454B | 7.3333 | Commercial | No
215391506 | Single Packaged Roof Top Units (Commercial Only) | AMERICAN STANDARD | HSP-A | WHK090A(3,4,W)**0***0 |  |  |  |  | 88000 |  |  | 81000 |  |  |  | 12 |  | 15.5 | 3.71 | 2.25 | No | R-454B | 7.3333 | Commercial | No
215391507 | Single Packaged Roof Top Units (Commercial Only) | AMERICAN STANDARD | HSP-A | WHK090A(3,4,W)**(C,G,K,N)***0 |  |  |  |  | 88000 |  |  | 81000 |  |  |  | 12 |  | 15.5 | 3.71 | 2.25 | No | R-454B | 7.3333 | Commercial | No
215391510 | Single Packaged Roof Top Units (Commercial Only) | TRANE | HSP-A | WHK090A(3,4,W)**0***2 |  |  |  |  | 88000 |  |  | 81000 |  |  |  | 12 |  | 16 | 3.71 | 2.25 | No | R-454B | 7.3333 | Commercial | No
215391511 | Single Packaged Roof Top Units (Commercial Only) | TRANE | HSP-A | WHK090A(3,4,W)**(C,G,K,N)***2 |  |  |  |  | 88000 |  |  | 81000 |  |  |  | 12 |  | 16 | 3.71 | 2.25 | No | R-454B | 7.3333 | Commercial | No
215391512 | Single Packaged Roof Top Units (Commercial Only) | TRANE | HSPY-A | DHK090A(3,4,W)*(0,A)(L,M,H)***2 |  |  |  |  | 88000 |  |  | 82000 |  |  |  | 11.8 |  | 15.8 | 3.65 | 2.25 | Yes | R-454B | 7.3333 | Commercial | No
215391514 | Single Packaged Roof Top Units (Commercial Only) | AMERICAN STANDARD | HSP-A | WHK090A(3,4,W)**0***2 |  |  |  |  | 88000 |  |  | 81000 |  |  |  | 12 |  | 16 | 3.71 | 2.25 | No | R-454B | 7.3333 | Commercial | No
215391515 | Single Packaged Roof Top Units (Commercial Only) | AMERICAN STANDARD | HSP-A | WHK090A(3,4,W)**(C,G,K,N)***2 |  |  |  |  | 88000 |  |  | 81000 |  |  |  | 12 |  | 16 | 3.71 | 2.25 | No | R-454B | 7.3333 | Commercial | No
215391516 | Single Packaged Roof Top Units (Commercial Only) | AMERICAN STANDARD | HSPY-A | DHK090A(3,4,W)*(0,A)(L,M,H)***2 |  |  |  |  | 88000 |  |  | 82000 |  |  |  | 11.8 |  | 15.8 | 3.65 | 2.25 | Yes | R-454B | 7.3333 | Commercial | No
215391518 | Single Packaged Roof Top Units (Commercial Only) | TRANE | HSP-A | WHK090A(3,4,W)**0***4 |  |  |  |  | 88000 |  |  | 81000 |  |  |  | 12 |  | 16 | 3.71 | 2.25 | No | R-454B | 7.3333 | Commercial | No
215391519 | Single Packaged Roof Top Units (Commercial Only) | TRANE | HSP-A | WHK090A(3,4,W)**(C,G,K,N)***4 |  |  |  |  | 88000 |  |  | 81000 |  |  |  | 12 |  | 16 | 3.71 | 2.25 | No | R-454B | 7.3333 | Commercial | No
215391520 | Single Packaged Roof Top Units (Commercial Only) | TRANE | HSPY-A | DHK090A(3,4,W)*(0,A)(L,M,H)***4 |  |  |  |  | 88000 |  |  | 82000 |  |  |  | 11.8 |  | 15.8 | 3.65 | 2.25 | Yes | R-454B | 7.3333 | Commercial | No
215391522 | Single Packaged Roof Top Units (Commercial Only) | AMERICAN STANDARD | HSP-A | WHK090A(3,4,W)**0***4 |  |  |  |  | 88000 |  |  | 81000 |  |  |  | 12 |  | 16 | 3.71 | 2.25 | No | R-454B | 7.3333 | Commercial | No
215391523 | Single Packaged Roof Top Units (Commercial Only) | AMERICAN STANDARD | HSP-A | WHK090A(3,4,W)**(C,G,K,N)***4 |  |  |  |  | 88000 |  |  | 81000 |  |  |  | 12 |  | 16 | 3.71 | 2.25 | No | R-454B | 7.3333 | Commercial | No
215391524 | Single Packaged Roof Top Units (Commercial Only) | AMERICAN STANDARD | HSPY-A | DHK090A(3,4,W)*(0,A)(L,M,H)***4 |  |  |  |  | 88000 |  |  | 82000 |  |  |  | 11.8 |  | 15.8 | 3.65 | 2.25 | Yes | R-454B | 7.3333 | Commercial | No
215391550 | Single Packaged Roof Top Units (Commercial Only) | TRANE | HSP-A | WHK120A(3,4,W)**0***0 |  |  |  |  | 118000 |  |  | 104000 |  |  |  | 11.4 |  | 16.1 | 3.57 | 2.25 | No | R-454B | 9.8333 | Commercial | No
215391551 | Single Packaged Roof Top Units (Commercial Only) | TRANE | HSP-A | WHK120A(3,4,W)**(G,K,N,P)***0 |  |  |  |  | 118000 |  |  | 104000 |  |  |  | 11.4 |  | 16.1 | 3.57 | 2.25 | No | R-454B | 9.8333 | Commercial | No
215391553 | Single Packaged Roof Top Units (Commercial Only) | TRANE | HSPY-A | DHK120A(3,4,W)*(0,A)(L,M,H)***0 |  |  |  |  | 117000 |  |  | 105000 |  |  |  | 11.1 |  | 15.9 | 3.5 | 2.25 | Yes | R-454B | 9.75 | Commercial | No
215391554 | Single Packaged Roof Top Units (Commercial Only) | AMERICAN STANDARD | HSP-A | WHK120A(3,4,W)**0***0 |  |  |  |  | 118000 |  |  | 104000 |  |  |  | 11.4 |  | 16.1 | 3.57 | 2.25 | No | R-454B | 9.8333 | Commercial | No
215391555 | Single Packaged Roof Top Units (Commercial Only) | AMERICAN STANDARD | HSP-A | WHK120A(3,4,W)**(G,K,N,P)***0 |  |  |  |  | 118000 |  |  | 104000 |  |  |  | 11.4 |  | 16.1 | 3.57 | 2.25 | No | R-454B | 9.8333 | Commercial | No
215391557 | Single Packaged Roof Top Units (Commercial Only) | AMERICAN STANDARD | HSPY-A | DHK120A(3,4,W)*(0,A)(L,M,H)***0 |  |  |  |  | 117000 |  |  | 105000 |  |  |  | 11.1 |  | 15.9 | 3.5 | 2.25 | Yes | R-454B | 9.75 | Commercial | No
215391558 | Single Packaged Roof Top Units (Commercial Only) | TRANE | HSP-A | WHK120A(3,4,W)**0***2 |  |  |  |  | 118000 |  |  | 104000 |  |  |  | 11.4 |  | 16.6 | 3.57 | 2.25 | No | R-454B | 9.8333 | Commercial | No
215391559 | Single Packaged Roof Top Units (Commercial Only) | TRANE | HSP-A | WHK120A(3,4,W)**(G,K,N,P)***2 |  |  |  |  | 118000 |  |  | 104000 |  |  |  | 11.4 |  | 16.6 | 3.57 | 2.25 | No | R-454B | 9.8333 | Commercial | No
215391560 | Single Packaged Roof Top Units (Commercial Only) | TRANE | HSPY-A | DHK120A(3,4,W)*(0,A)(L,M,H)***2 |  |  |  |  | 117000 |  |  | 105000 |  |  |  | 11.1 |  | 16.4 | 3.5 | 2.25 | Yes | R-454B | 9.75 | Commercial | No
215391562 | Single Packaged Roof Top Units (Commercial Only) | AMERICAN STANDARD | HSP-A | WHK120A(3,4,W)**0***2 |  |  |  |  | 118000 |  |  | 104000 |  |  |  | 11.4 |  | 16.6 | 3.57 | 2.25 | No | R-454B | 9.8333 | Commercial | No
215391563 | Single Packaged Roof Top Units (Commercial Only) | AMERICAN STANDARD | HSP-A | WHK120A(3,4,W)**(G,K,N,P)***2 |  |  |  |  | 118000 |  |  | 104000 |  |  |  | 11.4 |  | 16.6 | 3.57 | 2.25 | No | R-454B | 9.8333 | Commercial | No
215391564 | Single Packaged Roof Top Units (Commercial Only) | AMERICAN STANDARD | HSPY-A | DHK120A(3,4,W)*(0,A)(L,M,H)***2 |  |  |  |  | 117000 |  |  | 105000 |  |  |  | 11.1 |  | 16.4 | 3.5 | 2.25 | Yes | R-454B | 9.75 | Commercial | No
215391566 | Single Packaged Roof Top Units (Commercial Only) | TRANE | HSP-A | WHK120A(3,4,W)**0***4 |  |  |  |  | 118000 |  |  | 104000 |  |  |  | 11.4 |  | 16.6 | 3.57 | 2.25 | No | R-454B | 9.8333 | Commercial | No
215391567 | Single Packaged Roof Top Units (Commercial Only) | TRANE | HSP-A | WHK120A(3,4,W)**(G,K,N,P)***4 |  |  |  |  | 118000 |  |  | 104000 |  |  |  | 11.4 |  | 16.6 | 3.57 | 2.25 | No | R-454B | 9.8333 | Commercial | No
215391568 | Single Packaged Roof Top Units (Commercial Only) | TRANE | HSPY-A | DHK120A(3,4,W)*(0,A)(L,M,H)***4 |  |  |  |  | 117000 |  |  | 105000 |  |  |  | 11.1 |  | 16.4 | 3.5 | 2.25 | Yes | R-454B | 9.75 | Commercial | No
215391570 | Single Packaged Roof Top Units (Commercial Only) | AMERICAN STANDARD | HSP-A | WHK120A(3,4,W)**0***4 |  |  |  |  | 118000 |  |  | 104000 |  |  |  | 11.4 |  | 16.6 | 3.57 | 2.25 | No | R-454B | 9.8333 | Commercial | No
215391571 | Single Packaged Roof Top Units (Commercial Only) | AMERICAN STANDARD | HSP-A | WHK120A(3,4,W)**(G,K,N,P)***4 |  |  |  |  | 118000 |  |  | 104000 |  |  |  | 11.4 |  | 16.6 | 3.57 | 2.25 | No | R-454B | 9.8333 | Commercial | No
215391572 | Single Packaged Roof Top Units (Commercial Only) | AMERICAN STANDARD | HSPY-A | DHK120A(3,4,W)*(0,A)(L,M,H)***4 |  |  |  |  | 117000 |  |  | 105000 |  |  |  | 11.1 |  | 16.4 | 3.5 | 2.25 | Yes | R-454B | 9.75 | Commercial | No
215391710 | Single Packaged Roof Top Units (Commercial Only) | TRANE | HSP-A | WHK072A(3,4,W)**0***0 |  |  |  |  | 76000 |  |  | 68000 |  |  |  | 12.8 |  | 16.3 | 3.72 | 2.25 | No | R-454B | 6.3333 | Commercial | No
215391711 | Single Packaged Roof Top Units (Commercial Only) | TRANE | HSP-A | WHK072A(3,4,W)**(C,G,K,N)***0 |  |  |  |  | 76000 |  |  | 68000 |  |  |  | 12.8 |  | 16.3 | 3.72 | 2.25 | No | R-454B | 6.3333 | Commercial | No
215391713 | Single Packaged Roof Top Units (Commercial Only) | TRANE | HSPY-A | DHK072A(3,4,W)*(0,A)(L,M,H)***0 |  |  |  |  | 76000 |  |  | 69000 |  |  |  | 12.6 |  | 16.1 | 3.68 | 2.25 | Yes | R-454B | 6.3333 | Commercial | No
215391714 | Single Packaged Roof Top Units (Commercial Only) | AMERICAN STANDARD | HSP-A | WHK072A(3,4,W)**0***0 |  |  |  |  | 76000 |  |  | 68000 |  |  |  | 12.8 |  | 16.3 | 3.72 | 2.25 | No | R-454B | 6.3333 | Commercial | No
215391715 | Single Packaged Roof Top Units (Commercial Only) | AMERICAN STANDARD | HSP-A | WHK072A(3,4,W)**(C,G,K,N)***0 |  |  |  |  | 76000 |  |  | 68000 |  |  |  | 12.8 |  | 16.3 | 3.72 | 2.25 | No | R-454B | 6.3333 | Commercial | No
215391717 | Single Packaged Roof Top Units (Commercial Only) | AMERICAN STANDARD | HSPY-A | DHK072A(3,4,W)*(0,A)(L,M,H)***0 |  |  |  |  | 76000 |  |  | 69000 |  |  |  | 12.6 |  | 16.1 | 3.68 | 2.25 | Yes | R-454B | 6.3333 | Commercial | No
215391718 | Single Packaged Roof Top Units (Commercial Only) | TRANE | HSP-A | WHK072A(3,4,W)**0***2 |  |  |  |  | 76000 |  |  | 68000 |  |  |  | 12.8 |  | 16.8 | 3.72 | 2.25 | No | R-454B | 6.3333 | Commercial | No
215391719 | Single Packaged Roof Top Units (Commercial Only) | TRANE | HSP-A | WHK072A(3,4,W)**(C,G,K,N)***2 |  |  |  |  | 76000 |  |  | 68000 |  |  |  | 12.8 |  | 16.8 | 3.72 | 2.25 | No | R-454B | 6.3333 | Commercial | No
215391720 | Single Packaged Roof Top Units (Commercial Only) | TRANE | HSPY-A | DHK072A(3,4,W)*(0,A)(L,M,H)***2 |  |  |  |  | 76000 |  |  | 69000 |  |  |  | 12.6 |  | 16.6 | 3.68 | 2.25 | Yes | R-454B | 6.3333 | Commercial | No
215391722 | Single Packaged Roof Top Units (Commercial Only) | AMERICAN STANDARD | HSP-A | WHK072A(3,4,W)**0***2 |  |  |  |  | 76000 |  |  | 68000 |  |  |  | 12.8 |  | 16.8 | 3.72 | 2.25 | No | R-454B | 6.3333 | Commercial | No
215391723 | Single Packaged Roof Top Units (Commercial Only) | AMERICAN STANDARD | HSP-A | WHK072A(3,4,W)**(C,G,K,N)***2 |  |  |  |  | 76000 |  |  | 68000 |  |  |  | 12.8 |  | 16.8 | 3.72 | 2.25 | No | R-454B | 6.3333 | Commercial | No
215391724 | Single Packaged Roof Top Units (Commercial Only) | AMERICAN STANDARD | HSPY-A | DHK072A(3,4,W)*(0,A)(L,M,H)***2 |  |  |  |  | 76000 |  |  | 69000 |  |  |  | 12.6 |  | 16.6 | 3.68 | 2.25 | Yes | R-454B | 6.3333 | Commercial | No
207516847 | Single Packaged Roof Top Units (Commercial Only) | LG | HSP-A | AK-W120BCA0 |  |  |  |  | 117000 |  |  | 117000 |  |  |  | 11.3 |  | 19 | 3.5 | 2.3 | No | R-410A | 9.75 | Commercial | No
207516848 | Single Packaged Roof Top Units (Commercial Only) | LG | HSP-A | AK-W090BCA0 |  |  |  |  | 90000 |  |  | 90000 |  |  |  | 12.2 |  | 20 | 3.7 | 2.42 | No | R-410A | 7.5 | Commercial | No
215439776 | Single Packaged Roof Top Units (Commercial Only) | YORK | HSP-A | WP078[C,E]**(P,R,S,U,V,X)(2,4,5)*******1 |  |  |  |  | 84000 |  |  | 76000 |  |  |  | 12.2 |  | 15.8 | 3.5 | 2.25 | No | R-454B | 7 | Commercial | No
215439777 | Single Packaged Roof Top Units (Commercial Only) | YORK | HSP-A | WP090[C,E]**(P,R,S,U,V,X)(2,4,5)*******1 |  |  |  |  | 94000 |  |  | 87000 |  |  |  | 11.2 |  | 16 | 3.5 | 2.25 | No | R-454B | 7.8333 | Commercial | No
215439778 | Single Packaged Roof Top Units (Commercial Only) | YORK | HSP-A | WP102[C,E]**(P,R,S,U,V,X)(2,4,5)*******1 |  |  |  |  | 101000 |  |  | 93000 |  |  |  | 11.5 |  | 16 | 3.5 | 2.25 | No | R-454B | 8.4167 | Commercial | No
215440989 | Single Packaged Roof Top Units (Commercial Only) | DAIKIN | HSP-A | DSH0903********A* |  |  |  |  | 86000 |  |  | 86000 |  |  |  | 11.4 |  | 16 | 3.5 | 2.25 | Maybe | R-32 | 7.1667 | Commercial | No
215440990 | Single Packaged Roof Top Units (Commercial Only) | DAIKIN | HSP-A | DSH0904********A* |  |  |  |  | 86000 |  |  | 86000 |  |  |  | 11.4 |  | 16 | 3.5 | 2.25 | Maybe | R-32 | 7.1667 | Commercial | No
215440991 | Single Packaged Roof Top Units (Commercial Only) | DAIKIN | HSP-A | DSH0907********A* |  |  |  |  | 86000 |  |  | 86000 |  |  |  | 11.4 |  | 16 | 3.5 | 2.25 | Maybe | R-32 | 7.1667 | Commercial | No
215440992 | Single Packaged Roof Top Units (Commercial Only) | DAIKIN | HSP-A | DSH1023********A* |  |  |  |  | 98000 |  |  | 96000 |  |  |  | 11.4 |  | 15.5 | 3.5 | 2.25 | Maybe | R-32 | 8.1667 | Commercial | No
215440993 | Single Packaged Roof Top Units (Commercial Only) | DAIKIN | HSP-A | DSH1024********A* |  |  |  |  | 98000 |  |  | 96000 |  |  |  | 11.4 |  | 15.5 | 3.5 | 2.25 | Maybe | R-32 | 8.1667 | Commercial | No
215440994 | Single Packaged Roof Top Units (Commercial Only) | DAIKIN | HSP-A | DSH1027********A* |  |  |  |  | 98000 |  |  | 96000 |  |  |  | 11.4 |  | 15.5 | 3.5 | 2.25 | Maybe | R-32 | 8.1667 | Commercial | No
215441544 | Single Packaged Roof Top Units (Commercial Only) | CHAMPION | HSP-A | WP078[C,E]**(P,R,S,U,V,X)(2,4,5)*******1 |  |  |  |  | 84000 |  |  | 76000 |  |  |  | 12.2 |  | 15.8 | 3.5 | 2.25 | No | R-454B | 7 | Commercial | No
215441545 | Single Packaged Roof Top Units (Commercial Only) | CHAMPION | HSP-A | WP090[C,E]**(P,R,S,U,V,X)(2,4,5)*******1 |  |  |  |  | 94000 |  |  | 87000 |  |  |  | 11.2 |  | 16 | 3.5 | 2.25 | No | R-454B | 7.8333 | Commercial | No
215441546 | Single Packaged Roof Top Units (Commercial Only) | CHAMPION | HSP-A | WP102[C,E]**(P,R,S,U,V,X)(2,4,5)*******1 |  |  |  |  | 101000 |  |  | 93000 |  |  |  | 11.5 |  | 16 | 3.5 | 2.25 | No | R-454B | 8.4167 | Commercial | No
215441569 | Single Packaged Roof Top Units (Commercial Only) | COLEMAN | HSP-A | WP078[C,E]**(P,R,S,U,V,X)(2,4,5)*******1 |  |  |  |  | 84000 |  |  | 76000 |  |  |  | 12.2 |  | 15.8 | 3.5 | 2.25 | No | R-454B | 7 | Commercial | No
215441570 | Single Packaged Roof Top Units (Commercial Only) | COLEMAN | HSP-A | WP090[C,E]**(P,R,S,U,V,X)(2,4,5)*******1 |  |  |  |  | 94000 |  |  | 87000 |  |  |  | 11.2 |  | 16 | 3.5 | 2.25 | No | R-454B | 7.8333 | Commercial | No
215441571 | Single Packaged Roof Top Units (Commercial Only) | COLEMAN | HSP-A | WP102[C,E]**(P,R,S,U,V,X)(2,4,5)*******1 |  |  |  |  | 101000 |  |  | 93000 |  |  |  | 11.5 |  | 16 | 3.5 | 2.25 | No | R-454B | 8.4167 | Commercial | No
215441594 | Single Packaged Roof Top Units (Commercial Only) | FRASER - JOHNSTON | HSP-A | WP078[C,E]**(P,R,S,U,V,X)(2,4,5)*******1 |  |  |  |  | 84000 |  |  | 76000 |  |  |  | 12.2 |  | 15.8 | 3.5 | 2.25 | No | R-454B | 7 | Commercial | No
215441595 | Single Packaged Roof Top Units (Commercial Only) | FRASER - JOHNSTON | HSP-A | WP090[C,E]**(P,R,S,U,V,X)(2,4,5)*******1 |  |  |  |  | 94000 |  |  | 87000 |  |  |  | 11.2 |  | 16 | 3.5 | 2.25 | No | R-454B | 7.8333 | Commercial | No
215441596 | Single Packaged Roof Top Units (Commercial Only) | FRASER - JOHNSTON | HSP-A | WP102[C,E]**(P,R,S,U,V,X)(2,4,5)*******1 |  |  |  |  | 101000 |  |  | 93000 |  |  |  | 11.5 |  | 16 | 3.5 | 2.25 | No | R-454B | 8.4167 | Commercial | No
215441619 | Single Packaged Roof Top Units (Commercial Only) | JOHNSON CONTROLS | HSP-A | WP078[C,E]**(P,R,S,U,V,X)(2,4,5)*******1 |  |  |  |  | 84000 |  |  | 76000 |  |  |  | 12.2 |  | 15.8 | 3.5 | 2.25 | No | R-454B | 7 | Commercial | No
215441620 | Single Packaged Roof Top Units (Commercial Only) | JOHNSON CONTROLS | HSP-A | WP090[C,E]**(P,R,S,U,V,X)(2,4,5)*******1 |  |  |  |  | 94000 |  |  | 87000 |  |  |  | 11.2 |  | 16 | 3.5 | 2.25 | No | R-454B | 7.8333 | Commercial | No
215441621 | Single Packaged Roof Top Units (Commercial Only) | JOHNSON CONTROLS | HSP-A | WP102[C,E]**(P,R,S,U,V,X)(2,4,5)*******1 |  |  |  |  | 101000 |  |  | 93000 |  |  |  | 11.5 |  | 16 | 3.5 | 2.25 | No | R-454B | 8.4167 | Commercial | No
215441644 | Single Packaged Roof Top Units (Commercial Only) | LUXAIRE | HSP-A | WP078[C,E]**(P,R,S,U,V,X)(2,4,5)*******1 |  |  |  |  | 84000 |  |  | 76000 |  |  |  | 12.2 |  | 15.8 | 3.5 | 2.25 | No | R-454B | 7 | Commercial | No
215441645 | Single Packaged Roof Top Units (Commercial Only) | LUXAIRE | HSP-A | WP090[C,E]**(P,R,S,U,V,X)(2,4,5)*******1 |  |  |  |  | 94000 |  |  | 87000 |  |  |  | 11.2 |  | 16 | 3.5 | 2.25 | No | R-454B | 7.8333 | Commercial | No
215441646 | Single Packaged Roof Top Units (Commercial Only) | LUXAIRE | HSP-A | WP102[C,E]**(P,R,S,U,V,X)(2,4,5)*******1 |  |  |  |  | 101000 |  |  | 93000 |  |  |  | 11.5 |  | 16 | 3.5 | 2.25 | No | R-454B | 8.4167 | Commercial | No
215441669 | Single Packaged Roof Top Units (Commercial Only) | TEMPMASTER | HSP-A | WP078[C,E]**(P,R,S,U,V,X)(2,4,5)*******1 |  |  |  |  | 84000 |  |  | 76000 |  |  |  | 12.2 |  | 15.8 | 3.5 | 2.25 | No | R-454B | 7 | Commercial | No
215441670 | Single Packaged Roof Top Units (Commercial Only) | TEMPMASTER | HSP-A | WP090[C,E]**(P,R,S,U,V,X)(2,4,5)*******1 |  |  |  |  | 94000 |  |  | 87000 |  |  |  | 11.2 |  | 16 | 3.5 | 2.25 | No | R-454B | 7.8333 | Commercial | No
215441671 | Single Packaged Roof Top Units (Commercial Only) | TEMPMASTER | HSP-A | WP102[C,E]**(P,R,S,U,V,X)(2,4,5)*******1 |  |  |  |  | 101000 |  |  | 93000 |  |  |  | 11.5 |  | 16 | 3.5 | 2.25 | No | R-454B | 8.4167 | Commercial | No
211306887 | Single Packaged Roof Top Units (Commercial Only) | LENNOX | HSP-A | LHT078H4E**Y,G,J |  |  |  |  | 78000 |  |  | 73000 |  |  |  | 12.4 |  | 16.5 | 3.5 | 2.25 | No | R-410A | 6.5 | Commercial | No
211306888 | Single Packaged Roof Top Units (Commercial Only) | LENNOX | HSP-A | LHT092H4E**Y,G,J |  |  |  |  | 90000 |  |  | 84000 |  |  |  | 12.1 |  | 16 | 3.5 | 2.25 | No | R-410A | 7.5 | Commercial | No
211306889 | Single Packaged Roof Top Units (Commercial Only) | LENNOX | HSP-A | LHT102H4E**Y,G,J |  |  |  |  | 98000 |  |  | 94000 |  |  |  | 12.1 |  | 15.5 | 3.5 | 2.25 | No | R-410A | 8.1667 | Commercial | No
211306890 | Single Packaged Roof Top Units (Commercial Only) | LENNOX | HSP-A | LHT122H4E**Y,G,J |  |  |  |  | 118000 |  |  | 114000 |  |  |  | 12.1 |  | 15.5 | 3.5 | 2.25 | No | R-410A | 9.8333 | Commercial | No
211653816 | Single Packaged Roof Top Units (Commercial Only) | LENNOX | HSPY-A | LDT078H4E**Y,G,J |  |  |  |  | 78000 |  |  | 73000 |  |  |  | 12.2 |  | 16.5 | 3.5 | 2.25 | Yes | R-410A | 6.5 | Commercial | No
211653817 | Single Packaged Roof Top Units (Commercial Only) | LENNOX | HSPY-A | LDT092H4E**Y,G,J |  |  |  |  | 90000 |  |  | 84000 |  |  |  | 11.9 |  | 16 | 3.5 | 2.25 | Yes | R-410A | 7.5 | Commercial | No
211653818 | Single Packaged Roof Top Units (Commercial Only) | LENNOX | HSPY-A | LDT102H4E**Y,G,J |  |  |  |  | 98000 |  |  | 94000 |  |  |  | 11.9 |  | 15.5 | 3.5 | 2.25 | Yes | R-410A | 8.1667 | Commercial | No
211745869 | Single Packaged Roof Top Units (Commercial Only) | ALLIED COMMERCIAL | HSP-A | LHT078H4E**Y,G,J |  |  |  |  | 78000 |  |  | 73000 |  |  |  | 12.4 |  | 16.5 | 3.5 | 2.25 | No | R-410A | 6.5 | Commercial | No
211745870 | Single Packaged Roof Top Units (Commercial Only) | ALLIED COMMERCIAL | HSP-A | LHT092H4E**Y,G,J |  |  |  |  | 90000 |  |  | 84000 |  |  |  | 12.1 |  | 16 | 3.5 | 2.25 | No | R-410A | 7.5 | Commercial | No
211745871 | Single Packaged Roof Top Units (Commercial Only) | ALLIED COMMERCIAL | HSP-A | LHT102H4E**Y,G,J |  |  |  |  | 98000 |  |  | 94000 |  |  |  | 12.1 |  | 15.5 | 3.5 | 2.25 | No | R-410A | 8.1667 | Commercial | No
211745872 | Single Packaged Roof Top Units (Commercial Only) | ALLIED COMMERCIAL | HSP-A | LHT122H4E**Y,G,J |  |  |  |  | 118000 |  |  | 114000 |  |  |  | 12.1 |  | 15.5 | 3.5 | 2.25 | No | R-410A | 9.8333 | Commercial | No
211745876 | Single Packaged Roof Top Units (Commercial Only) | ALLIED COMMERCIAL | HSP-A | LDT078H4E**Y,G,J |  |  |  |  | 78000 |  |  | 73000 |  |  |  | 12.2 |  | 16.5 | 3.5 | 2.25 | Yes | R-410A | 6.5 | Commercial | No
211745877 | Single Packaged Roof Top Units (Commercial Only) | ALLIED COMMERCIAL | HSP-A | LDT092H4E**Y,G,J |  |  |  |  | 90000 |  |  | 84000 |  |  |  | 11.9 |  | 16 | 3.5 | 2.25 | Yes | R-410A | 7.5 | Commercial | No
211745878 | Single Packaged Roof Top Units (Commercial Only) | ALLIED COMMERCIAL | HSP-A | LDT102H4E**Y,G,J |  |  |  |  | 98000 |  |  | 94000 |  |  |  | 11.9 |  | 15.5 | 3.5 | 2.25 | Yes | R-410A | 8.1667 | Commercial | No
215428761 | Single Packaged Roof Top Units (Commercial Only) | DAIKIN | HSPY-A | DPSH07BBPB54***E45**EV |  |  |  |  | 93000 |  |  | 80000 |  |  |  | 13.5 |  | 21.4 | 3.9 | 2.7 | Maybe | R-32 | 7.75 | Commercial | No
215428762 | Single Packaged Roof Top Units (Commercial Only) | DAIKIN | HSPY-A | DPSH07BBPB54***E45**GV |  |  |  |  | 92000 |  |  | 80000 |  |  |  | 13.3 |  | 20.7 | 3.8 | 2.7 | Maybe | R-32 | 7.6667 | Commercial | No
215428763 | Single Packaged Roof Top Units (Commercial Only) | DAIKIN | HSP-A | DPSH07BBPB54***E45**0H |  |  |  |  | 92000 |  |  | 81000 |  |  |  | 13.2 |  | 21.2 | 3.8 | 2.7 | Maybe | R-32 | 7.6667 | Commercial | No
215428764 | Single Packaged Roof Top Units (Commercial Only) | DAIKIN | HSPY-A | DPSH07BBPB54***E45**EH |  |  |  |  | 92000 |  |  | 80000 |  |  |  | 13.5 |  | 21.3 | 3.9 | 2.7 | Maybe | R-32 | 7.6667 | Commercial | No
215428765 | Single Packaged Roof Top Units (Commercial Only) | DAIKIN | HSPY-A | DPSH07BBPB54***E45**GH |  |  |  |  | 92000 |  |  | 80000 |  |  |  | 13.4 |  | 21 | 3.9 | 2.7 | Maybe | R-32 | 7.6667 | Commercial | No
215428766 | Single Packaged Roof Top Units (Commercial Only) | DAIKIN | HSP-A | DPSH07BBPB54***E56**0V |  |  |  |  | 93000 |  |  | 80000 |  |  |  | 13.7 |  | 21.7 | 4 | 2.7 | Maybe | R-32 | 7.75 | Commercial | No
215428767 | Single Packaged Roof Top Units (Commercial Only) | DAIKIN | HSPY-A | DPSH07BBPB54***E56**EV |  |  |  |  | 93000 |  |  | 80000 |  |  |  | 13.6 |  | 21.5 | 3.9 | 2.7 | Maybe | R-32 | 7.75 | Commercial | No
215428768 | Single Packaged Roof Top Units (Commercial Only) | DAIKIN | HSPY-A | DPSH07BBPB54***E56**GV |  |  |  |  | 92000 |  |  | 80000 |  |  |  | 13.3 |  | 20.6 | 3.9 | 2.7 | Maybe | R-32 | 7.6667 | Commercial | No
215428769 | Single Packaged Roof Top Units (Commercial Only) | DAIKIN | HSP-A | DPSH07BBPB54***E56**0H |  |  |  |  | 93000 |  |  | 80000 |  |  |  | 13.7 |  | 21.7 | 4 | 2.7 | Maybe | R-32 | 7.75 | Commercial | No
215428770 | Single Packaged Roof Top Units (Commercial Only) | DAIKIN | HSPY-A | DPSH07BBPB54***E56**EH |  |  |  |  | 93000 |  |  | 80000 |  |  |  | 13.5 |  | 21.3 | 3.9 | 2.7 | Maybe | R-32 | 7.75 | Commercial | No
215428771 | Single Packaged Roof Top Units (Commercial Only) | DAIKIN | HSPY-A | DPSH07BBPB54***E56**GH |  |  |  |  | 92000 |  |  | 80000 |  |  |  | 13.4 |  | 20.9 | 3.9 | 2.7 | Maybe | R-32 | 7.6667 | Commercial | No
215428772 | Single Packaged Roof Top Units (Commercial Only) | DAIKIN | HSP-A | DPSH10BBPB54AA*E35**0V |  |  |  |  | 120000 |  |  | 110000 |  |  |  | 11.2 |  | 19 | 3.5 | 2.6 | Maybe | R-32 | 10 | Commercial | No
215428775 | Single Packaged Roof Top Units (Commercial Only) | DAIKIN | HSP-A | DPSH10BBPB54AA*E35**0H |  |  |  |  | 121000 |  |  | 110000 |  |  |  | 11.2 |  | 19 | 3.5 | 2.6 | Maybe | R-32 | 10.0833 | Commercial | No
215428778 | Single Packaged Roof Top Units (Commercial Only) | DAIKIN | HSP-A | DPSH10BBPB54AA*E45**0V |  |  |  |  | 122000 |  |  | 108000 |  |  |  | 11.9 |  | 19.8 | 3.6 | 2.7 | Maybe | R-32 | 10.1667 | Commercial | No
215428779 | Single Packaged Roof Top Units (Commercial Only) | DAIKIN | HSPY-A | DPSH10BBPB54AA*E45**EV |  |  |  |  | 122000 |  |  | 108000 |  |  |  | 11.7 |  | 19.6 | 3.6 | 2.7 | Maybe | R-32 | 10.1667 | Commercial | No
215428780 | Single Packaged Roof Top Units (Commercial Only) | DAIKIN | HSPY-A | DPSH10BBPB54AA*E45**GV |  |  |  |  | 121000 |  |  | 109000 |  |  |  | 11.4 |  | 18.9 | 3.5 | 2.6 | Maybe | R-32 | 10.0833 | Commercial | No
215428781 | Single Packaged Roof Top Units (Commercial Only) | DAIKIN | HSP-A | DPSH10BBPB54AA*E45**0H |  |  |  |  | 122000 |  |  | 108000 |  |  |  | 11.9 |  | 19.8 | 3.6 | 2.7 | Maybe | R-32 | 10.1667 | Commercial | No
215428782 | Single Packaged Roof Top Units (Commercial Only) | DAIKIN | HSPY-A | DPSH10BBPB54AA*E45**EH |  |  |  |  | 122000 |  |  | 109000 |  |  |  | 11.7 |  | 19.4 | 3.6 | 2.7 | Maybe | R-32 | 10.1667 | Commercial | No
215428783 | Single Packaged Roof Top Units (Commercial Only) | DAIKIN | HSPY-A | DPSH10BBPB54AA*E45**GH |  |  |  |  | 121000 |  |  | 109000 |  |  |  | 11.5 |  | 19.2 | 3.6 | 2.6 | Maybe | R-32 | 10.0833 | Commercial | No
215428784 | Single Packaged Roof Top Units (Commercial Only) | DAIKIN | HSP-A | DPSH10BBPB54AA*E56**0V |  |  |  |  | 122000 |  |  | 108000 |  |  |  | 12 |  | 19.9 | 3.7 | 2.7 | Maybe | R-32 | 10.1667 | Commercial | No
215428785 | Single Packaged Roof Top Units (Commercial Only) | DAIKIN | HSPY-A | DPSH10BBPB54AA*E56**EV |  |  |  |  | 122000 |  |  | 108000 |  |  |  | 11.8 |  | 19.7 | 3.6 | 2.7 | Maybe | R-32 | 10.1667 | Commercial | No
215428786 | Single Packaged Roof Top Units (Commercial Only) | DAIKIN | HSPY-A | DPSH10BBPB54AA*E56**GV |  |  |  |  | 121000 |  |  | 109000 |  |  |  | 11.5 |  | 18.9 | 3.6 | 2.6 | Maybe | R-32 | 10.0833 | Commercial | No
215428787 | Single Packaged Roof Top Units (Commercial Only) | DAIKIN | HSP-A | DPSH10BBPB54AA*E56**0H |  |  |  |  | 122000 |  |  | 108000 |  |  |  | 12 |  | 19.9 | 3.7 | 2.7 | Maybe | R-32 | 10.1667 | Commercial | No
215428788 | Single Packaged Roof Top Units (Commercial Only) | DAIKIN | HSPY-A | DPSH10BBPB54AA*E56**EH |  |  |  |  | 122000 |  |  | 108000 |  |  |  | 11.7 |  | 19.5 | 3.6 | 2.7 | Maybe | R-32 | 10.1667 | Commercial | No
215428789 | Single Packaged Roof Top Units (Commercial Only) | DAIKIN | HSPY-A | DPSH10BBPB54AA*E56**GH |  |  |  |  | 121000 |  |  | 109000 |  |  |  | 11.5 |  | 19.2 | 3.6 | 2.6 | Maybe | R-32 | 10.0833 | Commercial | No
215428830 | Single Packaged Roof Top Units (Commercial Only) | DAIKIN | HSP-A | DPSH07BBPB24***E35**0V |  |  |  |  | 92000 |  |  | 81000 |  |  |  | 13.3 |  | 21.2 | 3.8 | 2.7 | Maybe | R-32 | 7.6667 | Commercial | No
215428831 | Single Packaged Roof Top Units (Commercial Only) | DAIKIN | HSPY-A | DPSH07BBPB24***E35**EV |  |  |  |  | 92000 |  |  | 81000 |  |  |  | 13.1 |  | 21 | 3.8 | 2.6 | Maybe | R-32 | 7.6667 | Commercial | No
215428832 | Single Packaged Roof Top Units (Commercial Only) | DAIKIN | HSPY-A | DPSH07BBPB24***E35**GV |  |  |  |  | 92000 |  |  | 81000 |  |  |  | 12.9 |  | 20.3 | 3.7 | 2.6 | Maybe | R-32 | 7.6667 | Commercial | No
215428833 | Single Packaged Roof Top Units (Commercial Only) | DAIKIN | HSP-A | DPSH07BBPB24***E35**0H |  |  |  |  | 92000 |  |  | 81000 |  |  |  | 13.3 |  | 21.2 | 3.8 | 2.7 | Maybe | R-32 | 7.6667 | Commercial | No
215428834 | Single Packaged Roof Top Units (Commercial Only) | DAIKIN | HSPY-A | DPSH07BBPB24***E35**EH |  |  |  |  | 92000 |  |  | 81000 |  |  |  | 13.1 |  | 20.9 | 3.8 | 2.6 | Maybe | R-32 | 7.6667 | Commercial | No
215428835 | Single Packaged Roof Top Units (Commercial Only) | DAIKIN | HSPY-A | DPSH07BBPB24***E35**GH |  |  |  |  | 92000 |  |  | 81000 |  |  |  | 13 |  | 20.6 | 3.8 | 2.6 | Maybe | R-32 | 7.6667 | Commercial | No
215428836 | Single Packaged Roof Top Units (Commercial Only) | DAIKIN | HSP-A | DPSH07BBPB24***E45**0V |  |  |  |  | 93000 |  |  | 80000 |  |  |  | 13.7 |  | 21.7 | 3.9 | 2.7 | Maybe | R-32 | 7.75 | Commercial | No
215428837 | Single Packaged Roof Top Units (Commercial Only) | DAIKIN | HSPY-A | DPSH07BBPB24***E45**EV |  |  |  |  | 93000 |  |  | 80000 |  |  |  | 13.6 |  | 21.4 | 3.9 | 2.7 | Maybe | R-32 | 7.75 | Commercial | No
215428838 | Single Packaged Roof Top Units (Commercial Only) | DAIKIN | HSPY-A | DPSH07BBPB24***E45**GV |  |  |  |  | 92000 |  |  | 80000 |  |  |  | 13.3 |  | 20.7 | 3.8 | 2.7 | Maybe | R-32 | 7.6667 | Commercial | No
215428839 | Single Packaged Roof Top Units (Commercial Only) | DAIKIN | HSP-A | DPSH07BBPB24***E45**0H |  |  |  |  | 92000 |  |  | 81000 |  |  |  | 13.3 |  | 21.2 | 3.8 | 2.7 | Maybe | R-32 | 7.6667 | Commercial | No
215428840 | Single Packaged Roof Top Units (Commercial Only) | DAIKIN | HSPY-A | DPSH07BBPB24***E45**EH |  |  |  |  | 92000 |  |  | 80000 |  |  |  | 13.5 |  | 21.3 | 3.9 | 2.7 | Maybe | R-32 | 7.6667 | Commercial | No
215428841 | Single Packaged Roof Top Units (Commercial Only) | DAIKIN | HSPY-A | DPSH07BBPB24***E45**GH |  |  |  |  | 92000 |  |  | 80000 |  |  |  | 13.4 |  | 21 | 3.9 | 2.7 | Maybe | R-32 | 7.6667 | Commercial | No
215428842 | Single Packaged Roof Top Units (Commercial Only) | DAIKIN | HSP-A | DPSH07BBPB24***E56**0V |  |  |  |  | 93000 |  |  | 80000 |  |  |  | 13.7 |  | 21.7 | 4 | 2.7 | Maybe | R-32 | 7.75 | Commercial | No
215428843 | Single Packaged Roof Top Units (Commercial Only) | DAIKIN | HSPY-A | DPSH07BBPB24***E56**EV |  |  |  |  | 93000 |  |  | 80000 |  |  |  | 13.6 |  | 21.5 | 3.9 | 2.7 | Maybe | R-32 | 7.75 | Commercial | No
215428844 | Single Packaged Roof Top Units (Commercial Only) | DAIKIN | HSPY-A | DPSH07BBPB24***E56**GV |  |  |  |  | 92000 |  |  | 80000 |  |  |  | 13.3 |  | 20.6 | 3.9 | 2.7 | Maybe | R-32 | 7.6667 | Commercial | No
215428845 | Single Packaged Roof Top Units (Commercial Only) | DAIKIN | HSP-A | DPSH07BBPB24***E56**0H |  |  |  |  | 93000 |  |  | 80000 |  |  |  | 13.7 |  | 21.7 | 4 | 2.7 | Maybe | R-32 | 7.75 | Commercial | No
215428846 | Single Packaged Roof Top Units (Commercial Only) | DAIKIN | HSPY-A | DPSH07BBPB24***E56**EH |  |  |  |  | 93000 |  |  | 80000 |  |  |  | 13.6 |  | 21.3 | 3.9 | 2.7 | Maybe | R-32 | 7.75 | Commercial | No
215428847 | Single Packaged Roof Top Units (Commercial Only) | DAIKIN | HSPY-A | DPSH07BBPB24***E56**GH |  |  |  |  | 92000 |  |  | 80000 |  |  |  | 13.4 |  | 21 | 3.9 | 2.7 | Maybe | R-32 | 7.6667 | Commercial | No
215428848 | Single Packaged Roof Top Units (Commercial Only) | DAIKIN | HSP-A | DPSH10BBPB24AA*E35**0V |  |  |  |  | 121000 |  |  | 110000 |  |  |  | 11.3 |  | 19 | 3.5 | 2.6 | Maybe | R-32 | 10.0833 | Commercial | No
215428849 | Single Packaged Roof Top Units (Commercial Only) | DAIKIN | HSPY-A | DPSH10BBPB24AA*E35**EV |  |  |  |  | 120000 |  |  | 110000 |  |  |  | 11.2 |  | 18.9 | 3.5 | 2.6 | Maybe | R-32 | 10 | Commercial | No
215428851 | Single Packaged Roof Top Units (Commercial Only) | DAIKIN | HSP-A | DPSH10BBPB24AA*E35**0H |  |  |  |  | 121000 |  |  | 110000 |  |  |  | 11.3 |  | 19 | 3.5 | 2.6 | Maybe | R-32 | 10.0833 | Commercial | No
215428854 | Single Packaged Roof Top Units (Commercial Only) | DAIKIN | HSP-A | DPSH10BBPB24AA*E45**0V |  |  |  |  | 122000 |  |  | 108000 |  |  |  | 11.9 |  | 19.8 | 3.6 | 2.7 | Maybe | R-32 | 10.1667 | Commercial | No
215428855 | Single Packaged Roof Top Units (Commercial Only) | DAIKIN | HSPY-A | DPSH10BBPB24AA*E45**EV |  |  |  |  | 122000 |  |  | 108000 |  |  |  | 11.7 |  | 19.6 | 3.6 | 2.7 | Maybe | R-32 | 10.1667 | Commercial | No
215428856 | Single Packaged Roof Top Units (Commercial Only) | DAIKIN | HSPY-A | DPSH10BBPB24AA*E45**GV |  |  |  |  | 121000 |  |  | 109000 |  |  |  | 11.5 |  | 19 | 3.6 | 2.6 | Maybe | R-32 | 10.0833 | Commercial | No
215428857 | Single Packaged Roof Top Units (Commercial Only) | DAIKIN | HSP-A | DPSH10BBPB24AA*E45**0H |  |  |  |  | 122000 |  |  | 108000 |  |  |  | 11.9 |  | 19.8 | 3.6 | 2.7 | Maybe | R-32 | 10.1667 | Commercial | No
215428858 | Single Packaged Roof Top Units (Commercial Only) | DAIKIN | HSPY-A | DPSH10BBPB24AA*E45**EH |  |  |  |  | 122000 |  |  | 109000 |  |  |  | 11.7 |  | 19.5 | 3.6 | 2.7 | Maybe | R-32 | 10.1667 | Commercial | No
215428859 | Single Packaged Roof Top Units (Commercial Only) | DAIKIN | HSPY-A | DPSH10BBPB24AA*E45**GH |  |  |  |  | 121000 |  |  | 109000 |  |  |  | 11.5 |  | 19.2 | 3.6 | 2.6 | Maybe | R-32 | 10.0833 | Commercial | No
215428860 | Single Packaged Roof Top Units (Commercial Only) | DAIKIN | HSP-A | DPSH10BBPB24AA*E56**0V |  |  |  |  | 122000 |  |  | 108000 |  |  |  | 12 |  | 19.9 | 3.7 | 2.7 | Maybe | R-32 | 10.1667 | Commercial | No
215428861 | Single Packaged Roof Top Units (Commercial Only) | DAIKIN | HSPY-A | DPSH10BBPB24AA*E56**EV |  |  |  |  | 122000 |  |  | 108000 |  |  |  | 11.8 |  | 19.7 | 3.7 | 2.7 | Maybe | R-32 | 10.1667 | Commercial | No
215428862 | Single Packaged Roof Top Units (Commercial Only) | DAIKIN | HSPY-A | DPSH10BBPB24AA*E56**GV |  |  |  |  | 121000 |  |  | 109000 |  |  |  | 11.5 |  | 19 | 3.6 | 2.6 | Maybe | R-32 | 10.0833 | Commercial | No
215428863 | Single Packaged Roof Top Units (Commercial Only) | DAIKIN | HSP-A | DPSH10BBPB24AA*E56**0H |  |  |  |  | 122000 |  |  | 108000 |  |  |  | 12 |  | 19.9 | 3.7 | 2.7 | Maybe | R-32 | 10.1667 | Commercial | No
215428864 | Single Packaged Roof Top Units (Commercial Only) | DAIKIN | HSPY-A | DPSH10BBPB24AA*E56**EH |  |  |  |  | 122000 |  |  | 108000 |  |  |  | 11.8 |  | 19.5 | 3.6 | 2.7 | Maybe | R-32 | 10.1667 | Commercial | No
215428865 | Single Packaged Roof Top Units (Commercial Only) | DAIKIN | HSPY-A | DPSH10BBPB24AA*E56**GH |  |  |  |  | 121000 |  |  | 109000 |  |  |  | 11.6 |  | 19.3 | 3.6 | 2.6 | Maybe | R-32 | 10.0833 | Commercial | No
214567832 | Single Packaged Roof Top Units (Commercial Only) | AAON | HSP-A | RN-006-3-0-FBAC-S0-21-000-A |  |  |  |  | 66000 |  |  | 53500 |  |  |  | 12.74 |  | 15.68 | 3.88 | 2.52 | Maybe | R-454B | 5.5 | Commercial | No
203404639 | Single Packaged Roof Top Units (Commercial Only) | TRANE | HSP-A | WHC074H(3,4)*(C,G,K,N)A |  |  |  |  | 78000 |  |  | 75000 |  |  |  | 12.1 |  | 15.5 | 3.5 | 2.25 | No | R-410A | 6.5 | Commercial | No
203404640 | Single Packaged Roof Top Units (Commercial Only) | AMERICAN STANDARD | HSP-A | WHC074H(3,4)*(C,G,K,N)A |  |  |  |  | 78000 |  |  | 75000 |  |  |  | 12.1 |  | 15.5 | 3.5 | 2.25 | No | R-410A | 6.5 | Commercial | No
203404643 | Single Packaged Roof Top Units (Commercial Only) | TRANE | HSP-A | WHC092H(3,4)*(C,G,K,N)A |  |  |  |  | 95000 |  |  | 87000 |  |  |  | 11.8 |  | 15.5 | 3.5 | 2.25 | No | R-410A | 7.9167 | Commercial | No
203404644 | Single Packaged Roof Top Units (Commercial Only) | AMERICAN STANDARD | HSP-A | WHC092H(3,4)*(C,G,K,N)A |  |  |  |  | 95000 |  |  | 87000 |  |  |  | 11.8 |  | 15.5 | 3.5 | 2.25 | No | R-410A | 7.9167 | Commercial | No
203404647 | Single Packaged Roof Top Units (Commercial Only) | TRANE | HSP-A | WHC102H(3,4)*(C,G,K,N)A |  |  |  |  | 104000 |  |  | 93000 |  |  |  | 12 |  | 15.5 | 3.63 | 2.25 | No | R-410A | 8.6667 | Commercial | No
203404648 | Single Packaged Roof Top Units (Commercial Only) | AMERICAN STANDARD | HSP-A | WHC102H(3,4)*(C,G,K,N)A |  |  |  |  | 104000 |  |  | 93000 |  |  |  | 12 |  | 15.5 | 3.63 | 2.25 | No | R-410A | 8.6667 | Commercial | No
203404649 | Single Packaged Roof Top Units (Commercial Only) | TRANE | HSP-A | WHC102HW*(C,G,K,N)A |  |  |  |  | 104000 |  |  | 93000 |  |  |  | 11.8 |  | 15.5 | 3.61 | 2.25 | No | R-410A | 8.6667 | Commercial | No
203404650 | Single Packaged Roof Top Units (Commercial Only) | AMERICAN STANDARD | HSP-A | WHC102HW*(C,G,K,N)A |  |  |  |  | 104000 |  |  | 93000 |  |  |  | 11.8 |  | 15.5 | 3.61 | 2.25 | No | R-410A | 8.6667 | Commercial | No
203404651 | Single Packaged Roof Top Units (Commercial Only) | TRANE | HSP-A | WHC120H(3,4)*(G,K,N,P)A |  |  |  |  | 121000 |  |  | 118000 |  |  |  | 11.5 |  | 15.5 | 3.63 | 2.25 | No | R-410A | 10.0833 | Commercial | No
203404652 | Single Packaged Roof Top Units (Commercial Only) | AMERICAN STANDARD | HSP-A | WHC120H(3,4)*(G,K,N,P)A |  |  |  |  | 121000 |  |  | 118000 |  |  |  | 11.5 |  | 15.5 | 3.63 | 2.25 | No | R-410A | 10.0833 | Commercial | No
203404653 | Single Packaged Roof Top Units (Commercial Only) | TRANE | HSP-A | WHC120HW*(G,K,N,P)A |  |  |  |  | 121000 |  |  | 118000 |  |  |  | 11.5 |  | 15.5 | 3.61 | 2.25 | No | R-410A | 10.0833 | Commercial | No
203404654 | Single Packaged Roof Top Units (Commercial Only) | AMERICAN STANDARD | HSP-A | WHC120HW*(G,K,N,P)A |  |  |  |  | 121000 |  |  | 118000 |  |  |  | 11.5 |  | 15.5 | 3.61 | 2.25 | No | R-410A | 10.0833 | Commercial | No
9119127 | Single Packaged Roof Top Units (Commercial Only) | YORK | HSP-A | XYE08A(2,4,5)*3******* |  |  |  |  | 88000 |  |  | 84000 |  |  |  | 12.1 |  | 16 | 3.5 | 2.4 | No | R-410A | 7.3333 | Commercial | No
5831097 | Single Packaged Roof Top Units (Commercial Only) | DAIKIN | HSP-A | DPS006AHHY2**-4* |  |  |  |  | 68000 |  |  | 65000 |  |  |  | 11.4 |  | 19.3 | 3.74 | 2.56 | No | R-410A | 5.6667 | Commercial | No
5831109 | Single Packaged Roof Top Units (Commercial Only) | DAIKIN | HSP-A | DPS006AHHG2**-4* |  |  |  |  | 68000 |  |  | 65000 |  |  |  | 11.2 |  | 18.8 | 3.69 | 2.54 | Yes | R-410A | 5.6667 | Commercial | No
5831129 | Single Packaged Roof Top Units (Commercial Only) | DAIKIN | HSP-A | DPS007AHHY2**-3* |  |  |  |  | 90000 |  |  | 78000 |  |  |  | 13 |  | 20.1 | 3.7 | 2.44 | No | R-410A | 7.5 | Commercial | No
5831133 | Single Packaged Roof Top Units (Commercial Only) | DAIKIN | HSP-A | DPS007AHHE2**-3* |  |  |  |  | 90000 |  |  | 78000 |  |  |  | 12.8 |  | 19.6 | 3.66 | 2.42 | No | R-410A | 7.5 | Commercial | No
5831141 | Single Packaged Roof Top Units (Commercial Only) | DAIKIN | HSP-A | DPS007AHHG2**-3* |  |  |  |  | 90000 |  |  | 78000 |  |  |  | 12.8 |  | 19.6 | 3.66 | 2.42 | Yes | R-410A | 7.5 | Commercial | No
5831225 | Single Packaged Roof Top Units (Commercial Only) | DAIKIN | HSP-A | DPS006AHHY4**-4* |  |  |  |  | 68000 |  |  | 65000 |  |  |  | 11.4 |  | 19.3 | 3.74 | 2.56 | No | R-410A | 5.6667 | Commercial | No
5831237 | Single Packaged Roof Top Units (Commercial Only) | DAIKIN | HSP-A | DPS006AHHG4**-4* |  |  |  |  | 68000 |  |  | 65000 |  |  |  | 11.2 |  | 18.8 | 3.69 | 2.54 | Yes | R-410A | 5.6667 | Commercial | No
5831257 | Single Packaged Roof Top Units (Commercial Only) | DAIKIN | HSP-A | DPS007AHHY4**-3* |  |  |  |  | 90000 |  |  | 78000 |  |  |  | 13 |  | 20.1 | 3.7 | 2.44 | No | R-410A | 7.5 | Commercial | No
5831261 | Single Packaged Roof Top Units (Commercial Only) | DAIKIN | HSP-A | DPS007AHHE4**-3* |  |  |  |  | 90000 |  |  | 78000 |  |  |  | 12.8 |  | 19.6 | 3.66 | 2.42 | No | R-410A | 7.5 | Commercial | No
5831269 | Single Packaged Roof Top Units (Commercial Only) | DAIKIN | HSP-A | DPS007AHHG4**-3* |  |  |  |  | 90000 |  |  | 78000 |  |  |  | 12.8 |  | 19.6 | 3.66 | 2.42 | Yes | R-410A | 7.5 | Commercial | No
5831416 | Single Packaged Roof Top Units (Commercial Only) | DAIKIN | HSP-A | DPS007AHHY5**-3* |  |  |  |  | 90000 |  |  | 78000 |  |  |  | 12.9 |  | 19.9 | 3.66 | 2.41 | No | R-410A | 7.5 | Commercial | No
5831420 | Single Packaged Roof Top Units (Commercial Only) | DAIKIN | HSP-A | DPS007AHHE5**-3* |  |  |  |  | 90000 |  |  | 78000 |  |  |  | 12.7 |  | 19.4 | 3.62 | 2.39 | No | R-410A | 7.5 | Commercial | No
5831428 | Single Packaged Roof Top Units (Commercial Only) | DAIKIN | HSP-A | DPS007AHHG5**-3* |  |  |  |  | 90000 |  |  | 78000 |  |  |  | 12.7 |  | 19.4 | 3.62 | 2.39 | Yes | R-410A | 7.5 | Commercial | No
215428678 | Single Packaged Roof Top Units (Commercial Only) | DAIKIN | HSP-A | DPSH07BBPB44***E35**0V |  |  |  |  | 92000 |  |  | 81000 |  |  |  | 13.3 |  | 21.2 | 3.8 | 2.7 | Maybe | R-32 | 7.6667 | Commercial | No
215428679 | Single Packaged Roof Top Units (Commercial Only) | DAIKIN | HSPY-A | DPSH07BBPB44***E35**EV |  |  |  |  | 92000 |  |  | 81000 |  |  |  | 13.2 |  | 21.1 | 3.8 | 2.7 | Maybe | R-32 | 7.6667 | Commercial | No
215428680 | Single Packaged Roof Top Units (Commercial Only) | DAIKIN | HSPY-A | DPSH07BBPB44***E35**GV |  |  |  |  | 92000 |  |  | 81000 |  |  |  | 12.9 |  | 20.4 | 3.7 | 2.6 | Maybe | R-32 | 7.6667 | Commercial | No
215428681 | Single Packaged Roof Top Units (Commercial Only) | DAIKIN | HSP-A | DPSH07BBPB44***E35**0H |  |  |  |  | 92000 |  |  | 81000 |  |  |  | 13.3 |  | 21.2 | 3.8 | 2.7 | Maybe | R-32 | 7.6667 | Commercial | No
215428682 | Single Packaged Roof Top Units (Commercial Only) | DAIKIN | HSPY-A | DPSH07BBPB44***E35**EH |  |  |  |  | 92000 |  |  | 81000 |  |  |  | 13.1 |  | 20.9 | 3.8 | 2.6 | Maybe | R-32 | 7.6667 | Commercial | No
215428683 | Single Packaged Roof Top Units (Commercial Only) | DAIKIN | HSPY-A | DPSH07BBPB44***E35**GH |  |  |  |  | 92000 |  |  | 81000 |  |  |  | 13 |  | 20.6 | 3.8 | 2.6 | Maybe | R-32 | 7.6667 | Commercial | No
215428684 | Single Packaged Roof Top Units (Commercial Only) | DAIKIN | HSP-A | DPSH07BBPB44***E45**0V |  |  |  |  | 93000 |  |  | 80000 |  |  |  | 13.7 |  | 21.7 | 3.9 | 2.7 | Maybe | R-32 | 7.75 | Commercial | No
215428685 | Single Packaged Roof Top Units (Commercial Only) | DAIKIN | HSPY-A | DPSH07BBPB44***E45**EV |  |  |  |  | 93000 |  |  | 80000 |  |  |  | 13.6 |  | 21.5 | 3.9 | 2.7 | Maybe | R-32 | 7.75 | Commercial | No
215428686 | Single Packaged Roof Top Units (Commercial Only) | DAIKIN | HSPY-A | DPSH07BBPB44***E45**GV |  |  |  |  | 92000 |  |  | 80000 |  |  |  | 13.3 |  | 20.7 | 3.8 | 2.7 | Maybe | R-32 | 7.6667 | Commercial | No
215428687 | Single Packaged Roof Top Units (Commercial Only) | DAIKIN | HSP-A | DPSH07BBPB44***E45**0H |  |  |  |  | 92000 |  |  | 81000 |  |  |  | 13.3 |  | 21.2 | 3.8 | 2.7 | Maybe | R-32 | 7.6667 | Commercial | No
215428688 | Single Packaged Roof Top Units (Commercial Only) | DAIKIN | HSPY-A | DPSH07BBPB44***E45**EH |  |  |  |  | 92000 |  |  | 80000 |  |  |  | 13.5 |  | 21.3 | 3.9 | 2.7 | Maybe | R-32 | 7.6667 | Commercial | No
215428689 | Single Packaged Roof Top Units (Commercial Only) | DAIKIN | HSPY-A | DPSH07BBPB44***E45**GH |  |  |  |  | 92000 |  |  | 80000 |  |  |  | 13.4 |  | 21 | 3.9 | 2.7 | Maybe | R-32 | 7.6667 | Commercial | No
215428690 | Single Packaged Roof Top Units (Commercial Only) | DAIKIN | HSP-A | DPSH07BBPB44***E56**0V |  |  |  |  | 93000 |  |  | 80000 |  |  |  | 13.8 |  | 21.8 | 4 | 2.7 | Maybe | R-32 | 7.75 | Commercial | No
215428691 | Single Packaged Roof Top Units (Commercial Only) | DAIKIN | HSPY-A | DPSH07BBPB44***E56**EV |  |  |  |  | 93000 |  |  | 80000 |  |  |  | 13.6 |  | 21.6 | 3.9 | 2.7 | Maybe | R-32 | 7.75 | Commercial | No
215428692 | Single Packaged Roof Top Units (Commercial Only) | DAIKIN | HSPY-A | DPSH07BBPB44***E56**GV |  |  |  |  | 92000 |  |  | 80000 |  |  |  | 13.3 |  | 20.6 | 3.9 | 2.7 | Maybe | R-32 | 7.6667 | Commercial | No
215428693 | Single Packaged Roof Top Units (Commercial Only) | DAIKIN | HSP-A | DPSH07BBPB44***E56**0H |  |  |  |  | 93000 |  |  | 80000 |  |  |  | 13.8 |  | 21.8 | 4 | 2.7 | Maybe | R-32 | 7.75 | Commercial | No
215428694 | Single Packaged Roof Top Units (Commercial Only) | DAIKIN | HSPY-A | DPSH07BBPB44***E56**EH |  |  |  |  | 93000 |  |  | 80000 |  |  |  | 13.6 |  | 21.3 | 3.9 | 2.7 | Maybe | R-32 | 7.75 | Commercial | No
215428695 | Single Packaged Roof Top Units (Commercial Only) | DAIKIN | HSPY-A | DPSH07BBPB44***E56**GH |  |  |  |  | 92000 |  |  | 80000 |  |  |  | 13.4 |  | 21 | 3.9 | 2.7 | Maybe | R-32 | 7.6667 | Commercial | No
215428696 | Single Packaged Roof Top Units (Commercial Only) | DAIKIN | HSP-A | DPSH10BBPB44AA*E35**0V |  |  |  |  | 121000 |  |  | 110000 |  |  |  | 11.3 |  | 19.1 | 3.5 | 2.6 | Maybe | R-32 | 10.0833 | Commercial | No
215428697 | Single Packaged Roof Top Units (Commercial Only) | DAIKIN | HSPY-A | DPSH10BBPB44AA*E35**EV |  |  |  |  | 120000 |  |  | 110000 |  |  |  | 11.2 |  | 18.9 | 3.5 | 2.6 | Maybe | R-32 | 10 | Commercial | No
215428699 | Single Packaged Roof Top Units (Commercial Only) | DAIKIN | HSP-A | DPSH10BBPB44AA*E35**0H |  |  |  |  | 121000 |  |  | 110000 |  |  |  | 11.3 |  | 19.1 | 3.5 | 2.6 | Maybe | R-32 | 10.0833 | Commercial | No
215428700 | Single Packaged Roof Top Units (Commercial Only) | DAIKIN | HSPY-A | DPSH10BBPB44AA*E35**EH |  |  |  |  | 120000 |  |  | 111000 |  |  |  | 11.1 |  | 18.8 | 3.5 | 2.6 | Maybe | R-32 | 10 | Commercial | No
215428702 | Single Packaged Roof Top Units (Commercial Only) | DAIKIN | HSP-A | DPSH10BBPB44AA*E45**0V |  |  |  |  | 122000 |  |  | 108000 |  |  |  | 11.9 |  | 19.8 | 3.7 | 2.7 | Maybe | R-32 | 10.1667 | Commercial | No
215428703 | Single Packaged Roof Top Units (Commercial Only) | DAIKIN | HSPY-A | DPSH10BBPB44AA*E45**EV |  |  |  |  | 122000 |  |  | 108000 |  |  |  | 11.8 |  | 19.6 | 3.6 | 2.7 | Maybe | R-32 | 10.1667 | Commercial | No
215428704 | Single Packaged Roof Top Units (Commercial Only) | DAIKIN | HSPY-A | DPSH10BBPB44AA*E45**GV |  |  |  |  | 121000 |  |  | 109000 |  |  |  | 11.5 |  | 19 | 3.6 | 2.6 | Maybe | R-32 | 10.0833 | Commercial | No
215428705 | Single Packaged Roof Top Units (Commercial Only) | DAIKIN | HSP-A | DPSH10BBPB44AA*E45**0H |  |  |  |  | 122000 |  |  | 108000 |  |  |  | 11.9 |  | 19.8 | 3.7 | 2.7 | Maybe | R-32 | 10.1667 | Commercial | No
215428706 | Single Packaged Roof Top Units (Commercial Only) | DAIKIN | HSPY-A | DPSH10BBPB44AA*E45**EH |  |  |  |  | 122000 |  |  | 109000 |  |  |  | 11.7 |  | 19.5 | 3.6 | 2.7 | Maybe | R-32 | 10.1667 | Commercial | No
215428707 | Single Packaged Roof Top Units (Commercial Only) | DAIKIN | HSPY-A | DPSH10BBPB44AA*E45**GH |  |  |  |  | 121000 |  |  | 109000 |  |  |  | 11.5 |  | 19.2 | 3.6 | 2.6 | Maybe | R-32 | 10.0833 | Commercial | No
215428708 | Single Packaged Roof Top Units (Commercial Only) | DAIKIN | HSP-A | DPSH10BBPB44AA*E56**0V |  |  |  |  | 122000 |  |  | 108000 |  |  |  | 12 |  | 20 | 3.7 | 2.7 | Maybe | R-32 | 10.1667 | Commercial | No
215428709 | Single Packaged Roof Top Units (Commercial Only) | DAIKIN | HSPY-A | DPSH10BBPB44AA*E56**EV |  |  |  |  | 122000 |  |  | 108000 |  |  |  | 11.8 |  | 19.7 | 3.7 | 2.7 | Maybe | R-32 | 10.1667 | Commercial | No
215428710 | Single Packaged Roof Top Units (Commercial Only) | DAIKIN | HSPY-A | DPSH10BBPB44AA*E56**GV |  |  |  |  | 121000 |  |  | 109000 |  |  |  | 11.5 |  | 19 | 3.6 | 2.6 | Maybe | R-32 | 10.0833 | Commercial | No
215428711 | Single Packaged Roof Top Units (Commercial Only) | DAIKIN | HSP-A | DPSH10BBPB44AA*E56**0H |  |  |  |  | 122000 |  |  | 108000 |  |  |  | 12 |  | 20 | 3.7 | 2.7 | Maybe | R-32 | 10.1667 | Commercial | No
215428712 | Single Packaged Roof Top Units (Commercial Only) | DAIKIN | HSPY-A | DPSH10BBPB44AA*E56**EH |  |  |  |  | 122000 |  |  | 108000 |  |  |  | 11.8 |  | 19.6 | 3.6 | 2.7 | Maybe | R-32 | 10.1667 | Commercial | No
215428713 | Single Packaged Roof Top Units (Commercial Only) | DAIKIN | HSPY-A | DPSH10BBPB44AA*E56**GH |  |  |  |  | 121000 |  |  | 109000 |  |  |  | 11.6 |  | 19.3 | 3.6 | 2.6 | Maybe | R-32 | 10.0833 | Commercial | No
215428754 | Single Packaged Roof Top Units (Commercial Only) | DAIKIN | HSP-A | DPSH07BBPB54***E35**0V |  |  |  |  | 92000 |  |  | 81000 |  |  |  | 13.2 |  | 21.2 | 3.8 | 2.7 | Maybe | R-32 | 7.6667 | Commercial | No
215428755 | Single Packaged Roof Top Units (Commercial Only) | DAIKIN | HSPY-A | DPSH07BBPB54***E35**EV |  |  |  |  | 92000 |  |  | 81000 |  |  |  | 13.1 |  | 21 | 3.8 | 2.6 | Maybe | R-32 | 7.6667 | Commercial | No
215428756 | Single Packaged Roof Top Units (Commercial Only) | DAIKIN | HSPY-A | DPSH07BBPB54***E35**GV |  |  |  |  | 92000 |  |  | 81000 |  |  |  | 12.9 |  | 20.3 | 3.7 | 2.6 | Maybe | R-32 | 7.6667 | Commercial | No
215428757 | Single Packaged Roof Top Units (Commercial Only) | DAIKIN | HSP-A | DPSH07BBPB54***E35**0H |  |  |  |  | 92000 |  |  | 81000 |  |  |  | 13.2 |  | 21.2 | 3.8 | 2.7 | Maybe | R-32 | 7.6667 | Commercial | No
215428758 | Single Packaged Roof Top Units (Commercial Only) | DAIKIN | HSPY-A | DPSH07BBPB54***E35**EH |  |  |  |  | 92000 |  |  | 81000 |  |  |  | 13.1 |  | 20.8 | 3.8 | 2.6 | Maybe | R-32 | 7.6667 | Commercial | No
215428759 | Single Packaged Roof Top Units (Commercial Only) | DAIKIN | HSPY-A | DPSH07BBPB54***E35**GH |  |  |  |  | 92000 |  |  | 81000 |  |  |  | 13 |  | 20.6 | 3.7 | 2.6 | Maybe | R-32 | 7.6667 | Commercial | No
215428760 | Single Packaged Roof Top Units (Commercial Only) | DAIKIN | HSP-A | DPSH07BBPB54***E45**0V |  |  |  |  | 93000 |  |  | 80000 |  |  |  | 13.7 |  | 21.6 | 3.9 | 2.7 | Maybe | R-32 | 7.75 | Commercial | No
209146014 | Single Packaged Roof Top Units (Commercial Only) | AAON | HSP-A | RN-013-3-0-CBAC-V0-21-000-A |  |  |  |  | 136000 |  |  | 134000 |  |  |  | 10.9 |  | 19.6 | 3.4 | 2.2 | Maybe | R-410A | 11.3333 | Commercial | No
209146016 | Single Packaged Roof Top Units (Commercial Only) | AAON | HSP-A | RN-015-3-0-CBAC-V0-21-000-A |  |  |  |  | 160000 |  |  | 148000 |  |  |  | 10.8 |  | 18.2 | 3.7 | 2.3 | Maybe | R-410A | 13.3333 | Commercial | No
209146017 | Single Packaged Roof Top Units (Commercial Only) | AAON | HSP-A | RN-016-3-0-CBAC-V0-21-000-A |  |  |  |  | 182000 |  |  | 172000 |  |  |  | 10.9 |  | 20.3 | 3.5 | 2.4 | Maybe | R-410A | 15.1667 | Commercial | No
209146018 | Single Packaged Roof Top Units (Commercial Only) | AAON | HSP-A | RN-020-3-0-CBAC-V0-21-000-A |  |  |  |  | 204000 |  |  | 196000 |  |  |  | 11 |  | 17.2 | 3.4 | 2.2 | Maybe | R-410A | 17 | Commercial | No
209444050 | Single Packaged Roof Top Units (Commercial Only) | DAIKIN | HSP-A | DPS012AHHG2**-4*18D |  |  |  |  | 142000 |  |  | 136000 |  |  |  | 11.07 |  | 17.5 | 3.5 | 2.32 | Yes | R-410A | 11.8333 | Commercial | No
209444051 | Single Packaged Roof Top Units (Commercial Only) | DAIKIN | HSP-A | DPS012AHHG4**-4*18D |  |  |  |  | 142000 |  |  | 136000 |  |  |  | 11 |  | 17.5 | 3.5 | 2.32 | Yes | R-410A | 11.8333 | Commercial | No
209444052 | Single Packaged Roof Top Units (Commercial Only) | DAIKIN | HSP-A | DPS012AHHG5**-4*18D |  |  |  |  | 142000 |  |  | 136000 |  |  |  | 11 |  | 17.4 | 3.45 | 2.29 | Yes | R-410A | 11.8333 | Commercial | No
209444053 | Single Packaged Roof Top Units (Commercial Only) | DAIKIN | HSP-A | DPS015AHHG4**-6*18D |  |  |  |  | 164000 |  |  | 160000 |  |  |  | 10.7 |  | 16.4 | 3.5 | 2.2 | Yes | R-410A | 13.6667 | Commercial | No
213296273 | Single Packaged Roof Top Units (Commercial Only) | TRANE | HSPY-A | DHJ150A(3,4,W)*B(L,H)***0 |  |  |  |  | 150000 |  |  | 135000 |  |  |  | 12 |  | 17.6 | 3.8 | 2.32 | Yes | R-410A | 12.5 | Commercial | No
213296274 | Single Packaged Roof Top Units (Commercial Only) | TRANE | HSPY-A | DHJ150A(3,4,W)*(0,A)(L,M,H)***0 |  |  |  |  | 150000 |  |  | 135000 |  |  |  | 12.2 |  | 17.6 | 3.8 | 2.32 | Yes | R-410A | 12.5 | Commercial | No
213296275 | Single Packaged Roof Top Units (Commercial Only) | TRANE | HSPY-A | DHJ150A(3,4,W)*(0,A)(L,M,H)***2 |  |  |  |  | 150000 |  |  | 135000 |  |  |  | 12.2 |  | 18.1 | 3.8 | 2.32 | Yes | R-410A | 12.5 | Commercial | No
213296276 | Single Packaged Roof Top Units (Commercial Only) | TRANE | HSPY-A | DHJ150A(3,4,W)*B(L,H)***2 |  |  |  |  | 150000 |  |  | 135000 |  |  |  | 12 |  | 17.7 | 3.8 | 2.32 | Yes | R-410A | 12.5 | Commercial | No
213296277 | Single Packaged Roof Top Units (Commercial Only) | TRANE | HSPY-A | DHJ150A(3,4,W)*(0,A)(L,M,H)***4 |  |  |  |  | 150000 |  |  | 135000 |  |  |  | 12.2 |  | 18.1 | 3.8 | 2.32 | Yes | R-410A | 12.5 | Commercial | No
213296278 | Single Packaged Roof Top Units (Commercial Only) | TRANE | HSPY-A | DHJ150A(3,4,W)*B(L,H)***4 |  |  |  |  | 150000 |  |  | 135000 |  |  |  | 12 |  | 17.7 | 3.8 | 2.32 | Yes | R-410A | 12.5 | Commercial | No
213296279 | Single Packaged Roof Top Units (Commercial Only) | AMERICAN STANDARD | HSPY-A | DHJ150A(3,4,W)*(0,A)(L,M,H)***0 |  |  |  |  | 150000 |  |  | 135000 |  |  |  | 12.2 |  | 17.6 | 3.8 | 2.32 | Yes | R-410A | 12.5 | Commercial | No
213296280 | Single Packaged Roof Top Units (Commercial Only) | AMERICAN STANDARD | HSPY-A | DHJ150A(3,4,W)*B(L,H)***0 |  |  |  |  | 150000 |  |  | 135000 |  |  |  | 12 |  | 17.6 | 3.8 | 2.32 | Yes | R-410A | 12.5 | Commercial | No
213296281 | Single Packaged Roof Top Units (Commercial Only) | AMERICAN STANDARD | HSPY-A | DHJ150A(3,4,W)*(0,A)(L,M,H)***2 |  |  |  |  | 150000 |  |  | 135000 |  |  |  | 12.2 |  | 18.1 | 3.8 | 2.32 | Yes | R-410A | 12.5 | Commercial | No
213296282 | Single Packaged Roof Top Units (Commercial Only) | AMERICAN STANDARD | HSPY-A | DHJ150A(3,4,W)*B(L,H)***2 |  |  |  |  | 150000 |  |  | 135000 |  |  |  | 12 |  | 17.7 | 3.8 | 2.32 | Yes | R-410A | 12.5 | Commercial | No
213296283 | Single Packaged Roof Top Units (Commercial Only) | AMERICAN STANDARD | HSPY-A | DHJ150A(3,4,W)*(0,A)(L,M,H)***4 |  |  |  |  | 150000 |  |  | 135000 |  |  |  | 12.2 |  | 18.1 | 3.8 | 2.32 | Yes | R-410A | 12.5 | Commercial | No
213296284 | Single Packaged Roof Top Units (Commercial Only) | AMERICAN STANDARD | HSPY-A | DHJ150A(3,4,W)*B(L,H)***4 |  |  |  |  | 150000 |  |  | 135000 |  |  |  | 12 |  | 17.7 | 3.8 | 2.32 | Yes | R-410A | 12.5 | Commercial | No
213296285 | Single Packaged Roof Top Units (Commercial Only) | TRANE | HSPY-A | DHJ180A(3,4,W)*(0,A)(L,M,H)***0 |  |  |  |  | 178000 |  |  | 164000 |  |  |  | 11.8 |  | 17.7 | 3.9 | 2.09 | Yes | R-410A | 14.8333 | Commercial | No
213296286 | Single Packaged Roof Top Units (Commercial Only) | TRANE | HSPY-A | DHJ180A(3,4,W)*B(L,H)***0 |  |  |  |  | 178000 |  |  | 162000 |  |  |  | 11.6 |  | 17.8 | 3.9 | 2.09 | Yes | R-410A | 14.8333 | Commercial | No
213296287 | Single Packaged Roof Top Units (Commercial Only) | TRANE | HSPY-A | DHJ180A(3,4,W)*(0,A)(L,M,H)***2 |  |  |  |  | 178000 |  |  | 164000 |  |  |  | 11.8 |  | 18.2 | 3.9 | 2.09 | Yes | R-410A | 14.8333 | Commercial | No
213296288 | Single Packaged Roof Top Units (Commercial Only) | TRANE | HSPY-A | DHJ180A(3,4,W)*B(L,H)***2 |  |  |  |  | 178000 |  |  | 162000 |  |  |  | 11.6 |  | 17.9 | 3.9 | 2.09 | Yes | R-410A | 14.8333 | Commercial | No
213296289 | Single Packaged Roof Top Units (Commercial Only) | TRANE | HSPY-A | DHJ180A(3,4,W)*(0,A)(L,M,H)***4 |  |  |  |  | 178000 |  |  | 164000 |  |  |  | 11.8 |  | 18.2 | 3.9 | 2.09 | Yes | R-410A | 14.8333 | Commercial | No
213296290 | Single Packaged Roof Top Units (Commercial Only) | TRANE | HSPY-A | DHJ180A(3,4,W)*B(L,H)***4 |  |  |  |  | 178000 |  |  | 162000 |  |  |  | 11.6 |  | 17.9 | 3.9 | 2.09 | Yes | R-410A | 14.8333 | Commercial | No
213296291 | Single Packaged Roof Top Units (Commercial Only) | AMERICAN STANDARD | HSPY-A | DHJ180A(3,4,W)*(0,A)(L,M,H)***0 |  |  |  |  | 178000 |  |  | 164000 |  |  |  | 11.8 |  | 17.7 | 3.9 | 2.09 | Yes | R-410A | 14.8333 | Commercial | No
213296292 | Single Packaged Roof Top Units (Commercial Only) | AMERICAN STANDARD | HSPY-A | DHJ180A(3,4,W)*B(L,H)***0 |  |  |  |  | 178000 |  |  | 162000 |  |  |  | 11.6 |  | 17.8 | 3.9 | 2.09 | Yes | R-410A | 14.8333 | Commercial | No
213296293 | Single Packaged Roof Top Units (Commercial Only) | AMERICAN STANDARD | HSPY-A | DHJ180A(3,4,W)*(0,A)(L,M,H)***2 |  |  |  |  | 178000 |  |  | 164000 |  |  |  | 11.8 |  | 18.2 | 3.9 | 2.09 | Yes | R-410A | 14.8333 | Commercial | No
213296294 | Single Packaged Roof Top Units (Commercial Only) | AMERICAN STANDARD | HSPY-A | DHJ180A(3,4,W)*B(L,H)***2 |  |  |  |  | 178000 |  |  | 162000 |  |  |  | 11.6 |  | 17.9 | 3.9 | 2.09 | Yes | R-410A | 14.8333 | Commercial | No
213296295 | Single Packaged Roof Top Units (Commercial Only) | AMERICAN STANDARD | HSPY-A | DHJ180A(3,4,W)*(0,A)(L,M,H)***4 |  |  |  |  | 178000 |  |  | 164000 |  |  |  | 11.8 |  | 18.2 | 3.9 | 2.09 | Yes | R-410A | 14.8333 | Commercial | No
213296296 | Single Packaged Roof Top Units (Commercial Only) | AMERICAN STANDARD | HSPY-A | DHJ180A(3,4,W)*B(L,H)***4 |  |  |  |  | 178000 |  |  | 162000 |  |  |  | 11.6 |  | 17.9 | 3.9 | 2.09 | Yes | R-410A | 14.8333 | Commercial | No
215390749 | Single Packaged Roof Top Units (Commercial Only) | TRANE | HSP-A | WHK150A(3,4,W)**0***0 |  |  |  |  | 150000 |  |  | 133000 |  |  |  | 12.1 |  | 16.8 | 3.6 | 2.26 | No | R-454B | 12.5 | Commercial | No
215390750 | Single Packaged Roof Top Units (Commercial Only) | TRANE | HSP-A | WHK150A(3,4,W)**(G,N,P)***0 |  |  |  |  | 150000 |  |  | 133000 |  |  |  | 12.1 |  | 16.8 | 3.6 | 2.26 | No | R-454B | 12.5 | Commercial | No
215390751 | Single Packaged Roof Top Units (Commercial Only) | TRANE | HSPY-A | DHK150A(3,4,W)*B(L,H)***0 |  |  |  |  | 150000 |  |  | 133000 |  |  |  | 11.9 |  | 16.5 | 3.55 | 2.26 | Yes | R-454B | 12.5 | Commercial | No
215390752 | Single Packaged Roof Top Units (Commercial Only) | TRANE | HSPY-A | DHK150A(3,4,W)*(0,A)(L,M,H)***0 |  |  |  |  | 150000 |  |  | 133000 |  |  |  | 11.8 |  | 16.5 | 3.55 | 2.26 | Yes | R-454B | 12.5 | Commercial | No
215390753 | Single Packaged Roof Top Units (Commercial Only) | AMERICAN STANDARD | HSP-A | WHK150A(3,4,W)**0***0 |  |  |  |  | 150000 |  |  | 133000 |  |  |  | 12.1 |  | 16.8 | 3.6 | 2.26 | No | R-454B | 12.5 | Commercial | No
215390754 | Single Packaged Roof Top Units (Commercial Only) | AMERICAN STANDARD | HSP-A | WHK150A(3,4,W)**(G,N,P)***0 |  |  |  |  | 150000 |  |  | 133000 |  |  |  | 12.1 |  | 16.8 | 3.6 | 2.26 | No | R-454B | 12.5 | Commercial | No
215390755 | Single Packaged Roof Top Units (Commercial Only) | AMERICAN STANDARD | HSPY-A | DHK150A(3,4,W)*(0,A)(L,M,H)***0 |  |  |  |  | 150000 |  |  | 133000 |  |  |  | 11.9 |  | 16.5 | 3.55 | 2.26 | Yes | R-454B | 12.5 | Commercial | No
215390756 | Single Packaged Roof Top Units (Commercial Only) | AMERICAN STANDARD | HSPY-A | DHK150A(3,4,W)*B(L,H)***0 |  |  |  |  | 150000 |  |  | 133000 |  |  |  | 11.8 |  | 16.5 | 3.55 | 2.26 | Yes | R-454B | 12.5 | Commercial | No
215390757 | Single Packaged Roof Top Units (Commercial Only) | TRANE | HSP-A | WHK150A(3,4,W)**0***2 |  |  |  |  | 150000 |  |  | 133000 |  |  |  | 12.1 |  | 17.2 | 3.6 | 2.26 | No | R-454B | 12.5 | Commercial | No
215390758 | Single Packaged Roof Top Units (Commercial Only) | TRANE | HSP-A | WHK150A(3,4,W)**(G,N,P)***2 |  |  |  |  | 150000 |  |  | 133000 |  |  |  | 12.1 |  | 17.2 | 3.6 | 2.26 | No | R-454B | 12.5 | Commercial | No
215390759 | Single Packaged Roof Top Units (Commercial Only) | TRANE | HSPY-A | DHK150A(3,4,W)*(0,A)(L,M,H)***2 |  |  |  |  | 150000 |  |  | 133000 |  |  |  | 11.9 |  | 17 | 3.55 | 2.26 | Yes | R-454B | 12.5 | Commercial | No
215390760 | Single Packaged Roof Top Units (Commercial Only) | TRANE | HSPY-A | DHK150A(3,4,W)*B(L,H)***2 |  |  |  |  | 150000 |  |  | 133000 |  |  |  | 11.8 |  | 17 | 3.55 | 2.26 | Yes | R-454B | 12.5 | Commercial | No
215390761 | Single Packaged Roof Top Units (Commercial Only) | AMERICAN STANDARD | HSP-A | WHK150A(3,4,W)**0***2 |  |  |  |  | 150000 |  |  | 133000 |  |  |  | 12.1 |  | 17.2 | 3.6 | 2.26 | No | R-454B | 12.5 | Commercial | No
215390762 | Single Packaged Roof Top Units (Commercial Only) | AMERICAN STANDARD | HSP-A | WHK150A(3,4,W)**(G,N,P)***2 |  |  |  |  | 150000 |  |  | 133000 |  |  |  | 12.1 |  | 17.2 | 3.6 | 2.26 | No | R-454B | 12.5 | Commercial | No
215390763 | Single Packaged Roof Top Units (Commercial Only) | AMERICAN STANDARD | HSPY-A | DHK150A(3,4,W)*(0,A)(L,M,H)***2 |  |  |  |  | 150000 |  |  | 133000 |  |  |  | 11.9 |  | 17 | 3.55 | 2.26 | Yes | R-454B | 12.5 | Commercial | No
215390764 | Single Packaged Roof Top Units (Commercial Only) | AMERICAN STANDARD | HSPY-A | DHK150A(3,4,W)*B(L,H)***2 |  |  |  |  | 150000 |  |  | 133000 |  |  |  | 11.8 |  | 17 | 3.55 | 2.26 | Yes | R-454B | 12.5 | Commercial | No
215390765 | Single Packaged Roof Top Units (Commercial Only) | TRANE | HSP-A | WHK150A(3,4,W)**0***4 |  |  |  |  | 150000 |  |  | 133000 |  |  |  | 12.1 |  | 17.2 | 3.6 | 2.26 | No | R-454B | 12.5 | Commercial | No
215390766 | Single Packaged Roof Top Units (Commercial Only) | TRANE | HSP-A | WHK150A(3,4,W)**(G,N,P)***4 |  |  |  |  | 150000 |  |  | 133000 |  |  |  | 12.1 |  | 17.2 | 3.6 | 2.26 | No | R-454B | 12.5 | Commercial | No
215390767 | Single Packaged Roof Top Units (Commercial Only) | TRANE | HSPY-A | DHK150A(3,4,W)*(0,A)(L,M,H)***4 |  |  |  |  | 150000 |  |  | 133000 |  |  |  | 11.9 |  | 17 | 3.55 | 2.26 | Yes | R-454B | 12.5 | Commercial | No
215390768 | Single Packaged Roof Top Units (Commercial Only) | TRANE | HSPY-A | DHK150A(3,4,W)*B(L,H)***4 |  |  |  |  | 150000 |  |  | 133000 |  |  |  | 11.8 |  | 17 | 3.55 | 2.26 | Yes | R-454B | 12.5 | Commercial | No
215390769 | Single Packaged Roof Top Units (Commercial Only) | AMERICAN STANDARD | HSP-A | WHK150A(3,4,W)**0***4 |  |  |  |  | 150000 |  |  | 133000 |  |  |  | 12.1 |  | 17.2 | 3.6 | 2.26 | No | R-454B | 12.5 | Commercial | No
215390770 | Single Packaged Roof Top Units (Commercial Only) | AMERICAN STANDARD | HSP-A | WHK150A(3,4,W)**(G,N,P)***4 |  |  |  |  | 150000 |  |  | 133000 |  |  |  | 12.1 |  | 17.2 | 3.6 | 2.26 | No | R-454B | 12.5 | Commercial | No
215390771 | Single Packaged Roof Top Units (Commercial Only) | AMERICAN STANDARD | HSPY-A | DHK150A(3,4,W)*(0,A)(L,M,H)***4 |  |  |  |  | 150000 |  |  | 133000 |  |  |  | 11.9 |  | 17 | 3.55 | 2.26 | Yes | R-454B | 12.5 | Commercial | No
215390772 | Single Packaged Roof Top Units (Commercial Only) | AMERICAN STANDARD | HSPY-A | DHK150A(3,4,W)*B(L,H)***4 |  |  |  |  | 150000 |  |  | 133000 |  |  |  | 11.8 |  | 17 | 3.55 | 2.26 | Yes | R-454B | 12.5 | Commercial | No
215390819 | Single Packaged Roof Top Units (Commercial Only) | TRANE | HSP-A | WHK180A(3,4,W)**0***0 |  |  |  |  | 178000 |  |  | 160000 |  |  |  | 11.7 |  | 16.8 | 3.6 | 2.26 | No | R-454B | 14.8333 | Commercial | No
215390820 | Single Packaged Roof Top Units (Commercial Only) | TRANE | HSP-A | WHK180A(3,4,W)**(G,N,P)***0 |  |  |  |  | 178000 |  |  | 160000 |  |  |  | 11.7 |  | 16.8 | 3.6 | 2.26 | No | R-454B | 14.8333 | Commercial | No
215390821 | Single Packaged Roof Top Units (Commercial Only) | TRANE | HSPY-A | DHK180A(3,4,W)*(0,A)(L,M,H)***0 |  |  |  |  | 178000 |  |  | 160000 |  |  |  | 11.5 |  | 16.5 | 3.6 | 2.26 | Yes | R-454B | 14.8333 | Commercial | No
215390822 | Single Packaged Roof Top Units (Commercial Only) | TRANE | HSPY-A | DHK180A(3,4,W)*B(L,H)***0 |  |  |  |  | 178000 |  |  | 160000 |  |  |  | 11.4 |  | 16.5 | 3.6 | 2.26 | Yes | R-454B | 14.8333 | Commercial | No
215390823 | Single Packaged Roof Top Units (Commercial Only) | AMERICAN STANDARD | HSP-A | WHK180A(3,4,W)**0***0 |  |  |  |  | 178000 |  |  | 160000 |  |  |  | 11.7 |  | 16.8 | 3.6 | 2.26 | No | R-454B | 14.8333 | Commercial | No
215390824 | Single Packaged Roof Top Units (Commercial Only) | AMERICAN STANDARD | HSP-A | WHK180A(3,4,W)**(G,N,P)***0 |  |  |  |  | 178000 |  |  | 160000 |  |  |  | 11.7 |  | 16.8 | 3.6 | 2.26 | No | R-454B | 14.8333 | Commercial | No
215390825 | Single Packaged Roof Top Units (Commercial Only) | AMERICAN STANDARD | HSPY-A | DHK180A(3,4,W)*(0,A)(L,M,H)***0 |  |  |  |  | 178000 |  |  | 160000 |  |  |  | 11.5 |  | 16.5 | 3.6 | 2.26 | Yes | R-454B | 14.8333 | Commercial | No
215390826 | Single Packaged Roof Top Units (Commercial Only) | AMERICAN STANDARD | HSPY-A | DHK180A(3,4,W)*B(L,H)***0 |  |  |  |  | 178000 |  |  | 160000 |  |  |  | 11.4 |  | 16.5 | 3.6 | 2.26 | Yes | R-454B | 14.8333 | Commercial | No
215390827 | Single Packaged Roof Top Units (Commercial Only) | TRANE | HSP-A | WHK180A(3,4,W)**0***2 |  |  |  |  | 178000 |  |  | 160000 |  |  |  | 11.7 |  | 17.3 | 3.6 | 2.26 | No | R-454B | 14.8333 | Commercial | No
215390828 | Single Packaged Roof Top Units (Commercial Only) | TRANE | HSP-A | WHK180A(3,4,W)**(G,N,P)***2 |  |  |  |  | 178000 |  |  | 160000 |  |  |  | 11.7 |  | 17.3 | 3.6 | 2.26 | No | R-454B | 14.8333 | Commercial | No
215390829 | Single Packaged Roof Top Units (Commercial Only) | TRANE | HSPY-A | DHK180A(3,4,W)*(0,A)(L,M,H)***2 |  |  |  |  | 178000 |  |  | 160000 |  |  |  | 11.5 |  | 17 | 3.6 | 2.26 | Yes | R-454B | 14.8333 | Commercial | No
215390830 | Single Packaged Roof Top Units (Commercial Only) | TRANE | HSPY-A | DHK180A(3,4,W)*B(L,H)***2 |  |  |  |  | 178000 |  |  | 160000 |  |  |  | 11.4 |  | 17 | 3.6 | 2.26 | Yes | R-454B | 14.8333 | Commercial | No
215390831 | Single Packaged Roof Top Units (Commercial Only) | AMERICAN STANDARD | HSP-A | WHK180A(3,4,W)**0***2 |  |  |  |  | 178000 |  |  | 160000 |  |  |  | 11.7 |  | 17.3 | 3.6 | 2.26 | No | R-454B | 14.8333 | Commercial | No
215390832 | Single Packaged Roof Top Units (Commercial Only) | AMERICAN STANDARD | HSP-A | WHK180A(3,4,W)**(G,N,P)***2 |  |  |  |  | 178000 |  |  | 160000 |  |  |  | 11.7 |  | 17.3 | 3.6 | 2.26 | No | R-454B | 14.8333 | Commercial | No
215390833 | Single Packaged Roof Top Units (Commercial Only) | AMERICAN STANDARD | HSPY-A | DHK180A(3,4,W)*(0,A)(L,M,H)***2 |  |  |  |  | 178000 |  |  | 160000 |  |  |  | 11.5 |  | 17 | 3.6 | 2.26 | Yes | R-454B | 14.8333 | Commercial | No
215390834 | Single Packaged Roof Top Units (Commercial Only) | AMERICAN STANDARD | HSPY-A | DHK180A(3,4,W)*B(L,H)***2 |  |  |  |  | 178000 |  |  | 160000 |  |  |  | 11.4 |  | 17 | 3.6 | 2.26 | Yes | R-454B | 14.8333 | Commercial | No
215390835 | Single Packaged Roof Top Units (Commercial Only) | TRANE | HSP-A | WHK180A(3,4,W)**0***4 |  |  |  |  | 178000 |  |  | 160000 |  |  |  | 11.7 |  | 17.3 | 3.6 | 2.26 | No | R-454B | 14.8333 | Commercial | No
215390836 | Single Packaged Roof Top Units (Commercial Only) | TRANE | HSP-A | WHK180A(3,4,W)**(G,N,P)***4 |  |  |  |  | 178000 |  |  | 160000 |  |  |  | 11.7 |  | 17.3 | 3.6 | 2.26 | No | R-454B | 14.8333 | Commercial | No
215390837 | Single Packaged Roof Top Units (Commercial Only) | TRANE | HSPY-A | DHK180A(3,4,W)*(0,A)(L,M,H)***4 |  |  |  |  | 178000 |  |  | 160000 |  |  |  | 11.5 |  | 17 | 3.6 | 2.26 | Yes | R-454B | 14.8333 | Commercial | No
215390838 | Single Packaged Roof Top Units (Commercial Only) | TRANE | HSPY-A | DHK180A(3,4,W)*B(L,H)***4 |  |  |  |  | 178000 |  |  | 160000 |  |  |  | 11.4 |  | 17 | 3.6 | 2.26 | Yes | R-454B | 14.8333 | Commercial | No
215390839 | Single Packaged Roof Top Units (Commercial Only) | AMERICAN STANDARD | HSP-A | WHK180A(3,4,W)**0***4 |  |  |  |  | 178000 |  |  | 160000 |  |  |  | 11.7 |  | 17.3 | 3.6 | 2.26 | No | R-454B | 14.8333 | Commercial | No
215390840 | Single Packaged Roof Top Units (Commercial Only) | AMERICAN STANDARD | HSP-A | WHK180A(3,4,W)**(G,N,P)***4 |  |  |  |  | 178000 |  |  | 160000 |  |  |  | 11.7 |  | 17.3 | 3.6 | 2.26 | No | R-454B | 14.8333 | Commercial | No
215390841 | Single Packaged Roof Top Units (Commercial Only) | AMERICAN STANDARD | HSPY-A | DHK180A(3,4,W)*(0,A)(L,M,H)***4 |  |  |  |  | 178000 |  |  | 160000 |  |  |  | 11.5 |  | 17 | 3.6 | 2.26 | Yes | R-454B | 14.8333 | Commercial | No
215390842 | Single Packaged Roof Top Units (Commercial Only) | AMERICAN STANDARD | HSPY-A | DHK180A(3,4,W)*B(L,H)***4 |  |  |  |  | 178000 |  |  | 160000 |  |  |  | 11.4 |  | 17 | 3.6 | 2.26 | Yes | R-454B | 14.8333 | Commercial | No
207178122 | Single Packaged Roof Top Units (Commercial Only) | LG | HSP-A | AK-W180LC00 |  |  |  |  | 174000 |  |  | 174000 |  |  |  | 11.4 |  | 18.5 | 3.43 | 2.15 | No | R-410A | 14.5 | Commercial | No
207178123 | Single Packaged Roof Top Units (Commercial Only) | LG | HSP-A | AK-W150LC00 |  |  |  |  | 146000 |  |  | 146000 |  |  |  | 12 |  | 19.5 | 3.6 | 2.2 | No | R-410A | 12.1667 | Commercial | No
215390913 | Single Packaged Roof Top Units (Commercial Only) | TRANE | HSP-A | WHK210A(3,4,W)**0***0 |  |  |  |  | 206000 |  |  | 190000 |  |  |  | 11.3 |  | 16.2 | 3.6 | 2.26 | No | R-454B | 17.1667 | Commercial | No
215390914 | Single Packaged Roof Top Units (Commercial Only) | TRANE | HSP-A | WHK210A(3,4,W)**(N,P,R)***0 |  |  |  |  | 206000 |  |  | 190000 |  |  |  | 11.3 |  | 16.2 | 3.6 | 2.26 | No | R-454B | 17.1667 | Commercial | No
215390915 | Single Packaged Roof Top Units (Commercial Only) | TRANE | HSPY-A | DHK210A(3,4,W)*(0,A)(L,M,H)***0 |  |  |  |  | 206000 |  |  | 190000 |  |  |  | 11.1 |  | 15.9 | 3.55 | 2.26 | Yes | R-454B | 17.1667 | Commercial | No
215390916 | Single Packaged Roof Top Units (Commercial Only) | TRANE | HSPY-A | DHK210A(3,4,W)*B(L,H)***0 |  |  |  |  | 206000 |  |  | 190000 |  |  |  | 10.9 |  | 15.9 | 3.5 | 2.26 | Yes | R-454B | 17.1667 | Commercial | No
215390917 | Single Packaged Roof Top Units (Commercial Only) | AMERICAN STANDARD | HSP-A | WHK210A(3,4,W)**0***0 |  |  |  |  | 206000 |  |  | 190000 |  |  |  | 11.3 |  | 16.2 | 3.6 | 2.26 | No | R-454B | 17.1667 | Commercial | No
215390918 | Single Packaged Roof Top Units (Commercial Only) | AMERICAN STANDARD | HSP-A | WHK210A(3,4,W)**(N,P,R)***0 |  |  |  |  | 206000 |  |  | 190000 |  |  |  | 11.3 |  | 16.2 | 3.6 | 2.26 | No | R-454B | 17.1667 | Commercial | No
215390919 | Single Packaged Roof Top Units (Commercial Only) | AMERICAN STANDARD | HSPY-A | DHK210A(3,4,W)*(0,A)(L,M,H)***0 |  |  |  |  | 206000 |  |  | 190000 |  |  |  | 11.1 |  | 15.9 | 3.55 | 2.26 | Yes | R-454B | 17.1667 | Commercial | No
215390920 | Single Packaged Roof Top Units (Commercial Only) | AMERICAN STANDARD | HSPY-A | DHK210A(3,4,W)*B(L,H)***0 |  |  |  |  | 206000 |  |  | 190000 |  |  |  | 10.9 |  | 15.9 | 3.5 | 2.26 | Yes | R-454B | 17.1667 | Commercial | No
215390921 | Single Packaged Roof Top Units (Commercial Only) | TRANE | HSP-A | WHK210A(3,4,W)**0***2 |  |  |  |  | 206000 |  |  | 190000 |  |  |  | 11.3 |  | 16.7 | 3.6 | 2.26 | No | R-454B | 17.1667 | Commercial | No
215390922 | Single Packaged Roof Top Units (Commercial Only) | TRANE | HSP-A | WHK210A(3,4,W)**(N,P,R)***2 |  |  |  |  | 206000 |  |  | 190000 |  |  |  | 11.3 |  | 16.7 | 3.6 | 2.26 | No | R-454B | 17.1667 | Commercial | No
215390923 | Single Packaged Roof Top Units (Commercial Only) | TRANE | HSPY-A | DHK210A(3,4,W)*(0,A)(L,M,H)***2 |  |  |  |  | 206000 |  |  | 190000 |  |  |  | 11.1 |  | 16.4 | 3.55 | 2.26 | Yes | R-454B | 17.1667 | Commercial | No
215390924 | Single Packaged Roof Top Units (Commercial Only) | TRANE | HSPY-A | DHK210A(3,4,W)*B(L,H)***2 |  |  |  |  | 206000 |  |  | 190000 |  |  |  | 10.9 |  | 16.3 | 3.5 | 2.26 | Yes | R-454B | 17.1667 | Commercial | No
215390925 | Single Packaged Roof Top Units (Commercial Only) | AMERICAN STANDARD | HSP-A | WHK210A(3,4,W)**0***2 |  |  |  |  | 206000 |  |  | 190000 |  |  |  | 11.3 |  | 16.7 | 3.6 | 2.26 | No | R-454B | 17.1667 | Commercial | No
215390926 | Single Packaged Roof Top Units (Commercial Only) | AMERICAN STANDARD | HSP-A | WHK210A(3,4,W)**(N,P,R)***2 |  |  |  |  | 206000 |  |  | 190000 |  |  |  | 11.3 |  | 16.7 | 3.6 | 2.26 | No | R-454B | 17.1667 | Commercial | No
215390927 | Single Packaged Roof Top Units (Commercial Only) | AMERICAN STANDARD | HSPY-A | DHK210A(3,4,W)*(0,A)(L,M,H)***2 |  |  |  |  | 206000 |  |  | 190000 |  |  |  | 11.1 |  | 16.4 | 3.55 | 2.26 | Yes | R-454B | 17.1667 | Commercial | No
215390928 | Single Packaged Roof Top Units (Commercial Only) | AMERICAN STANDARD | HSPY-A | DHK210A(3,4,W)*B(L,H)***2 |  |  |  |  | 206000 |  |  | 190000 |  |  |  | 10.9 |  | 16.3 | 3.5 | 2.26 | Yes | R-454B | 17.1667 | Commercial | No
215390929 | Single Packaged Roof Top Units (Commercial Only) | TRANE | HSP-A | WHK210A(3,4,W)**0***4 |  |  |  |  | 206000 |  |  | 190000 |  |  |  | 11.3 |  | 16.7 | 3.6 | 2.26 | No | R-454B | 17.1667 | Commercial | No
215390930 | Single Packaged Roof Top Units (Commercial Only) | TRANE | HSP-A | WHK210A(3,4,W)**(N,P,R)***4 |  |  |  |  | 206000 |  |  | 190000 |  |  |  | 11.3 |  | 16.7 | 3.6 | 2.26 | No | R-454B | 17.1667 | Commercial | No
215390931 | Single Packaged Roof Top Units (Commercial Only) | TRANE | HSPY-A | DHK210A(3,4,W)*(0,A)(L,M,H)***4 |  |  |  |  | 206000 |  |  | 190000 |  |  |  | 11.1 |  | 16.4 | 3.55 | 2.26 | Yes | R-454B | 17.1667 | Commercial | No
215390932 | Single Packaged Roof Top Units (Commercial Only) | TRANE | HSPY-A | DHK210A(3,4,W)*B(L,H)***4 |  |  |  |  | 206000 |  |  | 190000 |  |  |  | 10.9 |  | 16.3 | 3.5 | 2.26 | Yes | R-454B | 17.1667 | Commercial | No
215390933 | Single Packaged Roof Top Units (Commercial Only) | AMERICAN STANDARD | HSP-A | WHK210A(3,4,W)**0***4 |  |  |  |  | 206000 |  |  | 190000 |  |  |  | 11.3 |  | 16.7 | 3.6 | 2.26 | No | R-454B | 17.1667 | Commercial | No
215390934 | Single Packaged Roof Top Units (Commercial Only) | AMERICAN STANDARD | HSP-A | WHK210A(3,4,W)**(N,P,R)***4 |  |  |  |  | 206000 |  |  | 190000 |  |  |  | 11.3 |  | 16.7 | 3.6 | 2.26 | No | R-454B | 17.1667 | Commercial | No
215390935 | Single Packaged Roof Top Units (Commercial Only) | AMERICAN STANDARD | HSPY-A | DHK210A(3,4,W)*(0,A)(L,M,H)***4 |  |  |  |  | 206000 |  |  | 190000 |  |  |  | 11.1 |  | 16.4 | 3.55 | 2.26 | Yes | R-454B | 17.1667 | Commercial | No
215390936 | Single Packaged Roof Top Units (Commercial Only) | AMERICAN STANDARD | HSPY-A | DHK210A(3,4,W)*B(L,H)***4 |  |  |  |  | 206000 |  |  | 190000 |  |  |  | 10.9 |  | 16.3 | 3.5 | 2.26 | Yes | R-454B | 17.1667 | Commercial | No
203363689 | Single Packaged Roof Top Units (Commercial Only) | DAIKIN | HSPY-A | DPS016AHHG-20 |  |  |  |  | 164000 |  |  | 162000 |  |  |  | 11.1 |  | 20.2 | 3.44 | 2.22 | Yes | R-410A | 13.6667 | Commercial | No
203363690 | Single Packaged Roof Top Units (Commercial Only) | DAIKIN | HSPY-A | DPS016AHHG-20H |  |  |  |  | 164000 |  |  | 162000 |  |  |  | 11.2 |  | 20.1 | 3.44 | 2.22 | Yes | R-410A | 13.6667 | Commercial | No
203363691 | Single Packaged Roof Top Units (Commercial Only) | DAIKIN | HSP-A | DPS016AHHY-20H |  |  |  |  | 164000 |  |  | 162000 |  |  |  | 11.3 |  | 20 | 3.44 | 2.22 | No | R-410A | 13.6667 | Commercial | No
203363692 | Single Packaged Roof Top Units (Commercial Only) | DAIKIN | HSP-A | DPS016AHHE-20 |  |  |  |  | 166000 |  |  | 160000 |  |  |  | 11.5 |  | 20.5 | 3.55 | 2.28 | No | R-410A | 13.8333 | Commercial | No
203363693 | Single Packaged Roof Top Units (Commercial Only) | DAIKIN | HSPY-A | DPS016AHHG-24 |  |  |  |  | 166000 |  |  | 160000 |  |  |  | 11.7 |  | 20.8 | 3.55 | 2.28 | Yes | R-410A | 13.8333 | Commercial | No
203363694 | Single Packaged Roof Top Units (Commercial Only) | DAIKIN | HSP-A | DPS016AHHY-20 |  |  |  |  | 166000 |  |  | 160000 |  |  |  | 11.7 |  | 20.8 | 3.55 | 2.28 | No | R-410A | 13.8333 | Commercial | No
203363695 | Single Packaged Roof Top Units (Commercial Only) | DAIKIN | HSP-A | DPS016AHHE-24H |  |  |  |  | 166000 |  |  | 160000 |  |  |  | 11.7 |  | 20 | 3.55 | 2.28 | No | R-410A | 13.8333 | Commercial | No
203363696 | Single Packaged Roof Top Units (Commercial Only) | DAIKIN | HSPY-A | DPS016AHHG-24H |  |  |  |  | 166000 |  |  | 160000 |  |  |  | 11.9 |  | 20.4 | 3.55 | 2.28 | Yes | R-410A | 13.8333 | Commercial | No
203363697 | Single Packaged Roof Top Units (Commercial Only) | DAIKIN | HSP-A | DPS016AHHE-24 |  |  |  |  | 166000 |  |  | 160000 |  |  |  | 12 |  | 21.2 | 3.55 | 2.28 | No | R-410A | 13.8333 | Commercial | No
206347241 | Single Packaged Roof Top Units (Commercial Only) | LG | HSP-A | AK-W180BC00 |  |  |  |  | 174000 |  |  | 174000 |  |  |  | 11.4 |  | 18.5 | 3.43 | 2.15 | No | R-410A | 14.5 | Commercial | No
206597273 | Single Packaged Roof Top Units (Commercial Only) | LG | HSP-A | AK-W150BC00 |  |  |  |  | 146000 |  |  | 146000 |  |  |  | 12 |  | 19.5 | 3.6 | 2.2 | No | R-410A | 12.1667 | Commercial | No
211017798 | Single Packaged Roof Top Units (Commercial Only) | TRANE | HSP-A | WHJ150A(3,4,W)**0***0 |  |  |  |  | 150000 |  |  | 135000 |  |  |  | 12.3 |  | 17.8 | 3.6 | 2.32 | No | R-410A | 12.5 | Commercial | No
211017799 | Single Packaged Roof Top Units (Commercial Only) | TRANE | HSP-A | WHJ150A(3,4,W)**(G,K,N,P)***0 |  |  |  |  | 150000 |  |  | 135000 |  |  |  | 12.3 |  | 17.8 | 3.6 | 2.32 | No | R-410A | 12.5 | Commercial | No
211017800 | Single Packaged Roof Top Units (Commercial Only) | TRANE | HSP-A | WHJ150A(3,4,W)**0***2 |  |  |  |  | 150000 |  |  | 135000 |  |  |  | 12.3 |  | 18.3 | 3.6 | 2.32 | No | R-410A | 12.5 | Commercial | No
211017801 | Single Packaged Roof Top Units (Commercial Only) | TRANE | HSP-A | WHJ150A(3,4,W)**(G,K,N,P)***2 |  |  |  |  | 150000 |  |  | 135000 |  |  |  | 12.3 |  | 18.3 | 3.6 | 2.32 | No | R-410A | 12.5 | Commercial | No
211017802 | Single Packaged Roof Top Units (Commercial Only) | TRANE | HSP-A | WHJ150A(3,4,W)**0***4 |  |  |  |  | 150000 |  |  | 135000 |  |  |  | 12.3 |  | 18.3 | 3.6 | 2.32 | No | R-410A | 12.5 | Commercial | No
211017803 | Single Packaged Roof Top Units (Commercial Only) | TRANE | HSP-A | WHJ150A(3,4,W)**(G,K,N,P)***4 |  |  |  |  | 150000 |  |  | 135000 |  |  |  | 12.3 |  | 18.3 | 3.6 | 2.32 | No | R-410A | 12.5 | Commercial | No
211017804 | Single Packaged Roof Top Units (Commercial Only) | AMERICAN STANDARD | HSP-A | WHJ150A(3,4,W)**0***0 |  |  |  |  | 150000 |  |  | 135000 |  |  |  | 12.3 |  | 17.8 | 3.6 | 2.32 | No | R-410A | 12.5 | Commercial | No
211017805 | Single Packaged Roof Top Units (Commercial Only) | AMERICAN STANDARD | HSP-A | WHJ150A(3,4,W)**(G,K,N,P)***0 |  |  |  |  | 150000 |  |  | 135000 |  |  |  | 12.3 |  | 17.8 | 3.6 | 2.32 | No | R-410A | 12.5 | Commercial | No
211017806 | Single Packaged Roof Top Units (Commercial Only) | AMERICAN STANDARD | HSP-A | WHJ150A(3,4,W)**0***2 |  |  |  |  | 150000 |  |  | 135000 |  |  |  | 12.3 |  | 18.3 | 3.6 | 2.32 | No | R-410A | 12.5 | Commercial | No
211017807 | Single Packaged Roof Top Units (Commercial Only) | AMERICAN STANDARD | HSP-A | WHJ150A(3,4,W)**(G,K,N,P)***2 |  |  |  |  | 150000 |  |  | 135000 |  |  |  | 12.3 |  | 18.3 | 3.6 | 2.32 | No | R-410A | 12.5 | Commercial | No
211017808 | Single Packaged Roof Top Units (Commercial Only) | AMERICAN STANDARD | HSP-A | WHJ150A(3,4,W)**0***4 |  |  |  |  | 150000 |  |  | 135000 |  |  |  | 12.3 |  | 18.3 | 3.6 | 2.32 | No | R-410A | 12.5 | Commercial | No
211017809 | Single Packaged Roof Top Units (Commercial Only) | AMERICAN STANDARD | HSP-A | WHJ150A(3,4,W)**(G,K,N,P)***4 |  |  |  |  | 150000 |  |  | 135000 |  |  |  | 12.3 |  | 18.3 | 3.6 | 2.32 | No | R-410A | 12.5 | Commercial | No
211017810 | Single Packaged Roof Top Units (Commercial Only) | TRANE | HSP-A | WHJ180A(3,4,W)**0***0 |  |  |  |  | 178000 |  |  | 162000 |  |  |  | 12 |  | 17.9 | 3.6 | 2.09 | No | R-410A | 14.8333 | Commercial | No
211017811 | Single Packaged Roof Top Units (Commercial Only) | TRANE | HSP-A | WHJ180A(3,4,W)**(G,N,P)***0 |  |  |  |  | 178000 |  |  | 162000 |  |  |  | 12 |  | 17.9 | 3.6 | 2.09 | No | R-410A | 14.8333 | Commercial | No
211017812 | Single Packaged Roof Top Units (Commercial Only) | TRANE | HSP-A | WHJ180A(3,4,W)**0***2 |  |  |  |  | 178000 |  |  | 162000 |  |  |  | 12 |  | 18.4 | 3.6 | 2.09 | No | R-410A | 14.8333 | Commercial | No
211017813 | Single Packaged Roof Top Units (Commercial Only) | TRANE | HSP-A | WHJ180A(3,4,W)**(G,N,P)***2 |  |  |  |  | 178000 |  |  | 162000 |  |  |  | 12 |  | 18.4 | 3.6 | 2.09 | No | R-410A | 14.8333 | Commercial | No
211017814 | Single Packaged Roof Top Units (Commercial Only) | TRANE | HSP-A | WHJ180A(3,4,W)**0***4 |  |  |  |  | 178000 |  |  | 162000 |  |  |  | 12 |  | 18.4 | 3.6 | 2.09 | No | R-410A | 14.8333 | Commercial | No
211017815 | Single Packaged Roof Top Units (Commercial Only) | TRANE | HSP-A | WHJ180A(3,4,W)**(G,N,P)***4 |  |  |  |  | 178000 |  |  | 162000 |  |  |  | 12 |  | 18.4 | 3.6 | 2.09 | No | R-410A | 14.8333 | Commercial | No
211017816 | Single Packaged Roof Top Units (Commercial Only) | AMERICAN STANDARD | HSP-A | WHJ180A(3,4,W)**0***0 |  |  |  |  | 178000 |  |  | 162000 |  |  |  | 12 |  | 17.9 | 3.6 | 2.09 | No | R-410A | 14.8333 | Commercial | No
211017817 | Single Packaged Roof Top Units (Commercial Only) | AMERICAN STANDARD | HSP-A | WHJ180A(3,4,W)**(G,N,P)***0 |  |  |  |  | 178000 |  |  | 162000 |  |  |  | 12 |  | 17.9 | 3.6 | 2.09 | No | R-410A | 14.8333 | Commercial | No
211017818 | Single Packaged Roof Top Units (Commercial Only) | AMERICAN STANDARD | HSP-A | WHJ180A(3,4,W)**0***2 |  |  |  |  | 178000 |  |  | 162000 |  |  |  | 12 |  | 18.4 | 3.6 | 2.09 | No | R-410A | 14.8333 | Commercial | No
211017819 | Single Packaged Roof Top Units (Commercial Only) | AMERICAN STANDARD | HSP-A | WHJ180A(3,4,W)**(G,N,P)***2 |  |  |  |  | 178000 |  |  | 162000 |  |  |  | 12 |  | 18.4 | 3.6 | 2.09 | No | R-410A | 14.8333 | Commercial | No
211017820 | Single Packaged Roof Top Units (Commercial Only) | AMERICAN STANDARD | HSP-A | WHJ180A(3,4,W)**0***4 |  |  |  |  | 178000 |  |  | 162000 |  |  |  | 12 |  | 18.4 | 3.6 | 2.09 | No | R-410A | 14.8333 | Commercial | No
211017821 | Single Packaged Roof Top Units (Commercial Only) | AMERICAN STANDARD | HSP-A | WHJ180A(3,4,W)**(G,N,P)***4 |  |  |  |  | 178000 |  |  | 162000 |  |  |  | 12 |  | 18.4 | 3.6 | 2.09 | No | R-410A | 14.8333 | Commercial | No
10206845 | Single Packaged Roof Top Units (Commercial Only) | DAIKIN | HSP-A | DPS020AHHY-24 |  |  |  |  | 236000 |  |  | 216000 |  |  |  | 10.9 |  | 19 | 3.4 | 2.2 | No | R-410A | 19.6667 | Commercial | No
10206858 | Single Packaged Roof Top Units (Commercial Only) | DAIKIN | HSP-A | DPS020AHHE-24 |  |  |  |  | 236000 |  |  | 216000 |  |  |  | 10.8 |  | 18.6 | 3.4 | 2.2 | No | R-410A | 19.6667 | Commercial | No
213348311 | Single Packaged Roof Top Units (Commercial Only) | AAON | HSP-A | RN-013-3-0-BBBC-V0-21-000-A |  |  |  |  | 148000 |  |  | 138000 |  |  |  | 11.4 |  | 15.8 | 3.4 | 2.2 | Maybe | R-410A | 12.3333 | Commercial | No
213348312 | Single Packaged Roof Top Units (Commercial Only) | AAON | HSP-A | RN-013-3-0-DBBC-V0-21-000-A |  |  |  |  | 142000 |  |  | 136000 |  |  |  | 11.3 |  | 14.8 | 3.4 | 2.3 | Maybe | R-410A | 11.8333 | Commercial | No
213348313 | Single Packaged Roof Top Units (Commercial Only) | AAON | HSP-A | RN-013-3-0-CBBC-V0-21-000-A |  |  |  |  | 136000 |  |  | 134000 |  |  |  | 10.9 |  | 19.6 | 3.4 | 2.2 | Maybe | R-410A | 11.3333 | Commercial | No
213348316 | Single Packaged Roof Top Units (Commercial Only) | AAON | HSP-A | RN-016-3-0-BBAC-V0-21-000-A |  |  |  |  | 176000 |  |  | 172000 |  |  |  | 11.7 |  | 17.4 | 3.5 | 2.3 | Maybe | R-410A | 14.6667 | Commercial | No
213348318 | Single Packaged Roof Top Units (Commercial Only) | AAON | HSP-A | RN-018-3-0-BBAC-V0-21-000-A |  |  |  |  | 200000 |  |  | 176000 |  |  |  | 11.8 |  | 17.2 | 3.5 | 2.3 | Maybe | R-410A | 16.6667 | Commercial | No
213348319 | Single Packaged Roof Top Units (Commercial Only) | AAON | HSP-A | RN-018-3-0-DBAC-V0-21-000-A |  |  |  |  | 200000 |  |  | 176000 |  |  |  | 12 |  | 15.1 | 3.5 | 2.3 | Maybe | R-410A | 16.6667 | Commercial | No
213348320 | Single Packaged Roof Top Units (Commercial Only) | AAON | HSP-A | RN-020-3-0-BBBC-V0-21-000-A |  |  |  |  | 222000 |  |  | 214000 |  |  |  | 11.6 |  | 16.8 | 3.5 | 2.3 | Maybe | R-410A | 18.5 | Commercial | No
213348321 | Single Packaged Roof Top Units (Commercial Only) | AAON | HSP-A | RN-020-3-0-CBBC-V0-21-000-A |  |  |  |  | 204000 |  |  | 196000 |  |  |  | 11 |  | 17.2 | 3.4 | 2.2 | Maybe | R-410A | 17 | Commercial | No
213348328 | Single Packaged Roof Top Units (Commercial Only) | AAON | HSP-A | RN-015-3-0-CBBC-V0-21-000-A |  |  |  |  | 160000 |  |  | 150000 |  |  |  | 10.8 |  | 18.2 | 3.7 | 2.3 | Maybe | R-410A | 13.3333 | Commercial | No
213348329 | Single Packaged Roof Top Units (Commercial Only) | AAON | HSP-A | RN-020-3-0-DBBC-V0-21-000-A |  |  |  |  | 226000 |  |  | 220000 |  |  |  | 11.3 |  | 15.3 | 3.5 | 2.3 | Maybe | R-410A | 18.8333 | Commercial | No
207516845 | Single Packaged Roof Top Units (Commercial Only) | LG | HSP-A | AK-W180BCA0 |  |  |  |  | 174000 |  |  | 174000 |  |  |  | 11.4 |  | 18.5 | 3.43 | 2.15 | No | R-410A | 14.5 | Commercial | No
207516846 | Single Packaged Roof Top Units (Commercial Only) | LG | HSP-A | AK-W150BCA0 |  |  |  |  | 146000 |  |  | 146000 |  |  |  | 12 |  | 19.5 | 3.6 | 2.2 | No | R-410A | 12.1667 | Commercial | No
211726747 | Single Packaged Roof Top Units (Commercial Only) | LENNOX | HSP-A | LHT180H4M**Y,G,J |  |  |  |  | 176000 |  |  | 172000 |  |  |  | 11.1 |  | 15.5 | 3.4 | 2.1 | No | R-410A | 14.6667 | Commercial | No
211726748 | Single Packaged Roof Top Units (Commercial Only) | LENNOX | HSPY-A | LDT180H4M**Y,G,J |  |  |  |  | 176000 |  |  | 172000 |  |  |  | 10.9 |  | 15.3 | 3.4 | 2.1 | Yes | R-410A | 14.6667 | Commercial | No
211726749 | Single Packaged Roof Top Units (Commercial Only) | LENNOX | HSP-A | LHT240H4M**Y,G,J |  |  |  |  | 224000 |  |  | 224000 |  |  |  | 11.1 |  | 15.5 | 3.4 | 2.1 | No | R-410A | 18.6667 | Commercial | No
211726750 | Single Packaged Roof Top Units (Commercial Only) | LENNOX | HSPY-A | LDT240H4M**Y,G,J |  |  |  |  | 224000 |  |  | 224000 |  |  |  | 10.9 |  | 15.3 | 3.4 | 2.1 | Yes | R-410A | 18.6667 | Commercial | No
211745884 | Single Packaged Roof Top Units (Commercial Only) | ALLIED COMMERCIAL | HSP-A | LHT180H4M**Y,G,J |  |  |  |  | 176000 |  |  | 172000 |  |  |  | 11.1 |  | 15.5 | 3.4 | 2.1 | No | R-410A | 14.6667 | Commercial | No
211745885 | Single Packaged Roof Top Units (Commercial Only) | ALLIED COMMERCIAL | HSP-A | LDT180H4M**Y,G,J |  |  |  |  | 176000 |  |  | 172000 |  |  |  | 10.9 |  | 15.3 | 3.4 | 2.1 | Yes | R-410A | 14.6667 | Commercial | No
211745886 | Single Packaged Roof Top Units (Commercial Only) | ALLIED COMMERCIAL | HSP-A | LHT240H4M**Y,G,J |  |  |  |  | 224000 |  |  | 224000 |  |  |  | 11.1 |  | 15.5 | 3.4 | 2.1 | No | R-410A | 18.6667 | Commercial | No
211745887 | Single Packaged Roof Top Units (Commercial Only) | ALLIED COMMERCIAL | HSP-A | LDT240H4M**Y,G,J |  |  |  |  | 224000 |  |  | 224000 |  |  |  | 10.9 |  | 15.3 | 3.4 | 2.1 | Yes | R-410A | 18.6667 | Commercial | No
212367052 | Single Packaged Roof Top Units (Commercial Only) | LENNOX | HSP-A | LHT156H4M**Y,G,J |  |  |  |  | 150000 |  |  | 144000 |  |  |  | 12.1 |  | 15.7 | 3.4 | 2.1 | No | R-410A | 12.5 | Commercial | No
212367053 | Single Packaged Roof Top Units (Commercial Only) | LENNOX | HSP-A | LDT156H4M**Y,G,J |  |  |  |  | 150000 |  |  | 144000 |  |  |  | 11.9 |  | 15.5 | 3.4 | 2.1 | Yes | R-410A | 12.5 | Commercial | No
212367054 | Single Packaged Roof Top Units (Commercial Only) | ALLIED COMMERCIAL | HSP-A | LHT156H4M**Y,G,J |  |  |  |  | 150000 |  |  | 144000 |  |  |  | 12.1 |  | 15.7 | 3.4 | 2.1 | No | R-410A | 12.5 | Commercial | No
212367055 | Single Packaged Roof Top Units (Commercial Only) | ALLIED COMMERCIAL | HSP-A | LDT156H4M**Y,G,J |  |  |  |  | 150000 |  |  | 144000 |  |  |  | 11.9 |  | 15.5 | 3.4 | 2.1 | Yes | R-410A | 12.5 | Commercial | No
215428794 | Single Packaged Roof Top Units (Commercial Only) | DAIKIN | HSP-A | DPSH12BBPB54AA*E45**0V |  |  |  |  | 142000 |  |  | 136000 |  |  |  | 11.4 |  | 19.7 | 3.6 | 2.5 | Maybe | R-32 | 11.8333 | Commercial | No
215428795 | Single Packaged Roof Top Units (Commercial Only) | DAIKIN | HSPY-A | DPSH12BBPB54AA*E45**EV |  |  |  |  | 142000 |  |  | 138000 |  |  |  | 11.3 |  | 19.5 | 3.5 | 2.4 | Maybe | R-32 | 11.8333 | Commercial | No
215428796 | Single Packaged Roof Top Units (Commercial Only) | DAIKIN | HSPY-A | DPSH12BBPB54AA*E45**GV |  |  |  |  | 142000 |  |  | 138000 |  |  |  | 10.9 |  | 18.9 | 3.5 | 2.4 | Maybe | R-32 | 11.8333 | Commercial | No
215428797 | Single Packaged Roof Top Units (Commercial Only) | DAIKIN | HSP-A | DPSH12BBPB54AA*E45**0H |  |  |  |  | 142000 |  |  | 136000 |  |  |  | 11.4 |  | 19.7 | 3.6 | 2.5 | Maybe | R-32 | 11.8333 | Commercial | No
215428798 | Single Packaged Roof Top Units (Commercial Only) | DAIKIN | HSPY-A | DPSH12BBPB54AA*E45**EH |  |  |  |  | 142000 |  |  | 138000 |  |  |  | 11.2 |  | 19.4 | 3.5 | 2.4 | Maybe | R-32 | 11.8333 | Commercial | No
215428799 | Single Packaged Roof Top Units (Commercial Only) | DAIKIN | HSPY-A | DPSH12BBPB54AA*E45**GH |  |  |  |  | 142000 |  |  | 138000 |  |  |  | 10.9 |  | 19.3 | 3.5 | 2.4 | Maybe | R-32 | 11.8333 | Commercial | No
215428800 | Single Packaged Roof Top Units (Commercial Only) | DAIKIN | HSP-A | DPSH12BBPB54AA*E56**0V |  |  |  |  | 144000 |  |  | 136000 |  |  |  | 11.6 |  | 19.9 | 3.6 | 2.5 | Maybe | R-32 | 12 | Commercial | No
215428801 | Single Packaged Roof Top Units (Commercial Only) | DAIKIN | HSPY-A | DPSH12BBPB54AA*E56**EV |  |  |  |  | 142000 |  |  | 136000 |  |  |  | 11.4 |  | 19.6 | 3.6 | 2.5 | Maybe | R-32 | 11.8333 | Commercial | No
215428802 | Single Packaged Roof Top Units (Commercial Only) | DAIKIN | HSPY-A | DPSH12BBPB54AA*E56**GV |  |  |  |  | 142000 |  |  | 138000 |  |  |  | 11 |  | 18.9 | 3.5 | 2.4 | Maybe | R-32 | 11.8333 | Commercial | No
215428803 | Single Packaged Roof Top Units (Commercial Only) | DAIKIN | HSP-A | DPSH12BBPB54AA*E56**0H |  |  |  |  | 144000 |  |  | 136000 |  |  |  | 11.6 |  | 19.9 | 3.6 | 2.5 | Maybe | R-32 | 12 | Commercial | No
215428804 | Single Packaged Roof Top Units (Commercial Only) | DAIKIN | HSPY-A | DPSH12BBPB54AA*E56**EH |  |  |  |  | 142000 |  |  | 136000 |  |  |  | 11.3 |  | 19.5 | 3.6 | 2.5 | Maybe | R-32 | 11.8333 | Commercial | No
215428805 | Single Packaged Roof Top Units (Commercial Only) | DAIKIN | HSPY-A | DPSH12BBPB54AA*E56**GH |  |  |  |  | 142000 |  |  | 138000 |  |  |  | 11 |  | 19.3 | 3.5 | 2.4 | Maybe | R-32 | 11.8333 | Commercial | No
215428808 | Single Packaged Roof Top Units (Commercial Only) | DAIKIN | HSP-A | DPSH15BBPB56AA*E45**0V |  |  |  |  | 166000 |  |  | 156000 |  |  |  | 11.4 |  | 20.4 | 3.6 | 2.3 | Maybe | R-32 | 13.8333 | Commercial | No
215428809 | Single Packaged Roof Top Units (Commercial Only) | DAIKIN | HSPY-A | DPSH15BBPB56AA*E45**EV |  |  |  |  | 166000 |  |  | 156000 |  |  |  | 11.3 |  | 20.1 | 3.5 | 2.2 | Maybe | R-32 | 13.8333 | Commercial | No
215428810 | Single Packaged Roof Top Units (Commercial Only) | DAIKIN | HSPY-A | DPSH15BBPB56AA*E45**GV |  |  |  |  | 164000 |  |  | 158000 |  |  |  | 11 |  | 19.5 | 3.5 | 2.2 | Maybe | R-32 | 13.6667 | Commercial | No
215428811 | Single Packaged Roof Top Units (Commercial Only) | DAIKIN | HSP-A | DPSH15BBPB56AA*E45**0H |  |  |  |  | 166000 |  |  | 156000 |  |  |  | 11.4 |  | 20.4 | 3.6 | 2.3 | Maybe | R-32 | 13.8333 | Commercial | No
215428812 | Single Packaged Roof Top Units (Commercial Only) | DAIKIN | HSPY-A | DPSH15BBPB56AA*E45**EH |  |  |  |  | 164000 |  |  | 158000 |  |  |  | 11.2 |  | 20 | 3.5 | 2.2 | Maybe | R-32 | 13.6667 | Commercial | No
215428813 | Single Packaged Roof Top Units (Commercial Only) | DAIKIN | HSPY-A | DPSH15BBPB56AA*E45**GH |  |  |  |  | 164000 |  |  | 158000 |  |  |  | 10.9 |  | 19.7 | 3.5 | 2.2 | Maybe | R-32 | 13.6667 | Commercial | No
215428814 | Single Packaged Roof Top Units (Commercial Only) | DAIKIN | HSP-A | DPSH15BBPB56AA*E56**0V |  |  |  |  | 166000 |  |  | 156000 |  |  |  | 11.6 |  | 20.6 | 3.6 | 2.3 | Maybe | R-32 | 13.8333 | Commercial | No
215428815 | Single Packaged Roof Top Units (Commercial Only) | DAIKIN | HSPY-A | DPSH15BBPB56AA*E56**EV |  |  |  |  | 166000 |  |  | 156000 |  |  |  | 11.4 |  | 20.3 | 3.6 | 2.3 | Maybe | R-32 | 13.8333 | Commercial | No
215428816 | Single Packaged Roof Top Units (Commercial Only) | DAIKIN | HSPY-A | DPSH15BBPB56AA*E56**GV |  |  |  |  | 164000 |  |  | 158000 |  |  |  | 11.1 |  | 19.5 | 3.5 | 2.2 | Maybe | R-32 | 13.6667 | Commercial | No
215428817 | Single Packaged Roof Top Units (Commercial Only) | DAIKIN | HSP-A | DPSH15BBPB56AA*E56**0H |  |  |  |  | 166000 |  |  | 156000 |  |  |  | 11.6 |  | 20.6 | 3.6 | 2.3 | Maybe | R-32 | 13.8333 | Commercial | No
215428818 | Single Packaged Roof Top Units (Commercial Only) | DAIKIN | HSPY-A | DPSH15BBPB56AA*E56**EH |  |  |  |  | 166000 |  |  | 156000 |  |  |  | 11.3 |  | 20.2 | 3.5 | 2.2 | Maybe | R-32 | 13.8333 | Commercial | No
215428819 | Single Packaged Roof Top Units (Commercial Only) | DAIKIN | HSPY-A | DPSH15BBPB56AA*E56**GH |  |  |  |  | 164000 |  |  | 158000 |  |  |  | 11 |  | 19.9 | 3.5 | 2.2 | Maybe | R-32 | 13.6667 | Commercial | No
215428820 | Single Packaged Roof Top Units (Commercial Only) | DAIKIN | HSP-A | DPSH17BBPB56AA*E45**0V |  |  |  |  | 188000 |  |  | 176000 |  |  |  | 10.7 |  | 19.9 | 3.5 | 2.2 | Maybe | R-32 | 15.6667 | Commercial | No
215428823 | Single Packaged Roof Top Units (Commercial Only) | DAIKIN | HSP-A | DPSH17BBPB56AA*E45**0H |  |  |  |  | 188000 |  |  | 176000 |  |  |  | 10.7 |  | 19.9 | 3.5 | 2.2 | Maybe | R-32 | 15.6667 | Commercial | No
215428824 | Single Packaged Roof Top Units (Commercial Only) | DAIKIN | HSP-A | DPSH17BBPB56AA*E56**0V |  |  |  |  | 188000 |  |  | 174000 |  |  |  | 10.9 |  | 20.2 | 3.5 | 2.3 | Maybe | R-32 | 15.6667 | Commercial | No
215428825 | Single Packaged Roof Top Units (Commercial Only) | DAIKIN | HSPY-A | DPSH17BBPB56AA*E56**EV |  |  |  |  | 188000 |  |  | 176000 |  |  |  | 10.7 |  | 19.9 | 3.5 | 2.2 | Maybe | R-32 | 15.6667 | Commercial | No
215428827 | Single Packaged Roof Top Units (Commercial Only) | DAIKIN | HSP-A | DPSH17BBPB56AA*E56**0H |  |  |  |  | 188000 |  |  | 174000 |  |  |  | 10.9 |  | 20.2 | 3.5 | 2.3 | Maybe | R-32 | 15.6667 | Commercial | No
215428870 | Single Packaged Roof Top Units (Commercial Only) | DAIKIN | HSP-A | DPSH12BBPB24AA*E45**0V |  |  |  |  | 142000 |  |  | 136000 |  |  |  | 11.4 |  | 19.7 | 3.6 | 2.5 | Maybe | R-32 | 11.8333 | Commercial | No
215428871 | Single Packaged Roof Top Units (Commercial Only) | DAIKIN | HSPY-A | DPSH12BBPB24AA*E45**EV |  |  |  |  | 142000 |  |  | 138000 |  |  |  | 11.3 |  | 19.5 | 3.5 | 2.4 | Maybe | R-32 | 11.8333 | Commercial | No
215428872 | Single Packaged Roof Top Units (Commercial Only) | DAIKIN | HSPY-A | DPSH12BBPB24AA*E45**GV |  |  |  |  | 142000 |  |  | 138000 |  |  |  | 11 |  | 18.9 | 3.5 | 2.4 | Maybe | R-32 | 11.8333 | Commercial | No
215428873 | Single Packaged Roof Top Units (Commercial Only) | DAIKIN | HSP-A | DPSH12BBPB24AA*E45**0H |  |  |  |  | 142000 |  |  | 136000 |  |  |  | 11.4 |  | 19.7 | 3.6 | 2.5 | Maybe | R-32 | 11.8333 | Commercial | No
215428874 | Single Packaged Roof Top Units (Commercial Only) | DAIKIN | HSPY-A | DPSH12BBPB24AA*E45**EH |  |  |  |  | 142000 |  |  | 138000 |  |  |  | 11.2 |  | 19.4 | 3.5 | 2.4 | Maybe | R-32 | 11.8333 | Commercial | No
215428875 | Single Packaged Roof Top Units (Commercial Only) | DAIKIN | HSPY-A | DPSH12BBPB24AA*E45**GH |  |  |  |  | 142000 |  |  | 138000 |  |  |  | 11 |  | 19.3 | 3.5 | 2.4 | Maybe | R-32 | 11.8333 | Commercial | No
215428876 | Single Packaged Roof Top Units (Commercial Only) | DAIKIN | HSP-A | DPSH12BBPB24AA*E56**0V |  |  |  |  | 144000 |  |  | 136000 |  |  |  | 11.6 |  | 19.9 | 3.6 | 2.5 | Maybe | R-32 | 12 | Commercial | No
215428877 | Single Packaged Roof Top Units (Commercial Only) | DAIKIN | HSPY-A | DPSH12BBPB24AA*E56**EV |  |  |  |  | 142000 |  |  | 136000 |  |  |  | 11.4 |  | 19.6 | 3.6 | 2.5 | Maybe | R-32 | 11.8333 | Commercial | No
215428878 | Single Packaged Roof Top Units (Commercial Only) | DAIKIN | HSPY-A | DPSH12BBPB24AA*E56**GV |  |  |  |  | 142000 |  |  | 138000 |  |  |  | 11 |  | 18.9 | 3.5 | 2.4 | Maybe | R-32 | 11.8333 | Commercial | No
215428879 | Single Packaged Roof Top Units (Commercial Only) | DAIKIN | HSP-A | DPSH12BBPB24AA*E56**0H |  |  |  |  | 144000 |  |  | 136000 |  |  |  | 11.6 |  | 19.9 | 3.6 | 2.5 | Maybe | R-32 | 12 | Commercial | No
215428880 | Single Packaged Roof Top Units (Commercial Only) | DAIKIN | HSPY-A | DPSH12BBPB24AA*E56**EH |  |  |  |  | 142000 |  |  | 136000 |  |  |  | 11.3 |  | 19.5 | 3.6 | 2.5 | Maybe | R-32 | 11.8333 | Commercial | No
215428881 | Single Packaged Roof Top Units (Commercial Only) | DAIKIN | HSPY-A | DPSH12BBPB24AA*E56**GH |  |  |  |  | 142000 |  |  | 138000 |  |  |  | 11 |  | 19.4 | 3.5 | 2.4 | Maybe | R-32 | 11.8333 | Commercial | No
215428884 | Single Packaged Roof Top Units (Commercial Only) | DAIKIN | HSP-A | DPSH15BBPB26AA*E45**0V |  |  |  |  | 166000 |  |  | 156000 |  |  |  | 11.4 |  | 20.4 | 3.6 | 2.3 | Maybe | R-32 | 13.8333 | Commercial | No
215428885 | Single Packaged Roof Top Units (Commercial Only) | DAIKIN | HSPY-A | DPSH15BBPB26AA*E45**EV |  |  |  |  | 166000 |  |  | 156000 |  |  |  | 11.3 |  | 20.2 | 3.5 | 2.2 | Maybe | R-32 | 13.8333 | Commercial | No
215428886 | Single Packaged Roof Top Units (Commercial Only) | DAIKIN | HSPY-A | DPSH15BBPB26AA*E45**GV |  |  |  |  | 164000 |  |  | 158000 |  |  |  | 11 |  | 19.5 | 3.5 | 2.2 | Maybe | R-32 | 13.6667 | Commercial | No
215428887 | Single Packaged Roof Top Units (Commercial Only) | DAIKIN | HSP-A | DPSH15BBPB26AA*E45**0H |  |  |  |  | 166000 |  |  | 156000 |  |  |  | 11.4 |  | 20.4 | 3.6 | 2.3 | Maybe | R-32 | 13.8333 | Commercial | No
215428888 | Single Packaged Roof Top Units (Commercial Only) | DAIKIN | HSPY-A | DPSH15BBPB26AA*E45**EH |  |  |  |  | 164000 |  |  | 158000 |  |  |  | 11.2 |  | 20 | 3.5 | 2.2 | Maybe | R-32 | 13.6667 | Commercial | No
215428889 | Single Packaged Roof Top Units (Commercial Only) | DAIKIN | HSPY-A | DPSH15BBPB26AA*E45**GH |  |  |  |  | 164000 |  |  | 158000 |  |  |  | 11 |  | 19.8 | 3.5 | 2.2 | Maybe | R-32 | 13.6667 | Commercial | No
215428890 | Single Packaged Roof Top Units (Commercial Only) | DAIKIN | HSP-A | DPSH15BBPB26AA*E56**0V |  |  |  |  | 166000 |  |  | 156000 |  |  |  | 11.6 |  | 20.7 | 3.6 | 2.3 | Maybe | R-32 | 13.8333 | Commercial | No
215428891 | Single Packaged Roof Top Units (Commercial Only) | DAIKIN | HSPY-A | DPSH15BBPB26AA*E56**EV |  |  |  |  | 166000 |  |  | 156000 |  |  |  | 11.4 |  | 20.4 | 3.6 | 2.3 | Maybe | R-32 | 13.8333 | Commercial | No
215428892 | Single Packaged Roof Top Units (Commercial Only) | DAIKIN | HSPY-A | DPSH15BBPB26AA*E56**GV |  |  |  |  | 164000 |  |  | 158000 |  |  |  | 11.1 |  | 19.6 | 3.5 | 2.2 | Maybe | R-32 | 13.6667 | Commercial | No
215428893 | Single Packaged Roof Top Units (Commercial Only) | DAIKIN | HSP-A | DPSH15BBPB26AA*E56**0H |  |  |  |  | 166000 |  |  | 156000 |  |  |  | 11.6 |  | 20.7 | 3.6 | 2.3 | Maybe | R-32 | 13.8333 | Commercial | No
215428894 | Single Packaged Roof Top Units (Commercial Only) | DAIKIN | HSPY-A | DPSH15BBPB26AA*E56**EH |  |  |  |  | 166000 |  |  | 156000 |  |  |  | 11.3 |  | 20.2 | 3.5 | 2.3 | Maybe | R-32 | 13.8333 | Commercial | No
215428895 | Single Packaged Roof Top Units (Commercial Only) | DAIKIN | HSPY-A | DPSH15BBPB26AA*E56**GH |  |  |  |  | 164000 |  |  | 158000 |  |  |  | 11.1 |  | 19.9 | 3.5 | 2.2 | Maybe | R-32 | 13.6667 | Commercial | No
215428896 | Single Packaged Roof Top Units (Commercial Only) | DAIKIN | HSP-A | DPSH17BBPB26AA*E45**0V |  |  |  |  | 188000 |  |  | 176000 |  |  |  | 10.7 |  | 19.9 | 3.5 | 2.2 | Maybe | R-32 | 15.6667 | Commercial | No
215428899 | Single Packaged Roof Top Units (Commercial Only) | DAIKIN | HSP-A | DPSH17BBPB26AA*E45**0H |  |  |  |  | 188000 |  |  | 176000 |  |  |  | 10.7 |  | 19.9 | 3.5 | 2.2 | Maybe | R-32 | 15.6667 | Commercial | No
215428900 | Single Packaged Roof Top Units (Commercial Only) | DAIKIN | HSP-A | DPSH17BBPB26AA*E56**0V |  |  |  |  | 188000 |  |  | 174000 |  |  |  | 10.9 |  | 20.2 | 3.5 | 2.3 | Maybe | R-32 | 15.6667 | Commercial | No
215428901 | Single Packaged Roof Top Units (Commercial Only) | DAIKIN | HSPY-A | DPSH17BBPB26AA*E56**EV |  |  |  |  | 188000 |  |  | 176000 |  |  |  | 10.7 |  | 19.9 | 3.5 | 2.3 | Maybe | R-32 | 15.6667 | Commercial | No
215428903 | Single Packaged Roof Top Units (Commercial Only) | DAIKIN | HSP-A | DPSH17BBPB26AA*E56**0H |  |  |  |  | 188000 |  |  | 174000 |  |  |  | 10.9 |  | 20.2 | 3.5 | 2.3 | Maybe | R-32 | 15.6667 | Commercial | No
215428910 | Single Packaged Roof Top Units (Commercial Only) | DAIKIN | HSP-A | DPSH18BCHB*****D24**0V |  |  |  |  | 210000 |  |  | 198000 |  |  |  | 11.1 |  | 20.6 | 3.6 | 2.5 | Maybe | R-32 | 17.5 | Commercial | No
215428911 | Single Packaged Roof Top Units (Commercial Only) | DAIKIN | HSP-A | DPSH18BCHB*****D24**0H |  |  |  |  | 210000 |  |  | 198000 |  |  |  | 11.1 |  | 20.6 | 3.6 | 2.5 | Maybe | R-32 | 17.5 | Commercial | No
215428934 | Single Packaged Roof Top Units (Commercial Only) | DAIKIN | HSPY-A | DPSH18BCHB*2***D24**EV |  |  |  |  | 206000 |  |  | 196000 |  |  |  | 10.8 |  | 19.8 | 3.4 | 2.5 | Maybe | R-32 | 17.1667 | Commercial | No
215428935 | Single Packaged Roof Top Units (Commercial Only) | DAIKIN | HSPY-A | DPSH18BCHB*2***D24**GV |  |  |  |  | 206000 |  |  | 196000 |  |  |  | 10.7 |  | 19.5 | 3.4 | 2.5 | Maybe | R-32 | 17.1667 | Commercial | No
215428937 | Single Packaged Roof Top Units (Commercial Only) | DAIKIN | HSPY-A | DPSH18BCHB*2***D24**GH |  |  |  |  | 206000 |  |  | 196000 |  |  |  | 10.7 |  | 19.5 | 3.4 | 2.5 | Maybe | R-32 | 17.1667 | Commercial | No
214567905 | Single Packaged Roof Top Units (Commercial Only) | AAON | HSP-A | RN-013-3-0-FBBC-S0-21-000-A |  |  |  |  | 148000 |  |  | 132000 |  |  |  | 11.17 |  | 15.48 | 3.4 | 2.25 | Maybe | R-454B | 12.3333 | Commercial | No
214567907 | Single Packaged Roof Top Units (Commercial Only) | AAON | HSP-A | RN-013-3-0-HBBC-V0-21-000-A |  |  |  |  | 136000 |  |  | 128000 |  |  |  | 11 |  | 19.2 | 3.4 | 2.25 | Maybe | R-454B | 11.3333 | Commercial | No
214567941 | Single Packaged Roof Top Units (Commercial Only) | AAON | HSP-A | RN-013-3-H-FBBC-S0-21-000-A |  |  |  |  | 148000 |  |  | 132000 |  |  |  | 11.17 |  | 15.48 | 3.4 | 2.25 | Maybe | R-454B | 12.3333 | Commercial | No
214567943 | Single Packaged Roof Top Units (Commercial Only) | AAON | HSP-A | RN-013-3-H-HBBC-V0-21-000-A |  |  |  |  | 136000 |  |  | 128000 |  |  |  | 11 |  | 19.2 | 3.4 | 2.25 | Maybe | R-454B | 11.3333 | Commercial | No
214567964 | Single Packaged Roof Top Units (Commercial Only) | AAON | HSP-A | RN-018-3-0-FBBC-S0-21-000-A |  |  |  |  | 200000 |  |  | 168000 |  |  |  | 11.56 |  | 16.86 | 3.4 | 2.23 | Maybe | R-454B | 16.6667 | Commercial | No
214567965 | Single Packaged Roof Top Units (Commercial Only) | AAON | HSP-A | RN-018-3-0-GBBC-V0-21-000-A |  |  |  |  | 200000 |  |  | 168000 |  |  |  | 11.76 |  | 14.8 | 3.4 | 2.23 | Maybe | R-454B | 16.6667 | Commercial | No
214568061 | Single Packaged Roof Top Units (Commercial Only) | AAON | HSP-A | RN-016-3-0-FBBC-S0-21-000-A |  |  |  |  | 176000 |  |  | 164000 |  |  |  | 11.47 |  | 17 | 3.4 | 2.23 | Maybe | R-454B | 14.6667 | Commercial | No
214568064 | Single Packaged Roof Top Units (Commercial Only) | AAON | HSP-A | RN-020-3-0-FBBC-S0-21-000-A |  |  |  |  | 222000 |  |  | 204000 |  |  |  | 11.37 |  | 16.5 | 3.4 | 2.23 | Maybe | R-454B | 18.5 | Commercial | No
214568065 | Single Packaged Roof Top Units (Commercial Only) | AAON | HSP-A | RN-020-3-0-GBBC-V0-21-000-A |  |  |  |  | 224000 |  |  | 210000 |  |  |  | 11.07 |  | 15 | 3.4 | 2.23 | Maybe | R-454B | 18.6667 | Commercial | No
203363698 | Single Packaged Roof Top Units (Commercial Only) | DAIKIN | HSP-A | DPS016AHHY-24H |  |  |  |  | 168000 |  |  | 158000 |  |  |  | 12.1 |  | 21.2 | 3.67 | 2.34 | No | R-410A | 14 | Commercial | No
203363699 | Single Packaged Roof Top Units (Commercial Only) | DAIKIN | HSP-A | DPS016AHHY-24 |  |  |  |  | 168000 |  |  | 158000 |  |  |  | 12.2 |  | 21.3 | 3.67 | 2.34 | No | R-410A | 14 | Commercial | No
203363703 | Single Packaged Roof Top Units (Commercial Only) | DAIKIN | HSP-A | DPS018AHHE-20 |  |  |  |  | 178000 |  |  | 174000 |  |  |  | 10.8 |  | 20.3 | 3.5 | 2.27 | No | R-410A | 14.8333 | Commercial | No
203363704 | Single Packaged Roof Top Units (Commercial Only) | DAIKIN | HSPY-A | DPS018AHHG-24 |  |  |  |  | 178000 |  |  | 174000 |  |  |  | 11 |  | 20.5 | 3.5 | 2.27 | Yes | R-410A | 14.8333 | Commercial | No
203363705 | Single Packaged Roof Top Units (Commercial Only) | DAIKIN | HSP-A | DPS018AHHY-20 |  |  |  |  | 178000 |  |  | 174000 |  |  |  | 11 |  | 20.4 | 3.5 | 2.27 | No | R-410A | 14.8333 | Commercial | No
203363706 | Single Packaged Roof Top Units (Commercial Only) | DAIKIN | HSP-A | DPS018AHHE-24H |  |  |  |  | 178000 |  |  | 174000 |  |  |  | 11 |  | 19.6 | 3.5 | 2.27 | No | R-410A | 14.8333 | Commercial | No
203363707 | Single Packaged Roof Top Units (Commercial Only) | DAIKIN | HSPY-A | DPS018AHHG-24H |  |  |  |  | 178000 |  |  | 174000 |  |  |  | 11.2 |  | 20 | 3.5 | 2.27 | Yes | R-410A | 14.8333 | Commercial | No
203363708 | Single Packaged Roof Top Units (Commercial Only) | DAIKIN | HSP-A | DPS018AHHY-24H |  |  |  |  | 180000 |  |  | 172000 |  |  |  | 11.4 |  | 20.9 | 3.6 | 2.33 | No | R-410A | 15 | Commercial | No
203363709 | Single Packaged Roof Top Units (Commercial Only) | DAIKIN | HSP-A | DPS018AHHE-24 |  |  |  |  | 180000 |  |  | 172000 |  |  |  | 11.4 |  | 20.9 | 3.6 | 2.33 | No | R-410A | 15 | Commercial | No
203363710 | Single Packaged Roof Top Units (Commercial Only) | DAIKIN | HSP-A | DPS018AHHY-24 |  |  |  |  | 180000 |  |  | 172000 |  |  |  | 11.5 |  | 21 | 3.6 | 2.33 | No | R-410A | 15 | Commercial | No
5831193 | Single Packaged Roof Top Units (Commercial Only) | DAIKIN | HSP-A | DPS012AHHY2**-4* |  |  |  |  | 142000 |  |  | 136000 |  |  |  | 11.26 |  | 18 | 3.65 | 2.35 | No | R-410A | 11.8333 | Commercial | No
5831197 | Single Packaged Roof Top Units (Commercial Only) | DAIKIN | HSP-A | DPS012AHHE2**-4* |  |  |  |  | 142000 |  |  | 136000 |  |  |  | 11.07 |  | 17.7 | 3.5 | 2.32 | No | R-410A | 11.8333 | Commercial | No
5831205 | Single Packaged Roof Top Units (Commercial Only) | DAIKIN | HSP-A | DPS012AHHG2**-4* |  |  |  |  | 142000 |  |  | 136000 |  |  |  | 11.07 |  | 17.5 | 3.5 | 2.32 | Yes | R-410A | 11.8333 | Commercial | No
5831321 | Single Packaged Roof Top Units (Commercial Only) | DAIKIN | HSP-A | DPS012AHHY4**-4* |  |  |  |  | 142000 |  |  | 136000 |  |  |  | 11.26 |  | 18 | 3.65 | 2.35 | No | R-410A | 11.8333 | Commercial | No
5831325 | Single Packaged Roof Top Units (Commercial Only) | DAIKIN | HSP-A | DPS012AHHE4**-4* |  |  |  |  | 142000 |  |  | 136000 |  |  |  | 11.07 |  | 17.7 | 3.5 | 2.32 | No | R-410A | 11.8333 | Commercial | No
5831333 | Single Packaged Roof Top Units (Commercial Only) | DAIKIN | HSP-A | DPS012AHHG4**-4* |  |  |  |  | 142000 |  |  | 136000 |  |  |  | 11 |  | 17.5 | 3.5 | 2.32 | Yes | R-410A | 11.8333 | Commercial | No
5831447 | Single Packaged Roof Top Units (Commercial Only) | DAIKIN | HSP-A | DPS012AHHY5**-4* |  |  |  |  | 142000 |  |  | 136000 |  |  |  | 11.16 |  | 17.9 | 3.6 | 2.32 | No | R-410A | 11.8333 | Commercial | No
5831451 | Single Packaged Roof Top Units (Commercial Only) | DAIKIN | HSP-A | DPS012AHHE5**-4* |  |  |  |  | 142000 |  |  | 136000 |  |  |  | 11 |  | 17.6 | 3.45 | 2.29 | No | R-410A | 11.8333 | Commercial | No
5831459 | Single Packaged Roof Top Units (Commercial Only) | DAIKIN | HSP-A | DPS012AHHG5**-4* |  |  |  |  | 142000 |  |  | 136000 |  |  |  | 11 |  | 17.4 | 3.45 | 2.29 | Yes | R-410A | 11.8333 | Commercial | No
6572240 | Single Packaged Roof Top Units (Commercial Only) | DAIKIN | HSP-A | DPS015AHHY4**-6 |  |  |  |  | 166000 |  |  | 160000 |  |  |  | 10.9 |  | 17.3 | 3.64 | 2.25 | No | R-410A | 13.8333 | Commercial | No
6572241 | Single Packaged Roof Top Units (Commercial Only) | DAIKIN | HSP-A | DPS015AHHE4**-6 |  |  |  |  | 166000 |  |  | 160000 |  |  |  | 10.7 |  | 16.7 | 3.58 | 2.22 | No | R-410A | 13.8333 | Commercial | No
6572243 | Single Packaged Roof Top Units (Commercial Only) | DAIKIN | HSP-A | DPS015AHHG4**-6 |  |  |  |  | 164000 |  |  | 160000 |  |  |  | 10.7 |  | 16.4 | 3.5 | 2.2 | Yes | R-410A | 13.6667 | Commercial | No
6572244 | Single Packaged Roof Top Units (Commercial Only) | DAIKIN | HSP-A | DPS015AHHY5**-6 |  |  |  |  | 166000 |  |  | 160000 |  |  |  | 10.7 |  | 17 | 3.58 | 2.21 | No | R-410A | 13.8333 | Commercial | No
215428656 | Single Packaged Roof Top Units (Commercial Only) | DAIKIN | HSPY-A | DPSH18BCHB*****D24**EV |  |  |  |  | 210000 |  |  | 200000 |  |  |  | 10.9 |  | 20.1 | 3.5 | 2.5 | Maybe | R-32 | 17.5 | Commercial | No
215428657 | Single Packaged Roof Top Units (Commercial Only) | DAIKIN | HSPY-A | DPSH18BCHB*****D24**GV |  |  |  |  | 208000 |  |  | 200000 |  |  |  | 10.8 |  | 19.8 | 3.5 | 2.5 | Maybe | R-32 | 17.3333 | Commercial | No
215428658 | Single Packaged Roof Top Units (Commercial Only) | DAIKIN | HSPY-A | DPSH18BCHB*****D24**EH |  |  |  |  | 208000 |  |  | 202000 |  |  |  | 10.8 |  | 19.4 | 3.4 | 2.5 | Maybe | R-32 | 17.3333 | Commercial | No
215428659 | Single Packaged Roof Top Units (Commercial Only) | DAIKIN | HSPY-A | DPSH18BCHB*****D24**GH |  |  |  |  | 208000 |  |  | 200000 |  |  |  | 10.8 |  | 19.8 | 3.5 | 2.5 | Maybe | R-32 | 17.3333 | Commercial | No
215428670 | Single Packaged Roof Top Units (Commercial Only) | DAIKIN | HSP-A | DPSH18BCHB*2***D24**0V |  |  |  |  | 206000 |  |  | 196000 |  |  |  | 11 |  | 20.3 | 3.5 | 2.5 | Maybe | R-32 | 17.1667 | Commercial | No
215428671 | Single Packaged Roof Top Units (Commercial Only) | DAIKIN | HSP-A | DPSH18BCHB*2***D24**0H |  |  |  |  | 206000 |  |  | 196000 |  |  |  | 11 |  | 20.3 | 3.5 | 2.5 | Maybe | R-32 | 17.1667 | Commercial | No
215428714 | Single Packaged Roof Top Units (Commercial Only) | DAIKIN | HSP-A | DPSH12BBPB44AA*E35**0V |  |  |  |  | 140000 |  |  | 140000 |  |  |  | 10.7 |  | 18.9 | 3.4 | 2.4 | Maybe | R-32 | 11.6667 | Commercial | No
215428717 | Single Packaged Roof Top Units (Commercial Only) | DAIKIN | HSP-A | DPSH12BBPB44AA*E35**0H |  |  |  |  | 140000 |  |  | 140000 |  |  |  | 10.7 |  | 18.9 | 3.4 | 2.4 | Maybe | R-32 | 11.6667 | Commercial | No
215428718 | Single Packaged Roof Top Units (Commercial Only) | DAIKIN | HSP-A | DPSH12BBPB44AA*E45**0V |  |  |  |  | 142000 |  |  | 136000 |  |  |  | 11.4 |  | 19.8 | 3.6 | 2.5 | Maybe | R-32 | 11.8333 | Commercial | No
215428719 | Single Packaged Roof Top Units (Commercial Only) | DAIKIN | HSPY-A | DPSH12BBPB44AA*E45**EV |  |  |  |  | 142000 |  |  | 138000 |  |  |  | 11.3 |  | 19.5 | 3.6 | 2.5 | Maybe | R-32 | 11.8333 | Commercial | No
215428720 | Single Packaged Roof Top Units (Commercial Only) | DAIKIN | HSPY-A | DPSH12BBPB44AA*E45**GV |  |  |  |  | 142000 |  |  | 138000 |  |  |  | 11 |  | 18.9 | 3.5 | 2.4 | Maybe | R-32 | 11.8333 | Commercial | No
215428721 | Single Packaged Roof Top Units (Commercial Only) | DAIKIN | HSP-A | DPSH12BBPB44AA*E45**0H |  |  |  |  | 142000 |  |  | 136000 |  |  |  | 11.4 |  | 19.8 | 3.6 | 2.5 | Maybe | R-32 | 11.8333 | Commercial | No
215428722 | Single Packaged Roof Top Units (Commercial Only) | DAIKIN | HSPY-A | DPSH12BBPB44AA*E45**EH |  |  |  |  | 142000 |  |  | 138000 |  |  |  | 11.2 |  | 19.4 | 3.5 | 2.4 | Maybe | R-32 | 11.8333 | Commercial | No
215428723 | Single Packaged Roof Top Units (Commercial Only) | DAIKIN | HSPY-A | DPSH12BBPB44AA*E45**GH |  |  |  |  | 142000 |  |  | 138000 |  |  |  | 11 |  | 19.3 | 3.5 | 2.4 | Maybe | R-32 | 11.8333 | Commercial | No
215428724 | Single Packaged Roof Top Units (Commercial Only) | DAIKIN | HSP-A | DPSH12BBPB44AA*E56**0V |  |  |  |  | 144000 |  |  | 136000 |  |  |  | 11.6 |  | 19.9 | 3.6 | 2.5 | Maybe | R-32 | 12 | Commercial | No
215428725 | Single Packaged Roof Top Units (Commercial Only) | DAIKIN | HSPY-A | DPSH12BBPB44AA*E56**EV |  |  |  |  | 142000 |  |  | 136000 |  |  |  | 11.4 |  | 19.7 | 3.6 | 2.5 | Maybe | R-32 | 11.8333 | Commercial | No
215428726 | Single Packaged Roof Top Units (Commercial Only) | DAIKIN | HSPY-A | DPSH12BBPB44AA*E56**GV |  |  |  |  | 142000 |  |  | 138000 |  |  |  | 11.1 |  | 19 | 3.5 | 2.4 | Maybe | R-32 | 11.8333 | Commercial | No
215428727 | Single Packaged Roof Top Units (Commercial Only) | DAIKIN | HSP-A | DPSH12BBPB44AA*E56**0H |  |  |  |  | 144000 |  |  | 136000 |  |  |  | 11.6 |  | 19.9 | 3.6 | 2.5 | Maybe | R-32 | 12 | Commercial | No
215428728 | Single Packaged Roof Top Units (Commercial Only) | DAIKIN | HSPY-A | DPSH12BBPB44AA*E56**EH |  |  |  |  | 142000 |  |  | 136000 |  |  |  | 11.3 |  | 19.5 | 3.6 | 2.5 | Maybe | R-32 | 11.8333 | Commercial | No
215428729 | Single Packaged Roof Top Units (Commercial Only) | DAIKIN | HSPY-A | DPSH12BBPB44AA*E56**GH |  |  |  |  | 142000 |  |  | 138000 |  |  |  | 11 |  | 19.3 | 3.5 | 2.4 | Maybe | R-32 | 11.8333 | Commercial | No
215428732 | Single Packaged Roof Top Units (Commercial Only) | DAIKIN | HSP-A | DPSH15BBPB46AA*E45**0V |  |  |  |  | 166000 |  |  | 156000 |  |  |  | 11.5 |  | 20.5 | 3.6 | 2.3 | Maybe | R-32 | 13.8333 | Commercial | No
215428733 | Single Packaged Roof Top Units (Commercial Only) | DAIKIN | HSPY-A | DPSH15BBPB46AA*E45**EV |  |  |  |  | 166000 |  |  | 156000 |  |  |  | 11.3 |  | 20.2 | 3.6 | 2.3 | Maybe | R-32 | 13.8333 | Commercial | No
215428734 | Single Packaged Roof Top Units (Commercial Only) | DAIKIN | HSPY-A | DPSH15BBPB46AA*E45**GV |  |  |  |  | 164000 |  |  | 158000 |  |  |  | 11 |  | 19.5 | 3.5 | 2.2 | Maybe | R-32 | 13.6667 | Commercial | No
215428735 | Single Packaged Roof Top Units (Commercial Only) | DAIKIN | HSP-A | DPSH15BBPB46AA*E45**0H |  |  |  |  | 166000 |  |  | 156000 |  |  |  | 11.5 |  | 20.5 | 3.6 | 2.3 | Maybe | R-32 | 13.8333 | Commercial | No
215428736 | Single Packaged Roof Top Units (Commercial Only) | DAIKIN | HSPY-A | DPSH15BBPB46AA*E45**EH |  |  |  |  | 164000 |  |  | 158000 |  |  |  | 11.2 |  | 20.1 | 3.5 | 2.2 | Maybe | R-32 | 13.6667 | Commercial | No
215428737 | Single Packaged Roof Top Units (Commercial Only) | DAIKIN | HSPY-A | DPSH15BBPB46AA*E45**GH |  |  |  |  | 164000 |  |  | 158000 |  |  |  | 11 |  | 19.8 | 3.5 | 2.2 | Maybe | R-32 | 13.6667 | Commercial | No
215428738 | Single Packaged Roof Top Units (Commercial Only) | DAIKIN | HSP-A | DPSH15BBPB46AA*E56**0V |  |  |  |  | 166000 |  |  | 156000 |  |  |  | 11.6 |  | 20.7 | 3.6 | 2.3 | Maybe | R-32 | 13.8333 | Commercial | No
215428739 | Single Packaged Roof Top Units (Commercial Only) | DAIKIN | HSPY-A | DPSH15BBPB46AA*E56**EV |  |  |  |  | 166000 |  |  | 156000 |  |  |  | 11.5 |  | 20.4 | 3.6 | 2.3 | Maybe | R-32 | 13.8333 | Commercial | No
215428740 | Single Packaged Roof Top Units (Commercial Only) | DAIKIN | HSPY-A | DPSH15BBPB46AA*E56**GV |  |  |  |  | 164000 |  |  | 158000 |  |  |  | 11.1 |  | 19.6 | 3.5 | 2.2 | Maybe | R-32 | 13.6667 | Commercial | No
215428741 | Single Packaged Roof Top Units (Commercial Only) | DAIKIN | HSP-A | DPSH15BBPB46AA*E56**0H |  |  |  |  | 166000 |  |  | 156000 |  |  |  | 11.6 |  | 20.7 | 3.6 | 2.3 | Maybe | R-32 | 13.8333 | Commercial | No
215428742 | Single Packaged Roof Top Units (Commercial Only) | DAIKIN | HSPY-A | DPSH15BBPB46AA*E56**EH |  |  |  |  | 166000 |  |  | 156000 |  |  |  | 11.3 |  | 20.2 | 3.6 | 2.3 | Maybe | R-32 | 13.8333 | Commercial | No
215428743 | Single Packaged Roof Top Units (Commercial Only) | DAIKIN | HSPY-A | DPSH15BBPB46AA*E56**GH |  |  |  |  | 164000 |  |  | 158000 |  |  |  | 11.1 |  | 19.9 | 3.5 | 2.2 | Maybe | R-32 | 13.6667 | Commercial | No
215428744 | Single Packaged Roof Top Units (Commercial Only) | DAIKIN | HSP-A | DPSH17BBPB46AA*E45**0V |  |  |  |  | 188000 |  |  | 176000 |  |  |  | 10.7 |  | 20 | 3.5 | 2.3 | Maybe | R-32 | 15.6667 | Commercial | No
215428747 | Single Packaged Roof Top Units (Commercial Only) | DAIKIN | HSP-A | DPSH17BBPB46AA*E45**0H |  |  |  |  | 188000 |  |  | 176000 |  |  |  | 10.7 |  | 20 | 3.5 | 2.3 | Maybe | R-32 | 15.6667 | Commercial | No
215428748 | Single Packaged Roof Top Units (Commercial Only) | DAIKIN | HSP-A | DPSH17BBPB46AA*E56**0V |  |  |  |  | 188000 |  |  | 174000 |  |  |  | 10.9 |  | 20.2 | 3.5 | 2.3 | Maybe | R-32 | 15.6667 | Commercial | No
215428749 | Single Packaged Roof Top Units (Commercial Only) | DAIKIN | HSPY-A | DPSH17BBPB46AA*E56**EV |  |  |  |  | 188000 |  |  | 176000 |  |  |  | 10.8 |  | 19.9 | 3.5 | 2.3 | Maybe | R-32 | 15.6667 | Commercial | No
215428751 | Single Packaged Roof Top Units (Commercial Only) | DAIKIN | HSP-A | DPSH17BBPB46AA*E56**0H |  |  |  |  | 188000 |  |  | 174000 |  |  |  | 10.9 |  | 20.2 | 3.5 | 2.3 | Maybe | R-32 | 15.6667 | Commercial | No
211017834 | Single Packaged Roof Top Units (Commercial Only) | TRANE | HSPY-A | DHJ150A(3,4,W)**(L,M,H)***0 |  |  |  |  | 150000 |  |  | 0 |  |  |  | 12.2 |  | 17.6 | 3.8 | 2.32 | Yes | R-410A | 12.5 | Commercial | No
211017835 | Single Packaged Roof Top Units (Commercial Only) | TRANE | HSPY-A | DHJ150A(3,4,W)**(L,M,H)***2 |  |  |  |  | 150000 |  |  | 0 |  |  |  | 12.2 |  | 18.1 | 3.8 | 2.32 | Yes | R-410A | 12.5 | Commercial | No
211017836 | Single Packaged Roof Top Units (Commercial Only) | TRANE | HSPY-A | DHJ150A(3,4,W)**(L,M,H)***4 |  |  |  |  | 150000 |  |  | 0 |  |  |  | 12.2 |  | 18.1 | 3.8 | 2.32 | Yes | R-410A | 12.5 | Commercial | No
211017837 | Single Packaged Roof Top Units (Commercial Only) | AMERICAN STANDARD | HSPY-A | DHJ150A(3,4,W)**(L,M,H)***0 |  |  |  |  | 150000 |  |  | 0 |  |  |  | 12.2 |  | 17.6 | 3.8 | 2.32 | Yes | R-410A | 12.5 | Commercial | No
211017838 | Single Packaged Roof Top Units (Commercial Only) | AMERICAN STANDARD | HSPY-A | DHJ150A(3,4,W)**(L,M,H)***2 |  |  |  |  | 150000 |  |  | 0 |  |  |  | 12.2 |  | 18.1 | 3.8 | 2.32 | Yes | R-410A | 12.5 | Commercial | No
211017839 | Single Packaged Roof Top Units (Commercial Only) | AMERICAN STANDARD | HSPY-A | DHJ150A(3,4,W)**(L,M,H)***4 |  |  |  |  | 150000 |  |  | 0 |  |  |  | 12.2 |  | 18.1 | 3.8 | 2.32 | Yes | R-410A | 12.5 | Commercial | No
211017840 | Single Packaged Roof Top Units (Commercial Only) | TRANE | HSPY-A | DHJ180A(3,4,W)**(L,M,H)***0 |  |  |  |  | 178000 |  |  | 0 |  |  |  | 11.8 |  | 17.7 | 3.9 | 2.09 | Yes | R-410A | 14.8333 | Commercial | No
211017841 | Single Packaged Roof Top Units (Commercial Only) | TRANE | HSPY-A | DHJ180A(3,4,W)**(L,M,H)***2 |  |  |  |  | 178000 |  |  | 0 |  |  |  | 11.8 |  | 18.2 | 3.9 | 2.09 | Yes | R-410A | 14.8333 | Commercial | No
211017842 | Single Packaged Roof Top Units (Commercial Only) | TRANE | HSPY-A | DHJ180A(3,4,W)**(L,M,H)***4 |  |  |  |  | 178000 |  |  | 0 |  |  |  | 11.8 |  | 18.2 | 3.9 | 2.09 | Yes | R-410A | 14.8333 | Commercial | No
211017843 | Single Packaged Roof Top Units (Commercial Only) | AMERICAN STANDARD | HSPY-A | DHJ180A(3,4,W)**(L,M,H)***0 |  |  |  |  | 178000 |  |  | 0 |  |  |  | 11.8 |  | 17.7 | 3.9 | 2.09 | Yes | R-410A | 14.8333 | Commercial | No
211017844 | Single Packaged Roof Top Units (Commercial Only) | AMERICAN STANDARD | HSPY-A | DHJ180A(3,4,W)**(L,M,H)***2 |  |  |  |  | 178000 |  |  | 0 |  |  |  | 11.8 |  | 18.2 | 3.9 | 2.09 | Yes | R-410A | 14.8333 | Commercial | No
211017845 | Single Packaged Roof Top Units (Commercial Only) | AMERICAN STANDARD | HSPY-A | DHJ180A(3,4,W)**(L,M,H)***4 |  |  |  |  | 178000 |  |  | 0 |  |  |  | 11.8 |  | 18.2 | 3.9 | 2.09 | Yes | R-410A | 14.8333 | Commercial | No
214095895 | Single Packaged Roof Top Units (Commercial Only) | TRANE | HSP-A | WHJ300A(3,4,W)**0***0 |  |  |  |  | 262000 |  |  | 242000 |  |  |  | 10.4 |  | 16.1 | 3.5 | 2.33 | No | R-410A | 21.8333 | Commercial | No
214095896 | Single Packaged Roof Top Units (Commercial Only) | TRANE | HSP-A | WHJ300A(3,4,W)**(N,P,R)***0 |  |  |  |  | 262000 |  |  | 242000 |  |  |  | 10.4 |  | 16.1 | 3.5 | 2.33 | No | R-410A | 21.8333 | Commercial | No
214095897 | Single Packaged Roof Top Units (Commercial Only) | AMERICAN STANDARD | HSP-A | WHJ300A(3,4,W)**0***0 |  |  |  |  | 262000 |  |  | 242000 |  |  |  | 10.4 |  | 16.1 | 3.5 | 2.33 | No | R-410A | 21.8333 | Commercial | No
214095898 | Single Packaged Roof Top Units (Commercial Only) | AMERICAN STANDARD | HSP-A | WHJ300A(3,4,W)**(N,P,R)***0 |  |  |  |  | 262000 |  |  | 242000 |  |  |  | 10.4 |  | 16.1 | 3.5 | 2.33 | No | R-410A | 21.8333 | Commercial | No
214095899 | Single Packaged Roof Top Units (Commercial Only) | TRANE | HSP-A | WHJ300A(3,4,W)**0***2 |  |  |  |  | 262000 |  |  | 242000 |  |  |  | 10.4 |  | 16.6 | 3.5 | 2.33 | No | R-410A | 21.8333 | Commercial | No
214095900 | Single Packaged Roof Top Units (Commercial Only) | TRANE | HSP-A | WHJ300A(3,4,W)**(N,P,R)***2 |  |  |  |  | 262000 |  |  | 242000 |  |  |  | 10.4 |  | 16.6 | 3.5 | 2.33 | No | R-410A | 21.8333 | Commercial | No
214095901 | Single Packaged Roof Top Units (Commercial Only) | AMERICAN STANDARD | HSP-A | WHJ300A(3,4,W)**0***2 |  |  |  |  | 262000 |  |  | 242000 |  |  |  | 10.4 |  | 16.6 | 3.5 | 2.33 | No | R-410A | 21.8333 | Commercial | No
214095902 | Single Packaged Roof Top Units (Commercial Only) | AMERICAN STANDARD | HSP-A | WHJ300A(3,4,W)**(N,P,R)***2 |  |  |  |  | 262000 |  |  | 242000 |  |  |  | 10.4 |  | 16.6 | 3.5 | 2.33 | No | R-410A | 21.8333 | Commercial | No
214095903 | Single Packaged Roof Top Units (Commercial Only) | TRANE | HSP-A | WHJ300A(3,4,W)**0***4 |  |  |  |  | 262000 |  |  | 242000 |  |  |  | 10.4 |  | 16.6 | 3.5 | 2.33 | No | R-410A | 21.8333 | Commercial | No
214095904 | Single Packaged Roof Top Units (Commercial Only) | TRANE | HSP-A | WHJ300A(3,4,W)**(N,P,R)***4 |  |  |  |  | 262000 |  |  | 242000 |  |  |  | 10.4 |  | 16.6 | 3.5 | 2.33 | No | R-410A | 21.8333 | Commercial | No
214095905 | Single Packaged Roof Top Units (Commercial Only) | AMERICAN STANDARD | HSP-A | WHJ300A(3,4,W)**0***4 |  |  |  |  | 262000 |  |  | 242000 |  |  |  | 10.4 |  | 16.6 | 3.5 | 2.33 | No | R-410A | 21.8333 | Commercial | No
214095906 | Single Packaged Roof Top Units (Commercial Only) | AMERICAN STANDARD | HSP-A | WHJ300A(3,4,W)**(N,P,R)***4 |  |  |  |  | 262000 |  |  | 242000 |  |  |  | 10.4 |  | 16.6 | 3.5 | 2.33 | No | R-410A | 21.8333 | Commercial | No
214095907 | Single Packaged Roof Top Units (Commercial Only) | TRANE | HSPY-A | DHJ300A(3,4,W)*(0,A)(L,M,H)***0 |  |  |  |  | 260000 |  |  | 242000 |  |  |  | 10.2 |  | 15.9 | 3.5 | 2.33 | Yes | R-410A | 21.6667 | Commercial | No
214095908 | Single Packaged Roof Top Units (Commercial Only) | TRANE | HSPY-A | DHJ300A(3,4,W)*B(L,H)***0 |  |  |  |  | 256000 |  |  | 242000 |  |  |  | 9.6 |  | 15.6 | 3.3 | 2.1 | Yes | R-410A | 21.3333 | Commercial | No
214095909 | Single Packaged Roof Top Units (Commercial Only) | AMERICAN STANDARD | HSPY-A | DHJ300A(3,4,W)*(0,A)(L,M,H)***0 |  |  |  |  | 260000 |  |  | 242000 |  |  |  | 10.2 |  | 15.9 | 3.5 | 2.33 | Yes | R-410A | 21.6667 | Commercial | No
214095910 | Single Packaged Roof Top Units (Commercial Only) | AMERICAN STANDARD | HSPY-A | DHJ300A(3,4,W)*B(L,H)***0 |  |  |  |  | 256000 |  |  | 242000 |  |  |  | 9.6 |  | 15.6 | 3.3 | 2.1 | Yes | R-410A | 21.3333 | Commercial | No
214095911 | Single Packaged Roof Top Units (Commercial Only) | TRANE | HSPY-A | DHJ300A(3,4,W)*(0,A)(L,M,H)***2 |  |  |  |  | 260000 |  |  | 242000 |  |  |  | 10.2 |  | 16.4 | 3.5 | 2.33 | Yes | R-410A | 21.6667 | Commercial | No
214095912 | Single Packaged Roof Top Units (Commercial Only) | TRANE | HSPY-A | DHJ300A(3,4,W)*B(L,H)***2 |  |  |  |  | 256000 |  |  | 242000 |  |  |  | 9.6 |  | 15.7 | 3.3 | 2.1 | Yes | R-410A | 21.3333 | Commercial | No
214095913 | Single Packaged Roof Top Units (Commercial Only) | AMERICAN STANDARD | HSPY-A | DHJ300A(3,4,W)*(0,A)(L,M,H)***2 |  |  |  |  | 260000 |  |  | 242000 |  |  |  | 10.2 |  | 16.4 | 3.5 | 2.33 | Yes | R-410A | 21.6667 | Commercial | No
214095914 | Single Packaged Roof Top Units (Commercial Only) | AMERICAN STANDARD | HSPY-A | DHJ300A(3,4,W)*B(L,H)***2 |  |  |  |  | 256000 |  |  | 242000 |  |  |  | 9.6 |  | 15.7 | 3.3 | 2.1 | Yes | R-410A | 21.3333 | Commercial | No
214095915 | Single Packaged Roof Top Units (Commercial Only) | TRANE | HSPY-A | DHJ300A(3,4,W)*(0,A)(L,M,H)***4 |  |  |  |  | 260000 |  |  | 242000 |  |  |  | 10.2 |  | 16.4 | 3.5 | 2.33 | Yes | R-410A | 21.6667 | Commercial | No
214095916 | Single Packaged Roof Top Units (Commercial Only) | TRANE | HSPY-A | DHJ300A(3,4,W)*B(L,H)***4 |  |  |  |  | 256000 |  |  | 242000 |  |  |  | 9.6 |  | 15.7 | 3.3 | 2.1 | Yes | R-410A | 21.3333 | Commercial | No
214095917 | Single Packaged Roof Top Units (Commercial Only) | AMERICAN STANDARD | HSPY-A | DHJ300A(3,4,W)*(0,A)(L,M,H)***4 |  |  |  |  | 260000 |  |  | 242000 |  |  |  | 10.2 |  | 16.4 | 3.5 | 2.33 | Yes | R-410A | 21.6667 | Commercial | No
214095918 | Single Packaged Roof Top Units (Commercial Only) | AMERICAN STANDARD | HSPY-A | DHJ300A(3,4,W)*B(L,H)***4 |  |  |  |  | 256000 |  |  | 242000 |  |  |  | 9.6 |  | 15.7 | 3.3 | 2.1 | Yes | R-410A | 21.3333 | Commercial | No
215386538 | Single Packaged Roof Top Units (Commercial Only) | DAIKIN | HSP-A | DHSA031B2BLDV*0B02630*0 |  |  |  |  | 312000 |  |  | 296000 |  |  |  | 11.1 |  | 17.7 | 3.403 | 2.11 | Maybe | R-32 | 26 | Commercial | No
215386539 | Single Packaged Roof Top Units (Commercial Only) | DAIKIN | HSP-A | DHSA031B2BLDV*0B02560*0 |  |  |  |  | 312000 |  |  | 296000 |  |  |  | 11.2 |  | 17.8 | 3.419 | 2.11 | Maybe | R-32 | 26 | Commercial | No
215386540 | Single Packaged Roof Top Units (Commercial Only) | DAIKIN | HSP-A | DHSA031B2BLDV*0B02500*0 |  |  |  |  | 312000 |  |  | 296000 |  |  |  | 11.1 |  | 17.8 | 3.396 | 2.11 | Maybe | R-32 | 26 | Commercial | No
215386541 | Single Packaged Roof Top Units (Commercial Only) | DAIKIN | HSP-A | DHSA031B2BLDV*0B02450*0 |  |  |  |  | 312000 |  |  | 298000 |  |  |  | 11 |  | 17.6 | 3.355 | 2.09 | Maybe | R-32 | 26 | Commercial | No
215386542 | Single Packaged Roof Top Units (Commercial Only) | DAIKIN | HSP-A | DHSA031B2BLDV*0B04560*0 |  |  |  |  | 312000 |  |  | 296000 |  |  |  | 10.9 |  | 17.6 | 3.383 | 2.1 | Maybe | R-32 | 26 | Commercial | No
215386543 | Single Packaged Roof Top Units (Commercial Only) | DAIKIN | HSP-A | DHSA031B2BLDV*0B04500*0 |  |  |  |  | 312000 |  |  | 296000 |  |  |  | 11 |  | 17.6 | 3.397 | 2.11 | Maybe | R-32 | 26 | Commercial | No
215386544 | Single Packaged Roof Top Units (Commercial Only) | DAIKIN | HSP-A | DHSA031B2BLDV*0B04450*0 |  |  |  |  | 312000 |  |  | 296000 |  |  |  | 11.1 |  | 17.8 | 3.401 | 2.11 | Maybe | R-32 | 26 | Commercial | No
215386545 | Single Packaged Roof Top Units (Commercial Only) | DAIKIN | HSP-A | DHSA031B2BLDV*0B04355*0 |  |  |  |  | 312000 |  |  | 298000 |  |  |  | 11 |  | 17.7 | 3.369 | 2.1 | Maybe | R-32 | 26 | Commercial | No
215386546 | Single Packaged Roof Top Units (Commercial Only) | DAIKIN | HSP-A | DHSA031B2BLAV*0B02630*0 |  |  |  |  | 312000 |  |  | 294000 |  |  |  | 11.3 |  | 17.7 | 3.412 | 2.1 | Maybe | R-32 | 26 | Commercial | No
215386547 | Single Packaged Roof Top Units (Commercial Only) | DAIKIN | HSP-A | DHSA031B2BLAV*0B02560*0 |  |  |  |  | 312000 |  |  | 294000 |  |  |  | 11.3 |  | 17.8 | 3.423 | 2.1 | Maybe | R-32 | 26 | Commercial | No
215386548 | Single Packaged Roof Top Units (Commercial Only) | DAIKIN | HSP-A | DHSA031B2BLAV*0B02500*0 |  |  |  |  | 312000 |  |  | 294000 |  |  |  | 11.2 |  | 17.7 | 3.393 | 2.09 | Maybe | R-32 | 26 | Commercial | No
215386549 | Single Packaged Roof Top Units (Commercial Only) | DAIKIN | HSP-A | DHSA031B2BLAV*0B02450*0 |  |  |  |  | 312000 |  |  | 296000 |  |  |  | 11.1 |  | 17.6 | 3.349 | 2.08 | Maybe | R-32 | 26 | Commercial | No
215386550 | Single Packaged Roof Top Units (Commercial Only) | DAIKIN | HSP-A | DHSA031B2BLAV*0B04560*0 |  |  |  |  | 312000 |  |  | 294000 |  |  |  | 11.2 |  | 17.6 | 3.407 | 2.09 | Maybe | R-32 | 26 | Commercial | No
215386551 | Single Packaged Roof Top Units (Commercial Only) | DAIKIN | HSP-A | DHSA031B2BLAV*0B04500*0 |  |  |  |  | 312000 |  |  | 294000 |  |  |  | 11.2 |  | 17.7 | 3.408 | 2.1 | Maybe | R-32 | 26 | Commercial | No
215386552 | Single Packaged Roof Top Units (Commercial Only) | DAIKIN | HSP-A | DHSA031B2BLAV*0B04450*0 |  |  |  |  | 312000 |  |  | 294000 |  |  |  | 11.3 |  | 17.7 | 3.404 | 2.09 | Maybe | R-32 | 26 | Commercial | No
215386553 | Single Packaged Roof Top Units (Commercial Only) | DAIKIN | HSP-A | DHSA031B2BLAV*0B04355*0 |  |  |  |  | 312000 |  |  | 296000 |  |  |  | 11.1 |  | 17.6 | 3.367 | 2.08 | Maybe | R-32 | 26 | Commercial | No
215386554 | Single Packaged Roof Top Units (Commercial Only) | DAIKIN | HSP-A | DHSA031B2BLBV*0B02630*0 |  |  |  |  | 316000 |  |  | 294000 |  |  |  | 11.3 |  | 18.1 | 3.459 | 2.13 | Maybe | R-32 | 26.3333 | Commercial | No
215386555 | Single Packaged Roof Top Units (Commercial Only) | DAIKIN | HSP-A | DHSA031B2BLBV*0B02560*0 |  |  |  |  | 318000 |  |  | 294000 |  |  |  | 11.4 |  | 18.2 | 3.472 | 2.13 | Maybe | R-32 | 26.5 | Commercial | No
215386556 | Single Packaged Roof Top Units (Commercial Only) | DAIKIN | HSP-A | DHSA031B2BLBV*0B02500*0 |  |  |  |  | 316000 |  |  | 296000 |  |  |  | 11.3 |  | 18.1 | 3.442 | 2.12 | Maybe | R-32 | 26.3333 | Commercial | No
215386557 | Single Packaged Roof Top Units (Commercial Only) | DAIKIN | HSP-A | DHSA031B2BLBV*0B02450*0 |  |  |  |  | 316000 |  |  | 296000 |  |  |  | 11.2 |  | 18 | 3.398 | 2.11 | Maybe | R-32 | 26.3333 | Commercial | No
215386558 | Single Packaged Roof Top Units (Commercial Only) | DAIKIN | HSP-A | DHSA031B2BLBV*0B04560*0 |  |  |  |  | 316000 |  |  | 294000 |  |  |  | 11.2 |  | 18 | 3.448 | 2.13 | Maybe | R-32 | 26.3333 | Commercial | No
215386559 | Single Packaged Roof Top Units (Commercial Only) | DAIKIN | HSP-A | DHSA031B2BLBV*0B04500*0 |  |  |  |  | 316000 |  |  | 294000 |  |  |  | 11.3 |  | 18.1 | 3.453 | 2.13 | Maybe | R-32 | 26.3333 | Commercial | No
215386560 | Single Packaged Roof Top Units (Commercial Only) | DAIKIN | HSP-A | DHSA031B2BLBV*0B04450*0 |  |  |  |  | 316000 |  |  | 294000 |  |  |  | 11.3 |  | 18.1 | 3.452 | 2.13 | Maybe | R-32 | 26.3333 | Commercial | No
215386561 | Single Packaged Roof Top Units (Commercial Only) | DAIKIN | HSP-A | DHSA031B2BLBV*0B04355*0 |  |  |  |  | 316000 |  |  | 296000 |  |  |  | 11.2 |  | 18 | 3.416 | 2.12 | Maybe | R-32 | 26.3333 | Commercial | No
215386562 | Single Packaged Roof Top Units (Commercial Only) | DAIKIN | HSP-A | DHSA035B2BLDV*0B02630*0 |  |  |  |  | 366000 |  |  | 316000 |  |  |  | 10.4 |  | 17.1 | 3.491 | 2.13 | Maybe | R-32 | 30.5 | Commercial | No
215386563 | Single Packaged Roof Top Units (Commercial Only) | DAIKIN | HSP-A | DHSA035B2BLDV*0B02560*0 |  |  |  |  | 366000 |  |  | 314000 |  |  |  | 10.4 |  | 17.2 | 3.513 | 2.14 | Maybe | R-32 | 30.5 | Commercial | No
213296297 | Single Packaged Roof Top Units (Commercial Only) | TRANE | HSPY-A | DHJ240A(3,4,W)*(0,A)(L,M,H)***0 |  |  |  |  | 240000 |  |  | 224000 |  |  |  | 11 |  | 17 | 3.6 | 2.13 | Yes | R-410A | 20 | Commercial | No
213296299 | Single Packaged Roof Top Units (Commercial Only) | TRANE | HSPY-A | DHJ240A(3,4,W)*(0,A)(L,M,H)***2 |  |  |  |  | 240000 |  |  | 224000 |  |  |  | 11 |  | 17.5 | 3.6 | 2.13 | Yes | R-410A | 20 | Commercial | No
213296301 | Single Packaged Roof Top Units (Commercial Only) | TRANE | HSPY-A | DHJ240A(3,4,W)*(0,A)(L,M,H)***4 |  |  |  |  | 240000 |  |  | 224000 |  |  |  | 11 |  | 17.5 | 3.6 | 2.13 | Yes | R-410A | 20 | Commercial | No
213296303 | Single Packaged Roof Top Units (Commercial Only) | AMERICAN STANDARD | HSPY-A | DHJ240A(3,4,W)*(0,A)(L,M,H)***0 |  |  |  |  | 240000 |  |  | 224000 |  |  |  | 11 |  | 17 | 3.6 | 2.13 | Yes | R-410A | 20 | Commercial | No
213296305 | Single Packaged Roof Top Units (Commercial Only) | AMERICAN STANDARD | HSPY-A | DHJ240A(3,4,W)*(0,A)(L,M,H)***2 |  |  |  |  | 240000 |  |  | 224000 |  |  |  | 11 |  | 17.5 | 3.6 | 2.13 | Yes | R-410A | 20 | Commercial | No
213296307 | Single Packaged Roof Top Units (Commercial Only) | AMERICAN STANDARD | HSPY-A | DHJ240A(3,4,W)*(0,A)(L,M,H)***4 |  |  |  |  | 240000 |  |  | 224000 |  |  |  | 11 |  | 17.5 | 3.6 | 2.13 | Yes | R-410A | 20 | Commercial | No
215386900 | Single Packaged Roof Top Units (Commercial Only) | DAIKIN | HSP-A | DHSA055B2CMBV*0C04500*E |  |  |  |  | 585000 |  |  | 356000 |  |  |  | 10.1 |  | 16 | 3.31 | 2.32 | Maybe | R-32 | 48.75 | Commercial | No
215386902 | Single Packaged Roof Top Units (Commercial Only) | DAIKIN | HSP-A | DHSA055B2CMBV*0C06450*E |  |  |  |  | 585000 |  |  | 354000 |  |  |  | 10.2 |  | 15.2 | 3.355 | 2.34 | Maybe | R-32 | 48.75 | Commercial | No
215386907 | Single Packaged Roof Top Units (Commercial Only) | DAIKIN | HSP-A | DHSA060B2CMAV*0C04630*E |  |  |  |  | 615000 |  |  | 398000 |  |  |  | 9.9 |  | 15.4 | 3.328 | 2.25 | Maybe | R-32 | 51.25 | Commercial | No
215386911 | Single Packaged Roof Top Units (Commercial Only) | DAIKIN | HSP-A | DHSA060B2CMBV*0C04630*E |  |  |  |  | 625000 |  |  | 400000 |  |  |  | 10 |  | 15.7 | 3.315 | 2.27 | Maybe | R-32 | 52.0833 | Commercial | No
215386933 | Single Packaged Roof Top Units (Commercial Only) | DAIKIN | HSP-A | DHSA031B2BMBVF0B02560*G |  |  |  |  | 318000 |  |  | 266000 |  |  |  | 11.1 |  | 17.7 | 3.301 | 2.17 | Maybe | R-32 | 26.5 | Commercial | No
215386940 | Single Packaged Roof Top Units (Commercial Only) | DAIKIN | HSP-A | DHSA035B2BMBV*0B02630*G |  |  |  |  | 370000 |  |  | 284000 |  |  |  | 9.8 |  | 15.9 | 3.34 | 2.06 | Maybe | R-32 | 30.8333 | Commercial | No
215386941 | Single Packaged Roof Top Units (Commercial Only) | DAIKIN | HSP-A | DHSA035B2BMBV*0B02560*G |  |  |  |  | 372000 |  |  | 282000 |  |  |  | 9.8 |  | 15.9 | 3.357 | 2.06 | Maybe | R-32 | 31 | Commercial | No
215386942 | Single Packaged Roof Top Units (Commercial Only) | DAIKIN | HSP-A | DHSA035B2BMBV*0B02500*G |  |  |  |  | 370000 |  |  | 284000 |  |  |  | 9.8 |  | 15.8 | 3.316 | 2.05 | Maybe | R-32 | 30.8333 | Commercial | No
215386943 | Single Packaged Roof Top Units (Commercial Only) | DAIKIN | HSP-A | DHSA035B2BMBV*0B04560*G |  |  |  |  | 370000 |  |  | 284000 |  |  |  | 9.7 |  | 15.7 | 3.329 | 2.05 | Maybe | R-32 | 30.8333 | Commercial | No
215386944 | Single Packaged Roof Top Units (Commercial Only) | DAIKIN | HSP-A | DHSA035B2BMBV*0B04500*G |  |  |  |  | 370000 |  |  | 284000 |  |  |  | 9.7 |  | 15.8 | 3.334 | 2.05 | Maybe | R-32 | 30.8333 | Commercial | No
215386945 | Single Packaged Roof Top Units (Commercial Only) | DAIKIN | HSP-A | DHSA035B2BMBV*0B04450*G |  |  |  |  | 370000 |  |  | 284000 |  |  |  | 9.8 |  | 15.8 | 3.33 | 2.05 | Maybe | R-32 | 30.8333 | Commercial | No
215386954 | Single Packaged Roof Top Units (Commercial Only) | DAIKIN | HSP-A | DHSA035B2BMBVF0B02630*G |  |  |  |  | 370000 |  |  | 284000 |  |  |  | 10.6 |  | 17.2 | 3.372 | 2.17 | Maybe | R-32 | 30.8333 | Commercial | No
215386955 | Single Packaged Roof Top Units (Commercial Only) | DAIKIN | HSP-A | DHSA035B2BMBVF0B02560*G |  |  |  |  | 372000 |  |  | 282000 |  |  |  | 10.7 |  | 17.2 | 3.389 | 2.17 | Maybe | R-32 | 31 | Commercial | No
215386956 | Single Packaged Roof Top Units (Commercial Only) | DAIKIN | HSP-A | DHSA035B2BMBVF0B02500*G |  |  |  |  | 370000 |  |  | 284000 |  |  |  | 10.6 |  | 17.2 | 3.347 | 2.16 | Maybe | R-32 | 30.8333 | Commercial | No
215386958 | Single Packaged Roof Top Units (Commercial Only) | DAIKIN | HSP-A | DHSA035B2BMBVF0B04560*G |  |  |  |  | 370000 |  |  | 284000 |  |  |  | 10.5 |  | 17 | 3.36 | 2.16 | Maybe | R-32 | 30.8333 | Commercial | No
215386959 | Single Packaged Roof Top Units (Commercial Only) | DAIKIN | HSP-A | DHSA035B2BMBVF0B04500*G |  |  |  |  | 370000 |  |  | 284000 |  |  |  | 10.5 |  | 17.1 | 3.366 | 2.16 | Maybe | R-32 | 30.8333 | Commercial | No
215386960 | Single Packaged Roof Top Units (Commercial Only) | DAIKIN | HSP-A | DHSA035B2BMBVF0B04450*G |  |  |  |  | 370000 |  |  | 284000 |  |  |  | 10.6 |  | 17.2 | 3.361 | 2.16 | Maybe | R-32 | 30.8333 | Commercial | No
215386961 | Single Packaged Roof Top Units (Commercial Only) | DAIKIN | HSP-A | DHSA035B2BMBVF0B04355*G |  |  |  |  | 370000 |  |  | 286000 |  |  |  | 10.5 |  | 17 | 3.308 | 2.15 | Maybe | R-32 | 30.8333 | Commercial | No
215386968 | Single Packaged Roof Top Units (Commercial Only) | DAIKIN | HSP-A | DHSA031B2BLDV*0B02630*G |  |  |  |  | 312000 |  |  | 296000 |  |  |  | 10.9 |  | 17.5 | 3.335 | 2.08 | Maybe | R-32 | 26 | Commercial | No
215386969 | Single Packaged Roof Top Units (Commercial Only) | DAIKIN | HSP-A | DHSA031B2BLDV*0B02560*G |  |  |  |  | 312000 |  |  | 296000 |  |  |  | 11 |  | 17.6 | 3.351 | 2.08 | Maybe | R-32 | 26 | Commercial | No
215386970 | Single Packaged Roof Top Units (Commercial Only) | DAIKIN | HSP-A | DHSA031B2BLDV*0B02500*G |  |  |  |  | 312000 |  |  | 296000 |  |  |  | 10.9 |  | 17.6 | 3.328 | 2.07 | Maybe | R-32 | 26 | Commercial | No
215386972 | Single Packaged Roof Top Units (Commercial Only) | DAIKIN | HSP-A | DHSA031B2BLDV*0B04560*G |  |  |  |  | 312000 |  |  | 296000 |  |  |  | 10.7 |  | 17.4 | 3.316 | 2.07 | Maybe | R-32 | 26 | Commercial | No
215386973 | Single Packaged Roof Top Units (Commercial Only) | DAIKIN | HSP-A | DHSA031B2BLDV*0B04500*G |  |  |  |  | 312000 |  |  | 296000 |  |  |  | 10.8 |  | 17.4 | 3.329 | 2.07 | Maybe | R-32 | 26 | Commercial | No
215386974 | Single Packaged Roof Top Units (Commercial Only) | DAIKIN | HSP-A | DHSA031B2BLDV*0B04450*G |  |  |  |  | 312000 |  |  | 296000 |  |  |  | 10.9 |  | 17.6 | 3.333 | 2.08 | Maybe | R-32 | 26 | Commercial | No
215386975 | Single Packaged Roof Top Units (Commercial Only) | DAIKIN | HSP-A | DHSA031B2BLDV*0B04355*G |  |  |  |  | 312000 |  |  | 298000 |  |  |  | 10.8 |  | 17.5 | 3.302 | 2.07 | Maybe | R-32 | 26 | Commercial | No
215386976 | Single Packaged Roof Top Units (Commercial Only) | DAIKIN | HSP-A | DHSA031B2BLAV*0B02630*G |  |  |  |  | 312000 |  |  | 294000 |  |  |  | 11.1 |  | 17.5 | 3.344 | 2.06 | Maybe | R-32 | 26 | Commercial | No
215386977 | Single Packaged Roof Top Units (Commercial Only) | DAIKIN | HSP-A | DHSA031B2BLAV*0B02560*G |  |  |  |  | 312000 |  |  | 294000 |  |  |  | 11.1 |  | 17.6 | 3.354 | 2.07 | Maybe | R-32 | 26 | Commercial | No
215386978 | Single Packaged Roof Top Units (Commercial Only) | DAIKIN | HSP-A | DHSA031B2BLAV*0B02500*G |  |  |  |  | 312000 |  |  | 294000 |  |  |  | 11 |  | 17.5 | 3.325 | 2.06 | Maybe | R-32 | 26 | Commercial | No
215386980 | Single Packaged Roof Top Units (Commercial Only) | DAIKIN | HSP-A | DHSA031B2BLAV*0B04560*G |  |  |  |  | 312000 |  |  | 294000 |  |  |  | 11 |  | 17.4 | 3.339 | 2.06 | Maybe | R-32 | 26 | Commercial | No
215386981 | Single Packaged Roof Top Units (Commercial Only) | DAIKIN | HSP-A | DHSA031B2BLAV*0B04500*G |  |  |  |  | 312000 |  |  | 294000 |  |  |  | 11 |  | 17.5 | 3.34 | 2.06 | Maybe | R-32 | 26 | Commercial | No
215386982 | Single Packaged Roof Top Units (Commercial Only) | DAIKIN | HSP-A | DHSA031B2BLAV*0B04450*G |  |  |  |  | 312000 |  |  | 294000 |  |  |  | 11.1 |  | 17.5 | 3.336 | 2.06 | Maybe | R-32 | 26 | Commercial | No
215386983 | Single Packaged Roof Top Units (Commercial Only) | DAIKIN | HSP-A | DHSA031B2BLAV*0B04355*G |  |  |  |  | 312000 |  |  | 296000 |  |  |  | 10.9 |  | 17.4 | 3.3 | 2.05 | Maybe | R-32 | 26 | Commercial | No
215386984 | Single Packaged Roof Top Units (Commercial Only) | DAIKIN | HSP-A | DHSA031B2BLBV*0B02630*G |  |  |  |  | 316000 |  |  | 294000 |  |  |  | 11.1 |  | 17.9 | 3.389 | 2.1 | Maybe | R-32 | 26.3333 | Commercial | No
215386985 | Single Packaged Roof Top Units (Commercial Only) | DAIKIN | HSP-A | DHSA031B2BLBV*0B02560*G |  |  |  |  | 318000 |  |  | 294000 |  |  |  | 11.2 |  | 18 | 3.402 | 2.1 | Maybe | R-32 | 26.5 | Commercial | No
215386986 | Single Packaged Roof Top Units (Commercial Only) | DAIKIN | HSP-A | DHSA031B2BLBV*0B02500*G |  |  |  |  | 316000 |  |  | 296000 |  |  |  | 11.1 |  | 17.9 | 3.374 | 2.09 | Maybe | R-32 | 26.3333 | Commercial | No
215386987 | Single Packaged Roof Top Units (Commercial Only) | DAIKIN | HSP-A | DHSA031B2BLBV*0B02450*G |  |  |  |  | 316000 |  |  | 296000 |  |  |  | 11 |  | 17.8 | 3.33 | 2.08 | Maybe | R-32 | 26.3333 | Commercial | No
215386988 | Single Packaged Roof Top Units (Commercial Only) | DAIKIN | HSP-A | DHSA031B2BLBV*0B04560*G |  |  |  |  | 316000 |  |  | 294000 |  |  |  | 11 |  | 17.8 | 3.379 | 2.09 | Maybe | R-32 | 26.3333 | Commercial | No
215386989 | Single Packaged Roof Top Units (Commercial Only) | DAIKIN | HSP-A | DHSA031B2BLBV*0B04500*G |  |  |  |  | 316000 |  |  | 294000 |  |  |  | 11.1 |  | 17.9 | 3.384 | 2.09 | Maybe | R-32 | 26.3333 | Commercial | No
215386990 | Single Packaged Roof Top Units (Commercial Only) | DAIKIN | HSP-A | DHSA031B2BLBV*0B04450*G |  |  |  |  | 316000 |  |  | 294000 |  |  |  | 11.1 |  | 17.9 | 3.383 | 2.09 | Maybe | R-32 | 26.3333 | Commercial | No
215386991 | Single Packaged Roof Top Units (Commercial Only) | DAIKIN | HSP-A | DHSA031B2BLBV*0B04355*G |  |  |  |  | 316000 |  |  | 296000 |  |  |  | 11 |  | 17.8 | 3.348 | 2.08 | Maybe | R-32 | 26.3333 | Commercial | No
215386992 | Single Packaged Roof Top Units (Commercial Only) | DAIKIN | HSP-A | DHSA035B2BLDV*0B02630*G |  |  |  |  | 366000 |  |  | 316000 |  |  |  | 10.2 |  | 16.9 | 3.422 | 2.1 | Maybe | R-32 | 30.5 | Commercial | No
215386993 | Single Packaged Roof Top Units (Commercial Only) | DAIKIN | HSP-A | DHSA035B2BLDV*0B02560*G |  |  |  |  | 366000 |  |  | 314000 |  |  |  | 10.2 |  | 17 | 3.442 | 2.1 | Maybe | R-32 | 30.5 | Commercial | No
215386994 | Single Packaged Roof Top Units (Commercial Only) | DAIKIN | HSP-A | DHSA035B2BLDV*0B02500*G |  |  |  |  | 366000 |  |  | 316000 |  |  |  | 10.2 |  | 16.9 | 3.408 | 2.09 | Maybe | R-32 | 30.5 | Commercial | No
215386995 | Single Packaged Roof Top Units (Commercial Only) | DAIKIN | HSP-A | DHSA035B2BLDV*0B02450*G |  |  |  |  | 364000 |  |  | 318000 |  |  |  | 10 |  | 16.8 | 3.352 | 2.08 | Maybe | R-32 | 30.3333 | Commercial | No
215386996 | Single Packaged Roof Top Units (Commercial Only) | DAIKIN | HSP-A | DHSA035B2BLDV*0B04560*G |  |  |  |  | 364000 |  |  | 316000 |  |  |  | 10 |  | 16.7 | 3.399 | 2.09 | Maybe | R-32 | 30.3333 | Commercial | No
215386997 | Single Packaged Roof Top Units (Commercial Only) | DAIKIN | HSP-A | DHSA035B2BLDV*0B04500*G |  |  |  |  | 364000 |  |  | 316000 |  |  |  | 10.1 |  | 16.8 | 3.414 | 2.09 | Maybe | R-32 | 30.3333 | Commercial | No
215386998 | Single Packaged Roof Top Units (Commercial Only) | DAIKIN | HSP-A | DHSA035B2BLDV*0B04450*G |  |  |  |  | 366000 |  |  | 316000 |  |  |  | 10.2 |  | 16.9 | 3.417 | 2.1 | Maybe | R-32 | 30.5 | Commercial | No
215386999 | Single Packaged Roof Top Units (Commercial Only) | DAIKIN | HSP-A | DHSA035B2BLDV*0B04355*G |  |  |  |  | 364000 |  |  | 316000 |  |  |  | 10.1 |  | 16.8 | 3.372 | 2.08 | Maybe | R-32 | 30.3333 | Commercial | No
215387000 | Single Packaged Roof Top Units (Commercial Only) | DAIKIN | HSP-A | DHSA035B2BLAV*0B02630*G |  |  |  |  | 366000 |  |  | 312000 |  |  |  | 10.4 |  | 16.9 | 3.332 | 2.06 | Maybe | R-32 | 30.5 | Commercial | No
215387001 | Single Packaged Roof Top Units (Commercial Only) | DAIKIN | HSP-A | DHSA035B2BLAV*0B02560*G |  |  |  |  | 368000 |  |  | 312000 |  |  |  | 10.4 |  | 17 | 3.344 | 2.07 | Maybe | R-32 | 30.6667 | Commercial | No
215387002 | Single Packaged Roof Top Units (Commercial Only) | DAIKIN | HSP-A | DHSA035B2BLAV*0B02500*G |  |  |  |  | 366000 |  |  | 314000 |  |  |  | 10.4 |  | 16.9 | 3.304 | 2.05 | Maybe | R-32 | 30.5 | Commercial | No
215387003 | Single Packaged Roof Top Units (Commercial Only) | DAIKIN | HSP-A | DHSA035B2BLAV*0B04560*G |  |  |  |  | 366000 |  |  | 312000 |  |  |  | 10.3 |  | 16.8 | 3.328 | 2.06 | Maybe | R-32 | 30.5 | Commercial | No
215387004 | Single Packaged Roof Top Units (Commercial Only) | DAIKIN | HSP-A | DHSA035B2BLAV*0B04500*G |  |  |  |  | 366000 |  |  | 312000 |  |  |  | 10.3 |  | 16.9 | 3.328 | 2.06 | Maybe | R-32 | 30.5 | Commercial | No
215387005 | Single Packaged Roof Top Units (Commercial Only) | DAIKIN | HSP-A | DHSA035B2BLAV*0B04450*G |  |  |  |  | 366000 |  |  | 312000 |  |  |  | 10.4 |  | 16.9 | 3.32 | 2.06 | Maybe | R-32 | 30.5 | Commercial | No
215387006 | Single Packaged Roof Top Units (Commercial Only) | DAIKIN | HSP-A | DHSA035B2BLBV*0B02630*G |  |  |  |  | 372000 |  |  | 314000 |  |  |  | 10.5 |  | 17.3 | 3.372 | 2.12 | Maybe | R-32 | 31 | Commercial | No
215387007 | Single Packaged Roof Top Units (Commercial Only) | DAIKIN | HSP-A | DHSA035B2BLBV*0B02560*G |  |  |  |  | 372000 |  |  | 312000 |  |  |  | 10.5 |  | 17.4 | 3.388 | 2.13 | Maybe | R-32 | 31 | Commercial | No
215387008 | Single Packaged Roof Top Units (Commercial Only) | DAIKIN | HSP-A | DHSA035B2BLBV*0B02500*G |  |  |  |  | 372000 |  |  | 314000 |  |  |  | 10.4 |  | 17.3 | 3.35 | 2.12 | Maybe | R-32 | 31 | Commercial | No
215387010 | Single Packaged Roof Top Units (Commercial Only) | DAIKIN | HSP-A | DHSA035B2BLBV*0B04560*G |  |  |  |  | 372000 |  |  | 314000 |  |  |  | 10.3 |  | 17.2 | 3.362 | 2.12 | Maybe | R-32 | 31 | Commercial | No
215387011 | Single Packaged Roof Top Units (Commercial Only) | DAIKIN | HSP-A | DHSA035B2BLBV*0B04500*G |  |  |  |  | 372000 |  |  | 314000 |  |  |  | 10.4 |  | 17.3 | 3.367 | 2.12 | Maybe | R-32 | 31 | Commercial | No
215387012 | Single Packaged Roof Top Units (Commercial Only) | DAIKIN | HSP-A | DHSA035B2BLBV*0B04450*G |  |  |  |  | 372000 |  |  | 314000 |  |  |  | 10.5 |  | 17.3 | 3.363 | 2.12 | Maybe | R-32 | 31 | Commercial | No
215387013 | Single Packaged Roof Top Units (Commercial Only) | DAIKIN | HSP-A | DHSA035B2BLBV*0B04355*G |  |  |  |  | 372000 |  |  | 316000 |  |  |  | 10.3 |  | 17.2 | 3.315 | 2.1 | Maybe | R-32 | 31 | Commercial | No
215387020 | Single Packaged Roof Top Units (Commercial Only) | DAIKIN | HSP-A | DHSA040B2BLBV*0B02630*G |  |  |  |  | 405000 |  |  | 344000 |  |  |  | 10.4 |  | 17.2 | 3.315 | 2.13 | Maybe | R-32 | 33.75 | Commercial | No
215387021 | Single Packaged Roof Top Units (Commercial Only) | DAIKIN | HSP-A | DHSA040B2BLBV*0B02560*G |  |  |  |  | 405000 |  |  | 342000 |  |  |  | 10.4 |  | 17.3 | 3.333 | 2.14 | Maybe | R-32 | 33.75 | Commercial | No
215387024 | Single Packaged Roof Top Units (Commercial Only) | DAIKIN | HSP-A | DHSA040B2BLBV*0B04560*G |  |  |  |  | 400000 |  |  | 344000 |  |  |  | 10.2 |  | 17.1 | 3.309 | 2.13 | Maybe | R-32 | 33.3333 | Commercial | No
215387025 | Single Packaged Roof Top Units (Commercial Only) | DAIKIN | HSP-A | DHSA040B2BLBV*0B04500*G |  |  |  |  | 405000 |  |  | 344000 |  |  |  | 10.3 |  | 17.1 | 3.311 | 2.13 | Maybe | R-32 | 33.75 | Commercial | No
215387026 | Single Packaged Roof Top Units (Commercial Only) | DAIKIN | HSP-A | DHSA040B2BLBV*0B04450*G |  |  |  |  | 405000 |  |  | 344000 |  |  |  | 10.4 |  | 17.2 | 3.301 | 2.13 | Maybe | R-32 | 33.75 | Commercial | No
215387028 | Single Packaged Roof Top Units (Commercial Only) | DAIKIN | HSP-A | DHSA045B2CMCV*0C04630*G |  |  |  |  | 470000 |  |  | 316000 |  |  |  | 10 |  | 16.3 | 3.375 | 2.2 | Maybe | R-32 | 39.1667 | Commercial | No
215387029 | Single Packaged Roof Top Units (Commercial Only) | DAIKIN | HSP-A | DHSA045B2CMCV*0C04560*G |  |  |  |  | 470000 |  |  | 316000 |  |  |  | 10 |  | 16.3 | 3.364 | 2.19 | Maybe | R-32 | 39.1667 | Commercial | No
215387030 | Single Packaged Roof Top Units (Commercial Only) | DAIKIN | HSP-A | DHSA045B2CMCV*0C04500*G |  |  |  |  | 470000 |  |  | 318000 |  |  |  | 10 |  | 16.3 | 3.334 | 2.18 | Maybe | R-32 | 39.1667 | Commercial | No
215387032 | Single Packaged Roof Top Units (Commercial Only) | DAIKIN | HSP-A | DHSA045B2CMCV*0C06450*G |  |  |  |  | 470000 |  |  | 316000 |  |  |  | 10 |  | 16.3 | 3.365 | 2.19 | Maybe | R-32 | 39.1667 | Commercial | No
215387033 | Single Packaged Roof Top Units (Commercial Only) | DAIKIN | HSP-A | DHSA045B2CMDV*0C04630*G |  |  |  |  | 475000 |  |  | 318000 |  |  |  | 10 |  | 16.5 | 3.376 | 2.22 | Maybe | R-32 | 39.5833 | Commercial | No
215387034 | Single Packaged Roof Top Units (Commercial Only) | DAIKIN | HSP-A | DHSA045B2CMDV*0C04560*G |  |  |  |  | 475000 |  |  | 318000 |  |  |  | 10 |  | 16.6 | 3.37 | 2.22 | Maybe | R-32 | 39.5833 | Commercial | No
215387035 | Single Packaged Roof Top Units (Commercial Only) | DAIKIN | HSP-A | DHSA045B2CMDV*0C04500*G |  |  |  |  | 475000 |  |  | 320000 |  |  |  | 10 |  | 16.5 | 3.345 | 2.21 | Maybe | R-32 | 39.5833 | Commercial | No
215387036 | Single Packaged Roof Top Units (Commercial Only) | DAIKIN | HSP-A | DHSA045B2CMDV*0C04450*G |  |  |  |  | 475000 |  |  | 322000 |  |  |  | 10 |  | 16.5 | 3.309 | 2.19 | Maybe | R-32 | 39.5833 | Commercial | No
215387038 | Single Packaged Roof Top Units (Commercial Only) | DAIKIN | HSP-A | DHSA045B2CMDV*0C06450*G |  |  |  |  | 480000 |  |  | 318000 |  |  |  | 10.1 |  | 16.6 | 3.375 | 2.22 | Maybe | R-32 | 40 | Commercial | No
215387039 | Single Packaged Roof Top Units (Commercial Only) | DAIKIN | HSP-A | DHSA045B2CMAV*0C04630*G |  |  |  |  | 480000 |  |  | 314000 |  |  |  | 10.3 |  | 16.5 | 3.444 | 2.23 | Maybe | R-32 | 40 | Commercial | No
215387040 | Single Packaged Roof Top Units (Commercial Only) | DAIKIN | HSP-A | DHSA045B2CMAV*0C04560*G |  |  |  |  | 480000 |  |  | 316000 |  |  |  | 10.3 |  | 16.5 | 3.428 | 2.22 | Maybe | R-32 | 40 | Commercial | No
215387041 | Single Packaged Roof Top Units (Commercial Only) | DAIKIN | HSP-A | DHSA045B2CMAV*0C04500*G |  |  |  |  | 480000 |  |  | 316000 |  |  |  | 10.2 |  | 16.5 | 3.394 | 2.21 | Maybe | R-32 | 40 | Commercial | No
215387042 | Single Packaged Roof Top Units (Commercial Only) | DAIKIN | HSP-A | DHSA045B2CMAV*0C04450*G |  |  |  |  | 480000 |  |  | 318000 |  |  |  | 10.2 |  | 16.4 | 3.35 | 2.2 | Maybe | R-32 | 40 | Commercial | No
215387044 | Single Packaged Roof Top Units (Commercial Only) | DAIKIN | HSP-A | DHSA045B2CMAV*0C06450*G |  |  |  |  | 480000 |  |  | 316000 |  |  |  | 10.3 |  | 16.5 | 3.425 | 2.22 | Maybe | R-32 | 40 | Commercial | No
215387045 | Single Packaged Roof Top Units (Commercial Only) | DAIKIN | HSP-A | DHSA045B2CMBV*0C04630*G |  |  |  |  | 485000 |  |  | 316000 |  |  |  | 10.4 |  | 16.9 | 3.452 | 2.25 | Maybe | R-32 | 40.4167 | Commercial | No
215387046 | Single Packaged Roof Top Units (Commercial Only) | DAIKIN | HSP-A | DHSA045B2CMBV*0C04560*G |  |  |  |  | 485000 |  |  | 316000 |  |  |  | 10.4 |  | 16.9 | 3.439 | 2.24 | Maybe | R-32 | 40.4167 | Commercial | No
215387047 | Single Packaged Roof Top Units (Commercial Only) | DAIKIN | HSP-A | DHSA045B2CMBV*0C04500*G |  |  |  |  | 485000 |  |  | 318000 |  |  |  | 10.3 |  | 16.9 | 3.408 | 2.23 | Maybe | R-32 | 40.4167 | Commercial | No
215387049 | Single Packaged Roof Top Units (Commercial Only) | DAIKIN | HSP-A | DHSA045B2CMBV*0C06450*G |  |  |  |  | 485000 |  |  | 316000 |  |  |  | 10.4 |  | 16.9 | 3.44 | 2.24 | Maybe | R-32 | 40.4167 | Commercial | No
215387056 | Single Packaged Roof Top Units (Commercial Only) | DAIKIN | HSP-A | DHSA055B2CMAV*0C04630*G |  |  |  |  | 580000 |  |  | 346000 |  |  |  | 10.1 |  | 15.7 | 3.352 | 2.22 | Maybe | R-32 | 48.3333 | Commercial | No
215387057 | Single Packaged Roof Top Units (Commercial Only) | DAIKIN | HSP-A | DHSA055B2CMAV*0C04560*G |  |  |  |  | 580000 |  |  | 346000 |  |  |  | 10 |  | 15.7 | 3.322 | 2.21 | Maybe | R-32 | 48.3333 | Commercial | No
215387060 | Single Packaged Roof Top Units (Commercial Only) | DAIKIN | HSP-A | DHSA055B2CMAV*0C06450*G |  |  |  |  | 580000 |  |  | 348000 |  |  |  | 10 |  | 15.7 | 3.313 | 2.2 | Maybe | R-32 | 48.3333 | Commercial | No
215387061 | Single Packaged Roof Top Units (Commercial Only) | DAIKIN | HSP-A | DHSA055B2CMBV*0C04630*G |  |  |  |  | 585000 |  |  | 348000 |  |  |  | 10.1 |  | 16 | 3.336 | 2.33 | Maybe | R-32 | 48.75 | Commercial | No
215387062 | Single Packaged Roof Top Units (Commercial Only) | DAIKIN | HSP-A | DHSA055B2CMBV*0C04560*G |  |  |  |  | 585000 |  |  | 348000 |  |  |  | 10.1 |  | 16 | 3.311 | 2.32 | Maybe | R-32 | 48.75 | Commercial | No
215387064 | Single Packaged Roof Top Units (Commercial Only) | DAIKIN | HSP-A | DHSA055B2CMBV*0C06450*G |  |  |  |  | 585000 |  |  | 350000 |  |  |  | 10.1 |  | 15.1 | 3.305 | 2.32 | Maybe | R-32 | 48.75 | Commercial | No
216607334 | Single Packaged Roof Top Units (Commercial Only) | CARRIER CORPORATION | HSP-A | 50FCQ*24*(2,3,5,6)**A***** |  |  |  |  | 240000 |  |  | 234000 |  |  |  | 9.8 |  | 14 | 3.3 | 2.3 | No | R-410A | 20 | Commercial | No
216607335 | Single Packaged Roof Top Units (Commercial Only) | CARRIER CORPORATION | HSP-A | 50FCQ*24*(H,J,K,L)**A***** |  |  |  |  | 240000 |  |  | 234000 |  |  |  | 9.7 |  | 14 | 3.3 | 2.3 | No | R-410A | 20 | Commercial | No
216607853 | Single Packaged Roof Top Units (Commercial Only) | AIRQUEST | HSP-A | RHV240**(2,3,5,6)*****A |  |  |  |  | 240000 |  |  | 234000 |  |  |  | 9.8 |  | 14 | 3.3 | 2.3 | No | R-410A | 20 | Commercial | No
216607854 | Single Packaged Roof Top Units (Commercial Only) | ARCOAIRE | HSP-A | RHV240**(2,3,5,6)*****A |  |  |  |  | 240000 |  |  | 234000 |  |  |  | 9.8 |  | 14 | 3.3 | 2.3 | No | R-410A | 20 | Commercial | No
216607855 | Single Packaged Roof Top Units (Commercial Only) | COMFORTMAKER | HSP-A | RHV240**(2,3,5,6)*****A |  |  |  |  | 240000 |  |  | 234000 |  |  |  | 9.8 |  | 14 | 3.3 | 2.3 | No | R-410A | 20 | Commercial | No
216607856 | Single Packaged Roof Top Units (Commercial Only) | DAY & NIGHT | HSP-A | RHV240**(2,3,5,6)*****A |  |  |  |  | 240000 |  |  | 234000 |  |  |  | 9.8 |  | 14 | 3.3 | 2.3 | No | R-410A | 20 | Commercial | No
216607857 | Single Packaged Roof Top Units (Commercial Only) | HEIL | HSP-A | RHV240**(2,3,5,6)*****A |  |  |  |  | 240000 |  |  | 234000 |  |  |  | 9.8 |  | 14 | 3.3 | 2.3 | No | R-410A | 20 | Commercial | No
216607858 | Single Packaged Roof Top Units (Commercial Only) | KEEPRITE | HSP-A | RHV240**(2,3,5,6)*****A |  |  |  |  | 240000 |  |  | 234000 |  |  |  | 9.8 |  | 14 | 3.3 | 2.3 | No | R-410A | 20 | Commercial | No
216607859 | Single Packaged Roof Top Units (Commercial Only) | TEMPSTAR | HSP-A | RHV240**(2,3,5,6)*****A |  |  |  |  | 240000 |  |  | 234000 |  |  |  | 9.8 |  | 14 | 3.3 | 2.3 | No | R-410A | 20 | Commercial | No
216607860 | Single Packaged Roof Top Units (Commercial Only) | ICP COMMERCIAL | HSP-A | RHV240**(2,3,5,6)*****A |  |  |  |  | 240000 |  |  | 234000 |  |  |  | 9.8 |  | 14 | 3.3 | 2.3 | No | R-410A | 20 | Commercial | No
216607861 | Single Packaged Roof Top Units (Commercial Only) | AIRQUEST | HSP-A | RHV240**(H,J,K,L)*****A |  |  |  |  | 240000 |  |  | 234000 |  |  |  | 9.7 |  | 14 | 3.3 | 2.3 | No | R-410A | 20 | Commercial | No
216607862 | Single Packaged Roof Top Units (Commercial Only) | ARCOAIRE | HSP-A | RHV240**(H,J,K,L)*****A |  |  |  |  | 240000 |  |  | 234000 |  |  |  | 9.7 |  | 14 | 3.3 | 2.3 | No | R-410A | 20 | Commercial | No
216607863 | Single Packaged Roof Top Units (Commercial Only) | COMFORTMAKER | HSP-A | RHV240**(H,J,K,L)*****A |  |  |  |  | 240000 |  |  | 234000 |  |  |  | 9.7 |  | 14 | 3.3 | 2.3 | No | R-410A | 20 | Commercial | No
216607864 | Single Packaged Roof Top Units (Commercial Only) | DAY & NIGHT | HSP-A | RHV240**(H,J,K,L)*****A |  |  |  |  | 240000 |  |  | 234000 |  |  |  | 9.7 |  | 14 | 3.3 | 2.3 | No | R-410A | 20 | Commercial | No
216607865 | Single Packaged Roof Top Units (Commercial Only) | HEIL | HSP-A | RHV240**(H,J,K,L)*****A |  |  |  |  | 240000 |  |  | 234000 |  |  |  | 9.7 |  | 14 | 3.3 | 2.3 | No | R-410A | 20 | Commercial | No
216607866 | Single Packaged Roof Top Units (Commercial Only) | KEEPRITE | HSP-A | RHV240**(H,J,K,L)*****A |  |  |  |  | 240000 |  |  | 234000 |  |  |  | 9.7 |  | 14 | 3.3 | 2.3 | No | R-410A | 20 | Commercial | No
216607867 | Single Packaged Roof Top Units (Commercial Only) | TEMPSTAR | HSP-A | RHV240**(H,J,K,L)*****A |  |  |  |  | 240000 |  |  | 234000 |  |  |  | 9.7 |  | 14 | 3.3 | 2.3 | No | R-410A | 20 | Commercial | No
216607868 | Single Packaged Roof Top Units (Commercial Only) | ICP COMMERCIAL | HSP-A | RHV240**(H,J,K,L)*****A |  |  |  |  | 240000 |  |  | 234000 |  |  |  | 9.7 |  | 14 | 3.3 | 2.3 | No | R-410A | 20 | Commercial | No
215390983 | Single Packaged Roof Top Units (Commercial Only) | TRANE | HSP-A | WHK240A(3,4,W)**0***0 |  |  |  |  | 240000 |  |  | 218000 |  |  |  | 10.9 |  | 16.4 | 3.5 | 2.25 | No | R-454B | 20 | Commercial | No
215390984 | Single Packaged Roof Top Units (Commercial Only) | TRANE | HSP-A | WHK240A(3,4,W)**(N,P,R)***0 |  |  |  |  | 240000 |  |  | 218000 |  |  |  | 10.9 |  | 16.4 | 3.5 | 2.25 | No | R-454B | 20 | Commercial | No
215390985 | Single Packaged Roof Top Units (Commercial Only) | TRANE | HSPY-A | DHK240A(3,4,W)*(0,A)(L,M,H)***0 |  |  |  |  | 240000 |  |  | 218000 |  |  |  | 10.8 |  | 16.1 | 3.5 | 2.25 | Yes | R-454B | 20 | Commercial | No
215390986 | Single Packaged Roof Top Units (Commercial Only) | TRANE | HSPY-A | DHK240A(3,4,W)*B(L,H)***0 |  |  |  |  | 240000 |  |  | 218000 |  |  |  | 10.4 |  | 15.9 | 3.4 | 2.25 | Yes | R-454B | 20 | Commercial | No
215390987 | Single Packaged Roof Top Units (Commercial Only) | AMERICAN STANDARD | HSP-A | WHK240A(3,4,W)**0***0 |  |  |  |  | 240000 |  |  | 218000 |  |  |  | 10.9 |  | 16.4 | 3.5 | 2.25 | No | R-454B | 20 | Commercial | No
215390988 | Single Packaged Roof Top Units (Commercial Only) | AMERICAN STANDARD | HSP-A | WHK240A(3,4,W)**(N,P,R)***0 |  |  |  |  | 240000 |  |  | 218000 |  |  |  | 10.9 |  | 16.4 | 3.5 | 2.25 | No | R-454B | 20 | Commercial | No
215390989 | Single Packaged Roof Top Units (Commercial Only) | AMERICAN STANDARD | HSPY-A | DHK240A(3,4,W)*(0,A)(L,M,H)***0 |  |  |  |  | 240000 |  |  | 218000 |  |  |  | 10.8 |  | 16.1 | 3.5 | 2.25 | Yes | R-454B | 20 | Commercial | No
215390990 | Single Packaged Roof Top Units (Commercial Only) | AMERICAN STANDARD | HSPY-A | DHK240A(3,4,W)*B(L,H)***0 |  |  |  |  | 240000 |  |  | 218000 |  |  |  | 10.4 |  | 15.9 | 3.4 | 2.25 | Yes | R-454B | 20 | Commercial | No
215390991 | Single Packaged Roof Top Units (Commercial Only) | TRANE | HSP-A | WHK240A(3,4,W)**0***2 |  |  |  |  | 240000 |  |  | 218000 |  |  |  | 10.9 |  | 16.9 | 3.5 | 2.25 | No | R-454B | 20 | Commercial | No
215390992 | Single Packaged Roof Top Units (Commercial Only) | TRANE | HSP-A | WHK240A(3,4,W)**(N,P,R)***2 |  |  |  |  | 240000 |  |  | 218000 |  |  |  | 10.9 |  | 16.9 | 3.5 | 2.25 | No | R-454B | 20 | Commercial | No
215390993 | Single Packaged Roof Top Units (Commercial Only) | TRANE | HSPY-A | DHK240A(3,4,W)*(0,A)(L,M,H)***2 |  |  |  |  | 240000 |  |  | 218000 |  |  |  | 10.8 |  | 16.6 | 3.5 | 2.25 | Yes | R-454B | 20 | Commercial | No
215390994 | Single Packaged Roof Top Units (Commercial Only) | TRANE | HSPY-A | DHK240A(3,4,W)*B(L,H)***2 |  |  |  |  | 240000 |  |  | 218000 |  |  |  | 10.4 |  | 16.4 | 3.4 | 2.25 | Yes | R-454B | 20 | Commercial | No
215390995 | Single Packaged Roof Top Units (Commercial Only) | AMERICAN STANDARD | HSP-A | WHK240A(3,4,W)**0***2 |  |  |  |  | 240000 |  |  | 218000 |  |  |  | 10.9 |  | 16.9 | 3.5 | 2.25 | No | R-454B | 20 | Commercial | No
215390996 | Single Packaged Roof Top Units (Commercial Only) | AMERICAN STANDARD | HSP-A | WHK240A(3,4,W)**(N,P,R)***2 |  |  |  |  | 240000 |  |  | 218000 |  |  |  | 10.9 |  | 16.9 | 3.5 | 2.25 | No | R-454B | 20 | Commercial | No
215390997 | Single Packaged Roof Top Units (Commercial Only) | AMERICAN STANDARD | HSPY-A | DHK240A(3,4,W)*(0,A)(L,M,H)***2 |  |  |  |  | 240000 |  |  | 218000 |  |  |  | 10.8 |  | 16.6 | 3.5 | 2.25 | Yes | R-454B | 20 | Commercial | No
215390998 | Single Packaged Roof Top Units (Commercial Only) | AMERICAN STANDARD | HSPY-A | DHK240A(3,4,W)*B(L,H)***2 |  |  |  |  | 240000 |  |  | 218000 |  |  |  | 10.4 |  | 16.4 | 3.4 | 2.25 | Yes | R-454B | 20 | Commercial | No
215390999 | Single Packaged Roof Top Units (Commercial Only) | TRANE | HSP-A | WHK240A(3,4,W)**0***4 |  |  |  |  | 240000 |  |  | 218000 |  |  |  | 10.9 |  | 16.9 | 3.5 | 2.25 | No | R-454B | 20 | Commercial | No
215391000 | Single Packaged Roof Top Units (Commercial Only) | TRANE | HSP-A | WHK240A(3,4,W)**(N,P,R)***4 |  |  |  |  | 240000 |  |  | 218000 |  |  |  | 10.9 |  | 16.9 | 3.5 | 2.25 | No | R-454B | 20 | Commercial | No
215391001 | Single Packaged Roof Top Units (Commercial Only) | TRANE | HSPY-A | DHK240A(3,4,W)*(0,A)(L,M,H)***4 |  |  |  |  | 240000 |  |  | 218000 |  |  |  | 10.8 |  | 16.6 | 3.5 | 2.25 | Yes | R-454B | 20 | Commercial | No
215391002 | Single Packaged Roof Top Units (Commercial Only) | TRANE | HSPY-A | DHK240A(3,4,W)*B(L,H)***4 |  |  |  |  | 240000 |  |  | 218000 |  |  |  | 10.4 |  | 16.4 | 3.4 | 2.25 | Yes | R-454B | 20 | Commercial | No
215391003 | Single Packaged Roof Top Units (Commercial Only) | AMERICAN STANDARD | HSP-A | WHK240A(3,4,W)**0***4 |  |  |  |  | 240000 |  |  | 218000 |  |  |  | 10.9 |  | 16.9 | 3.5 | 2.25 | No | R-454B | 20 | Commercial | No
215391004 | Single Packaged Roof Top Units (Commercial Only) | AMERICAN STANDARD | HSP-A | WHK240A(3,4,W)**(N,P,R)***4 |  |  |  |  | 240000 |  |  | 218000 |  |  |  | 10.9 |  | 16.9 | 3.5 | 2.25 | No | R-454B | 20 | Commercial | No
215391005 | Single Packaged Roof Top Units (Commercial Only) | AMERICAN STANDARD | HSPY-A | DHK240A(3,4,W)*(0,A)(L,M,H)***4 |  |  |  |  | 240000 |  |  | 218000 |  |  |  | 10.8 |  | 16.6 | 3.5 | 2.25 | Yes | R-454B | 20 | Commercial | No
215391006 | Single Packaged Roof Top Units (Commercial Only) | AMERICAN STANDARD | HSPY-A | DHK240A(3,4,W)*B(L,H)***4 |  |  |  |  | 240000 |  |  | 218000 |  |  |  | 10.4 |  | 16.4 | 3.4 | 2.25 | Yes | R-454B | 20 | Commercial | No
215391077 | Single Packaged Roof Top Units (Commercial Only) | TRANE | HSP-A | WHK300A(3,4,W)**0***0 |  |  |  |  | 260000 |  |  | 238000 |  |  |  | 10.1 |  | 15.5 | 3.4 | 2.05 | No | R-454B | 21.6667 | Commercial | No
215391078 | Single Packaged Roof Top Units (Commercial Only) | TRANE | HSP-A | WHK300A(3,4,W)**(N,P,R)***0 |  |  |  |  | 260000 |  |  | 238000 |  |  |  | 10.1 |  | 15.5 | 3.4 | 2.05 | No | R-454B | 21.6667 | Commercial | No
215391079 | Single Packaged Roof Top Units (Commercial Only) | TRANE | HSPY-A | DHK300A(3,4,W)*(0,A)(L,M,H)***0 |  |  |  |  | 260000 |  |  | 238000 |  |  |  | 9.9 |  | 15.1 | 3.4 | 2.05 | Yes | R-454B | 21.6667 | Commercial | No
215391081 | Single Packaged Roof Top Units (Commercial Only) | AMERICAN STANDARD | HSP-A | WHK300A(3,4,W)**0***0 |  |  |  |  | 260000 |  |  | 238000 |  |  |  | 10.1 |  | 15.5 | 3.4 | 2.05 | No | R-454B | 21.6667 | Commercial | No
215391082 | Single Packaged Roof Top Units (Commercial Only) | AMERICAN STANDARD | HSP-A | WHK300A(3,4,W)**(N,P,R)***0 |  |  |  |  | 260000 |  |  | 238000 |  |  |  | 10.1 |  | 15.5 | 3.4 | 2.05 | No | R-454B | 21.6667 | Commercial | No
215391083 | Single Packaged Roof Top Units (Commercial Only) | AMERICAN STANDARD | HSPY-A | DHK300A(3,4,W)*(0,A)(L,M,H)***0 |  |  |  |  | 260000 |  |  | 238000 |  |  |  | 9.9 |  | 15.1 | 3.4 | 2.05 | Yes | R-454B | 21.6667 | Commercial | No
215391085 | Single Packaged Roof Top Units (Commercial Only) | TRANE | HSP-A | WHK300A(3,4,W)**0***2 |  |  |  |  | 260000 |  |  | 238000 |  |  |  | 10.1 |  | 16 | 3.4 | 2.05 | No | R-454B | 21.6667 | Commercial | No
215391086 | Single Packaged Roof Top Units (Commercial Only) | TRANE | HSP-A | WHK300A(3,4,W)**(N,P,R)***2 |  |  |  |  | 260000 |  |  | 238000 |  |  |  | 10.1 |  | 16 | 3.4 | 2.05 | No | R-454B | 21.6667 | Commercial | No
215391087 | Single Packaged Roof Top Units (Commercial Only) | TRANE | HSPY-A | DHK300A(3,4,W)*(0,A)(L,M,H)***2 |  |  |  |  | 260000 |  |  | 238000 |  |  |  | 9.9 |  | 15.6 | 3.4 | 2.05 | Yes | R-454B | 21.6667 | Commercial | No
215391089 | Single Packaged Roof Top Units (Commercial Only) | AMERICAN STANDARD | HSP-A | WHK300A(3,4,W)**0***2 |  |  |  |  | 260000 |  |  | 238000 |  |  |  | 10.1 |  | 16 | 3.4 | 2.05 | No | R-454B | 21.6667 | Commercial | No
215391090 | Single Packaged Roof Top Units (Commercial Only) | AMERICAN STANDARD | HSP-A | WHK300A(3,4,W)**(N,P,R)***2 |  |  |  |  | 260000 |  |  | 238000 |  |  |  | 10.1 |  | 16 | 3.4 | 2.05 | No | R-454B | 21.6667 | Commercial | No
215391091 | Single Packaged Roof Top Units (Commercial Only) | AMERICAN STANDARD | HSPY-A | DHK300A(3,4,W)*(0,A)(L,M,H)***2 |  |  |  |  | 260000 |  |  | 238000 |  |  |  | 9.9 |  | 15.6 | 3.4 | 2.05 | Yes | R-454B | 21.6667 | Commercial | No
215391093 | Single Packaged Roof Top Units (Commercial Only) | TRANE | HSP-A | WHK300A(3,4,W)**0***4 |  |  |  |  | 260000 |  |  | 238000 |  |  |  | 10.1 |  | 16 | 3.4 | 2.05 | No | R-454B | 21.6667 | Commercial | No
215391094 | Single Packaged Roof Top Units (Commercial Only) | TRANE | HSP-A | WHK300A(3,4,W)**(N,P,R)***4 |  |  |  |  | 260000 |  |  | 238000 |  |  |  | 10.1 |  | 16 | 3.4 | 2.05 | No | R-454B | 21.6667 | Commercial | No
215391095 | Single Packaged Roof Top Units (Commercial Only) | TRANE | HSPY-A | DHK300A(3,4,W)*(0,A)(L,M,H)***4 |  |  |  |  | 260000 |  |  | 238000 |  |  |  | 9.9 |  | 15.6 | 3.4 | 2.05 | Yes | R-454B | 21.6667 | Commercial | No
215391097 | Single Packaged Roof Top Units (Commercial Only) | AMERICAN STANDARD | HSP-A | WHK300A(3,4,W)**0***4 |  |  |  |  | 260000 |  |  | 238000 |  |  |  | 10.1 |  | 16 | 3.4 | 2.05 | No | R-454B | 21.6667 | Commercial | No
215391098 | Single Packaged Roof Top Units (Commercial Only) | AMERICAN STANDARD | HSP-A | WHK300A(3,4,W)**(N,P,R)***4 |  |  |  |  | 260000 |  |  | 238000 |  |  |  | 10.1 |  | 16 | 3.4 | 2.05 | No | R-454B | 21.6667 | Commercial | No
215391099 | Single Packaged Roof Top Units (Commercial Only) | AMERICAN STANDARD | HSPY-A | DHK300A(3,4,W)*(0,A)(L,M,H)***4 |  |  |  |  | 260000 |  |  | 238000 |  |  |  | 9.9 |  | 15.6 | 3.4 | 2.05 | Yes | R-454B | 21.6667 | Commercial | No
207796627 | Single Packaged Roof Top Units (Commercial Only) | LG | HSP-A | AK-W240LC00 |  |  |  |  | 240000 |  |  | 240000 |  |  |  | 11.3 |  | 19 | 3.38 | 2.3 | No | R-410A | 20 | Commercial | No
215297413 | Single Packaged Roof Top Units (Commercial Only) | DAIKIN | HSP-A | DHSA035B*BMDVF0B04500*0 |  |  |  |  | 368000 |  |  | 288000 |  |  |  | 10.7 |  | 17.2 | 3.31 | 2.2 | Maybe | R-32 | 30.6667 | Commercial | No
215386418 | Single Packaged Roof Top Units (Commercial Only) | DAIKIN | HSP-A | DHSA031B2BMBV*0B02630*0 |  |  |  |  | 318000 |  |  | 266000 |  |  |  | 10.7 |  | 16.9 | 3.322 | 2.07 | Maybe | R-32 | 26.5 | Commercial | No
215386419 | Single Packaged Roof Top Units (Commercial Only) | DAIKIN | HSP-A | DHSA031B2BMBV*0B02560*0 |  |  |  |  | 318000 |  |  | 266000 |  |  |  | 10.8 |  | 17 | 3.335 | 2.08 | Maybe | R-32 | 26.5 | Commercial | No
215386420 | Single Packaged Roof Top Units (Commercial Only) | DAIKIN | HSP-A | DHSA031B2BMBV*0B02500*0 |  |  |  |  | 318000 |  |  | 266000 |  |  |  | 10.7 |  | 16.9 | 3.305 | 2.07 | Maybe | R-32 | 26.5 | Commercial | No
215386422 | Single Packaged Roof Top Units (Commercial Only) | DAIKIN | HSP-A | DHSA031B2BMBV*0B04560*0 |  |  |  |  | 316000 |  |  | 266000 |  |  |  | 10.6 |  | 16.8 | 3.311 | 2.07 | Maybe | R-32 | 26.3333 | Commercial | No
215386423 | Single Packaged Roof Top Units (Commercial Only) | DAIKIN | HSP-A | DHSA031B2BMBV*0B04500*0 |  |  |  |  | 316000 |  |  | 266000 |  |  |  | 10.6 |  | 16.9 | 3.316 | 2.07 | Maybe | R-32 | 26.3333 | Commercial | No
215386424 | Single Packaged Roof Top Units (Commercial Only) | DAIKIN | HSP-A | DHSA031B2BMBV*0B04450*0 |  |  |  |  | 318000 |  |  | 266000 |  |  |  | 10.7 |  | 16.9 | 3.315 | 2.07 | Maybe | R-32 | 26.5 | Commercial | No
215386434 | Single Packaged Roof Top Units (Commercial Only) | DAIKIN | HSP-A | DHSA031B2BMDVF0B02630*0 |  |  |  |  | 312000 |  |  | 266000 |  |  |  | 11 |  | 17.5 | 3.302 | 2.15 | Maybe | R-32 | 26 | Commercial | No
215386435 | Single Packaged Roof Top Units (Commercial Only) | DAIKIN | HSP-A | DHSA031B2BMDVF0B02560*0 |  |  |  |  | 314000 |  |  | 266000 |  |  |  | 11 |  | 17.6 | 3.319 | 2.16 | Maybe | R-32 | 26.1667 | Commercial | No
215386440 | Single Packaged Roof Top Units (Commercial Only) | DAIKIN | HSP-A | DHSA031B2BMDVF0B04450*0 |  |  |  |  | 312000 |  |  | 266000 |  |  |  | 11 |  | 17.5 | 3.3 | 2.15 | Maybe | R-32 | 26 | Commercial | No
215386442 | Single Packaged Roof Top Units (Commercial Only) | DAIKIN | HSP-A | DHSA031B2BMAVF0B02630*0 |  |  |  |  | 312000 |  |  | 264000 |  |  |  | 11.2 |  | 17.5 | 3.316 | 2.16 | Maybe | R-32 | 26 | Commercial | No
215386443 | Single Packaged Roof Top Units (Commercial Only) | DAIKIN | HSP-A | DHSA031B2BMAVF0B02560*0 |  |  |  |  | 314000 |  |  | 264000 |  |  |  | 11.2 |  | 17.5 | 3.327 | 2.17 | Maybe | R-32 | 26.1667 | Commercial | No
215386446 | Single Packaged Roof Top Units (Commercial Only) | DAIKIN | HSP-A | DHSA031B2BMAVF0B04560*0 |  |  |  |  | 312000 |  |  | 264000 |  |  |  | 11.1 |  | 17.4 | 3.311 | 2.16 | Maybe | R-32 | 26 | Commercial | No
215386447 | Single Packaged Roof Top Units (Commercial Only) | DAIKIN | HSP-A | DHSA031B2BMAVF0B04500*0 |  |  |  |  | 312000 |  |  | 264000 |  |  |  | 11.1 |  | 17.4 | 3.312 | 2.16 | Maybe | R-32 | 26 | Commercial | No
215386448 | Single Packaged Roof Top Units (Commercial Only) | DAIKIN | HSP-A | DHSA031B2BMAVF0B04450*0 |  |  |  |  | 312000 |  |  | 266000 |  |  |  | 11.1 |  | 17.5 | 3.307 | 2.16 | Maybe | R-32 | 26 | Commercial | No
215386450 | Single Packaged Roof Top Units (Commercial Only) | DAIKIN | HSP-A | DHSA031B2BMBVF0B02630*0 |  |  |  |  | 318000 |  |  | 266000 |  |  |  | 11.2 |  | 17.8 | 3.354 | 2.19 | Maybe | R-32 | 26.5 | Commercial | No
215386451 | Single Packaged Roof Top Units (Commercial Only) | DAIKIN | HSP-A | DHSA031B2BMBVF0B02560*0 |  |  |  |  | 318000 |  |  | 266000 |  |  |  | 11.3 |  | 17.9 | 3.368 | 2.2 | Maybe | R-32 | 26.5 | Commercial | No
215386452 | Single Packaged Roof Top Units (Commercial Only) | DAIKIN | HSP-A | DHSA031B2BMBVF0B02500*0 |  |  |  |  | 318000 |  |  | 266000 |  |  |  | 11.2 |  | 17.8 | 3.338 | 2.19 | Maybe | R-32 | 26.5 | Commercial | No
215386454 | Single Packaged Roof Top Units (Commercial Only) | DAIKIN | HSP-A | DHSA031B2BMBVF0B04560*0 |  |  |  |  | 316000 |  |  | 266000 |  |  |  | 11.1 |  | 17.7 | 3.343 | 2.19 | Maybe | R-32 | 26.3333 | Commercial | No
215386455 | Single Packaged Roof Top Units (Commercial Only) | DAIKIN | HSP-A | DHSA031B2BMBVF0B04500*0 |  |  |  |  | 316000 |  |  | 266000 |  |  |  | 11.2 |  | 17.7 | 3.349 | 2.19 | Maybe | R-32 | 26.3333 | Commercial | No
215386456 | Single Packaged Roof Top Units (Commercial Only) | DAIKIN | HSP-A | DHSA031B2BMBVF0B04450*0 |  |  |  |  | 318000 |  |  | 266000 |  |  |  | 11.2 |  | 17.8 | 3.347 | 2.19 | Maybe | R-32 | 26.5 | Commercial | No
215386457 | Single Packaged Roof Top Units (Commercial Only) | DAIKIN | HSP-A | DHSA031B2BMBVF0B04355*0 |  |  |  |  | 316000 |  |  | 266000 |  |  |  | 11.1 |  | 17.7 | 3.31 | 2.18 | Maybe | R-32 | 26.3333 | Commercial | No
215386470 | Single Packaged Roof Top Units (Commercial Only) | DAIKIN | HSP-A | DHSA035B2BMBV*0B02630*0 |  |  |  |  | 370000 |  |  | 284000 |  |  |  | 10 |  | 16.1 | 3.408 | 2.09 | Maybe | R-32 | 30.8333 | Commercial | No
215386471 | Single Packaged Roof Top Units (Commercial Only) | DAIKIN | HSP-A | DHSA035B2BMBV*0B02560*0 |  |  |  |  | 372000 |  |  | 282000 |  |  |  | 10 |  | 16.1 | 3.426 | 2.09 | Maybe | R-32 | 31 | Commercial | No
215386472 | Single Packaged Roof Top Units (Commercial Only) | DAIKIN | HSP-A | DHSA035B2BMBV*0B02500*0 |  |  |  |  | 370000 |  |  | 284000 |  |  |  | 10 |  | 16 | 3.383 | 2.08 | Maybe | R-32 | 30.8333 | Commercial | No
215386473 | Single Packaged Roof Top Units (Commercial Only) | DAIKIN | HSP-A | DHSA035B2BMBV*0B02450*0 |  |  |  |  | 370000 |  |  | 286000 |  |  |  | 9.8 |  | 15.9 | 3.319 | 2.06 | Maybe | R-32 | 30.8333 | Commercial | No
215386474 | Single Packaged Roof Top Units (Commercial Only) | DAIKIN | HSP-A | DHSA035B2BMBV*0B04560*0 |  |  |  |  | 370000 |  |  | 284000 |  |  |  | 9.9 |  | 15.9 | 3.397 | 2.08 | Maybe | R-32 | 30.8333 | Commercial | No
215386475 | Single Packaged Roof Top Units (Commercial Only) | DAIKIN | HSP-A | DHSA035B2BMBV*0B04500*0 |  |  |  |  | 370000 |  |  | 284000 |  |  |  | 9.9 |  | 16 | 3.402 | 2.09 | Maybe | R-32 | 30.8333 | Commercial | No
215386476 | Single Packaged Roof Top Units (Commercial Only) | DAIKIN | HSP-A | DHSA035B2BMBV*0B04450*0 |  |  |  |  | 370000 |  |  | 284000 |  |  |  | 10 |  | 16 | 3.398 | 2.08 | Maybe | R-32 | 30.8333 | Commercial | No
215386477 | Single Packaged Roof Top Units (Commercial Only) | DAIKIN | HSP-A | DHSA035B2BMBV*0B04355*0 |  |  |  |  | 370000 |  |  | 286000 |  |  |  | 9.9 |  | 15.9 | 3.345 | 2.07 | Maybe | R-32 | 30.8333 | Commercial | No
215386490 | Single Packaged Roof Top Units (Commercial Only) | DAIKIN | HSP-A | DHSA035B2BMAVF0B02630*0 |  |  |  |  | 366000 |  |  | 282000 |  |  |  | 10.7 |  | 17.1 | 3.301 | 2.17 | Maybe | R-32 | 30.5 | Commercial | No
215386491 | Single Packaged Roof Top Units (Commercial Only) | DAIKIN | HSP-A | DHSA035B2BMAVF0B02560*0 |  |  |  |  | 366000 |  |  | 282000 |  |  |  | 10.8 |  | 17.1 | 3.314 | 2.17 | Maybe | R-32 | 30.5 | Commercial | No
215386498 | Single Packaged Roof Top Units (Commercial Only) | DAIKIN | HSP-A | DHSA035B2BMBVF0B02630*0 |  |  |  |  | 370000 |  |  | 284000 |  |  |  | 10.8 |  | 17.4 | 3.441 | 2.2 | Maybe | R-32 | 30.8333 | Commercial | No
215386499 | Single Packaged Roof Top Units (Commercial Only) | DAIKIN | HSP-A | DHSA035B2BMBVF0B02560*0 |  |  |  |  | 372000 |  |  | 282000 |  |  |  | 10.9 |  | 17.4 | 3.459 | 2.2 | Maybe | R-32 | 31 | Commercial | No
215386500 | Single Packaged Roof Top Units (Commercial Only) | DAIKIN | HSP-A | DHSA035B2BMBVF0B02500*0 |  |  |  |  | 370000 |  |  | 284000 |  |  |  | 10.8 |  | 17.4 | 3.415 | 2.19 | Maybe | R-32 | 30.8333 | Commercial | No
215386501 | Single Packaged Roof Top Units (Commercial Only) | DAIKIN | HSP-A | DHSA035B2BMBVF0B02450*0 |  |  |  |  | 370000 |  |  | 286000 |  |  |  | 10.6 |  | 17.2 | 3.349 | 2.17 | Maybe | R-32 | 30.8333 | Commercial | No
215386502 | Single Packaged Roof Top Units (Commercial Only) | DAIKIN | HSP-A | DHSA035B2BMBVF0B04560*0 |  |  |  |  | 370000 |  |  | 284000 |  |  |  | 10.7 |  | 17.2 | 3.429 | 2.2 | Maybe | R-32 | 30.8333 | Commercial | No
215386503 | Single Packaged Roof Top Units (Commercial Only) | DAIKIN | HSP-A | DHSA035B2BMBVF0B04500*0 |  |  |  |  | 370000 |  |  | 284000 |  |  |  | 10.7 |  | 17.3 | 3.434 | 2.2 | Maybe | R-32 | 30.8333 | Commercial | No
215386504 | Single Packaged Roof Top Units (Commercial Only) | DAIKIN | HSP-A | DHSA035B2BMBVF0B04450*0 |  |  |  |  | 370000 |  |  | 284000 |  |  |  | 10.8 |  | 17.4 | 3.43 | 2.2 | Maybe | R-32 | 30.8333 | Commercial | No
215386505 | Single Packaged Roof Top Units (Commercial Only) | DAIKIN | HSP-A | DHSA035B2BMBVF0B04355*0 |  |  |  |  | 370000 |  |  | 286000 |  |  |  | 10.7 |  | 17.2 | 3.376 | 2.18 | Maybe | R-32 | 30.8333 | Commercial | No
215215627 | Single Packaged Roof Top Units (Commercial Only) | DAIKIN | HSPY-A | DHSA060B*CMAV*0C06450*E |  |  |  |  | 620000 |  |  | 400000 |  |  |  | 10.2 |  | 15.6 | 3.33 | 2.27 | Maybe | R-32 | 51.6667 | Commercial | No
215215628 | Single Packaged Roof Top Units (Commercial Only) | DAIKIN | HSPY-A | DHSA060B*CMBV*0C04630*E |  |  |  |  | 630000 |  |  | 400000 |  |  |  | 10.3 |  | 16 | 3.365 | 2.31 | Maybe | R-32 | 52.5 | Commercial | No
215215629 | Single Packaged Roof Top Units (Commercial Only) | DAIKIN | HSPY-A | DHSA060B*CMBV*0C04560*E |  |  |  |  | 630000 |  |  | 400000 |  |  |  | 10.2 |  | 15.9 | 3.334 | 2.3 | Maybe | R-32 | 52.5 | Commercial | No
215215632 | Single Packaged Roof Top Units (Commercial Only) | DAIKIN | HSPY-A | DHSA060B*CMBV*0C06450*E |  |  |  |  | 630000 |  |  | 405000 |  |  |  | 10.2 |  | 15.9 | 3.325 | 2.29 | Maybe | R-32 | 52.5 | Commercial | No
215215633 | Single Packaged Roof Top Units (Commercial Only) | DAIKIN | HSPY-A | DHSA068B*CMAV*0C04630*E |  |  |  |  | 715000 |  |  | 398000 |  |  |  | 9.6 |  | 15.1 | 3.379 | 2.29 | Maybe | R-32 | 59.5833 | Commercial | No
215215634 | Single Packaged Roof Top Units (Commercial Only) | DAIKIN | HSPY-A | DHSA068B*CMAV*0C04560*E |  |  |  |  | 715000 |  |  | 400000 |  |  |  | 9.6 |  | 15 | 3.342 | 2.27 | Maybe | R-32 | 59.5833 | Commercial | No
215215638 | Single Packaged Roof Top Units (Commercial Only) | DAIKIN | HSPY-A | DHSA068B*CMBV*0C04630*E |  |  |  |  | 725000 |  |  | 400000 |  |  |  | 9.6 |  | 15.2 | 3.365 | 2.31 | Maybe | R-32 | 60.4167 | Commercial | No
215215639 | Single Packaged Roof Top Units (Commercial Only) | DAIKIN | HSPY-A | DHSA068B*CMBV*0C04560*E |  |  |  |  | 725000 |  |  | 400000 |  |  |  | 9.6 |  | 15.2 | 3.334 | 2.3 | Maybe | R-32 | 60.4167 | Commercial | No
215215648 | Single Packaged Roof Top Units (Commercial Only) | DAIKIN | HSPY-A | DHSA031B*BMBV*0B02630*G |  |  |  |  | 322000 |  |  | 270000 |  |  |  | 10.8 |  | 17 | 3.322 | 2.07 | Maybe | R-32 | 26.8333 | Commercial | No
215215649 | Single Packaged Roof Top Units (Commercial Only) | DAIKIN | HSPY-A | DHSA031B*BMBV*0B02560*G |  |  |  |  | 322000 |  |  | 270000 |  |  |  | 10.9 |  | 17.1 | 3.335 | 2.08 | Maybe | R-32 | 26.8333 | Commercial | No
215215650 | Single Packaged Roof Top Units (Commercial Only) | DAIKIN | HSPY-A | DHSA031B*BMBV*0B02500*G |  |  |  |  | 322000 |  |  | 270000 |  |  |  | 10.8 |  | 17 | 3.305 | 2.07 | Maybe | R-32 | 26.8333 | Commercial | No
215215652 | Single Packaged Roof Top Units (Commercial Only) | DAIKIN | HSPY-A | DHSA031B*BMBV*0B04560*G |  |  |  |  | 322000 |  |  | 270000 |  |  |  | 10.7 |  | 16.9 | 3.311 | 2.07 | Maybe | R-32 | 26.8333 | Commercial | No
215215653 | Single Packaged Roof Top Units (Commercial Only) | DAIKIN | HSPY-A | DHSA031B*BMBV*0B04500*G |  |  |  |  | 322000 |  |  | 270000 |  |  |  | 10.8 |  | 16.9 | 3.316 | 2.07 | Maybe | R-32 | 26.8333 | Commercial | No
215215654 | Single Packaged Roof Top Units (Commercial Only) | DAIKIN | HSPY-A | DHSA031B*BMBV*0B04450*G |  |  |  |  | 322000 |  |  | 270000 |  |  |  | 10.8 |  | 17 | 3.315 | 2.07 | Maybe | R-32 | 26.8333 | Commercial | No
215215664 | Single Packaged Roof Top Units (Commercial Only) | DAIKIN | HSPY-A | DHSA031B*BMDVF0B02630*G |  |  |  |  | 318000 |  |  | 270000 |  |  |  | 11.1 |  | 17.6 | 3.302 | 2.15 | Maybe | R-32 | 26.5 | Commercial | No
215215665 | Single Packaged Roof Top Units (Commercial Only) | DAIKIN | HSPY-A | DHSA031B*BMDVF0B02560*G |  |  |  |  | 318000 |  |  | 270000 |  |  |  | 11.2 |  | 17.7 | 3.319 | 2.16 | Maybe | R-32 | 26.5 | Commercial | No
215215670 | Single Packaged Roof Top Units (Commercial Only) | DAIKIN | HSPY-A | DHSA031B*BMDVF0B04450*G |  |  |  |  | 318000 |  |  | 270000 |  |  |  | 11.1 |  | 17.6 | 3.3 | 2.15 | Maybe | R-32 | 26.5 | Commercial | No
215215672 | Single Packaged Roof Top Units (Commercial Only) | DAIKIN | HSPY-A | DHSA031B*BMAVF0B02630*G |  |  |  |  | 318000 |  |  | 268000 |  |  |  | 11.3 |  | 17.6 | 3.316 | 2.16 | Maybe | R-32 | 26.5 | Commercial | No
215215673 | Single Packaged Roof Top Units (Commercial Only) | DAIKIN | HSPY-A | DHSA031B*BMAVF0B02560*G |  |  |  |  | 318000 |  |  | 268000 |  |  |  | 11.4 |  | 17.6 | 3.327 | 2.17 | Maybe | R-32 | 26.5 | Commercial | No
215215676 | Single Packaged Roof Top Units (Commercial Only) | DAIKIN | HSPY-A | DHSA031B*BMAVF0B04560*G |  |  |  |  | 316000 |  |  | 268000 |  |  |  | 11.2 |  | 17.5 | 3.311 | 2.16 | Maybe | R-32 | 26.3333 | Commercial | No
215215677 | Single Packaged Roof Top Units (Commercial Only) | DAIKIN | HSPY-A | DHSA031B*BMAVF0B04500*G |  |  |  |  | 318000 |  |  | 268000 |  |  |  | 11.2 |  | 17.5 | 3.312 | 2.16 | Maybe | R-32 | 26.5 | Commercial | No
215215678 | Single Packaged Roof Top Units (Commercial Only) | DAIKIN | HSPY-A | DHSA031B*BMAVF0B04450*G |  |  |  |  | 318000 |  |  | 270000 |  |  |  | 11.3 |  | 17.5 | 3.307 | 2.16 | Maybe | R-32 | 26.5 | Commercial | No
215215680 | Single Packaged Roof Top Units (Commercial Only) | DAIKIN | HSPY-A | DHSA031B*BMBVF0B02630*G |  |  |  |  | 322000 |  |  | 270000 |  |  |  | 11.4 |  | 17.9 | 3.354 | 2.19 | Maybe | R-32 | 26.8333 | Commercial | No
215215681 | Single Packaged Roof Top Units (Commercial Only) | DAIKIN | HSPY-A | DHSA031B*BMBVF0B02560*G |  |  |  |  | 322000 |  |  | 270000 |  |  |  | 11.4 |  | 18 | 3.368 | 2.2 | Maybe | R-32 | 26.8333 | Commercial | No
215215682 | Single Packaged Roof Top Units (Commercial Only) | DAIKIN | HSPY-A | DHSA031B*BMBVF0B02500*G |  |  |  |  | 322000 |  |  | 270000 |  |  |  | 11.4 |  | 17.9 | 3.338 | 2.19 | Maybe | R-32 | 26.8333 | Commercial | No
215215684 | Single Packaged Roof Top Units (Commercial Only) | DAIKIN | HSPY-A | DHSA031B*BMBVF0B04560*G |  |  |  |  | 322000 |  |  | 270000 |  |  |  | 11.2 |  | 17.8 | 3.343 | 2.19 | Maybe | R-32 | 26.8333 | Commercial | No
215215685 | Single Packaged Roof Top Units (Commercial Only) | DAIKIN | HSPY-A | DHSA031B*BMBVF0B04500*G |  |  |  |  | 322000 |  |  | 270000 |  |  |  | 11.3 |  | 17.8 | 3.349 | 2.19 | Maybe | R-32 | 26.8333 | Commercial | No
215215686 | Single Packaged Roof Top Units (Commercial Only) | DAIKIN | HSPY-A | DHSA031B*BMBVF0B04450*G |  |  |  |  | 322000 |  |  | 270000 |  |  |  | 11.4 |  | 17.9 | 3.347 | 2.19 | Maybe | R-32 | 26.8333 | Commercial | No
215215687 | Single Packaged Roof Top Units (Commercial Only) | DAIKIN | HSPY-A | DHSA031B*BMBVF0B04355*G |  |  |  |  | 322000 |  |  | 272000 |  |  |  | 11.3 |  | 17.8 | 3.31 | 2.18 | Maybe | R-32 | 26.8333 | Commercial | No
215215700 | Single Packaged Roof Top Units (Commercial Only) | DAIKIN | HSPY-A | DHSA035B*BMBV*0B02630*G |  |  |  |  | 376000 |  |  | 288000 |  |  |  | 10.1 |  | 16.1 | 3.408 | 2.09 | Maybe | R-32 | 31.3333 | Commercial | No
215215701 | Single Packaged Roof Top Units (Commercial Only) | DAIKIN | HSPY-A | DHSA035B*BMBV*0B02560*G |  |  |  |  | 376000 |  |  | 286000 |  |  |  | 10.2 |  | 16.2 | 3.426 | 2.09 | Maybe | R-32 | 31.3333 | Commercial | No
215215702 | Single Packaged Roof Top Units (Commercial Only) | DAIKIN | HSPY-A | DHSA035B*BMBV*0B02500*G |  |  |  |  | 376000 |  |  | 288000 |  |  |  | 10.1 |  | 16.1 | 3.383 | 2.08 | Maybe | R-32 | 31.3333 | Commercial | No
215215703 | Single Packaged Roof Top Units (Commercial Only) | DAIKIN | HSPY-A | DHSA035B*BMBV*0B02450*G |  |  |  |  | 374000 |  |  | 290000 |  |  |  | 9.9 |  | 15.9 | 3.319 | 2.06 | Maybe | R-32 | 31.1667 | Commercial | No
215215704 | Single Packaged Roof Top Units (Commercial Only) | DAIKIN | HSPY-A | DHSA035B*BMBV*0B04560*G |  |  |  |  | 376000 |  |  | 288000 |  |  |  | 10 |  | 16 | 3.397 | 2.08 | Maybe | R-32 | 31.3333 | Commercial | No
215215705 | Single Packaged Roof Top Units (Commercial Only) | DAIKIN | HSPY-A | DHSA035B*BMBV*0B04500*G |  |  |  |  | 376000 |  |  | 288000 |  |  |  | 10 |  | 16 | 3.402 | 2.09 | Maybe | R-32 | 31.3333 | Commercial | No
215215706 | Single Packaged Roof Top Units (Commercial Only) | DAIKIN | HSPY-A | DHSA035B*BMBV*0B04450*G |  |  |  |  | 376000 |  |  | 288000 |  |  |  | 10.1 |  | 16.1 | 3.398 | 2.08 | Maybe | R-32 | 31.3333 | Commercial | No
215215707 | Single Packaged Roof Top Units (Commercial Only) | DAIKIN | HSPY-A | DHSA035B*BMBV*0B04355*G |  |  |  |  | 376000 |  |  | 290000 |  |  |  | 10 |  | 16 | 3.345 | 2.07 | Maybe | R-32 | 31.3333 | Commercial | No
215215716 | Single Packaged Roof Top Units (Commercial Only) | DAIKIN | HSPY-A | DHSA035B*BMAVF0B02630*G |  |  |  |  | 370000 |  |  | 286000 |  |  |  | 10.9 |  | 17.2 | 3.301 | 2.17 | Maybe | R-32 | 30.8333 | Commercial | No
215215717 | Single Packaged Roof Top Units (Commercial Only) | DAIKIN | HSPY-A | DHSA035B*BMAVF0B02560*G |  |  |  |  | 372000 |  |  | 286000 |  |  |  | 10.9 |  | 17.2 | 3.314 | 2.17 | Maybe | R-32 | 31 | Commercial | No
215215724 | Single Packaged Roof Top Units (Commercial Only) | DAIKIN | HSPY-A | DHSA035B*BMBVF0B02630*G |  |  |  |  | 376000 |  |  | 288000 |  |  |  | 10.9 |  | 17.4 | 3.441 | 2.2 | Maybe | R-32 | 31.3333 | Commercial | No
215215725 | Single Packaged Roof Top Units (Commercial Only) | DAIKIN | HSPY-A | DHSA035B*BMBVF0B02560*G |  |  |  |  | 376000 |  |  | 286000 |  |  |  | 11 |  | 17.5 | 3.459 | 2.2 | Maybe | R-32 | 31.3333 | Commercial | No
215215726 | Single Packaged Roof Top Units (Commercial Only) | DAIKIN | HSPY-A | DHSA035B*BMBVF0B02500*G |  |  |  |  | 376000 |  |  | 288000 |  |  |  | 10.9 |  | 17.4 | 3.415 | 2.19 | Maybe | R-32 | 31.3333 | Commercial | No
215215727 | Single Packaged Roof Top Units (Commercial Only) | DAIKIN | HSPY-A | DHSA035B*BMBVF0B02450*G |  |  |  |  | 374000 |  |  | 290000 |  |  |  | 10.8 |  | 17.3 | 3.349 | 2.17 | Maybe | R-32 | 31.1667 | Commercial | No
215215728 | Single Packaged Roof Top Units (Commercial Only) | DAIKIN | HSPY-A | DHSA035B*BMBVF0B04560*G |  |  |  |  | 376000 |  |  | 288000 |  |  |  | 10.8 |  | 17.3 | 3.429 | 2.2 | Maybe | R-32 | 31.3333 | Commercial | No
215215729 | Single Packaged Roof Top Units (Commercial Only) | DAIKIN | HSPY-A | DHSA035B*BMBVF0B04500*G |  |  |  |  | 376000 |  |  | 288000 |  |  |  | 10.9 |  | 17.4 | 3.434 | 2.2 | Maybe | R-32 | 31.3333 | Commercial | No
215215730 | Single Packaged Roof Top Units (Commercial Only) | DAIKIN | HSPY-A | DHSA035B*BMBVF0B04450*G |  |  |  |  | 376000 |  |  | 288000 |  |  |  | 10.9 |  | 17.4 | 3.43 | 2.2 | Maybe | R-32 | 31.3333 | Commercial | No
215215731 | Single Packaged Roof Top Units (Commercial Only) | DAIKIN | HSPY-A | DHSA035B*BMBVF0B04355*G |  |  |  |  | 376000 |  |  | 290000 |  |  |  | 10.8 |  | 17.3 | 3.376 | 2.18 | Maybe | R-32 | 31.3333 | Commercial | No
215215764 | Single Packaged Roof Top Units (Commercial Only) | DAIKIN | HSPY-A | DHSA031B*BLDV*0B02630*G |  |  |  |  | 318000 |  |  | 300000 |  |  |  | 11.2 |  | 17.8 | 3.403 | 2.11 | Maybe | R-32 | 26.5 | Commercial | No
215215765 | Single Packaged Roof Top Units (Commercial Only) | DAIKIN | HSPY-A | DHSA031B*BLDV*0B02560*G |  |  |  |  | 318000 |  |  | 300000 |  |  |  | 11.3 |  | 17.9 | 3.419 | 2.11 | Maybe | R-32 | 26.5 | Commercial | No
215215766 | Single Packaged Roof Top Units (Commercial Only) | DAIKIN | HSPY-A | DHSA031B*BLDV*0B02500*G |  |  |  |  | 318000 |  |  | 300000 |  |  |  | 11.2 |  | 17.8 | 3.396 | 2.11 | Maybe | R-32 | 26.5 | Commercial | No
215215767 | Single Packaged Roof Top Units (Commercial Only) | DAIKIN | HSPY-A | DHSA031B*BLDV*0B02450*G |  |  |  |  | 316000 |  |  | 302000 |  |  |  | 11.1 |  | 17.7 | 3.355 | 2.09 | Maybe | R-32 | 26.3333 | Commercial | No
215215768 | Single Packaged Roof Top Units (Commercial Only) | DAIKIN | HSPY-A | DHSA031B*BLDV*0B04560*G |  |  |  |  | 316000 |  |  | 302000 |  |  |  | 11 |  | 17.6 | 3.383 | 2.1 | Maybe | R-32 | 26.3333 | Commercial | No
215215769 | Single Packaged Roof Top Units (Commercial Only) | DAIKIN | HSPY-A | DHSA031B*BLDV*0B04500*G |  |  |  |  | 316000 |  |  | 300000 |  |  |  | 11.1 |  | 17.7 | 3.397 | 2.11 | Maybe | R-32 | 26.3333 | Commercial | No
215215770 | Single Packaged Roof Top Units (Commercial Only) | DAIKIN | HSPY-A | DHSA031B*BLDV*0B04450*G |  |  |  |  | 318000 |  |  | 300000 |  |  |  | 11.2 |  | 17.8 | 3.401 | 2.11 | Maybe | R-32 | 26.5 | Commercial | No
215215771 | Single Packaged Roof Top Units (Commercial Only) | DAIKIN | HSPY-A | DHSA031B*BLDV*0B04355*G |  |  |  |  | 316000 |  |  | 302000 |  |  |  | 11.1 |  | 17.7 | 3.369 | 2.1 | Maybe | R-32 | 26.3333 | Commercial | No
215215772 | Single Packaged Roof Top Units (Commercial Only) | DAIKIN | HSPY-A | DHSA031B*BLAV*0B02630*G |  |  |  |  | 318000 |  |  | 298000 |  |  |  | 11.4 |  | 17.8 | 3.412 | 2.1 | Maybe | R-32 | 26.5 | Commercial | No
215215773 | Single Packaged Roof Top Units (Commercial Only) | DAIKIN | HSPY-A | DHSA031B*BLAV*0B02560*G |  |  |  |  | 318000 |  |  | 298000 |  |  |  | 11.5 |  | 17.9 | 3.423 | 2.1 | Maybe | R-32 | 26.5 | Commercial | No
215215774 | Single Packaged Roof Top Units (Commercial Only) | DAIKIN | HSPY-A | DHSA031B*BLAV*0B02500*G |  |  |  |  | 318000 |  |  | 298000 |  |  |  | 11.4 |  | 17.8 | 3.393 | 2.09 | Maybe | R-32 | 26.5 | Commercial | No
215215775 | Single Packaged Roof Top Units (Commercial Only) | DAIKIN | HSPY-A | DHSA031B*BLAV*0B02450*G |  |  |  |  | 316000 |  |  | 300000 |  |  |  | 11.2 |  | 17.6 | 3.349 | 2.08 | Maybe | R-32 | 26.3333 | Commercial | No
215215776 | Single Packaged Roof Top Units (Commercial Only) | DAIKIN | HSPY-A | DHSA031B*BLAV*0B04560*G |  |  |  |  | 316000 |  |  | 298000 |  |  |  | 11.3 |  | 17.7 | 3.407 | 2.09 | Maybe | R-32 | 26.3333 | Commercial | No
215215777 | Single Packaged Roof Top Units (Commercial Only) | DAIKIN | HSPY-A | DHSA031B*BLAV*0B04500*G |  |  |  |  | 316000 |  |  | 298000 |  |  |  | 11.3 |  | 17.7 | 3.408 | 2.1 | Maybe | R-32 | 26.3333 | Commercial | No
215215778 | Single Packaged Roof Top Units (Commercial Only) | DAIKIN | HSPY-A | DHSA031B*BLAV*0B04450*G |  |  |  |  | 318000 |  |  | 298000 |  |  |  | 11.4 |  | 17.8 | 3.404 | 2.09 | Maybe | R-32 | 26.5 | Commercial | No
215215779 | Single Packaged Roof Top Units (Commercial Only) | DAIKIN | HSPY-A | DHSA031B*BLAV*0B04355*G |  |  |  |  | 316000 |  |  | 300000 |  |  |  | 11.3 |  | 17.7 | 3.367 | 2.08 | Maybe | R-32 | 26.3333 | Commercial | No
215215780 | Single Packaged Roof Top Units (Commercial Only) | DAIKIN | HSPY-A | DHSA031B*BLBV*0B02630*G |  |  |  |  | 322000 |  |  | 300000 |  |  |  | 11.5 |  | 18.2 | 3.459 | 2.13 | Maybe | R-32 | 26.8333 | Commercial | No
215215781 | Single Packaged Roof Top Units (Commercial Only) | DAIKIN | HSPY-A | DHSA031B*BLBV*0B02560*G |  |  |  |  | 322000 |  |  | 298000 |  |  |  | 11.6 |  | 18.3 | 3.472 | 2.13 | Maybe | R-32 | 26.8333 | Commercial | No
215215782 | Single Packaged Roof Top Units (Commercial Only) | DAIKIN | HSPY-A | DHSA031B*BLBV*0B02500*G |  |  |  |  | 322000 |  |  | 300000 |  |  |  | 11.5 |  | 18.2 | 3.442 | 2.12 | Maybe | R-32 | 26.8333 | Commercial | No
215215783 | Single Packaged Roof Top Units (Commercial Only) | DAIKIN | HSPY-A | DHSA031B*BLBV*0B02450*G |  |  |  |  | 320000 |  |  | 302000 |  |  |  | 11.3 |  | 18.1 | 3.398 | 2.11 | Maybe | R-32 | 26.6667 | Commercial | No
215215784 | Single Packaged Roof Top Units (Commercial Only) | DAIKIN | HSPY-A | DHSA031B*BLBV*0B04560*G |  |  |  |  | 320000 |  |  | 300000 |  |  |  | 11.3 |  | 18.1 | 3.448 | 2.13 | Maybe | R-32 | 26.6667 | Commercial | No
215215785 | Single Packaged Roof Top Units (Commercial Only) | DAIKIN | HSPY-A | DHSA031B*BLBV*0B04500*G |  |  |  |  | 322000 |  |  | 300000 |  |  |  | 11.4 |  | 18.1 | 3.453 | 2.13 | Maybe | R-32 | 26.8333 | Commercial | No
215215786 | Single Packaged Roof Top Units (Commercial Only) | DAIKIN | HSPY-A | DHSA031B*BLBV*0B04450*G |  |  |  |  | 322000 |  |  | 300000 |  |  |  | 11.5 |  | 18.2 | 3.452 | 2.13 | Maybe | R-32 | 26.8333 | Commercial | No
215215787 | Single Packaged Roof Top Units (Commercial Only) | DAIKIN | HSPY-A | DHSA031B*BLBV*0B04355*G |  |  |  |  | 320000 |  |  | 300000 |  |  |  | 11.4 |  | 18.1 | 3.416 | 2.12 | Maybe | R-32 | 26.6667 | Commercial | No
215215788 | Single Packaged Roof Top Units (Commercial Only) | DAIKIN | HSPY-A | DHSA035B*BLDV*0B02630*G |  |  |  |  | 370000 |  |  | 320000 |  |  |  | 10.5 |  | 17.2 | 3.491 | 2.13 | Maybe | R-32 | 30.8333 | Commercial | No
215215789 | Single Packaged Roof Top Units (Commercial Only) | DAIKIN | HSPY-A | DHSA035B*BLDV*0B02560*G |  |  |  |  | 372000 |  |  | 320000 |  |  |  | 10.6 |  | 17.3 | 3.513 | 2.14 | Maybe | R-32 | 31 | Commercial | No
215215790 | Single Packaged Roof Top Units (Commercial Only) | DAIKIN | HSPY-A | DHSA035B*BLDV*0B02500*G |  |  |  |  | 370000 |  |  | 320000 |  |  |  | 10.5 |  | 17.2 | 3.478 | 2.13 | Maybe | R-32 | 30.8333 | Commercial | No
215215791 | Single Packaged Roof Top Units (Commercial Only) | DAIKIN | HSPY-A | DHSA035B*BLDV*0B02450*G |  |  |  |  | 370000 |  |  | 322000 |  |  |  | 10.3 |  | 17 | 3.42 | 2.11 | Maybe | R-32 | 30.8333 | Commercial | No
215215792 | Single Packaged Roof Top Units (Commercial Only) | DAIKIN | HSPY-A | DHSA035B*BLDV*0B04560*G |  |  |  |  | 370000 |  |  | 320000 |  |  |  | 10.3 |  | 17 | 3.469 | 2.12 | Maybe | R-32 | 30.8333 | Commercial | No
215215793 | Single Packaged Roof Top Units (Commercial Only) | DAIKIN | HSPY-A | DHSA035B*BLDV*0B04500*G |  |  |  |  | 370000 |  |  | 320000 |  |  |  | 10.4 |  | 17.1 | 3.483 | 2.13 | Maybe | R-32 | 30.8333 | Commercial | No
215215794 | Single Packaged Roof Top Units (Commercial Only) | DAIKIN | HSPY-A | DHSA035B*BLDV*0B04450*G |  |  |  |  | 370000 |  |  | 320000 |  |  |  | 10.5 |  | 17.2 | 3.487 | 2.13 | Maybe | R-32 | 30.8333 | Commercial | No
215215795 | Single Packaged Roof Top Units (Commercial Only) | DAIKIN | HSPY-A | DHSA035B*BLDV*0B04355*G |  |  |  |  | 370000 |  |  | 322000 |  |  |  | 10.4 |  | 17.1 | 3.441 | 2.11 | Maybe | R-32 | 30.8333 | Commercial | No
215215796 | Single Packaged Roof Top Units (Commercial Only) | DAIKIN | HSPY-A | DHSA035B*BLAV*0B02630*G |  |  |  |  | 372000 |  |  | 316000 |  |  |  | 10.7 |  | 17.2 | 3.4 | 2.09 | Maybe | R-32 | 31 | Commercial | No
215215797 | Single Packaged Roof Top Units (Commercial Only) | DAIKIN | HSPY-A | DHSA035B*BLAV*0B02560*G |  |  |  |  | 372000 |  |  | 316000 |  |  |  | 10.8 |  | 17.2 | 3.412 | 2.1 | Maybe | R-32 | 31 | Commercial | No
215215798 | Single Packaged Roof Top Units (Commercial Only) | DAIKIN | HSPY-A | DHSA035B*BLAV*0B02500*G |  |  |  |  | 372000 |  |  | 318000 |  |  |  | 10.7 |  | 17.1 | 3.372 | 2.08 | Maybe | R-32 | 31 | Commercial | No
215215799 | Single Packaged Roof Top Units (Commercial Only) | DAIKIN | HSPY-A | DHSA035B*BLAV*0B02450*G |  |  |  |  | 370000 |  |  | 320000 |  |  |  | 10.5 |  | 17 | 3.313 | 2.07 | Maybe | R-32 | 30.8333 | Commercial | No
215215800 | Single Packaged Roof Top Units (Commercial Only) | DAIKIN | HSPY-A | DHSA035B*BLAV*0B04560*G |  |  |  |  | 372000 |  |  | 318000 |  |  |  | 10.6 |  | 17.1 | 3.396 | 2.09 | Maybe | R-32 | 31 | Commercial | No
215215801 | Single Packaged Roof Top Units (Commercial Only) | DAIKIN | HSPY-A | DHSA035B*BLAV*0B04500*G |  |  |  |  | 372000 |  |  | 318000 |  |  |  | 10.6 |  | 17.1 | 3.396 | 2.09 | Maybe | R-32 | 31 | Commercial | No
215215802 | Single Packaged Roof Top Units (Commercial Only) | DAIKIN | HSPY-A | DHSA035B*BLAV*0B04450*G |  |  |  |  | 372000 |  |  | 318000 |  |  |  | 10.7 |  | 17.2 | 3.388 | 2.09 | Maybe | R-32 | 31 | Commercial | No
215215803 | Single Packaged Roof Top Units (Commercial Only) | DAIKIN | HSPY-A | DHSA035B*BLAV*0B04355*G |  |  |  |  | 372000 |  |  | 320000 |  |  |  | 10.6 |  | 17 | 3.339 | 2.07 | Maybe | R-32 | 31 | Commercial | No
215215804 | Single Packaged Roof Top Units (Commercial Only) | DAIKIN | HSPY-A | DHSA035B*BLBV*0B02630*G |  |  |  |  | 378000 |  |  | 318000 |  |  |  | 10.8 |  | 17.6 | 3.441 | 2.16 | Maybe | R-32 | 31.5 | Commercial | No
215215805 | Single Packaged Roof Top Units (Commercial Only) | DAIKIN | HSPY-A | DHSA035B*BLBV*0B02560*G |  |  |  |  | 378000 |  |  | 318000 |  |  |  | 10.9 |  | 17.7 | 3.457 | 2.16 | Maybe | R-32 | 31.5 | Commercial | No
215215806 | Single Packaged Roof Top Units (Commercial Only) | DAIKIN | HSPY-A | DHSA035B*BLBV*0B02500*G |  |  |  |  | 378000 |  |  | 318000 |  |  |  | 10.8 |  | 17.6 | 3.418 | 2.15 | Maybe | R-32 | 31.5 | Commercial | No
215215807 | Single Packaged Roof Top Units (Commercial Only) | DAIKIN | HSPY-A | DHSA035B*BLBV*0B02450*G |  |  |  |  | 376000 |  |  | 322000 |  |  |  | 10.6 |  | 17.4 | 3.359 | 2.13 | Maybe | R-32 | 31.3333 | Commercial | No
215215808 | Single Packaged Roof Top Units (Commercial Only) | DAIKIN | HSPY-A | DHSA035B*BLBV*0B04560*G |  |  |  |  | 376000 |  |  | 318000 |  |  |  | 10.7 |  | 17.5 | 3.43 | 2.15 | Maybe | R-32 | 31.3333 | Commercial | No
215215809 | Single Packaged Roof Top Units (Commercial Only) | DAIKIN | HSPY-A | DHSA035B*BLBV*0B04500*G |  |  |  |  | 378000 |  |  | 318000 |  |  |  | 10.7 |  | 17.5 | 3.435 | 2.15 | Maybe | R-32 | 31.5 | Commercial | No
215215810 | Single Packaged Roof Top Units (Commercial Only) | DAIKIN | HSPY-A | DHSA035B*BLBV*0B04450*G |  |  |  |  | 378000 |  |  | 318000 |  |  |  | 10.8 |  | 17.6 | 3.431 | 2.15 | Maybe | R-32 | 31.5 | Commercial | No
215215811 | Single Packaged Roof Top Units (Commercial Only) | DAIKIN | HSPY-A | DHSA035B*BLBV*0B04355*G |  |  |  |  | 376000 |  |  | 320000 |  |  |  | 10.7 |  | 17.5 | 3.383 | 2.14 | Maybe | R-32 | 31.3333 | Commercial | No
215215818 | Single Packaged Roof Top Units (Commercial Only) | DAIKIN | HSPY-A | DHSA040B*BLAV*0B02630*G |  |  |  |  | 405000 |  |  | 346000 |  |  |  | 10.6 |  | 17 | 3.345 | 2.13 | Maybe | R-32 | 33.75 | Commercial | No
215215819 | Single Packaged Roof Top Units (Commercial Only) | DAIKIN | HSPY-A | DHSA040B*BLAV*0B02560*G |  |  |  |  | 405000 |  |  | 346000 |  |  |  | 10.7 |  | 17.1 | 3.359 | 2.13 | Maybe | R-32 | 33.75 | Commercial | No
215215820 | Single Packaged Roof Top Units (Commercial Only) | DAIKIN | HSPY-A | DHSA040B*BLAV*0B02500*G |  |  |  |  | 405000 |  |  | 348000 |  |  |  | 10.6 |  | 17 | 3.304 | 2.11 | Maybe | R-32 | 33.75 | Commercial | No
215215822 | Single Packaged Roof Top Units (Commercial Only) | DAIKIN | HSPY-A | DHSA040B*BLAV*0B04560*G |  |  |  |  | 400000 |  |  | 346000 |  |  |  | 10.5 |  | 16.9 | 3.345 | 2.13 | Maybe | R-32 | 33.3333 | Commercial | No
215215823 | Single Packaged Roof Top Units (Commercial Only) | DAIKIN | HSPY-A | DHSA040B*BLAV*0B04500*G |  |  |  |  | 400000 |  |  | 346000 |  |  |  | 10.6 |  | 17 | 3.342 | 2.13 | Maybe | R-32 | 33.3333 | Commercial | No
215215824 | Single Packaged Roof Top Units (Commercial Only) | DAIKIN | HSPY-A | DHSA040B*BLAV*0B04450*G |  |  |  |  | 405000 |  |  | 348000 |  |  |  | 10.6 |  | 17 | 3.328 | 2.12 | Maybe | R-32 | 33.75 | Commercial | No
215215826 | Single Packaged Roof Top Units (Commercial Only) | DAIKIN | HSPY-A | DHSA040B*BLBV*0B02630*G |  |  |  |  | 410000 |  |  | 348000 |  |  |  | 10.7 |  | 17.5 | 3.383 | 2.16 | Maybe | R-32 | 34.1667 | Commercial | No
215215827 | Single Packaged Roof Top Units (Commercial Only) | DAIKIN | HSPY-A | DHSA040B*BLBV*0B02560*G |  |  |  |  | 410000 |  |  | 348000 |  |  |  | 10.8 |  | 17.5 | 3.401 | 2.17 | Maybe | R-32 | 34.1667 | Commercial | No
215215828 | Single Packaged Roof Top Units (Commercial Only) | DAIKIN | HSPY-A | DHSA040B*BLBV*0B02500*G |  |  |  |  | 410000 |  |  | 350000 |  |  |  | 10.6 |  | 17.4 | 3.349 | 2.15 | Maybe | R-32 | 34.1667 | Commercial | No
215215830 | Single Packaged Roof Top Units (Commercial Only) | DAIKIN | HSPY-A | DHSA040B*BLBV*0B04560*G |  |  |  |  | 410000 |  |  | 348000 |  |  |  | 10.5 |  | 17.3 | 3.376 | 2.16 | Maybe | R-32 | 34.1667 | Commercial | No
215215831 | Single Packaged Roof Top Units (Commercial Only) | DAIKIN | HSPY-A | DHSA040B*BLBV*0B04500*G |  |  |  |  | 410000 |  |  | 348000 |  |  |  | 10.6 |  | 17.4 | 3.378 | 2.16 | Maybe | R-32 | 34.1667 | Commercial | No
215215832 | Single Packaged Roof Top Units (Commercial Only) | DAIKIN | HSPY-A | DHSA040B*BLBV*0B04450*G |  |  |  |  | 410000 |  |  | 348000 |  |  |  | 10.7 |  | 17.4 | 3.369 | 2.16 | Maybe | R-32 | 34.1667 | Commercial | No
215215833 | Single Packaged Roof Top Units (Commercial Only) | DAIKIN | HSPY-A | DHSA040B*BLBV*0B04355*G |  |  |  |  | 410000 |  |  | 352000 |  |  |  | 10.5 |  | 17.3 | 3.305 | 2.14 | Maybe | R-32 | 34.1667 | Commercial | No
211017822 | Single Packaged Roof Top Units (Commercial Only) | TRANE | HSP-A | WHJ240A(3,4,W)**0***0 |  |  |  |  | 240000 |  |  | 224000 |  |  |  | 11.2 |  | 17.2 | 3.5 | 2.13 | No | R-410A | 20 | Commercial | No
211017823 | Single Packaged Roof Top Units (Commercial Only) | TRANE | HSP-A | WHJ240A(3,4,W)**(N,P,R)***0 |  |  |  |  | 240000 |  |  | 224000 |  |  |  | 11.2 |  | 17.2 | 3.5 | 2.13 | No | R-410A | 20 | Commercial | No
211017824 | Single Packaged Roof Top Units (Commercial Only) | TRANE | HSP-A | WHJ240A(3,4,W)**0***2 |  |  |  |  | 240000 |  |  | 224000 |  |  |  | 11.2 |  | 17.7 | 3.5 | 2.13 | No | R-410A | 20 | Commercial | No
211017825 | Single Packaged Roof Top Units (Commercial Only) | TRANE | HSP-A | WHJ240A(3,4,W)**(N,P,R)***2 |  |  |  |  | 240000 |  |  | 224000 |  |  |  | 11.2 |  | 17.7 | 3.5 | 2.13 | No | R-410A | 20 | Commercial | No
211017826 | Single Packaged Roof Top Units (Commercial Only) | TRANE | HSP-A | WHJ240A(3,4,W)**0***4 |  |  |  |  | 240000 |  |  | 224000 |  |  |  | 11.2 |  | 17.7 | 3.5 | 2.13 | No | R-410A | 20 | Commercial | No
211017827 | Single Packaged Roof Top Units (Commercial Only) | TRANE | HSP-A | WHJ240A(3,4,W)**(N,P,R)***4 |  |  |  |  | 240000 |  |  | 224000 |  |  |  | 11.2 |  | 17.7 | 3.5 | 2.13 | No | R-410A | 20 | Commercial | No
211017828 | Single Packaged Roof Top Units (Commercial Only) | AMERICAN STANDARD | HSP-A | WHJ240A(3,4,W)**0***0 |  |  |  |  | 240000 |  |  | 224000 |  |  |  | 11.2 |  | 17.2 | 3.5 | 2.13 | No | R-410A | 20 | Commercial | No
211017829 | Single Packaged Roof Top Units (Commercial Only) | AMERICAN STANDARD | HSP-A | WHJ240A(3,4,W)**(N,P,R)***0 |  |  |  |  | 240000 |  |  | 224000 |  |  |  | 11.2 |  | 17.2 | 3.5 | 2.13 | No | R-410A | 20 | Commercial | No
211017830 | Single Packaged Roof Top Units (Commercial Only) | AMERICAN STANDARD | HSP-A | WHJ240A(3,4,W)**0***2 |  |  |  |  | 240000 |  |  | 224000 |  |  |  | 11.2 |  | 17.7 | 3.5 | 2.13 | No | R-410A | 20 | Commercial | No
211017831 | Single Packaged Roof Top Units (Commercial Only) | AMERICAN STANDARD | HSP-A | WHJ240A(3,4,W)**(N,P,R)***2 |  |  |  |  | 240000 |  |  | 224000 |  |  |  | 11.2 |  | 17.7 | 3.5 | 2.13 | No | R-410A | 20 | Commercial | No
211017832 | Single Packaged Roof Top Units (Commercial Only) | AMERICAN STANDARD | HSP-A | WHJ240A(3,4,W)**0***4 |  |  |  |  | 240000 |  |  | 224000 |  |  |  | 11.2 |  | 17.7 | 3.5 | 2.13 | No | R-410A | 20 | Commercial | No
211017833 | Single Packaged Roof Top Units (Commercial Only) | AMERICAN STANDARD | HSP-A | WHJ240A(3,4,W)**(N,P,R)***4 |  |  |  |  | 240000 |  |  | 224000 |  |  |  | 11.2 |  | 17.7 | 3.5 | 2.13 | No | R-410A | 20 | Commercial | No
215215847 | Single Packaged Roof Top Units (Commercial Only) | DAIKIN | HSPY-A | DHSA045B*CMCV*0C04630*G |  |  |  |  | 480000 |  |  | 320000 |  |  |  | 10.3 |  | 16.6 | 3.444 | 2.23 | Maybe | R-32 | 40 | Commercial | No
215215848 | Single Packaged Roof Top Units (Commercial Only) | DAIKIN | HSPY-A | DHSA045B*CMCV*0C04560*G |  |  |  |  | 480000 |  |  | 322000 |  |  |  | 10.3 |  | 16.6 | 3.433 | 2.23 | Maybe | R-32 | 40 | Commercial | No
215215849 | Single Packaged Roof Top Units (Commercial Only) | DAIKIN | HSPY-A | DHSA045B*CMCV*0C04500*G |  |  |  |  | 475000 |  |  | 322000 |  |  |  | 10.3 |  | 16.5 | 3.402 | 2.22 | Maybe | R-32 | 39.5833 | Commercial | No
215215850 | Single Packaged Roof Top Units (Commercial Only) | DAIKIN | HSPY-A | DHSA045B*CMCV*0C04450*G |  |  |  |  | 475000 |  |  | 324000 |  |  |  | 10.3 |  | 16.5 | 3.362 | 2.2 | Maybe | R-32 | 39.5833 | Commercial | No
215215852 | Single Packaged Roof Top Units (Commercial Only) | DAIKIN | HSPY-A | DHSA045B*CMCV*0C06450*G |  |  |  |  | 480000 |  |  | 322000 |  |  |  | 10.3 |  | 16.6 | 3.434 | 2.23 | Maybe | R-32 | 40 | Commercial | No
215215853 | Single Packaged Roof Top Units (Commercial Only) | DAIKIN | HSPY-A | DHSA045B*CMDV*0C04630*G |  |  |  |  | 485000 |  |  | 324000 |  |  |  | 10.3 |  | 16.8 | 3.445 | 2.25 | Maybe | R-32 | 40.4167 | Commercial | No
215215854 | Single Packaged Roof Top Units (Commercial Only) | DAIKIN | HSPY-A | DHSA045B*CMDV*0C04560*G |  |  |  |  | 485000 |  |  | 324000 |  |  |  | 10.4 |  | 16.8 | 3.439 | 2.25 | Maybe | R-32 | 40.4167 | Commercial | No
215215855 | Single Packaged Roof Top Units (Commercial Only) | DAIKIN | HSPY-A | DHSA045B*CMDV*0C04500*G |  |  |  |  | 485000 |  |  | 324000 |  |  |  | 10.3 |  | 16.8 | 3.414 | 2.24 | Maybe | R-32 | 40.4167 | Commercial | No
215215856 | Single Packaged Roof Top Units (Commercial Only) | DAIKIN | HSPY-A | DHSA045B*CMDV*0C04450*G |  |  |  |  | 485000 |  |  | 326000 |  |  |  | 10.3 |  | 16.8 | 3.377 | 2.23 | Maybe | R-32 | 40.4167 | Commercial | No
215215858 | Single Packaged Roof Top Units (Commercial Only) | DAIKIN | HSPY-A | DHSA045B*CMDV*0C06450*G |  |  |  |  | 485000 |  |  | 324000 |  |  |  | 10.4 |  | 16.8 | 3.444 | 2.25 | Maybe | R-32 | 40.4167 | Commercial | No
215215859 | Single Packaged Roof Top Units (Commercial Only) | DAIKIN | HSPY-A | DHSA045B*CMAV*0C04630*G |  |  |  |  | 490000 |  |  | 320000 |  |  |  | 10.6 |  | 16.8 | 3.514 | 2.26 | Maybe | R-32 | 40.8333 | Commercial | No
215215860 | Single Packaged Roof Top Units (Commercial Only) | DAIKIN | HSPY-A | DHSA045B*CMAV*0C04560*G |  |  |  |  | 490000 |  |  | 320000 |  |  |  | 10.6 |  | 16.8 | 3.498 | 2.26 | Maybe | R-32 | 40.8333 | Commercial | No
215215861 | Single Packaged Roof Top Units (Commercial Only) | DAIKIN | HSPY-A | DHSA045B*CMAV*0C04500*G |  |  |  |  | 485000 |  |  | 322000 |  |  |  | 10.6 |  | 16.7 | 3.463 | 2.25 | Maybe | R-32 | 40.4167 | Commercial | No
215215862 | Single Packaged Roof Top Units (Commercial Only) | DAIKIN | HSPY-A | DHSA045B*CMAV*0C04450*G |  |  |  |  | 485000 |  |  | 322000 |  |  |  | 10.5 |  | 16.7 | 3.418 | 2.23 | Maybe | R-32 | 40.4167 | Commercial | No
215215863 | Single Packaged Roof Top Units (Commercial Only) | DAIKIN | HSPY-A | DHSA045B*CMAV*0C04355*G |  |  |  |  | 485000 |  |  | 328000 |  |  |  | 10.3 |  | 16.4 | 3.303 | 2.19 | Maybe | R-32 | 40.4167 | Commercial | No
215215864 | Single Packaged Roof Top Units (Commercial Only) | DAIKIN | HSPY-A | DHSA045B*CMAV*0C06450*G |  |  |  |  | 490000 |  |  | 320000 |  |  |  | 10.6 |  | 16.8 | 3.495 | 2.26 | Maybe | R-32 | 40.8333 | Commercial | No
215215865 | Single Packaged Roof Top Units (Commercial Only) | DAIKIN | HSPY-A | DHSA045B*CMBV*0C04630*G |  |  |  |  | 495000 |  |  | 320000 |  |  |  | 10.7 |  | 17.2 | 3.522 | 2.28 | Maybe | R-32 | 41.25 | Commercial | No
215215866 | Single Packaged Roof Top Units (Commercial Only) | DAIKIN | HSPY-A | DHSA045B*CMBV*0C04560*G |  |  |  |  | 495000 |  |  | 322000 |  |  |  | 10.7 |  | 17.2 | 3.51 | 2.28 | Maybe | R-32 | 41.25 | Commercial | No
215215867 | Single Packaged Roof Top Units (Commercial Only) | DAIKIN | HSPY-A | DHSA045B*CMBV*0C04500*G |  |  |  |  | 495000 |  |  | 322000 |  |  |  | 10.6 |  | 17.1 | 3.477 | 2.27 | Maybe | R-32 | 41.25 | Commercial | No
215215868 | Single Packaged Roof Top Units (Commercial Only) | DAIKIN | HSPY-A | DHSA045B*CMBV*0C04450*G |  |  |  |  | 495000 |  |  | 328000 |  |  |  | 10.6 |  | 17.1 | 3.322 | 2.21 | Maybe | R-32 | 41.25 | Commercial | No
215215869 | Single Packaged Roof Top Units (Commercial Only) | DAIKIN | HSPY-A | DHSA045B*CMBV*0C06450*G |  |  |  |  | 495000 |  |  | 322000 |  |  |  | 10.7 |  | 17.2 | 3.51 | 2.28 | Maybe | R-32 | 41.25 | Commercial | No
215215870 | Single Packaged Roof Top Units (Commercial Only) | DAIKIN | HSPY-A | DHSA055B*CMCV*0C04630*G |  |  |  |  | 570000 |  |  | 354000 |  |  |  | 10 |  | 15.8 | 3.335 | 2.21 | Maybe | R-32 | 47.5 | Commercial | No
215215871 | Single Packaged Roof Top Units (Commercial Only) | DAIKIN | HSPY-A | DHSA055B*CMCV*0C04560*G |  |  |  |  | 570000 |  |  | 354000 |  |  |  | 10 |  | 15.7 | 3.312 | 2.2 | Maybe | R-32 | 47.5 | Commercial | No
215215874 | Single Packaged Roof Top Units (Commercial Only) | DAIKIN | HSPY-A | DHSA055B*CMCV*0C06450*G |  |  |  |  | 570000 |  |  | 354000 |  |  |  | 10 |  | 15.7 | 3.307 | 2.2 | Maybe | R-32 | 47.5 | Commercial | No
215215875 | Single Packaged Roof Top Units (Commercial Only) | DAIKIN | HSPY-A | DHSA055B*CMDV*0C04630*G |  |  |  |  | 580000 |  |  | 358000 |  |  |  | 10 |  | 15.9 | 3.304 | 2.23 | Maybe | R-32 | 48.3333 | Commercial | No
215215879 | Single Packaged Roof Top Units (Commercial Only) | DAIKIN | HSPY-A | DHSA055B*CMAV*0C04630*G |  |  |  |  | 585000 |  |  | 350000 |  |  |  | 10.4 |  | 16 | 3.421 | 2.25 | Maybe | R-32 | 48.75 | Commercial | No
215215880 | Single Packaged Roof Top Units (Commercial Only) | DAIKIN | HSPY-A | DHSA055B*CMAV*0C04560*G |  |  |  |  | 585000 |  |  | 352000 |  |  |  | 10.3 |  | 15.9 | 3.39 | 2.24 | Maybe | R-32 | 48.75 | Commercial | No
215215881 | Single Packaged Roof Top Units (Commercial Only) | DAIKIN | HSPY-A | DHSA055B*CMAV*0C04500*G |  |  |  |  | 585000 |  |  | 354000 |  |  |  | 10.2 |  | 15.8 | 3.335 | 2.22 | Maybe | R-32 | 48.75 | Commercial | No
215215883 | Single Packaged Roof Top Units (Commercial Only) | DAIKIN | HSPY-A | DHSA055B*CMAV*0C06450*G |  |  |  |  | 585000 |  |  | 352000 |  |  |  | 10.3 |  | 15.9 | 3.38 | 2.24 | Maybe | R-32 | 48.75 | Commercial | No
215215884 | Single Packaged Roof Top Units (Commercial Only) | DAIKIN | HSPY-A | DHSA055B*CMBV*0C04630*G |  |  |  |  | 595000 |  |  | 354000 |  |  |  | 10.4 |  | 16.3 | 3.404 | 2.36 | Maybe | R-32 | 49.5833 | Commercial | No
215215885 | Single Packaged Roof Top Units (Commercial Only) | DAIKIN | HSPY-A | DHSA055B*CMBV*0C04560*G |  |  |  |  | 595000 |  |  | 354000 |  |  |  | 10.4 |  | 16.3 | 3.378 | 2.35 | Maybe | R-32 | 49.5833 | Commercial | No
215215886 | Single Packaged Roof Top Units (Commercial Only) | DAIKIN | HSPY-A | DHSA055B*CMBV*0C04500*G |  |  |  |  | 595000 |  |  | 356000 |  |  |  | 10.3 |  | 16.1 | 3.327 | 2.33 | Maybe | R-32 | 49.5833 | Commercial | No
215215888 | Single Packaged Roof Top Units (Commercial Only) | DAIKIN | HSPY-A | DHSA055B*CMBV*0C06450*G |  |  |  |  | 595000 |  |  | 354000 |  |  |  | 10.4 |  | 15.4 | 3.372 | 2.35 | Maybe | R-32 | 49.5833 | Commercial | No
215215895 | Single Packaged Roof Top Units (Commercial Only) | DAIKIN | HSPY-A | DHSA060B*CMAV*0C04630*G |  |  |  |  | 625000 |  |  | 398000 |  |  |  | 10.1 |  | 15.6 | 3.345 | 2.26 | Maybe | R-32 | 52.0833 | Commercial | No
215215896 | Single Packaged Roof Top Units (Commercial Only) | DAIKIN | HSPY-A | DHSA060B*CMAV*0C04560*G |  |  |  |  | 620000 |  |  | 400000 |  |  |  | 10.1 |  | 15.5 | 3.309 | 2.25 | Maybe | R-32 | 51.6667 | Commercial | No
215215899 | Single Packaged Roof Top Units (Commercial Only) | DAIKIN | HSPY-A | DHSA060B*CMBV*0C04630*G |  |  |  |  | 630000 |  |  | 400000 |  |  |  | 10.2 |  | 15.9 | 3.332 | 2.29 | Maybe | R-32 | 52.5 | Commercial | No
215215900 | Single Packaged Roof Top Units (Commercial Only) | DAIKIN | HSPY-A | DHSA060B*CMBV*0C04560*G |  |  |  |  | 630000 |  |  | 400000 |  |  |  | 10.1 |  | 15.8 | 3.3 | 2.27 | Maybe | R-32 | 52.5 | Commercial | No
205309435 | Single Packaged Roof Top Units (Commercial Only) | LG | HSP-A | AK-W240BC00 |  |  |  |  | 240000 |  |  | 240000 |  |  |  | 11.3 |  | 19 | 3.38 | 2.3 | No | R-410A | 20 | Commercial | No
214670867 | Single Packaged Roof Top Units (Commercial Only) | CHAMPION, UNITARY PRODUCTS GROUP - COMMERCIAL | HSP-A | PD25[C,E]**[P,R](2,4,5,B,D,E)********3 |  |  |  |  | 278000 |  |  | 272000 |  |  |  | 10.4 |  | 13.4 | 3.3 | 2.1 | No | R-410A | 23.1667 | Commercial | No
214670870 | Single Packaged Roof Top Units (Commercial Only) | COLEMAN | HSP-A | PD25[C,E]**[P,R](2,4,5,B,D,E)********3 |  |  |  |  | 278000 |  |  | 272000 |  |  |  | 10.4 |  | 13.4 | 3.3 | 2.1 | No | R-410A | 23.1667 | Commercial | No
214670873 | Single Packaged Roof Top Units (Commercial Only) | FRASER - JOHNSTON | HSP-A | PD25[C,E]**[P,R](2,4,5,B,D,E)********3 |  |  |  |  | 278000 |  |  | 272000 |  |  |  | 10.4 |  | 13.4 | 3.3 | 2.1 | No | R-410A | 23.1667 | Commercial | No
214670876 | Single Packaged Roof Top Units (Commercial Only) | LUXAIRE | HSP-A | PD25[C,E]**[P,R](2,4,5,B,D,E)********3 |  |  |  |  | 278000 |  |  | 272000 |  |  |  | 10.4 |  | 13.4 | 3.3 | 2.1 | No | R-410A | 23.1667 | Commercial | No
214670879 | Single Packaged Roof Top Units (Commercial Only) | JOHNSON CONTROLS | HSP-A | HD25[C,E]**[P,R](2,4,5,B,D,E)********3 |  |  |  |  | 278000 |  |  | 272000 |  |  |  | 10.4 |  | 13.4 | 3.3 | 2.1 | No | R-410A | 23.1667 | Commercial | No
214670882 | Single Packaged Roof Top Units (Commercial Only) | TEMPMASTER, UNITARY PRODUCTS GROUP - COMMERCIAL | HSP-A | PV25[C,E]**[P,R](2,4,5,B,D,E)********3 |  |  |  |  | 278000 |  |  | 272000 |  |  |  | 10.4 |  | 13.4 | 3.3 | 2.1 | No | R-410A | 23.1667 | Commercial | No
214670622 | Single Packaged Roof Top Units (Commercial Only) | YORK | HSP-A | HV25[C,E]**[P,R](2,4,5,B,D,E)********3 |  |  |  |  | 278000 |  |  | 272000 |  |  |  | 10.4 |  | 13.4 | 3.3 | 2.1 | No | R-410A | 23.1667 | Commercial | No
210665711 | Single Packaged Roof Top Units (Commercial Only) | YORK | HSP-A | HV25[C,E]**[P,R](2,4,5,B,D,E)********2 |  |  |  |  | 278000 |  |  | 272000 |  |  |  | 10.4 |  | 13.4 | 3.3 | 2.1 | No | R-410A | 23.1667 | Commercial | No
215215022 | Single Packaged Roof Top Units (Commercial Only) | DAIKIN | HSP-A | DHSA031B*BMDV*0B02630*0 |  |  |  |  | 318000 |  |  | 270000 |  |  |  | 10.8 |  | 16.9 | 3.321 | 2.07 | Maybe | R-32 | 26.5 | Commercial | No
215215023 | Single Packaged Roof Top Units (Commercial Only) | DAIKIN | HSP-A | DHSA031B*BMDV*0B02560*0 |  |  |  |  | 318000 |  |  | 270000 |  |  |  | 10.8 |  | 16.9 | 3.337 | 2.08 | Maybe | R-32 | 26.5 | Commercial | No
215215024 | Single Packaged Roof Top Units (Commercial Only) | DAIKIN | HSP-A | DHSA031B*BMDV*0B02500*0 |  |  |  |  | 318000 |  |  | 272000 |  |  |  | 10.8 |  | 16.9 | 3.313 | 2.07 | Maybe | R-32 | 26.5 | Commercial | No
215215026 | Single Packaged Roof Top Units (Commercial Only) | DAIKIN | HSP-A | DHSA031B*BMDV*0B04560*0 |  |  |  |  | 316000 |  |  | 272000 |  |  |  | 10.6 |  | 16.7 | 3.3 | 2.07 | Maybe | R-32 | 26.3333 | Commercial | No
215215027 | Single Packaged Roof Top Units (Commercial Only) | DAIKIN | HSP-A | DHSA031B*BMDV*0B04500*0 |  |  |  |  | 316000 |  |  | 272000 |  |  |  | 10.7 |  | 16.8 | 3.313 | 2.07 | Maybe | R-32 | 26.3333 | Commercial | No
215215028 | Single Packaged Roof Top Units (Commercial Only) | DAIKIN | HSP-A | DHSA031B*BMDV*0B04450*0 |  |  |  |  | 318000 |  |  | 270000 |  |  |  | 10.8 |  | 16.9 | 3.318 | 2.07 | Maybe | R-32 | 26.5 | Commercial | No
215215030 | Single Packaged Roof Top Units (Commercial Only) | DAIKIN | HSP-A | DHSA031B*BMAV*0B02630*0 |  |  |  |  | 318000 |  |  | 268000 |  |  |  | 11 |  | 16.8 | 3.334 | 2.08 | Maybe | R-32 | 26.5 | Commercial | No
215215031 | Single Packaged Roof Top Units (Commercial Only) | DAIKIN | HSP-A | DHSA031B*BMAV*0B02560*0 |  |  |  |  | 318000 |  |  | 268000 |  |  |  | 11 |  | 16.9 | 3.345 | 2.08 | Maybe | R-32 | 26.5 | Commercial | No
215215032 | Single Packaged Roof Top Units (Commercial Only) | DAIKIN | HSP-A | DHSA031B*BMAV*0B02500*0 |  |  |  |  | 318000 |  |  | 270000 |  |  |  | 10.9 |  | 16.8 | 3.314 | 2.07 | Maybe | R-32 | 26.5 | Commercial | No
215215034 | Single Packaged Roof Top Units (Commercial Only) | DAIKIN | HSP-A | DHSA031B*BMAV*0B04560*0 |  |  |  |  | 316000 |  |  | 268000 |  |  |  | 10.9 |  | 16.7 | 3.328 | 2.08 | Maybe | R-32 | 26.3333 | Commercial | No
215215035 | Single Packaged Roof Top Units (Commercial Only) | DAIKIN | HSP-A | DHSA031B*BMAV*0B04500*0 |  |  |  |  | 318000 |  |  | 268000 |  |  |  | 10.9 |  | 16.8 | 3.33 | 2.08 | Maybe | R-32 | 26.5 | Commercial | No
215215036 | Single Packaged Roof Top Units (Commercial Only) | DAIKIN | HSP-A | DHSA031B*BMAV*0B04450*0 |  |  |  |  | 318000 |  |  | 270000 |  |  |  | 10.9 |  | 16.8 | 3.325 | 2.08 | Maybe | R-32 | 26.5 | Commercial | No
215215038 | Single Packaged Roof Top Units (Commercial Only) | DAIKIN | HSP-A | DHSA031B*BMBV*0B02630*0 |  |  |  |  | 322000 |  |  | 270000 |  |  |  | 11 |  | 17.2 | 3.372 | 2.11 | Maybe | R-32 | 26.8333 | Commercial | No
215215039 | Single Packaged Roof Top Units (Commercial Only) | DAIKIN | HSP-A | DHSA031B*BMBV*0B02560*0 |  |  |  |  | 322000 |  |  | 270000 |  |  |  | 11.1 |  | 17.3 | 3.386 | 2.11 | Maybe | R-32 | 26.8333 | Commercial | No
215215040 | Single Packaged Roof Top Units (Commercial Only) | DAIKIN | HSP-A | DHSA031B*BMBV*0B02500*0 |  |  |  |  | 322000 |  |  | 270000 |  |  |  | 11 |  | 17.2 | 3.356 | 2.1 | Maybe | R-32 | 26.8333 | Commercial | No
215215041 | Single Packaged Roof Top Units (Commercial Only) | DAIKIN | HSP-A | DHSA031B*BMBV*0B02450*0 |  |  |  |  | 320000 |  |  | 272000 |  |  |  | 10.9 |  | 17.1 | 3.31 | 2.09 | Maybe | R-32 | 26.6667 | Commercial | No
215215042 | Single Packaged Roof Top Units (Commercial Only) | DAIKIN | HSP-A | DHSA031B*BMBV*0B04560*0 |  |  |  |  | 322000 |  |  | 270000 |  |  |  | 10.9 |  | 17.1 | 3.361 | 2.1 | Maybe | R-32 | 26.8333 | Commercial | No
215215043 | Single Packaged Roof Top Units (Commercial Only) | DAIKIN | HSP-A | DHSA031B*BMBV*0B04500*0 |  |  |  |  | 322000 |  |  | 270000 |  |  |  | 11 |  | 17.1 | 3.367 | 2.1 | Maybe | R-32 | 26.8333 | Commercial | No
215215044 | Single Packaged Roof Top Units (Commercial Only) | DAIKIN | HSP-A | DHSA031B*BMBV*0B04450*0 |  |  |  |  | 322000 |  |  | 270000 |  |  |  | 11 |  | 17.2 | 3.365 | 2.1 | Maybe | R-32 | 26.8333 | Commercial | No
215215045 | Single Packaged Roof Top Units (Commercial Only) | DAIKIN | HSP-A | DHSA031B*BMBV*0B04355*0 |  |  |  |  | 322000 |  |  | 272000 |  |  |  | 10.9 |  | 17.1 | 3.329 | 2.09 | Maybe | R-32 | 26.8333 | Commercial | No
215215046 | Single Packaged Roof Top Units (Commercial Only) | DAIKIN | HSP-A | DHSA031B*BMCVF0B02630*0 |  |  |  |  | 310000 |  |  | 274000 |  |  |  | 11.2 |  | 17.1 | 3.316 | 2.18 | Maybe | R-32 | 25.8333 | Commercial | No
215215047 | Single Packaged Roof Top Units (Commercial Only) | DAIKIN | HSP-A | DHSA031B*BMCVF0B02560*0 |  |  |  |  | 310000 |  |  | 274000 |  |  |  | 11.3 |  | 17.2 | 3.328 | 2.19 | Maybe | R-32 | 25.8333 | Commercial | No
215215048 | Single Packaged Roof Top Units (Commercial Only) | DAIKIN | HSP-A | DHSA031B*BMCVF0B02500*0 |  |  |  |  | 310000 |  |  | 274000 |  |  |  | 11.2 |  | 17.1 | 3.302 | 2.18 | Maybe | R-32 | 25.8333 | Commercial | No
215215050 | Single Packaged Roof Top Units (Commercial Only) | DAIKIN | HSP-A | DHSA031B*BMCVF0B04560*0 |  |  |  |  | 310000 |  |  | 274000 |  |  |  | 11.1 |  | 17 | 3.305 | 2.18 | Maybe | R-32 | 25.8333 | Commercial | No
215215051 | Single Packaged Roof Top Units (Commercial Only) | DAIKIN | HSP-A | DHSA031B*BMCVF0B04500*0 |  |  |  |  | 310000 |  |  | 274000 |  |  |  | 11.1 |  | 17.1 | 3.311 | 2.18 | Maybe | R-32 | 25.8333 | Commercial | No
215215052 | Single Packaged Roof Top Units (Commercial Only) | DAIKIN | HSP-A | DHSA031B*BMCVF0B04450*0 |  |  |  |  | 310000 |  |  | 274000 |  |  |  | 11.2 |  | 17.1 | 3.31 | 2.18 | Maybe | R-32 | 25.8333 | Commercial | No
215215054 | Single Packaged Roof Top Units (Commercial Only) | DAIKIN | HSP-A | DHSA031B*BMDVF0B02630*0 |  |  |  |  | 318000 |  |  | 270000 |  |  |  | 11.3 |  | 17.8 | 3.353 | 2.19 | Maybe | R-32 | 26.5 | Commercial | No
215215055 | Single Packaged Roof Top Units (Commercial Only) | DAIKIN | HSP-A | DHSA031B*BMDVF0B02560*0 |  |  |  |  | 318000 |  |  | 270000 |  |  |  | 11.4 |  | 17.9 | 3.37 | 2.19 | Maybe | R-32 | 26.5 | Commercial | No
215215056 | Single Packaged Roof Top Units (Commercial Only) | DAIKIN | HSP-A | DHSA031B*BMDVF0B02500*0 |  |  |  |  | 318000 |  |  | 272000 |  |  |  | 11.3 |  | 17.8 | 3.345 | 2.18 | Maybe | R-32 | 26.5 | Commercial | No
215215057 | Single Packaged Roof Top Units (Commercial Only) | DAIKIN | HSP-A | DHSA031B*BMDVF0B02450*0 |  |  |  |  | 316000 |  |  | 272000 |  |  |  | 11.2 |  | 17.7 | 3.301 | 2.17 | Maybe | R-32 | 26.3333 | Commercial | No
215215059 | Single Packaged Roof Top Units (Commercial Only) | DAIKIN | HSP-A | DHSA031B*BMDVF0B04500*0 |  |  |  |  | 316000 |  |  | 272000 |  |  |  | 11.2 |  | 17.7 | 3.345 | 2.18 | Maybe | R-32 | 26.3333 | Commercial | No
215215060 | Single Packaged Roof Top Units (Commercial Only) | DAIKIN | HSP-A | DHSA031B*BMDVF0B04450*0 |  |  |  |  | 318000 |  |  | 270000 |  |  |  | 11.3 |  | 17.8 | 3.35 | 2.19 | Maybe | R-32 | 26.5 | Commercial | No
215215061 | Single Packaged Roof Top Units (Commercial Only) | DAIKIN | HSP-A | DHSA031B*BMDVF0B04355*0 |  |  |  |  | 316000 |  |  | 272000 |  |  |  | 11.2 |  | 17.7 | 3.317 | 2.17 | Maybe | R-32 | 26.3333 | Commercial | No
215215062 | Single Packaged Roof Top Units (Commercial Only) | DAIKIN | HSP-A | DHSA031B*BMAVF0B02630*0 |  |  |  |  | 318000 |  |  | 268000 |  |  |  | 11.5 |  | 17.8 | 3.367 | 2.2 | Maybe | R-32 | 26.5 | Commercial | No
215215063 | Single Packaged Roof Top Units (Commercial Only) | DAIKIN | HSP-A | DHSA031B*BMAVF0B02560*0 |  |  |  |  | 318000 |  |  | 268000 |  |  |  | 11.6 |  | 17.8 | 3.378 | 2.2 | Maybe | R-32 | 26.5 | Commercial | No
215215064 | Single Packaged Roof Top Units (Commercial Only) | DAIKIN | HSP-A | DHSA031B*BMAVF0B02500*0 |  |  |  |  | 318000 |  |  | 270000 |  |  |  | 11.5 |  | 17.7 | 3.346 | 2.19 | Maybe | R-32 | 26.5 | Commercial | No
215215066 | Single Packaged Roof Top Units (Commercial Only) | DAIKIN | HSP-A | DHSA031B*BMAVF0B04560*0 |  |  |  |  | 316000 |  |  | 268000 |  |  |  | 11.4 |  | 17.7 | 3.361 | 2.2 | Maybe | R-32 | 26.3333 | Commercial | No
215215067 | Single Packaged Roof Top Units (Commercial Only) | DAIKIN | HSP-A | DHSA031B*BMAVF0B04500*0 |  |  |  |  | 318000 |  |  | 268000 |  |  |  | 11.4 |  | 17.7 | 3.362 | 2.2 | Maybe | R-32 | 26.5 | Commercial | No
215215068 | Single Packaged Roof Top Units (Commercial Only) | DAIKIN | HSP-A | DHSA031B*BMAVF0B04450*0 |  |  |  |  | 318000 |  |  | 270000 |  |  |  | 11.5 |  | 17.7 | 3.357 | 2.19 | Maybe | R-32 | 26.5 | Commercial | No
215215069 | Single Packaged Roof Top Units (Commercial Only) | DAIKIN | HSP-A | DHSA031B*BMAVF0B04355*0 |  |  |  |  | 316000 |  |  | 270000 |  |  |  | 11.4 |  | 17.6 | 3.319 | 2.18 | Maybe | R-32 | 26.3333 | Commercial | No
215215070 | Single Packaged Roof Top Units (Commercial Only) | DAIKIN | HSP-A | DHSA031B*BMBVF0B02630*0 |  |  |  |  | 322000 |  |  | 270000 |  |  |  | 11.6 |  | 18.1 | 3.406 | 2.23 | Maybe | R-32 | 26.8333 | Commercial | No
215215071 | Single Packaged Roof Top Units (Commercial Only) | DAIKIN | HSP-A | DHSA031B*BMBVF0B02560*0 |  |  |  |  | 322000 |  |  | 270000 |  |  |  | 11.6 |  | 18.2 | 3.419 | 2.23 | Maybe | R-32 | 26.8333 | Commercial | No
215215072 | Single Packaged Roof Top Units (Commercial Only) | DAIKIN | HSP-A | DHSA031B*BMBVF0B02500*0 |  |  |  |  | 322000 |  |  | 270000 |  |  |  | 11.6 |  | 18.1 | 3.389 | 2.22 | Maybe | R-32 | 26.8333 | Commercial | No
215215073 | Single Packaged Roof Top Units (Commercial Only) | DAIKIN | HSP-A | DHSA031B*BMBVF0B02450*0 |  |  |  |  | 320000 |  |  | 272000 |  |  |  | 11.4 |  | 17.9 | 3.341 | 2.21 | Maybe | R-32 | 26.6667 | Commercial | No
215215074 | Single Packaged Roof Top Units (Commercial Only) | DAIKIN | HSP-A | DHSA031B*BMBVF0B04560*0 |  |  |  |  | 322000 |  |  | 270000 |  |  |  | 11.4 |  | 18 | 3.394 | 2.22 | Maybe | R-32 | 26.8333 | Commercial | No
215215075 | Single Packaged Roof Top Units (Commercial Only) | DAIKIN | HSP-A | DHSA031B*BMBVF0B04500*0 |  |  |  |  | 322000 |  |  | 270000 |  |  |  | 11.5 |  | 18 | 3.4 | 2.23 | Maybe | R-32 | 26.8333 | Commercial | No
215215076 | Single Packaged Roof Top Units (Commercial Only) | DAIKIN | HSP-A | DHSA031B*BMBVF0B04450*0 |  |  |  |  | 322000 |  |  | 270000 |  |  |  | 11.6 |  | 18.1 | 3.398 | 2.23 | Maybe | R-32 | 26.8333 | Commercial | No
215215077 | Single Packaged Roof Top Units (Commercial Only) | DAIKIN | HSP-A | DHSA031B*BMBVF0B04355*0 |  |  |  |  | 322000 |  |  | 272000 |  |  |  | 11.5 |  | 18 | 3.361 | 2.21 | Maybe | R-32 | 26.8333 | Commercial | No
215215079 | Single Packaged Roof Top Units (Commercial Only) | DAIKIN | HSP-A | DHSA035B*BMDV*0B02560*0 |  |  |  |  | 370000 |  |  | 288000 |  |  |  | 10.1 |  | 16 | 3.308 | 2.1 | Maybe | R-32 | 30.8333 | Commercial | No
215215086 | Single Packaged Roof Top Units (Commercial Only) | DAIKIN | HSP-A | DHSA035B*BMAV*0B02630*0 |  |  |  |  | 370000 |  |  | 286000 |  |  |  | 10.2 |  | 16 | 3.321 | 2.09 | Maybe | R-32 | 30.8333 | Commercial | No
215215087 | Single Packaged Roof Top Units (Commercial Only) | DAIKIN | HSP-A | DHSA035B*BMAV*0B02560*0 |  |  |  |  | 372000 |  |  | 286000 |  |  |  | 10.3 |  | 16 | 3.334 | 2.09 | Maybe | R-32 | 31 | Commercial | No
215215090 | Single Packaged Roof Top Units (Commercial Only) | DAIKIN | HSP-A | DHSA035B*BMAV*0B04560*0 |  |  |  |  | 370000 |  |  | 286000 |  |  |  | 10.1 |  | 15.9 | 3.316 | 2.09 | Maybe | R-32 | 30.8333 | Commercial | No
215215091 | Single Packaged Roof Top Units (Commercial Only) | DAIKIN | HSP-A | DHSA035B*BMAV*0B04500*0 |  |  |  |  | 370000 |  |  | 286000 |  |  |  | 10.2 |  | 15.9 | 3.317 | 2.09 | Maybe | R-32 | 30.8333 | Commercial | No
215215092 | Single Packaged Roof Top Units (Commercial Only) | DAIKIN | HSP-A | DHSA035B*BMAV*0B04450*0 |  |  |  |  | 370000 |  |  | 286000 |  |  |  | 10.2 |  | 16 | 3.309 | 2.09 | Maybe | R-32 | 30.8333 | Commercial | No
215215094 | Single Packaged Roof Top Units (Commercial Only) | DAIKIN | HSP-A | DHSA035B*BMBV*0B02630*0 |  |  |  |  | 376000 |  |  | 288000 |  |  |  | 10.3 |  | 16.3 | 3.46 | 2.12 | Maybe | R-32 | 31.3333 | Commercial | No
215215095 | Single Packaged Roof Top Units (Commercial Only) | DAIKIN | HSP-A | DHSA035B*BMBV*0B02560*0 |  |  |  |  | 376000 |  |  | 286000 |  |  |  | 10.4 |  | 16.4 | 3.478 | 2.12 | Maybe | R-32 | 31.3333 | Commercial | No
215215096 | Single Packaged Roof Top Units (Commercial Only) | DAIKIN | HSP-A | DHSA035B*BMBV*0B02500*0 |  |  |  |  | 376000 |  |  | 288000 |  |  |  | 10.3 |  | 16.3 | 3.435 | 2.11 | Maybe | R-32 | 31.3333 | Commercial | No
215215097 | Single Packaged Roof Top Units (Commercial Only) | DAIKIN | HSP-A | DHSA035B*BMBV*0B02450*0 |  |  |  |  | 374000 |  |  | 290000 |  |  |  | 10.1 |  | 16.1 | 3.369 | 2.09 | Maybe | R-32 | 31.1667 | Commercial | No
215215098 | Single Packaged Roof Top Units (Commercial Only) | DAIKIN | HSP-A | DHSA035B*BMBV*0B04560*0 |  |  |  |  | 376000 |  |  | 288000 |  |  |  | 10.2 |  | 16.2 | 3.448 | 2.12 | Maybe | R-32 | 31.3333 | Commercial | No
215215099 | Single Packaged Roof Top Units (Commercial Only) | DAIKIN | HSP-A | DHSA035B*BMBV*0B04500*0 |  |  |  |  | 376000 |  |  | 288000 |  |  |  | 10.2 |  | 16.2 | 3.454 | 2.12 | Maybe | R-32 | 31.3333 | Commercial | No
215215100 | Single Packaged Roof Top Units (Commercial Only) | DAIKIN | HSP-A | DHSA035B*BMBV*0B04450*0 |  |  |  |  | 376000 |  |  | 288000 |  |  |  | 10.3 |  | 16.3 | 3.45 | 2.12 | Maybe | R-32 | 31.3333 | Commercial | No
215215101 | Single Packaged Roof Top Units (Commercial Only) | DAIKIN | HSP-A | DHSA035B*BMBV*0B04355*0 |  |  |  |  | 376000 |  |  | 290000 |  |  |  | 10.2 |  | 16.2 | 3.396 | 2.1 | Maybe | R-32 | 31.3333 | Commercial | No
215215108 | Single Packaged Roof Top Units (Commercial Only) | DAIKIN | HSP-A | DHSA035B*BMDVF0B02630*0 |  |  |  |  | 370000 |  |  | 288000 |  |  |  | 10.8 |  | 17.3 | 3.317 | 2.21 | Maybe | R-32 | 30.8333 | Commercial | No
215215109 | Single Packaged Roof Top Units (Commercial Only) | DAIKIN | HSP-A | DHSA035B*BMDVF0B02560*0 |  |  |  |  | 370000 |  |  | 288000 |  |  |  | 10.9 |  | 17.4 | 3.338 | 2.21 | Maybe | R-32 | 30.8333 | Commercial | No
215215110 | Single Packaged Roof Top Units (Commercial Only) | DAIKIN | HSP-A | DHSA035B*BMDVF0B02500*0 |  |  |  |  | 370000 |  |  | 290000 |  |  |  | 10.8 |  | 17.3 | 3.304 | 2.2 | Maybe | R-32 | 30.8333 | Commercial | No
215215113 | Single Packaged Roof Top Units (Commercial Only) | DAIKIN | HSP-A | DHSA035B*BMDVF0B04450*0 |  |  |  |  | 370000 |  |  | 288000 |  |  |  | 10.8 |  | 17.3 | 3.313 | 2.2 | Maybe | R-32 | 30.8333 | Commercial | No
215215115 | Single Packaged Roof Top Units (Commercial Only) | DAIKIN | HSP-A | DHSA035B*BMAVF0B02630*0 |  |  |  |  | 370000 |  |  | 286000 |  |  |  | 11.1 |  | 17.4 | 3.351 | 2.2 | Maybe | R-32 | 30.8333 | Commercial | No
215215116 | Single Packaged Roof Top Units (Commercial Only) | DAIKIN | HSP-A | DHSA035B*BMAVF0B02560*0 |  |  |  |  | 372000 |  |  | 286000 |  |  |  | 11.1 |  | 17.4 | 3.364 | 2.21 | Maybe | R-32 | 31 | Commercial | No
215215117 | Single Packaged Roof Top Units (Commercial Only) | DAIKIN | HSP-A | DHSA035B*BMAVF0B02500*0 |  |  |  |  | 370000 |  |  | 286000 |  |  |  | 11 |  | 17.3 | 3.321 | 2.19 | Maybe | R-32 | 30.8333 | Commercial | No
215215119 | Single Packaged Roof Top Units (Commercial Only) | DAIKIN | HSP-A | DHSA035B*BMAVF0B04560*0 |  |  |  |  | 370000 |  |  | 286000 |  |  |  | 11 |  | 17.2 | 3.347 | 2.2 | Maybe | R-32 | 30.8333 | Commercial | No
215215120 | Single Packaged Roof Top Units (Commercial Only) | DAIKIN | HSP-A | DHSA035B*BMAVF0B04500*0 |  |  |  |  | 370000 |  |  | 286000 |  |  |  | 11 |  | 17.3 | 3.347 | 2.2 | Maybe | R-32 | 30.8333 | Commercial | No
215215121 | Single Packaged Roof Top Units (Commercial Only) | DAIKIN | HSP-A | DHSA035B*BMAVF0B04450*0 |  |  |  |  | 370000 |  |  | 286000 |  |  |  | 11 |  | 17.3 | 3.339 | 2.2 | Maybe | R-32 | 30.8333 | Commercial | No
215215123 | Single Packaged Roof Top Units (Commercial Only) | DAIKIN | HSP-A | DHSA035B*BMBVF0B02630*0 |  |  |  |  | 376000 |  |  | 288000 |  |  |  | 11.1 |  | 17.6 | 3.493 | 2.23 | Maybe | R-32 | 31.3333 | Commercial | No
215215124 | Single Packaged Roof Top Units (Commercial Only) | DAIKIN | HSP-A | DHSA035B*BMBVF0B02560*0 |  |  |  |  | 376000 |  |  | 286000 |  |  |  | 11.2 |  | 17.7 | 3.511 | 2.24 | Maybe | R-32 | 31.3333 | Commercial | No
215215125 | Single Packaged Roof Top Units (Commercial Only) | DAIKIN | HSP-A | DHSA035B*BMBVF0B02500*0 |  |  |  |  | 376000 |  |  | 288000 |  |  |  | 11.1 |  | 17.6 | 3.467 | 2.22 | Maybe | R-32 | 31.3333 | Commercial | No
215215126 | Single Packaged Roof Top Units (Commercial Only) | DAIKIN | HSP-A | DHSA035B*BMBVF0B02450*0 |  |  |  |  | 374000 |  |  | 290000 |  |  |  | 11 |  | 17.5 | 3.4 | 2.2 | Maybe | R-32 | 31.1667 | Commercial | No
215215127 | Single Packaged Roof Top Units (Commercial Only) | DAIKIN | HSP-A | DHSA035B*BMBVF0B04560*0 |  |  |  |  | 376000 |  |  | 288000 |  |  |  | 11 |  | 17.5 | 3.481 | 2.23 | Maybe | R-32 | 31.3333 | Commercial | No
215215128 | Single Packaged Roof Top Units (Commercial Only) | DAIKIN | HSP-A | DHSA035B*BMBVF0B04500*0 |  |  |  |  | 376000 |  |  | 288000 |  |  |  | 11.1 |  | 17.6 | 3.487 | 2.23 | Maybe | R-32 | 31.3333 | Commercial | No
215215129 | Single Packaged Roof Top Units (Commercial Only) | DAIKIN | HSP-A | DHSA035B*BMBVF0B04450*0 |  |  |  |  | 376000 |  |  | 288000 |  |  |  | 11.1 |  | 17.6 | 3.482 | 2.23 | Maybe | R-32 | 31.3333 | Commercial | No
215215130 | Single Packaged Roof Top Units (Commercial Only) | DAIKIN | HSP-A | DHSA035B*BMBVF0B04355*0 |  |  |  |  | 376000 |  |  | 290000 |  |  |  | 11 |  | 17.5 | 3.427 | 2.21 | Maybe | R-32 | 31.3333 | Commercial | No
215215137 | Single Packaged Roof Top Units (Commercial Only) | DAIKIN | HSP-A | DHSA040B*BMBV*0B02630*0 |  |  |  |  | 410000 |  |  | 310000 |  |  |  | 10.4 |  | 16.6 | 3.3 | 2.13 | Maybe | R-32 | 34.1667 | Commercial | No
215215138 | Single Packaged Roof Top Units (Commercial Only) | DAIKIN | HSP-A | DHSA040B*BMBV*0B02560*0 |  |  |  |  | 410000 |  |  | 310000 |  |  |  | 10.4 |  | 16.7 | 3.32 | 2.13 | Maybe | R-32 | 34.1667 | Commercial | No
215215146 | Single Packaged Roof Top Units (Commercial Only) | DAIKIN | HSP-A | DHSA040B*BMAVF0B02630*0 |  |  |  |  | 405000 |  |  | 308000 |  |  |  | 10.8 |  | 17 | 3.306 | 2.2 | Maybe | R-32 | 33.75 | Commercial | No
215215147 | Single Packaged Roof Top Units (Commercial Only) | DAIKIN | HSP-A | DHSA040B*BMAVF0B02560*0 |  |  |  |  | 405000 |  |  | 308000 |  |  |  | 10.9 |  | 17.1 | 3.321 | 2.21 | Maybe | R-32 | 33.75 | Commercial | No
215215149 | Single Packaged Roof Top Units (Commercial Only) | DAIKIN | HSP-A | DHSA040B*BMAVF0B04560*0 |  |  |  |  | 405000 |  |  | 308000 |  |  |  | 10.7 |  | 16.9 | 3.306 | 2.2 | Maybe | R-32 | 33.75 | Commercial | No
215215150 | Single Packaged Roof Top Units (Commercial Only) | DAIKIN | HSP-A | DHSA040B*BMAVF0B04500*0 |  |  |  |  | 405000 |  |  | 308000 |  |  |  | 10.7 |  | 17 | 3.303 | 2.2 | Maybe | R-32 | 33.75 | Commercial | No
215215153 | Single Packaged Roof Top Units (Commercial Only) | DAIKIN | HSP-A | DHSA040B*BMBVF0B02630*0 |  |  |  |  | 410000 |  |  | 310000 |  |  |  | 10.9 |  | 17.3 | 3.328 | 2.23 | Maybe | R-32 | 34.1667 | Commercial | No
215215154 | Single Packaged Roof Top Units (Commercial Only) | DAIKIN | HSP-A | DHSA040B*BMBVF0B02560*0 |  |  |  |  | 410000 |  |  | 310000 |  |  |  | 10.9 |  | 17.4 | 3.348 | 2.24 | Maybe | R-32 | 34.1667 | Commercial | No
215215157 | Single Packaged Roof Top Units (Commercial Only) | DAIKIN | HSP-A | DHSA040B*BMBVF0B04560*0 |  |  |  |  | 410000 |  |  | 310000 |  |  |  | 10.7 |  | 17.2 | 3.321 | 2.23 | Maybe | R-32 | 34.1667 | Commercial | No
215215158 | Single Packaged Roof Top Units (Commercial Only) | DAIKIN | HSP-A | DHSA040B*BMBVF0B04500*0 |  |  |  |  | 410000 |  |  | 310000 |  |  |  | 10.8 |  | 17.2 | 3.324 | 2.23 | Maybe | R-32 | 34.1667 | Commercial | No
215215159 | Single Packaged Roof Top Units (Commercial Only) | DAIKIN | HSP-A | DHSA040B*BMBVF0B04450*0 |  |  |  |  | 410000 |  |  | 310000 |  |  |  | 10.8 |  | 17.3 | 3.313 | 2.23 | Maybe | R-32 | 34.1667 | Commercial | No
215215165 | Single Packaged Roof Top Units (Commercial Only) | DAIKIN | HSP-A | DHSA031B*BLDV*0B02630*0 |  |  |  |  | 318000 |  |  | 300000 |  |  |  | 11.4 |  | 18 | 3.455 | 2.14 | Maybe | R-32 | 26.5 | Commercial | No
215215166 | Single Packaged Roof Top Units (Commercial Only) | DAIKIN | HSP-A | DHSA031B*BLDV*0B02560*0 |  |  |  |  | 318000 |  |  | 300000 |  |  |  | 11.5 |  | 18.1 | 3.471 | 2.15 | Maybe | R-32 | 26.5 | Commercial | No
215215167 | Single Packaged Roof Top Units (Commercial Only) | DAIKIN | HSP-A | DHSA031B*BLDV*0B02500*0 |  |  |  |  | 318000 |  |  | 300000 |  |  |  | 11.4 |  | 18 | 3.448 | 2.14 | Maybe | R-32 | 26.5 | Commercial | No
215215168 | Single Packaged Roof Top Units (Commercial Only) | DAIKIN | HSP-A | DHSA031B*BLDV*0B02450*0 |  |  |  |  | 316000 |  |  | 302000 |  |  |  | 11.3 |  | 17.9 | 3.406 | 2.13 | Maybe | R-32 | 26.3333 | Commercial | No
215215169 | Single Packaged Roof Top Units (Commercial Only) | DAIKIN | HSP-A | DHSA031B*BLDV*0B04560*0 |  |  |  |  | 316000 |  |  | 302000 |  |  |  | 11.2 |  | 17.8 | 3.435 | 2.13 | Maybe | R-32 | 26.3333 | Commercial | No
215215170 | Single Packaged Roof Top Units (Commercial Only) | DAIKIN | HSP-A | DHSA031B*BLDV*0B04500*0 |  |  |  |  | 316000 |  |  | 300000 |  |  |  | 11.3 |  | 17.9 | 3.448 | 2.14 | Maybe | R-32 | 26.3333 | Commercial | No
215215171 | Single Packaged Roof Top Units (Commercial Only) | DAIKIN | HSP-A | DHSA031B*BLDV*0B04450*0 |  |  |  |  | 318000 |  |  | 300000 |  |  |  | 11.4 |  | 18 | 3.453 | 2.14 | Maybe | R-32 | 26.5 | Commercial | No
215215172 | Single Packaged Roof Top Units (Commercial Only) | DAIKIN | HSP-A | DHSA031B*BLDV*0B04355*0 |  |  |  |  | 316000 |  |  | 302000 |  |  |  | 11.3 |  | 17.9 | 3.421 | 2.13 | Maybe | R-32 | 26.3333 | Commercial | No
215215173 | Single Packaged Roof Top Units (Commercial Only) | DAIKIN | HSP-A | DHSA031B*BLAV*0B02630*0 |  |  |  |  | 318000 |  |  | 298000 |  |  |  | 11.6 |  | 18 | 3.464 | 2.13 | Maybe | R-32 | 26.5 | Commercial | No
215215174 | Single Packaged Roof Top Units (Commercial Only) | DAIKIN | HSP-A | DHSA031B*BLAV*0B02560*0 |  |  |  |  | 318000 |  |  | 298000 |  |  |  | 11.7 |  | 18.1 | 3.475 | 2.13 | Maybe | R-32 | 26.5 | Commercial | No
215215175 | Single Packaged Roof Top Units (Commercial Only) | DAIKIN | HSP-A | DHSA031B*BLAV*0B02500*0 |  |  |  |  | 318000 |  |  | 298000 |  |  |  | 11.6 |  | 18 | 3.444 | 2.12 | Maybe | R-32 | 26.5 | Commercial | No
215215176 | Single Packaged Roof Top Units (Commercial Only) | DAIKIN | HSP-A | DHSA031B*BLAV*0B02450*0 |  |  |  |  | 316000 |  |  | 300000 |  |  |  | 11.4 |  | 17.8 | 3.4 | 2.11 | Maybe | R-32 | 26.3333 | Commercial | No
215215177 | Single Packaged Roof Top Units (Commercial Only) | DAIKIN | HSP-A | DHSA031B*BLAV*0B04560*0 |  |  |  |  | 316000 |  |  | 298000 |  |  |  | 11.5 |  | 17.9 | 3.459 | 2.13 | Maybe | R-32 | 26.3333 | Commercial | No
215215178 | Single Packaged Roof Top Units (Commercial Only) | DAIKIN | HSP-A | DHSA031B*BLAV*0B04500*0 |  |  |  |  | 316000 |  |  | 298000 |  |  |  | 11.5 |  | 17.9 | 3.46 | 2.13 | Maybe | R-32 | 26.3333 | Commercial | No
215215179 | Single Packaged Roof Top Units (Commercial Only) | DAIKIN | HSP-A | DHSA031B*BLAV*0B04450*0 |  |  |  |  | 318000 |  |  | 298000 |  |  |  | 11.6 |  | 18 | 3.455 | 2.13 | Maybe | R-32 | 26.5 | Commercial | No
215215180 | Single Packaged Roof Top Units (Commercial Only) | DAIKIN | HSP-A | DHSA031B*BLAV*0B04355*0 |  |  |  |  | 316000 |  |  | 300000 |  |  |  | 11.5 |  | 17.9 | 3.419 | 2.11 | Maybe | R-32 | 26.3333 | Commercial | No
215215181 | Single Packaged Roof Top Units (Commercial Only) | DAIKIN | HSP-A | DHSA031B*BLBV*0B02630*0 |  |  |  |  | 322000 |  |  | 300000 |  |  |  | 11.7 |  | 18.4 | 3.511 | 2.16 | Maybe | R-32 | 26.8333 | Commercial | No
215215182 | Single Packaged Roof Top Units (Commercial Only) | DAIKIN | HSP-A | DHSA031B*BLBV*0B02560*0 |  |  |  |  | 322000 |  |  | 298000 |  |  |  | 11.8 |  | 18.5 | 3.524 | 2.16 | Maybe | R-32 | 26.8333 | Commercial | No
215215183 | Single Packaged Roof Top Units (Commercial Only) | DAIKIN | HSP-A | DHSA031B*BLBV*0B02500*0 |  |  |  |  | 322000 |  |  | 300000 |  |  |  | 11.7 |  | 18.4 | 3.495 | 2.16 | Maybe | R-32 | 26.8333 | Commercial | No
215215184 | Single Packaged Roof Top Units (Commercial Only) | DAIKIN | HSP-A | DHSA031B*BLBV*0B02450*0 |  |  |  |  | 320000 |  |  | 302000 |  |  |  | 11.5 |  | 18.3 | 3.45 | 2.14 | Maybe | R-32 | 26.6667 | Commercial | No
215215185 | Single Packaged Roof Top Units (Commercial Only) | DAIKIN | HSP-A | DHSA031B*BLBV*0B04560*0 |  |  |  |  | 320000 |  |  | 300000 |  |  |  | 11.5 |  | 18.3 | 3.501 | 2.16 | Maybe | R-32 | 26.6667 | Commercial | No
215215186 | Single Packaged Roof Top Units (Commercial Only) | DAIKIN | HSP-A | DHSA031B*BLBV*0B04500*0 |  |  |  |  | 322000 |  |  | 300000 |  |  |  | 11.6 |  | 18.3 | 3.506 | 2.16 | Maybe | R-32 | 26.8333 | Commercial | No
215215187 | Single Packaged Roof Top Units (Commercial Only) | DAIKIN | HSP-A | DHSA031B*BLBV*0B04450*0 |  |  |  |  | 322000 |  |  | 300000 |  |  |  | 11.7 |  | 18.4 | 3.504 | 2.16 | Maybe | R-32 | 26.8333 | Commercial | No
215215188 | Single Packaged Roof Top Units (Commercial Only) | DAIKIN | HSP-A | DHSA031B*BLBV*0B04355*0 |  |  |  |  | 320000 |  |  | 300000 |  |  |  | 11.6 |  | 18.3 | 3.468 | 2.15 | Maybe | R-32 | 26.6667 | Commercial | No
215215189 | Single Packaged Roof Top Units (Commercial Only) | DAIKIN | HSP-A | DHSA035B*BLDV*0B02630*0 |  |  |  |  | 370000 |  |  | 320000 |  |  |  | 10.7 |  | 17.4 | 3.545 | 2.16 | Maybe | R-32 | 30.8333 | Commercial | No
215215190 | Single Packaged Roof Top Units (Commercial Only) | DAIKIN | HSP-A | DHSA035B*BLDV*0B02560*0 |  |  |  |  | 372000 |  |  | 320000 |  |  |  | 10.8 |  | 17.5 | 3.566 | 2.17 | Maybe | R-32 | 31 | Commercial | No
215215191 | Single Packaged Roof Top Units (Commercial Only) | DAIKIN | HSP-A | DHSA035B*BLDV*0B02500*0 |  |  |  |  | 370000 |  |  | 320000 |  |  |  | 10.7 |  | 17.4 | 3.531 | 2.16 | Maybe | R-32 | 30.8333 | Commercial | No
215215192 | Single Packaged Roof Top Units (Commercial Only) | DAIKIN | HSP-A | DHSA035B*BLDV*0B02450*0 |  |  |  |  | 370000 |  |  | 322000 |  |  |  | 10.5 |  | 17.2 | 3.472 | 2.14 | Maybe | R-32 | 30.8333 | Commercial | No
215215193 | Single Packaged Roof Top Units (Commercial Only) | DAIKIN | HSP-A | DHSA035B*BLDV*0B04560*0 |  |  |  |  | 370000 |  |  | 320000 |  |  |  | 10.5 |  | 17.2 | 3.521 | 2.15 | Maybe | R-32 | 30.8333 | Commercial | No
215215194 | Single Packaged Roof Top Units (Commercial Only) | DAIKIN | HSP-A | DHSA035B*BLDV*0B04500*0 |  |  |  |  | 370000 |  |  | 320000 |  |  |  | 10.6 |  | 17.3 | 3.536 | 2.16 | Maybe | R-32 | 30.8333 | Commercial | No
215215195 | Single Packaged Roof Top Units (Commercial Only) | DAIKIN | HSP-A | DHSA035B*BLDV*0B04450*0 |  |  |  |  | 370000 |  |  | 320000 |  |  |  | 10.7 |  | 17.4 | 3.54 | 2.16 | Maybe | R-32 | 30.8333 | Commercial | No
215215196 | Single Packaged Roof Top Units (Commercial Only) | DAIKIN | HSP-A | DHSA035B*BLDV*0B04355*0 |  |  |  |  | 370000 |  |  | 322000 |  |  |  | 10.6 |  | 17.3 | 3.494 | 2.15 | Maybe | R-32 | 30.8333 | Commercial | No
215215197 | Single Packaged Roof Top Units (Commercial Only) | DAIKIN | HSP-A | DHSA035B*BLAV*0B02630*0 |  |  |  |  | 372000 |  |  | 316000 |  |  |  | 10.9 |  | 17.4 | 3.452 | 2.12 | Maybe | R-32 | 31 | Commercial | No
215215198 | Single Packaged Roof Top Units (Commercial Only) | DAIKIN | HSP-A | DHSA035B*BLAV*0B02560*0 |  |  |  |  | 372000 |  |  | 316000 |  |  |  | 11 |  | 17.4 | 3.464 | 2.13 | Maybe | R-32 | 31 | Commercial | No
215215199 | Single Packaged Roof Top Units (Commercial Only) | DAIKIN | HSP-A | DHSA035B*BLAV*0B02500*0 |  |  |  |  | 372000 |  |  | 318000 |  |  |  | 10.9 |  | 17.3 | 3.423 | 2.12 | Maybe | R-32 | 31 | Commercial | No
215215200 | Single Packaged Roof Top Units (Commercial Only) | DAIKIN | HSP-A | DHSA035B*BLAV*0B02450*0 |  |  |  |  | 370000 |  |  | 320000 |  |  |  | 10.7 |  | 17.2 | 3.363 | 2.1 | Maybe | R-32 | 30.8333 | Commercial | No
215215201 | Single Packaged Roof Top Units (Commercial Only) | DAIKIN | HSP-A | DHSA035B*BLAV*0B04560*0 |  |  |  |  | 372000 |  |  | 318000 |  |  |  | 10.8 |  | 17.3 | 3.447 | 2.12 | Maybe | R-32 | 31 | Commercial | No
215215202 | Single Packaged Roof Top Units (Commercial Only) | DAIKIN | HSP-A | DHSA035B*BLAV*0B04500*0 |  |  |  |  | 372000 |  |  | 318000 |  |  |  | 10.8 |  | 17.3 | 3.448 | 2.12 | Maybe | R-32 | 31 | Commercial | No
215215203 | Single Packaged Roof Top Units (Commercial Only) | DAIKIN | HSP-A | DHSA035B*BLAV*0B04450*0 |  |  |  |  | 372000 |  |  | 318000 |  |  |  | 10.9 |  | 17.4 | 3.44 | 2.12 | Maybe | R-32 | 31 | Commercial | No
215215204 | Single Packaged Roof Top Units (Commercial Only) | DAIKIN | HSP-A | DHSA035B*BLAV*0B04355*0 |  |  |  |  | 372000 |  |  | 320000 |  |  |  | 10.8 |  | 17.2 | 3.389 | 2.11 | Maybe | R-32 | 31 | Commercial | No
215215205 | Single Packaged Roof Top Units (Commercial Only) | DAIKIN | HSP-A | DHSA035B*BLBV*0B02630*0 |  |  |  |  | 378000 |  |  | 318000 |  |  |  | 11 |  | 17.8 | 3.493 | 2.19 | Maybe | R-32 | 31.5 | Commercial | No
215215206 | Single Packaged Roof Top Units (Commercial Only) | DAIKIN | HSP-A | DHSA035B*BLBV*0B02560*0 |  |  |  |  | 378000 |  |  | 318000 |  |  |  | 11.1 |  | 17.9 | 3.509 | 2.19 | Maybe | R-32 | 31.5 | Commercial | No
215215207 | Single Packaged Roof Top Units (Commercial Only) | DAIKIN | HSP-A | DHSA035B*BLBV*0B02500*0 |  |  |  |  | 378000 |  |  | 318000 |  |  |  | 11 |  | 17.8 | 3.47 | 2.18 | Maybe | R-32 | 31.5 | Commercial | No
215215208 | Single Packaged Roof Top Units (Commercial Only) | DAIKIN | HSP-A | DHSA035B*BLBV*0B02450*0 |  |  |  |  | 376000 |  |  | 322000 |  |  |  | 10.8 |  | 17.6 | 3.41 | 2.16 | Maybe | R-32 | 31.3333 | Commercial | No
215215209 | Single Packaged Roof Top Units (Commercial Only) | DAIKIN | HSP-A | DHSA035B*BLBV*0B04560*0 |  |  |  |  | 376000 |  |  | 318000 |  |  |  | 10.9 |  | 17.7 | 3.482 | 2.18 | Maybe | R-32 | 31.3333 | Commercial | No
215215210 | Single Packaged Roof Top Units (Commercial Only) | DAIKIN | HSP-A | DHSA035B*BLBV*0B04500*0 |  |  |  |  | 378000 |  |  | 318000 |  |  |  | 10.9 |  | 17.7 | 3.488 | 2.19 | Maybe | R-32 | 31.5 | Commercial | No
215215211 | Single Packaged Roof Top Units (Commercial Only) | DAIKIN | HSP-A | DHSA035B*BLBV*0B04450*0 |  |  |  |  | 378000 |  |  | 318000 |  |  |  | 11 |  | 17.8 | 3.484 | 2.18 | Maybe | R-32 | 31.5 | Commercial | No
215215212 | Single Packaged Roof Top Units (Commercial Only) | DAIKIN | HSP-A | DHSA035B*BLBV*0B04355*0 |  |  |  |  | 376000 |  |  | 320000 |  |  |  | 10.9 |  | 17.7 | 3.435 | 2.17 | Maybe | R-32 | 31.3333 | Commercial | No
215215214 | Single Packaged Roof Top Units (Commercial Only) | DAIKIN | HSP-A | DHSA040B*BLDV*0B02560*0 |  |  |  |  | 400000 |  |  | 350000 |  |  |  | 10.6 |  | 16.8 | 3.313 | 2.13 | Maybe | R-32 | 33.3333 | Commercial | No
215215221 | Single Packaged Roof Top Units (Commercial Only) | DAIKIN | HSP-A | DHSA040B*BLAV*0B02630*0 |  |  |  |  | 405000 |  |  | 346000 |  |  |  | 10.8 |  | 17.2 | 3.396 | 2.16 | Maybe | R-32 | 33.75 | Commercial | No
215215222 | Single Packaged Roof Top Units (Commercial Only) | DAIKIN | HSP-A | DHSA040B*BLAV*0B02560*0 |  |  |  |  | 405000 |  |  | 346000 |  |  |  | 10.9 |  | 17.3 | 3.41 | 2.17 | Maybe | R-32 | 33.75 | Commercial | No
215215223 | Single Packaged Roof Top Units (Commercial Only) | DAIKIN | HSP-A | DHSA040B*BLAV*0B02500*0 |  |  |  |  | 405000 |  |  | 348000 |  |  |  | 10.8 |  | 17.2 | 3.355 | 2.15 | Maybe | R-32 | 33.75 | Commercial | No
215215225 | Single Packaged Roof Top Units (Commercial Only) | DAIKIN | HSP-A | DHSA040B*BLAV*0B04560*0 |  |  |  |  | 400000 |  |  | 346000 |  |  |  | 10.7 |  | 17.1 | 3.396 | 2.16 | Maybe | R-32 | 33.3333 | Commercial | No
215215226 | Single Packaged Roof Top Units (Commercial Only) | DAIKIN | HSP-A | DHSA040B*BLAV*0B04500*0 |  |  |  |  | 400000 |  |  | 346000 |  |  |  | 10.8 |  | 17.2 | 3.393 | 2.16 | Maybe | R-32 | 33.3333 | Commercial | No
215215227 | Single Packaged Roof Top Units (Commercial Only) | DAIKIN | HSP-A | DHSA040B*BLAV*0B04450*0 |  |  |  |  | 405000 |  |  | 348000 |  |  |  | 10.8 |  | 17.2 | 3.379 | 2.15 | Maybe | R-32 | 33.75 | Commercial | No
215215228 | Single Packaged Roof Top Units (Commercial Only) | DAIKIN | HSP-A | DHSA040B*BLAV*0B04355*0 |  |  |  |  | 400000 |  |  | 350000 |  |  |  | 10.6 |  | 17 | 3.312 | 2.13 | Maybe | R-32 | 33.3333 | Commercial | No
215215229 | Single Packaged Roof Top Units (Commercial Only) | DAIKIN | HSP-A | DHSA040B*BLBV*0B02630*0 |  |  |  |  | 410000 |  |  | 348000 |  |  |  | 10.9 |  | 17.7 | 3.434 | 2.2 | Maybe | R-32 | 34.1667 | Commercial | No
215215230 | Single Packaged Roof Top Units (Commercial Only) | DAIKIN | HSP-A | DHSA040B*BLBV*0B02560*0 |  |  |  |  | 410000 |  |  | 348000 |  |  |  | 11 |  | 17.7 | 3.452 | 2.2 | Maybe | R-32 | 34.1667 | Commercial | No
215215231 | Single Packaged Roof Top Units (Commercial Only) | DAIKIN | HSP-A | DHSA040B*BLBV*0B02500*0 |  |  |  |  | 410000 |  |  | 350000 |  |  |  | 10.8 |  | 17.6 | 3.4 | 2.18 | Maybe | R-32 | 34.1667 | Commercial | No
215215232 | Single Packaged Roof Top Units (Commercial Only) | DAIKIN | HSP-A | DHSA040B*BLBV*0B02450*0 |  |  |  |  | 405000 |  |  | 354000 |  |  |  | 10.6 |  | 17.4 | 3.322 | 2.16 | Maybe | R-32 | 33.75 | Commercial | No
215215233 | Single Packaged Roof Top Units (Commercial Only) | DAIKIN | HSP-A | DHSA040B*BLBV*0B04560*0 |  |  |  |  | 410000 |  |  | 348000 |  |  |  | 10.7 |  | 17.5 | 3.428 | 2.19 | Maybe | R-32 | 34.1667 | Commercial | No
215215234 | Single Packaged Roof Top Units (Commercial Only) | DAIKIN | HSP-A | DHSA040B*BLBV*0B04500*0 |  |  |  |  | 410000 |  |  | 348000 |  |  |  | 10.8 |  | 17.6 | 3.43 | 2.19 | Maybe | R-32 | 34.1667 | Commercial | No
215215235 | Single Packaged Roof Top Units (Commercial Only) | DAIKIN | HSP-A | DHSA040B*BLBV*0B04450*0 |  |  |  |  | 410000 |  |  | 348000 |  |  |  | 10.9 |  | 17.6 | 3.42 | 2.19 | Maybe | R-32 | 34.1667 | Commercial | No
215215236 | Single Packaged Roof Top Units (Commercial Only) | DAIKIN | HSP-A | DHSA040B*BLBV*0B04355*0 |  |  |  |  | 410000 |  |  | 352000 |  |  |  | 10.7 |  | 17.5 | 3.356 | 2.17 | Maybe | R-32 | 34.1667 | Commercial | No
215215243 | Single Packaged Roof Top Units (Commercial Only) | DAIKIN | HSP-A | DHSA050B*BLBV*0B02560*0 |  |  |  |  | 505000 |  |  | 390000 |  |  |  | 10.3 |  | 16.7 | 3.314 | 2.21 | Maybe | R-32 | 42.0833 | Commercial | No
215215245 | Single Packaged Roof Top Units (Commercial Only) | DAIKIN | HSP-A | DHSA050B*BLBV*0B04560*0 |  |  |  |  | 505000 |  |  | 392000 |  |  |  | 10.1 |  | 16.5 | 3.303 | 2.21 | Maybe | R-32 | 42.0833 | Commercial | No
215215257 | Single Packaged Roof Top Units (Commercial Only) | DAIKIN | HSP-A | DHSA045B*CMCV*0C04630*0 |  |  |  |  | 480000 |  |  | 320000 |  |  |  | 10.5 |  | 16.8 | 3.497 | 2.26 | Maybe | R-32 | 40 | Commercial | No
215215258 | Single Packaged Roof Top Units (Commercial Only) | DAIKIN | HSP-A | DHSA045B*CMCV*0C04560*0 |  |  |  |  | 480000 |  |  | 322000 |  |  |  | 10.5 |  | 16.8 | 3.485 | 2.26 | Maybe | R-32 | 40 | Commercial | No
215215259 | Single Packaged Roof Top Units (Commercial Only) | DAIKIN | HSP-A | DHSA045B*CMCV*0C04500*0 |  |  |  |  | 475000 |  |  | 322000 |  |  |  | 10.5 |  | 16.7 | 3.454 | 2.25 | Maybe | R-32 | 39.5833 | Commercial | No
215215260 | Single Packaged Roof Top Units (Commercial Only) | DAIKIN | HSP-A | DHSA045B*CMCV*0C04450*0 |  |  |  |  | 475000 |  |  | 324000 |  |  |  | 10.5 |  | 16.7 | 3.413 | 2.24 | Maybe | R-32 | 39.5833 | Commercial | No
215215261 | Single Packaged Roof Top Units (Commercial Only) | DAIKIN | HSP-A | DHSA045B*CMCV*0C04355*0 |  |  |  |  | 475000 |  |  | 328000 |  |  |  | 10.2 |  | 16.5 | 3.306 | 2.2 | Maybe | R-32 | 39.5833 | Commercial | No
215215262 | Single Packaged Roof Top Units (Commercial Only) | DAIKIN | HSP-A | DHSA045B*CMCV*0C06450*0 |  |  |  |  | 480000 |  |  | 322000 |  |  |  | 10.5 |  | 16.8 | 3.486 | 2.26 | Maybe | R-32 | 40 | Commercial | No
215215263 | Single Packaged Roof Top Units (Commercial Only) | DAIKIN | HSP-A | DHSA045B*CMDV*0C04630*0 |  |  |  |  | 485000 |  |  | 324000 |  |  |  | 10.5 |  | 17 | 3.497 | 2.29 | Maybe | R-32 | 40.4167 | Commercial | No
215215264 | Single Packaged Roof Top Units (Commercial Only) | DAIKIN | HSP-A | DHSA045B*CMDV*0C04560*0 |  |  |  |  | 485000 |  |  | 324000 |  |  |  | 10.6 |  | 17 | 3.491 | 2.28 | Maybe | R-32 | 40.4167 | Commercial | No
215215265 | Single Packaged Roof Top Units (Commercial Only) | DAIKIN | HSP-A | DHSA045B*CMDV*0C04500*0 |  |  |  |  | 485000 |  |  | 324000 |  |  |  | 10.5 |  | 17 | 3.466 | 2.27 | Maybe | R-32 | 40.4167 | Commercial | No
215215266 | Single Packaged Roof Top Units (Commercial Only) | DAIKIN | HSP-A | DHSA045B*CMDV*0C04450*0 |  |  |  |  | 485000 |  |  | 326000 |  |  |  | 10.5 |  | 17 | 3.428 | 2.26 | Maybe | R-32 | 40.4167 | Commercial | No
215215267 | Single Packaged Roof Top Units (Commercial Only) | DAIKIN | HSP-A | DHSA045B*CMDV*0C04355*0 |  |  |  |  | 480000 |  |  | 330000 |  |  |  | 10.3 |  | 16.7 | 3.327 | 2.23 | Maybe | R-32 | 40 | Commercial | No
215215268 | Single Packaged Roof Top Units (Commercial Only) | DAIKIN | HSP-A | DHSA045B*CMDV*0C06450*0 |  |  |  |  | 485000 |  |  | 324000 |  |  |  | 10.6 |  | 17 | 3.496 | 2.28 | Maybe | R-32 | 40.4167 | Commercial | No
215215269 | Single Packaged Roof Top Units (Commercial Only) | DAIKIN | HSP-A | DHSA045B*CMAV*0C04630*0 |  |  |  |  | 490000 |  |  | 320000 |  |  |  | 10.8 |  | 17 | 3.568 | 2.3 | Maybe | R-32 | 40.8333 | Commercial | No
215215270 | Single Packaged Roof Top Units (Commercial Only) | DAIKIN | HSP-A | DHSA045B*CMAV*0C04560*0 |  |  |  |  | 490000 |  |  | 320000 |  |  |  | 10.8 |  | 17 | 3.551 | 2.29 | Maybe | R-32 | 40.8333 | Commercial | No
215215271 | Single Packaged Roof Top Units (Commercial Only) | DAIKIN | HSP-A | DHSA045B*CMAV*0C04500*0 |  |  |  |  | 485000 |  |  | 322000 |  |  |  | 10.8 |  | 16.9 | 3.516 | 2.28 | Maybe | R-32 | 40.4167 | Commercial | No
215215272 | Single Packaged Roof Top Units (Commercial Only) | DAIKIN | HSP-A | DHSA045B*CMAV*0C04450*0 |  |  |  |  | 485000 |  |  | 322000 |  |  |  | 10.7 |  | 16.9 | 3.47 | 2.26 | Maybe | R-32 | 40.4167 | Commercial | No
215215273 | Single Packaged Roof Top Units (Commercial Only) | DAIKIN | HSP-A | DHSA045B*CMAV*0C04355*0 |  |  |  |  | 485000 |  |  | 328000 |  |  |  | 10.5 |  | 16.6 | 3.353 | 2.22 | Maybe | R-32 | 40.4167 | Commercial | No
215215274 | Single Packaged Roof Top Units (Commercial Only) | DAIKIN | HSP-A | DHSA045B*CMAV*0C06450*0 |  |  |  |  | 490000 |  |  | 320000 |  |  |  | 10.8 |  | 17 | 3.548 | 2.29 | Maybe | R-32 | 40.8333 | Commercial | No
215215275 | Single Packaged Roof Top Units (Commercial Only) | DAIKIN | HSP-A | DHSA045B*CMBV*0C04630*0 |  |  |  |  | 495000 |  |  | 320000 |  |  |  | 10.9 |  | 17.4 | 3.576 | 2.32 | Maybe | R-32 | 41.25 | Commercial | No
215215276 | Single Packaged Roof Top Units (Commercial Only) | DAIKIN | HSP-A | DHSA045B*CMBV*0C04560*0 |  |  |  |  | 495000 |  |  | 322000 |  |  |  | 10.9 |  | 17.4 | 3.563 | 2.31 | Maybe | R-32 | 41.25 | Commercial | No
215215277 | Single Packaged Roof Top Units (Commercial Only) | DAIKIN | HSP-A | DHSA045B*CMBV*0C04500*0 |  |  |  |  | 495000 |  |  | 322000 |  |  |  | 10.8 |  | 17.3 | 3.53 | 2.3 | Maybe | R-32 | 41.25 | Commercial | No
215215278 | Single Packaged Roof Top Units (Commercial Only) | DAIKIN | HSP-A | DHSA045B*CMBV*0C04450*0 |  |  |  |  | 495000 |  |  | 328000 |  |  |  | 10.8 |  | 17.3 | 3.373 | 2.25 | Maybe | R-32 | 41.25 | Commercial | No
215215279 | Single Packaged Roof Top Units (Commercial Only) | DAIKIN | HSP-A | DHSA045B*CMBV*0C06450*0 |  |  |  |  | 495000 |  |  | 322000 |  |  |  | 10.9 |  | 17.4 | 3.563 | 2.31 | Maybe | R-32 | 41.25 | Commercial | No
215215280 | Single Packaged Roof Top Units (Commercial Only) | DAIKIN | HSP-A | DHSA055B*CMCV*0C04630*0 |  |  |  |  | 570000 |  |  | 354000 |  |  |  | 10.2 |  | 16 | 3.386 | 2.24 | Maybe | R-32 | 47.5 | Commercial | No
215215281 | Single Packaged Roof Top Units (Commercial Only) | DAIKIN | HSP-A | DHSA055B*CMCV*0C04560*0 |  |  |  |  | 570000 |  |  | 354000 |  |  |  | 10.2 |  | 15.9 | 3.362 | 2.23 | Maybe | R-32 | 47.5 | Commercial | No
215215282 | Single Packaged Roof Top Units (Commercial Only) | DAIKIN | HSP-A | DHSA055B*CMCV*0C04500*0 |  |  |  |  | 570000 |  |  | 356000 |  |  |  | 10.1 |  | 15.9 | 3.313 | 2.22 | Maybe | R-32 | 47.5 | Commercial | No
215215284 | Single Packaged Roof Top Units (Commercial Only) | DAIKIN | HSP-A | DHSA055B*CMCV*0C06450*0 |  |  |  |  | 570000 |  |  | 354000 |  |  |  | 10.2 |  | 15.9 | 3.357 | 2.23 | Maybe | R-32 | 47.5 | Commercial | No
215215285 | Single Packaged Roof Top Units (Commercial Only) | DAIKIN | HSP-A | DHSA055B*CMDV*0C04630*0 |  |  |  |  | 580000 |  |  | 358000 |  |  |  | 10.2 |  | 16.1 | 3.355 | 2.26 | Maybe | R-32 | 48.3333 | Commercial | No
215215286 | Single Packaged Roof Top Units (Commercial Only) | DAIKIN | HSP-A | DHSA055B*CMDV*0C04560*0 |  |  |  |  | 580000 |  |  | 358000 |  |  |  | 10.2 |  | 16.4 | 3.338 | 2.26 | Maybe | R-32 | 48.3333 | Commercial | No
215386564 | Single Packaged Roof Top Units (Commercial Only) | DAIKIN | HSP-A | DHSA035B2BLDV*0B02500*0 |  |  |  |  | 366000 |  |  | 316000 |  |  |  | 10.4 |  | 17.1 | 3.478 | 2.13 | Maybe | R-32 | 30.5 | Commercial | No
215215289 | Single Packaged Roof Top Units (Commercial Only) | DAIKIN | HSP-A | DHSA055B*CMDV*0C06450*0 |  |  |  |  | 580000 |  |  | 358000 |  |  |  | 10.2 |  | 16.4 | 3.339 | 2.26 | Maybe | R-32 | 48.3333 | Commercial | No
215215290 | Single Packaged Roof Top Units (Commercial Only) | DAIKIN | HSP-A | DHSA055B*CMAV*0C04630*0 |  |  |  |  | 585000 |  |  | 350000 |  |  |  | 10.6 |  | 16.2 | 3.473 | 2.29 | Maybe | R-32 | 48.75 | Commercial | No
215215291 | Single Packaged Roof Top Units (Commercial Only) | DAIKIN | HSP-A | DHSA055B*CMAV*0C04560*0 |  |  |  |  | 585000 |  |  | 352000 |  |  |  | 10.5 |  | 16.1 | 3.442 | 2.28 | Maybe | R-32 | 48.75 | Commercial | No
215215292 | Single Packaged Roof Top Units (Commercial Only) | DAIKIN | HSP-A | DHSA055B*CMAV*0C04500*0 |  |  |  |  | 585000 |  |  | 354000 |  |  |  | 10.4 |  | 16 | 3.386 | 2.26 | Maybe | R-32 | 48.75 | Commercial | No
215215293 | Single Packaged Roof Top Units (Commercial Only) | DAIKIN | HSP-A | DHSA055B*CMAV*0C04450*0 |  |  |  |  | 585000 |  |  | 358000 |  |  |  | 10.4 |  | 16 | 3.315 | 2.23 | Maybe | R-32 | 48.75 | Commercial | No
215215294 | Single Packaged Roof Top Units (Commercial Only) | DAIKIN | HSP-A | DHSA055B*CMAV*0C06450*0 |  |  |  |  | 585000 |  |  | 352000 |  |  |  | 10.5 |  | 16.1 | 3.432 | 2.27 | Maybe | R-32 | 48.75 | Commercial | No
215215295 | Single Packaged Roof Top Units (Commercial Only) | DAIKIN | HSP-A | DHSA055B*CMBV*0C04630*0 |  |  |  |  | 595000 |  |  | 354000 |  |  |  | 10.6 |  | 16.5 | 3.456 | 2.4 | Maybe | R-32 | 49.5833 | Commercial | No
215215296 | Single Packaged Roof Top Units (Commercial Only) | DAIKIN | HSP-A | DHSA055B*CMBV*0C04560*0 |  |  |  |  | 595000 |  |  | 354000 |  |  |  | 10.6 |  | 16.5 | 3.43 | 2.39 | Maybe | R-32 | 49.5833 | Commercial | No
215215297 | Single Packaged Roof Top Units (Commercial Only) | DAIKIN | HSP-A | DHSA055B*CMBV*0C04500*0 |  |  |  |  | 595000 |  |  | 356000 |  |  |  | 10.5 |  | 16.3 | 3.378 | 2.37 | Maybe | R-32 | 49.5833 | Commercial | No
215215298 | Single Packaged Roof Top Units (Commercial Only) | DAIKIN | HSP-A | DHSA055B*CMBV*0C04450*0 |  |  |  |  | 595000 |  |  | 360000 |  |  |  | 10.4 |  | 16.2 | 3.31 | 2.34 | Maybe | R-32 | 49.5833 | Commercial | No
215215299 | Single Packaged Roof Top Units (Commercial Only) | DAIKIN | HSP-A | DHSA055B*CMBV*0C06450*0 |  |  |  |  | 595000 |  |  | 354000 |  |  |  | 10.6 |  | 15.6 | 3.424 | 2.39 | Maybe | R-32 | 49.5833 | Commercial | No
215215300 | Single Packaged Roof Top Units (Commercial Only) | DAIKIN | HSP-A | DHSA060B*CMCV*0C04630*0 |  |  |  |  | 605000 |  |  | 400000 |  |  |  | 10 |  | 15.7 | 3.303 | 2.25 | Maybe | R-32 | 50.4167 | Commercial | No
215215308 | Single Packaged Roof Top Units (Commercial Only) | DAIKIN | HSP-A | DHSA060B*CMAV*0C04630*0 |  |  |  |  | 625000 |  |  | 398000 |  |  |  | 10.3 |  | 15.8 | 3.396 | 2.3 | Maybe | R-32 | 52.0833 | Commercial | No
215215309 | Single Packaged Roof Top Units (Commercial Only) | DAIKIN | HSP-A | DHSA060B*CMAV*0C04560*0 |  |  |  |  | 620000 |  |  | 400000 |  |  |  | 10.3 |  | 15.7 | 3.359 | 2.28 | Maybe | R-32 | 51.6667 | Commercial | No
215215312 | Single Packaged Roof Top Units (Commercial Only) | DAIKIN | HSP-A | DHSA060B*CMAV*0C06450*0 |  |  |  |  | 620000 |  |  | 400000 |  |  |  | 10.3 |  | 15.7 | 3.347 | 2.28 | Maybe | R-32 | 51.6667 | Commercial | No
215215313 | Single Packaged Roof Top Units (Commercial Only) | DAIKIN | HSP-A | DHSA060B*CMBV*0C04630*0 |  |  |  |  | 630000 |  |  | 400000 |  |  |  | 10.4 |  | 16.1 | 3.382 | 2.32 | Maybe | R-32 | 52.5 | Commercial | No
215215314 | Single Packaged Roof Top Units (Commercial Only) | DAIKIN | HSP-A | DHSA060B*CMBV*0C04560*0 |  |  |  |  | 630000 |  |  | 400000 |  |  |  | 10.3 |  | 16 | 3.35 | 2.31 | Maybe | R-32 | 52.5 | Commercial | No
215215317 | Single Packaged Roof Top Units (Commercial Only) | DAIKIN | HSP-A | DHSA060B*CMBV*0C06450*0 |  |  |  |  | 630000 |  |  | 405000 |  |  |  | 10.3 |  | 16 | 3.342 | 2.3 | Maybe | R-32 | 52.5 | Commercial | No
215215318 | Single Packaged Roof Top Units (Commercial Only) | DAIKIN | HSP-A | DHSA068B*CMAV*0C04630*0 |  |  |  |  | 715000 |  |  | 398000 |  |  |  | 9.7 |  | 15.2 | 3.396 | 2.3 | Maybe | R-32 | 59.5833 | Commercial | No
215215319 | Single Packaged Roof Top Units (Commercial Only) | DAIKIN | HSP-A | DHSA068B*CMAV*0C04560*0 |  |  |  |  | 715000 |  |  | 400000 |  |  |  | 9.7 |  | 15.1 | 3.359 | 2.28 | Maybe | R-32 | 59.5833 | Commercial | No
215215322 | Single Packaged Roof Top Units (Commercial Only) | DAIKIN | HSP-A | DHSA068B*CMAV*0C06450*0 |  |  |  |  | 715000 |  |  | 400000 |  |  |  | 9.6 |  | 15.1 | 3.347 | 2.28 | Maybe | R-32 | 59.5833 | Commercial | No
215215323 | Single Packaged Roof Top Units (Commercial Only) | DAIKIN | HSP-A | DHSA068B*CMBV*0C04630*0 |  |  |  |  | 725000 |  |  | 400000 |  |  |  | 9.7 |  | 15.3 | 3.382 | 2.32 | Maybe | R-32 | 60.4167 | Commercial | No
215215324 | Single Packaged Roof Top Units (Commercial Only) | DAIKIN | HSP-A | DHSA068B*CMBV*0C04560*0 |  |  |  |  | 725000 |  |  | 400000 |  |  |  | 9.7 |  | 15.3 | 3.35 | 2.31 | Maybe | R-32 | 60.4167 | Commercial | No
215215327 | Single Packaged Roof Top Units (Commercial Only) | DAIKIN | HSP-A | DHSA068B*CMBV*0C06450*0 |  |  |  |  | 725000 |  |  | 405000 |  |  |  | 9.6 |  | 15.2 | 3.342 | 2.3 | Maybe | R-32 | 60.4167 | Commercial | No
215215330 | Single Packaged Roof Top Units (Commercial Only) | DAIKIN | HSPY-A | DHSA031B*BMDV*0B02630*E |  |  |  |  | 318000 |  |  | 270000 |  |  |  | 10.7 |  | 16.8 | 3.304 | 2.06 | Maybe | R-32 | 26.5 | Commercial | No
215215331 | Single Packaged Roof Top Units (Commercial Only) | DAIKIN | HSPY-A | DHSA031B*BMDV*0B02560*E |  |  |  |  | 318000 |  |  | 270000 |  |  |  | 10.7 |  | 16.8 | 3.321 | 2.07 | Maybe | R-32 | 26.5 | Commercial | No
215215336 | Single Packaged Roof Top Units (Commercial Only) | DAIKIN | HSPY-A | DHSA031B*BMDV*0B04450*E |  |  |  |  | 318000 |  |  | 270000 |  |  |  | 10.7 |  | 16.8 | 3.302 | 2.06 | Maybe | R-32 | 26.5 | Commercial | No
215215338 | Single Packaged Roof Top Units (Commercial Only) | DAIKIN | HSPY-A | DHSA031B*BMAV*0B02630*E |  |  |  |  | 318000 |  |  | 268000 |  |  |  | 10.9 |  | 16.7 | 3.317 | 2.07 | Maybe | R-32 | 26.5 | Commercial | No
215215339 | Single Packaged Roof Top Units (Commercial Only) | DAIKIN | HSPY-A | DHSA031B*BMAV*0B02560*E |  |  |  |  | 318000 |  |  | 268000 |  |  |  | 10.9 |  | 16.8 | 3.328 | 2.07 | Maybe | R-32 | 26.5 | Commercial | No
215215342 | Single Packaged Roof Top Units (Commercial Only) | DAIKIN | HSPY-A | DHSA031B*BMAV*0B04560*E |  |  |  |  | 316000 |  |  | 268000 |  |  |  | 10.8 |  | 16.6 | 3.312 | 2.07 | Maybe | R-32 | 26.3333 | Commercial | No
215215343 | Single Packaged Roof Top Units (Commercial Only) | DAIKIN | HSPY-A | DHSA031B*BMAV*0B04500*E |  |  |  |  | 318000 |  |  | 268000 |  |  |  | 10.8 |  | 16.7 | 3.313 | 2.07 | Maybe | R-32 | 26.5 | Commercial | No
215215344 | Single Packaged Roof Top Units (Commercial Only) | DAIKIN | HSPY-A | DHSA031B*BMAV*0B04450*E |  |  |  |  | 318000 |  |  | 270000 |  |  |  | 10.8 |  | 16.7 | 3.308 | 2.07 | Maybe | R-32 | 26.5 | Commercial | No
215215346 | Single Packaged Roof Top Units (Commercial Only) | DAIKIN | HSPY-A | DHSA031B*BMBV*0B02630*E |  |  |  |  | 322000 |  |  | 270000 |  |  |  | 10.9 |  | 17.1 | 3.355 | 2.1 | Maybe | R-32 | 26.8333 | Commercial | No
215215347 | Single Packaged Roof Top Units (Commercial Only) | DAIKIN | HSPY-A | DHSA031B*BMBV*0B02560*E |  |  |  |  | 322000 |  |  | 270000 |  |  |  | 11 |  | 17.2 | 3.369 | 2.1 | Maybe | R-32 | 26.8333 | Commercial | No
215215348 | Single Packaged Roof Top Units (Commercial Only) | DAIKIN | HSPY-A | DHSA031B*BMBV*0B02500*E |  |  |  |  | 322000 |  |  | 270000 |  |  |  | 10.9 |  | 17.1 | 3.339 | 2.09 | Maybe | R-32 | 26.8333 | Commercial | No
215215350 | Single Packaged Roof Top Units (Commercial Only) | DAIKIN | HSPY-A | DHSA031B*BMBV*0B04560*E |  |  |  |  | 322000 |  |  | 270000 |  |  |  | 10.8 |  | 17 | 3.345 | 2.09 | Maybe | R-32 | 26.8333 | Commercial | No
215215351 | Single Packaged Roof Top Units (Commercial Only) | DAIKIN | HSPY-A | DHSA031B*BMBV*0B04500*E |  |  |  |  | 322000 |  |  | 270000 |  |  |  | 10.9 |  | 17 | 3.35 | 2.09 | Maybe | R-32 | 26.8333 | Commercial | No
215215352 | Single Packaged Roof Top Units (Commercial Only) | DAIKIN | HSPY-A | DHSA031B*BMBV*0B04450*E |  |  |  |  | 322000 |  |  | 270000 |  |  |  | 10.9 |  | 17.1 | 3.348 | 2.09 | Maybe | R-32 | 26.8333 | Commercial | No
215215353 | Single Packaged Roof Top Units (Commercial Only) | DAIKIN | HSPY-A | DHSA031B*BMBV*0B04355*E |  |  |  |  | 322000 |  |  | 272000 |  |  |  | 10.8 |  | 17 | 3.312 | 2.08 | Maybe | R-32 | 26.8333 | Commercial | No
215215355 | Single Packaged Roof Top Units (Commercial Only) | DAIKIN | HSPY-A | DHSA031B*BMCVF0B02560*E |  |  |  |  | 310000 |  |  | 274000 |  |  |  | 11.2 |  | 17.1 | 3.312 | 2.18 | Maybe | R-32 | 25.8333 | Commercial | No
215215362 | Single Packaged Roof Top Units (Commercial Only) | DAIKIN | HSPY-A | DHSA031B*BMDVF0B02630*E |  |  |  |  | 318000 |  |  | 270000 |  |  |  | 11.2 |  | 17.7 | 3.336 | 2.18 | Maybe | R-32 | 26.5 | Commercial | No
215215363 | Single Packaged Roof Top Units (Commercial Only) | DAIKIN | HSPY-A | DHSA031B*BMDVF0B02560*E |  |  |  |  | 318000 |  |  | 270000 |  |  |  | 11.3 |  | 17.8 | 3.353 | 2.18 | Maybe | R-32 | 26.5 | Commercial | No
215215364 | Single Packaged Roof Top Units (Commercial Only) | DAIKIN | HSPY-A | DHSA031B*BMDVF0B02500*E |  |  |  |  | 318000 |  |  | 272000 |  |  |  | 11.2 |  | 17.7 | 3.328 | 2.17 | Maybe | R-32 | 26.5 | Commercial | No
215215366 | Single Packaged Roof Top Units (Commercial Only) | DAIKIN | HSPY-A | DHSA031B*BMDVF0B04560*E |  |  |  |  | 316000 |  |  | 272000 |  |  |  | 11 |  | 17.5 | 3.315 | 2.17 | Maybe | R-32 | 26.3333 | Commercial | No
215215367 | Single Packaged Roof Top Units (Commercial Only) | DAIKIN | HSPY-A | DHSA031B*BMDVF0B04500*E |  |  |  |  | 316000 |  |  | 272000 |  |  |  | 11.1 |  | 17.6 | 3.329 | 2.17 | Maybe | R-32 | 26.3333 | Commercial | No
215215368 | Single Packaged Roof Top Units (Commercial Only) | DAIKIN | HSPY-A | DHSA031B*BMDVF0B04450*E |  |  |  |  | 318000 |  |  | 270000 |  |  |  | 11.2 |  | 17.7 | 3.334 | 2.17 | Maybe | R-32 | 26.5 | Commercial | No
215215369 | Single Packaged Roof Top Units (Commercial Only) | DAIKIN | HSPY-A | DHSA031B*BMDVF0B04355*E |  |  |  |  | 316000 |  |  | 272000 |  |  |  | 11.1 |  | 17.6 | 3.3 | 2.16 | Maybe | R-32 | 26.3333 | Commercial | No
215215370 | Single Packaged Roof Top Units (Commercial Only) | DAIKIN | HSPY-A | DHSA031B*BMAVF0B02630*E |  |  |  |  | 318000 |  |  | 268000 |  |  |  | 11.4 |  | 17.7 | 3.35 | 2.19 | Maybe | R-32 | 26.5 | Commercial | No
215215371 | Single Packaged Roof Top Units (Commercial Only) | DAIKIN | HSPY-A | DHSA031B*BMAVF0B02560*E |  |  |  |  | 318000 |  |  | 268000 |  |  |  | 11.5 |  | 17.7 | 3.361 | 2.19 | Maybe | R-32 | 26.5 | Commercial | No
215215372 | Single Packaged Roof Top Units (Commercial Only) | DAIKIN | HSPY-A | DHSA031B*BMAVF0B02500*E |  |  |  |  | 318000 |  |  | 270000 |  |  |  | 11.4 |  | 17.6 | 3.329 | 2.18 | Maybe | R-32 | 26.5 | Commercial | No
215215374 | Single Packaged Roof Top Units (Commercial Only) | DAIKIN | HSPY-A | DHSA031B*BMAVF0B04560*E |  |  |  |  | 316000 |  |  | 268000 |  |  |  | 11.3 |  | 17.6 | 3.344 | 2.18 | Maybe | R-32 | 26.3333 | Commercial | No
215215375 | Single Packaged Roof Top Units (Commercial Only) | DAIKIN | HSPY-A | DHSA031B*BMAVF0B04500*E |  |  |  |  | 318000 |  |  | 268000 |  |  |  | 11.3 |  | 17.6 | 3.346 | 2.18 | Maybe | R-32 | 26.5 | Commercial | No
215215376 | Single Packaged Roof Top Units (Commercial Only) | DAIKIN | HSPY-A | DHSA031B*BMAVF0B04450*E |  |  |  |  | 318000 |  |  | 270000 |  |  |  | 11.4 |  | 17.6 | 3.341 | 2.18 | Maybe | R-32 | 26.5 | Commercial | No
215215377 | Single Packaged Roof Top Units (Commercial Only) | DAIKIN | HSPY-A | DHSA031B*BMAVF0B04355*E |  |  |  |  | 316000 |  |  | 270000 |  |  |  | 11.3 |  | 17.5 | 3.302 | 2.17 | Maybe | R-32 | 26.3333 | Commercial | No
215215378 | Single Packaged Roof Top Units (Commercial Only) | DAIKIN | HSPY-A | DHSA031B*BMBVF0B02630*E |  |  |  |  | 322000 |  |  | 270000 |  |  |  | 11.5 |  | 18 | 3.388 | 2.22 | Maybe | R-32 | 26.8333 | Commercial | No
215215379 | Single Packaged Roof Top Units (Commercial Only) | DAIKIN | HSPY-A | DHSA031B*BMBVF0B02560*E |  |  |  |  | 322000 |  |  | 270000 |  |  |  | 11.5 |  | 18.1 | 3.402 | 2.22 | Maybe | R-32 | 26.8333 | Commercial | No
215215380 | Single Packaged Roof Top Units (Commercial Only) | DAIKIN | HSPY-A | DHSA031B*BMBVF0B02500*E |  |  |  |  | 322000 |  |  | 270000 |  |  |  | 11.5 |  | 18 | 3.372 | 2.21 | Maybe | R-32 | 26.8333 | Commercial | No
215215381 | Single Packaged Roof Top Units (Commercial Only) | DAIKIN | HSPY-A | DHSA031B*BMBVF0B02450*E |  |  |  |  | 320000 |  |  | 272000 |  |  |  | 11.3 |  | 17.8 | 3.325 | 2.19 | Maybe | R-32 | 26.6667 | Commercial | No
215215382 | Single Packaged Roof Top Units (Commercial Only) | DAIKIN | HSPY-A | DHSA031B*BMBVF0B04560*E |  |  |  |  | 322000 |  |  | 270000 |  |  |  | 11.3 |  | 17.9 | 3.377 | 2.21 | Maybe | R-32 | 26.8333 | Commercial | No
215215383 | Single Packaged Roof Top Units (Commercial Only) | DAIKIN | HSPY-A | DHSA031B*BMBVF0B04500*E |  |  |  |  | 322000 |  |  | 270000 |  |  |  | 11.4 |  | 17.9 | 3.383 | 2.22 | Maybe | R-32 | 26.8333 | Commercial | No
215215384 | Single Packaged Roof Top Units (Commercial Only) | DAIKIN | HSPY-A | DHSA031B*BMBVF0B04450*E |  |  |  |  | 322000 |  |  | 270000 |  |  |  | 11.5 |  | 18 | 3.381 | 2.21 | Maybe | R-32 | 26.8333 | Commercial | No
215215385 | Single Packaged Roof Top Units (Commercial Only) | DAIKIN | HSPY-A | DHSA031B*BMBVF0B04355*E |  |  |  |  | 322000 |  |  | 272000 |  |  |  | 11.4 |  | 17.9 | 3.344 | 2.2 | Maybe | R-32 | 26.8333 | Commercial | No
215215394 | Single Packaged Roof Top Units (Commercial Only) | DAIKIN | HSPY-A | DHSA035B*BMAV*0B02630*E |  |  |  |  | 370000 |  |  | 286000 |  |  |  | 10.1 |  | 15.9 | 3.304 | 2.08 | Maybe | R-32 | 30.8333 | Commercial | No
215215395 | Single Packaged Roof Top Units (Commercial Only) | DAIKIN | HSPY-A | DHSA035B*BMAV*0B02560*E |  |  |  |  | 372000 |  |  | 286000 |  |  |  | 10.2 |  | 15.9 | 3.317 | 2.08 | Maybe | R-32 | 31 | Commercial | No
215215398 | Single Packaged Roof Top Units (Commercial Only) | DAIKIN | HSPY-A | DHSA035B*BMAV*0B04560*E |  |  |  |  | 370000 |  |  | 286000 |  |  |  | 10 |  | 15.8 | 3.3 | 2.08 | Maybe | R-32 | 30.8333 | Commercial | No
215215399 | Single Packaged Roof Top Units (Commercial Only) | DAIKIN | HSPY-A | DHSA035B*BMAV*0B04500*E |  |  |  |  | 370000 |  |  | 286000 |  |  |  | 10.1 |  | 15.8 | 3.3 | 2.08 | Maybe | R-32 | 30.8333 | Commercial | No
215215402 | Single Packaged Roof Top Units (Commercial Only) | DAIKIN | HSPY-A | DHSA035B*BMBV*0B02630*E |  |  |  |  | 376000 |  |  | 288000 |  |  |  | 10.2 |  | 16.2 | 3.443 | 2.11 | Maybe | R-32 | 31.3333 | Commercial | No
215215403 | Single Packaged Roof Top Units (Commercial Only) | DAIKIN | HSPY-A | DHSA035B*BMBV*0B02560*E |  |  |  |  | 376000 |  |  | 286000 |  |  |  | 10.3 |  | 16.3 | 3.461 | 2.11 | Maybe | R-32 | 31.3333 | Commercial | No
215215404 | Single Packaged Roof Top Units (Commercial Only) | DAIKIN | HSPY-A | DHSA035B*BMBV*0B02500*E |  |  |  |  | 376000 |  |  | 288000 |  |  |  | 10.2 |  | 16.2 | 3.418 | 2.1 | Maybe | R-32 | 31.3333 | Commercial | No
215215405 | Single Packaged Roof Top Units (Commercial Only) | DAIKIN | HSPY-A | DHSA035B*BMBV*0B02450*E |  |  |  |  | 374000 |  |  | 290000 |  |  |  | 10 |  | 16 | 3.352 | 2.08 | Maybe | R-32 | 31.1667 | Commercial | No
215215406 | Single Packaged Roof Top Units (Commercial Only) | DAIKIN | HSPY-A | DHSA035B*BMBV*0B04560*E |  |  |  |  | 376000 |  |  | 288000 |  |  |  | 10.1 |  | 16.1 | 3.431 | 2.1 | Maybe | R-32 | 31.3333 | Commercial | No
215215407 | Single Packaged Roof Top Units (Commercial Only) | DAIKIN | HSPY-A | DHSA035B*BMBV*0B04500*E |  |  |  |  | 376000 |  |  | 288000 |  |  |  | 10.1 |  | 16.1 | 3.437 | 2.11 | Maybe | R-32 | 31.3333 | Commercial | No
215215408 | Single Packaged Roof Top Units (Commercial Only) | DAIKIN | HSPY-A | DHSA035B*BMBV*0B04450*E |  |  |  |  | 376000 |  |  | 288000 |  |  |  | 10.2 |  | 16.2 | 3.432 | 2.11 | Maybe | R-32 | 31.3333 | Commercial | No
215215409 | Single Packaged Roof Top Units (Commercial Only) | DAIKIN | HSPY-A | DHSA035B*BMBV*0B04355*E |  |  |  |  | 376000 |  |  | 290000 |  |  |  | 10.1 |  | 16.1 | 3.379 | 2.09 | Maybe | R-32 | 31.3333 | Commercial | No
215215416 | Single Packaged Roof Top Units (Commercial Only) | DAIKIN | HSPY-A | DHSA035B*BMDVF0B02630*E |  |  |  |  | 370000 |  |  | 288000 |  |  |  | 10.7 |  | 17.2 | 3.301 | 2.19 | Maybe | R-32 | 30.8333 | Commercial | No
215215417 | Single Packaged Roof Top Units (Commercial Only) | DAIKIN | HSPY-A | DHSA035B*BMDVF0B02560*E |  |  |  |  | 370000 |  |  | 288000 |  |  |  | 10.8 |  | 17.3 | 3.321 | 2.2 | Maybe | R-32 | 30.8333 | Commercial | No
215215424 | Single Packaged Roof Top Units (Commercial Only) | DAIKIN | HSPY-A | DHSA035B*BMAVF0B02630*E |  |  |  |  | 370000 |  |  | 286000 |  |  |  | 11 |  | 17.3 | 3.335 | 2.19 | Maybe | R-32 | 30.8333 | Commercial | No
215215425 | Single Packaged Roof Top Units (Commercial Only) | DAIKIN | HSPY-A | DHSA035B*BMAVF0B02560*E |  |  |  |  | 372000 |  |  | 286000 |  |  |  | 11 |  | 17.3 | 3.348 | 2.19 | Maybe | R-32 | 31 | Commercial | No
215215426 | Single Packaged Roof Top Units (Commercial Only) | DAIKIN | HSPY-A | DHSA035B*BMAVF0B02500*E |  |  |  |  | 370000 |  |  | 286000 |  |  |  | 10.9 |  | 17.2 | 3.305 | 2.18 | Maybe | R-32 | 30.8333 | Commercial | No
215215428 | Single Packaged Roof Top Units (Commercial Only) | DAIKIN | HSPY-A | DHSA035B*BMAVF0B04560*E |  |  |  |  | 370000 |  |  | 286000 |  |  |  | 10.9 |  | 17.1 | 3.33 | 2.19 | Maybe | R-32 | 30.8333 | Commercial | No
215215429 | Single Packaged Roof Top Units (Commercial Only) | DAIKIN | HSPY-A | DHSA035B*BMAVF0B04500*E |  |  |  |  | 370000 |  |  | 286000 |  |  |  | 10.9 |  | 17.2 | 3.33 | 2.19 | Maybe | R-32 | 30.8333 | Commercial | No
215215430 | Single Packaged Roof Top Units (Commercial Only) | DAIKIN | HSPY-A | DHSA035B*BMAVF0B04450*E |  |  |  |  | 370000 |  |  | 286000 |  |  |  | 10.9 |  | 17.2 | 3.322 | 2.19 | Maybe | R-32 | 30.8333 | Commercial | No
215215432 | Single Packaged Roof Top Units (Commercial Only) | DAIKIN | HSPY-A | DHSA035B*BMBVF0B02630*E |  |  |  |  | 376000 |  |  | 288000 |  |  |  | 11 |  | 17.5 | 3.476 | 2.22 | Maybe | R-32 | 31.3333 | Commercial | No
215215433 | Single Packaged Roof Top Units (Commercial Only) | DAIKIN | HSPY-A | DHSA035B*BMBVF0B02560*E |  |  |  |  | 376000 |  |  | 286000 |  |  |  | 11.1 |  | 17.6 | 3.494 | 2.23 | Maybe | R-32 | 31.3333 | Commercial | No
215215434 | Single Packaged Roof Top Units (Commercial Only) | DAIKIN | HSPY-A | DHSA035B*BMBVF0B02500*E |  |  |  |  | 376000 |  |  | 288000 |  |  |  | 11 |  | 17.5 | 3.45 | 2.21 | Maybe | R-32 | 31.3333 | Commercial | No
215215435 | Single Packaged Roof Top Units (Commercial Only) | DAIKIN | HSPY-A | DHSA035B*BMBVF0B02450*E |  |  |  |  | 374000 |  |  | 290000 |  |  |  | 10.9 |  | 17.4 | 3.383 | 2.19 | Maybe | R-32 | 31.1667 | Commercial | No
215215436 | Single Packaged Roof Top Units (Commercial Only) | DAIKIN | HSPY-A | DHSA035B*BMBVF0B04560*E |  |  |  |  | 376000 |  |  | 288000 |  |  |  | 10.9 |  | 17.4 | 3.463 | 2.22 | Maybe | R-32 | 31.3333 | Commercial | No
215215437 | Single Packaged Roof Top Units (Commercial Only) | DAIKIN | HSPY-A | DHSA035B*BMBVF0B04500*E |  |  |  |  | 376000 |  |  | 288000 |  |  |  | 11 |  | 17.5 | 3.469 | 2.22 | Maybe | R-32 | 31.3333 | Commercial | No
215215438 | Single Packaged Roof Top Units (Commercial Only) | DAIKIN | HSPY-A | DHSA035B*BMBVF0B04450*E |  |  |  |  | 376000 |  |  | 288000 |  |  |  | 11 |  | 17.5 | 3.465 | 2.22 | Maybe | R-32 | 31.3333 | Commercial | No
215215439 | Single Packaged Roof Top Units (Commercial Only) | DAIKIN | HSPY-A | DHSA035B*BMBVF0B04355*E |  |  |  |  | 376000 |  |  | 290000 |  |  |  | 10.9 |  | 17.4 | 3.41 | 2.2 | Maybe | R-32 | 31.3333 | Commercial | No
215215447 | Single Packaged Roof Top Units (Commercial Only) | DAIKIN | HSPY-A | DHSA040B*BMBV*0B02560*E |  |  |  |  | 410000 |  |  | 310000 |  |  |  | 10.3 |  | 16.6 | 3.303 | 2.12 | Maybe | R-32 | 34.1667 | Commercial | No
215215454 | Single Packaged Roof Top Units (Commercial Only) | DAIKIN | HSPY-A | DHSA040B*BMAVF0B02560*E |  |  |  |  | 405000 |  |  | 308000 |  |  |  | 10.8 |  | 17 | 3.305 | 2.2 | Maybe | R-32 | 33.75 | Commercial | No
215215460 | Single Packaged Roof Top Units (Commercial Only) | DAIKIN | HSPY-A | DHSA040B*BMBVF0B02630*E |  |  |  |  | 410000 |  |  | 310000 |  |  |  | 10.8 |  | 17.2 | 3.312 | 2.22 | Maybe | R-32 | 34.1667 | Commercial | No
215215461 | Single Packaged Roof Top Units (Commercial Only) | DAIKIN | HSPY-A | DHSA040B*BMBVF0B02560*E |  |  |  |  | 410000 |  |  | 310000 |  |  |  | 10.8 |  | 17.3 | 3.331 | 2.23 | Maybe | R-32 | 34.1667 | Commercial | No
215215463 | Single Packaged Roof Top Units (Commercial Only) | DAIKIN | HSPY-A | DHSA040B*BMBVF0B04560*E |  |  |  |  | 410000 |  |  | 310000 |  |  |  | 10.6 |  | 17.1 | 3.305 | 2.22 | Maybe | R-32 | 34.1667 | Commercial | No
215215464 | Single Packaged Roof Top Units (Commercial Only) | DAIKIN | HSPY-A | DHSA040B*BMBVF0B04500*E |  |  |  |  | 410000 |  |  | 310000 |  |  |  | 10.7 |  | 17.1 | 3.307 | 2.22 | Maybe | R-32 | 34.1667 | Commercial | No
215215484 | Single Packaged Roof Top Units (Commercial Only) | DAIKIN | HSPY-A | DHSA031B*BLDV*0B02630*E |  |  |  |  | 318000 |  |  | 300000 |  |  |  | 11.3 |  | 17.9 | 3.438 | 2.13 | Maybe | R-32 | 26.5 | Commercial | No
215215485 | Single Packaged Roof Top Units (Commercial Only) | DAIKIN | HSPY-A | DHSA031B*BLDV*0B02560*E |  |  |  |  | 318000 |  |  | 300000 |  |  |  | 11.4 |  | 18 | 3.454 | 2.13 | Maybe | R-32 | 26.5 | Commercial | No
215215486 | Single Packaged Roof Top Units (Commercial Only) | DAIKIN | HSPY-A | DHSA031B*BLDV*0B02500*E |  |  |  |  | 318000 |  |  | 300000 |  |  |  | 11.3 |  | 17.9 | 3.43 | 2.13 | Maybe | R-32 | 26.5 | Commercial | No
215215487 | Single Packaged Roof Top Units (Commercial Only) | DAIKIN | HSPY-A | DHSA031B*BLDV*0B02450*E |  |  |  |  | 316000 |  |  | 302000 |  |  |  | 11.2 |  | 17.8 | 3.389 | 2.11 | Maybe | R-32 | 26.3333 | Commercial | No
215215488 | Single Packaged Roof Top Units (Commercial Only) | DAIKIN | HSPY-A | DHSA031B*BLDV*0B04560*E |  |  |  |  | 316000 |  |  | 302000 |  |  |  | 11.1 |  | 17.7 | 3.418 | 2.12 | Maybe | R-32 | 26.3333 | Commercial | No
215215489 | Single Packaged Roof Top Units (Commercial Only) | DAIKIN | HSPY-A | DHSA031B*BLDV*0B04500*E |  |  |  |  | 316000 |  |  | 300000 |  |  |  | 11.2 |  | 17.8 | 3.431 | 2.13 | Maybe | R-32 | 26.3333 | Commercial | No
215215490 | Single Packaged Roof Top Units (Commercial Only) | DAIKIN | HSPY-A | DHSA031B*BLDV*0B04450*E |  |  |  |  | 318000 |  |  | 300000 |  |  |  | 11.3 |  | 17.9 | 3.436 | 2.13 | Maybe | R-32 | 26.5 | Commercial | No
215215491 | Single Packaged Roof Top Units (Commercial Only) | DAIKIN | HSPY-A | DHSA031B*BLDV*0B04355*E |  |  |  |  | 316000 |  |  | 302000 |  |  |  | 11.2 |  | 17.8 | 3.403 | 2.12 | Maybe | R-32 | 26.3333 | Commercial | No
215215492 | Single Packaged Roof Top Units (Commercial Only) | DAIKIN | HSPY-A | DHSA031B*BLAV*0B02630*E |  |  |  |  | 318000 |  |  | 298000 |  |  |  | 11.5 |  | 17.9 | 3.447 | 2.12 | Maybe | R-32 | 26.5 | Commercial | No
215215493 | Single Packaged Roof Top Units (Commercial Only) | DAIKIN | HSPY-A | DHSA031B*BLAV*0B02560*E |  |  |  |  | 318000 |  |  | 298000 |  |  |  | 11.6 |  | 18 | 3.457 | 2.12 | Maybe | R-32 | 26.5 | Commercial | No
215215494 | Single Packaged Roof Top Units (Commercial Only) | DAIKIN | HSPY-A | DHSA031B*BLAV*0B02500*E |  |  |  |  | 318000 |  |  | 298000 |  |  |  | 11.5 |  | 17.9 | 3.427 | 2.11 | Maybe | R-32 | 26.5 | Commercial | No
215215495 | Single Packaged Roof Top Units (Commercial Only) | DAIKIN | HSPY-A | DHSA031B*BLAV*0B02450*E |  |  |  |  | 316000 |  |  | 300000 |  |  |  | 11.3 |  | 17.7 | 3.383 | 2.1 | Maybe | R-32 | 26.3333 | Commercial | No
215215496 | Single Packaged Roof Top Units (Commercial Only) | DAIKIN | HSPY-A | DHSA031B*BLAV*0B04560*E |  |  |  |  | 316000 |  |  | 298000 |  |  |  | 11.4 |  | 17.8 | 3.442 | 2.12 | Maybe | R-32 | 26.3333 | Commercial | No
215215497 | Single Packaged Roof Top Units (Commercial Only) | DAIKIN | HSPY-A | DHSA031B*BLAV*0B04500*E |  |  |  |  | 316000 |  |  | 298000 |  |  |  | 11.4 |  | 17.8 | 3.443 | 2.12 | Maybe | R-32 | 26.3333 | Commercial | No
215215498 | Single Packaged Roof Top Units (Commercial Only) | DAIKIN | HSPY-A | DHSA031B*BLAV*0B04450*E |  |  |  |  | 318000 |  |  | 298000 |  |  |  | 11.5 |  | 17.9 | 3.438 | 2.11 | Maybe | R-32 | 26.5 | Commercial | No
207516844 | Single Packaged Roof Top Units (Commercial Only) | LG | HSP-A | AK-W240BCA0 |  |  |  |  | 240000 |  |  | 240000 |  |  |  | 11.3 |  | 19 | 3.38 | 2.3 | No | R-410A | 20 | Commercial | No
215428912 | Single Packaged Roof Top Units (Commercial Only) | DAIKIN | HSP-A | DPSH20BCHB*****D20**0V |  |  |  |  | 246000 |  |  | 234000 |  |  |  | 10.4 |  | 18.7 | 3.4 | 2.5 | Maybe | R-32 | 20.5 | Commercial | No
215428913 | Single Packaged Roof Top Units (Commercial Only) | DAIKIN | HSPY-A | DPSH20BCHB*****D20**EV |  |  |  |  | 244000 |  |  | 236000 |  |  |  | 10.2 |  | 18.4 | 3.3 | 2.5 | Maybe | R-32 | 20.3333 | Commercial | No
215428914 | Single Packaged Roof Top Units (Commercial Only) | DAIKIN | HSPY-A | DPSH20BCHB*****D20**GV |  |  |  |  | 244000 |  |  | 236000 |  |  |  | 10.2 |  | 18.2 | 3.3 | 2.5 | Maybe | R-32 | 20.3333 | Commercial | No
215428915 | Single Packaged Roof Top Units (Commercial Only) | DAIKIN | HSP-A | DPSH20BCHB*****D20**0H |  |  |  |  | 246000 |  |  | 234000 |  |  |  | 10.4 |  | 18.7 | 3.4 | 2.5 | Maybe | R-32 | 20.5 | Commercial | No
215428916 | Single Packaged Roof Top Units (Commercial Only) | DAIKIN | HSPY-A | DPSH20BCHB*****D20**GH |  |  |  |  | 244000 |  |  | 236000 |  |  |  | 10.2 |  | 18.2 | 3.3 | 2.5 | Maybe | R-32 | 20.3333 | Commercial | No
215428917 | Single Packaged Roof Top Units (Commercial Only) | DAIKIN | HSP-A | DPSH20BCHB*****D24**0V |  |  |  |  | 250000 |  |  | 230000 |  |  |  | 11 |  | 19.5 | 3.6 | 2.6 | Maybe | R-32 | 20.8333 | Commercial | No
215428918 | Single Packaged Roof Top Units (Commercial Only) | DAIKIN | HSPY-A | DPSH20BCHB*****D24**EV |  |  |  |  | 248000 |  |  | 230000 |  |  |  | 10.7 |  | 18.9 | 3.5 | 2.6 | Maybe | R-32 | 20.6667 | Commercial | No
215428919 | Single Packaged Roof Top Units (Commercial Only) | DAIKIN | HSPY-A | DPSH20BCHB*****D24**GV |  |  |  |  | 248000 |  |  | 230000 |  |  |  | 10.7 |  | 18.7 | 3.5 | 2.6 | Maybe | R-32 | 20.6667 | Commercial | No
215428920 | Single Packaged Roof Top Units (Commercial Only) | DAIKIN | HSP-A | DPSH20BCHB*****D24**0H |  |  |  |  | 250000 |  |  | 230000 |  |  |  | 11 |  | 19.5 | 3.6 | 2.6 | Maybe | R-32 | 20.8333 | Commercial | No
215428921 | Single Packaged Roof Top Units (Commercial Only) | DAIKIN | HSPY-A | DPSH20BCHB*****D24**EH |  |  |  |  | 246000 |  |  | 232000 |  |  |  | 10.5 |  | 18.2 | 3.4 | 2.5 | Maybe | R-32 | 20.5 | Commercial | No
215428922 | Single Packaged Roof Top Units (Commercial Only) | DAIKIN | HSPY-A | DPSH20BCHB*****D24**GH |  |  |  |  | 248000 |  |  | 230000 |  |  |  | 10.7 |  | 18.7 | 3.5 | 2.6 | Maybe | R-32 | 20.6667 | Commercial | No
215428923 | Single Packaged Roof Top Units (Commercial Only) | DAIKIN | HSP-A | DPSH25BCHB*****D24**0V |  |  |  |  | 270000 |  |  | 248000 |  |  |  | 10.5 |  | 19.1 | 3.3 | 2.05 | Maybe | R-32 | 22.5 | Commercial | No
215428924 | Single Packaged Roof Top Units (Commercial Only) | DAIKIN | HSP-A | DPSH25BCHB*****D24**0H |  |  |  |  | 270000 |  |  | 248000 |  |  |  | 10.5 |  | 19.1 | 3.3 | 2.05 | Maybe | R-32 | 22.5 | Commercial | No
215428925 | Single Packaged Roof Top Units (Commercial Only) | DAIKIN | HSPY-A | DPSH30BCHB*****D24**EV |  |  |  |  | 316000 |  |  | 286000 |  |  |  | 9.6 |  | 16.6 | 3.3 | 2.05 | Maybe | R-32 | 26.3333 | Commercial | No
215428926 | Single Packaged Roof Top Units (Commercial Only) | DAIKIN | HSPY-A | DPSH30BCHB*****D24**GV |  |  |  |  | 316000 |  |  | 286000 |  |  |  | 9.6 |  | 16.4 | 3.3 | 2.05 | Maybe | R-32 | 26.3333 | Commercial | No
215428927 | Single Packaged Roof Top Units (Commercial Only) | DAIKIN | HSPY-A | DPSH30BCHB*****D24**GH |  |  |  |  | 318000 |  |  | 286000 |  |  |  | 9.6 |  | 16.4 | 3.3 | 2.05 | Maybe | R-32 | 26.5 | Commercial | No
215428938 | Single Packaged Roof Top Units (Commercial Only) | DAIKIN | HSP-A | DPSH20BCHB*2***D20**0V |  |  |  |  | 242000 |  |  | 230000 |  |  |  | 10.2 |  | 18.4 | 3.3 | 2.5 | Maybe | R-32 | 20.1667 | Commercial | No
215428939 | Single Packaged Roof Top Units (Commercial Only) | DAIKIN | HSP-A | DPSH20BCHB*2***D20**0H |  |  |  |  | 242000 |  |  | 230000 |  |  |  | 10.2 |  | 18.4 | 3.3 | 2.5 | Maybe | R-32 | 20.1667 | Commercial | No
215428940 | Single Packaged Roof Top Units (Commercial Only) | DAIKIN | HSP-A | DPSH20BCHB*2***D24**0V |  |  |  |  | 246000 |  |  | 226000 |  |  |  | 10.8 |  | 19.2 | 3.5 | 2.6 | Maybe | R-32 | 20.5 | Commercial | No
215428941 | Single Packaged Roof Top Units (Commercial Only) | DAIKIN | HSPY-A | DPSH20BCHB*2***D24**EV |  |  |  |  | 244000 |  |  | 226000 |  |  |  | 10.6 |  | 18.6 | 3.5 | 2.6 | Maybe | R-32 | 20.3333 | Commercial | No
215428942 | Single Packaged Roof Top Units (Commercial Only) | DAIKIN | HSP-A | DPSH20BCHB*2***D24**0H |  |  |  |  | 246000 |  |  | 226000 |  |  |  | 10.8 |  | 19.2 | 3.5 | 2.6 | Maybe | R-32 | 20.5 | Commercial | No
215428943 | Single Packaged Roof Top Units (Commercial Only) | DAIKIN | HSP-A | DPSH25BCHB*2***D24**0V |  |  |  |  | 270000 |  |  | 244000 |  |  |  | 10.4 |  | 18.8 | 3.3 | 2.05 | Maybe | R-32 | 22.5 | Commercial | No
215428946 | Single Packaged Roof Top Units (Commercial Only) | DAIKIN | HSP-A | DPSH25BCHB*2***D24**0H |  |  |  |  | 268000 |  |  | 244000 |  |  |  | 10.4 |  | 18.8 | 3.3 | 2.05 | Maybe | R-32 | 22.3333 | Commercial | No
215428948 | Single Packaged Roof Top Units (Commercial Only) | DAIKIN | HSP-A | DPSH30BCHB*2***D24**0V |  |  |  |  | 318000 |  |  | 280000 |  |  |  | 9.8 |  | 17 | 3.3 | 2.05 | Maybe | R-32 | 26.5 | Commercial | No
215428951 | Single Packaged Roof Top Units (Commercial Only) | DAIKIN | HSP-A | DPSH30BCHB*2***D24**0H |  |  |  |  | 318000 |  |  | 280000 |  |  |  | 9.8 |  | 17 | 3.3 | 2.05 | Maybe | R-32 | 26.5 | Commercial | No
216558405 | Single Packaged Roof Top Units (Commercial Only) | YORK | HSP-A | WV20[C,E]**[P,R](2,4,5,B,D,E)********1 |  |  |  |  | 240000 |  |  | 222000 |  |  |  | 10.9 |  | 13.8 | 3.3 | 2.1 | No | R-454B | 20 | Commercial | No
216558418 | Single Packaged Roof Top Units (Commercial Only) | CHAMPION, UNITARY PRODUCTS GROUP - COMMERCIAL | HSP-A | MD20[C,E]**[P,R](2,4,5,B,D,E)********1 |  |  |  |  | 240000 |  |  | 222000 |  |  |  | 10.9 |  | 13.8 | 3.3 | 2.1 | No | R-454B | 20 | Commercial | No
216558419 | Single Packaged Roof Top Units (Commercial Only) | COLEMAN | HSP-A | MD20[C,E]**[P,R](2,4,5,B,D,E)********1 |  |  |  |  | 240000 |  |  | 222000 |  |  |  | 10.9 |  | 13.8 | 3.3 | 2.1 | No | R-454B | 20 | Commercial | No
216558420 | Single Packaged Roof Top Units (Commercial Only) | FRASER - JOHNSTON | HSP-A | MD20[C,E]**[P,R](2,4,5,B,D,E)********1 |  |  |  |  | 240000 |  |  | 222000 |  |  |  | 10.9 |  | 13.8 | 3.3 | 2.1 | No | R-454B | 20 | Commercial | No
216558421 | Single Packaged Roof Top Units (Commercial Only) | LUXAIRE | HSP-A | MD20[C,E]**[P,R](2,4,5,B,D,E)********1 |  |  |  |  | 240000 |  |  | 222000 |  |  |  | 10.9 |  | 13.8 | 3.3 | 2.1 | No | R-454B | 20 | Commercial | No
216558422 | Single Packaged Roof Top Units (Commercial Only) | JOHNSON CONTROLS | HSP-A | WD20[C,E]**[P,R](2,4,5,B,D,E)********1 |  |  |  |  | 240000 |  |  | 222000 |  |  |  | 10.9 |  | 13.8 | 3.3 | 2.1 | No | R-454B | 20 | Commercial | No
216558423 | Single Packaged Roof Top Units (Commercial Only) | TEMPMASTER, UNITARY PRODUCTS GROUP - COMMERCIAL | HSP-A | MV20[C,E]**[P,R](2,4,5,B,D,E)********1 |  |  |  |  | 240000 |  |  | 222000 |  |  |  | 10.9 |  | 13.8 | 3.3 | 2.1 | No | R-454B | 20 | Commercial | No
203493057 | Single Packaged Roof Top Units (Commercial Only) | LG | HSP-A | AK-W240DC00 |  |  |  |  | 240000 |  |  | 240000 |  |  |  | 11.3 |  | 19 | 3.38 | 2.3 | No | R-410A | 20 | Commercial | No
212608467 | Single Packaged Roof Top Units (Commercial Only) | AIRQUEST | HSP-A | RHV240**(2,3,5,6)* |  |  |  |  | 240000 |  |  | 234000 |  |  |  | 9.8 |  | 14 | 3.3 | 2.3 | No | R-410A | 20 | Commercial | No
212608468 | Single Packaged Roof Top Units (Commercial Only) | ARCOAIRE | HSP-A | RHV240**(2,3,5,6)* |  |  |  |  | 240000 |  |  | 234000 |  |  |  | 9.8 |  | 14 | 3.3 | 2.3 | No | R-410A | 20 | Commercial | No
212608469 | Single Packaged Roof Top Units (Commercial Only) | COMFORTMAKER | HSP-A | RHV240**(2,3,5,6)* |  |  |  |  | 240000 |  |  | 234000 |  |  |  | 9.8 |  | 14 | 3.3 | 2.3 | No | R-410A | 20 | Commercial | No
212608470 | Single Packaged Roof Top Units (Commercial Only) | DAY & NIGHT | HSP-A | RHV240**(2,3,5,6)* |  |  |  |  | 240000 |  |  | 234000 |  |  |  | 9.8 |  | 14 | 3.3 | 2.3 | No | R-410A | 20 | Commercial | No
212608471 | Single Packaged Roof Top Units (Commercial Only) | HEIL | HSP-A | RHV240**(2,3,5,6)* |  |  |  |  | 240000 |  |  | 234000 |  |  |  | 9.8 |  | 14 | 3.3 | 2.3 | No | R-410A | 20 | Commercial | No
212608472 | Single Packaged Roof Top Units (Commercial Only) | KEEPRITE | HSP-A | RHV240**(2,3,5,6)* |  |  |  |  | 240000 |  |  | 234000 |  |  |  | 9.8 |  | 14 | 3.3 | 2.3 | No | R-410A | 20 | Commercial | No
212608473 | Single Packaged Roof Top Units (Commercial Only) | TEMPSTAR | HSP-A | RHV240**(2,3,5,6)* |  |  |  |  | 240000 |  |  | 234000 |  |  |  | 9.8 |  | 14 | 3.3 | 2.3 | Maybe | R-410A | 20 | Commercial | No
212608474 | Single Packaged Roof Top Units (Commercial Only) | ICP COMMERCIAL | HSP-A | RHV240**(2,3,5,6)* |  |  |  |  | 240000 |  |  | 234000 |  |  |  | 9.8 |  | 14 | 3.3 | 2.3 | No | R-410A | 20 | Commercial | No
215386565 | Single Packaged Roof Top Units (Commercial Only) | DAIKIN | HSP-A | DHSA035B2BLDV*0B02450*0 |  |  |  |  | 364000 |  |  | 318000 |  |  |  | 10.2 |  | 17 | 3.42 | 2.11 | Maybe | R-32 | 30.3333 | Commercial | No
215386566 | Single Packaged Roof Top Units (Commercial Only) | DAIKIN | HSP-A | DHSA035B2BLDV*0B04560*0 |  |  |  |  | 364000 |  |  | 316000 |  |  |  | 10.2 |  | 16.9 | 3.469 | 2.12 | Maybe | R-32 | 30.3333 | Commercial | No
215386567 | Single Packaged Roof Top Units (Commercial Only) | DAIKIN | HSP-A | DHSA035B2BLDV*0B04500*0 |  |  |  |  | 364000 |  |  | 316000 |  |  |  | 10.3 |  | 17 | 3.483 | 2.13 | Maybe | R-32 | 30.3333 | Commercial | No
215386568 | Single Packaged Roof Top Units (Commercial Only) | DAIKIN | HSP-A | DHSA035B2BLDV*0B04450*0 |  |  |  |  | 366000 |  |  | 316000 |  |  |  | 10.4 |  | 17.1 | 3.487 | 2.13 | Maybe | R-32 | 30.5 | Commercial | No
215386569 | Single Packaged Roof Top Units (Commercial Only) | DAIKIN | HSP-A | DHSA035B2BLDV*0B04355*0 |  |  |  |  | 364000 |  |  | 316000 |  |  |  | 10.3 |  | 17 | 3.441 | 2.11 | Maybe | R-32 | 30.3333 | Commercial | No
215386570 | Single Packaged Roof Top Units (Commercial Only) | DAIKIN | HSP-A | DHSA035B2BLAV*0B02630*0 |  |  |  |  | 366000 |  |  | 312000 |  |  |  | 10.6 |  | 17.1 | 3.4 | 2.09 | Maybe | R-32 | 30.5 | Commercial | No
215386571 | Single Packaged Roof Top Units (Commercial Only) | DAIKIN | HSP-A | DHSA035B2BLAV*0B02560*0 |  |  |  |  | 368000 |  |  | 312000 |  |  |  | 10.6 |  | 17.2 | 3.412 | 2.1 | Maybe | R-32 | 30.6667 | Commercial | No
215386572 | Single Packaged Roof Top Units (Commercial Only) | DAIKIN | HSP-A | DHSA035B2BLAV*0B02500*0 |  |  |  |  | 366000 |  |  | 314000 |  |  |  | 10.6 |  | 17.1 | 3.372 | 2.08 | Maybe | R-32 | 30.5 | Commercial | No
215386573 | Single Packaged Roof Top Units (Commercial Only) | DAIKIN | HSP-A | DHSA035B2BLAV*0B02450*0 |  |  |  |  | 366000 |  |  | 316000 |  |  |  | 10.4 |  | 16.9 | 3.313 | 2.07 | Maybe | R-32 | 30.5 | Commercial | No
215386574 | Single Packaged Roof Top Units (Commercial Only) | DAIKIN | HSP-A | DHSA035B2BLAV*0B04560*0 |  |  |  |  | 366000 |  |  | 312000 |  |  |  | 10.5 |  | 17 | 3.396 | 2.09 | Maybe | R-32 | 30.5 | Commercial | No
215386575 | Single Packaged Roof Top Units (Commercial Only) | DAIKIN | HSP-A | DHSA035B2BLAV*0B04500*0 |  |  |  |  | 366000 |  |  | 312000 |  |  |  | 10.5 |  | 17.1 | 3.396 | 2.09 | Maybe | R-32 | 30.5 | Commercial | No
215386576 | Single Packaged Roof Top Units (Commercial Only) | DAIKIN | HSP-A | DHSA035B2BLAV*0B04450*0 |  |  |  |  | 366000 |  |  | 312000 |  |  |  | 10.6 |  | 17.1 | 3.388 | 2.09 | Maybe | R-32 | 30.5 | Commercial | No
215386577 | Single Packaged Roof Top Units (Commercial Only) | DAIKIN | HSP-A | DHSA035B2BLAV*0B04355*0 |  |  |  |  | 366000 |  |  | 314000 |  |  |  | 10.5 |  | 17 | 3.339 | 2.07 | Maybe | R-32 | 30.5 | Commercial | No
215386578 | Single Packaged Roof Top Units (Commercial Only) | DAIKIN | HSP-A | DHSA035B2BLBV*0B02630*0 |  |  |  |  | 372000 |  |  | 314000 |  |  |  | 10.7 |  | 17.5 | 3.441 | 2.16 | Maybe | R-32 | 31 | Commercial | No
215386579 | Single Packaged Roof Top Units (Commercial Only) | DAIKIN | HSP-A | DHSA035B2BLBV*0B02560*0 |  |  |  |  | 372000 |  |  | 312000 |  |  |  | 10.7 |  | 17.6 | 3.457 | 2.16 | Maybe | R-32 | 31 | Commercial | No
215386580 | Single Packaged Roof Top Units (Commercial Only) | DAIKIN | HSP-A | DHSA035B2BLBV*0B02500*0 |  |  |  |  | 372000 |  |  | 314000 |  |  |  | 10.6 |  | 17.5 | 3.418 | 2.15 | Maybe | R-32 | 31 | Commercial | No
215386581 | Single Packaged Roof Top Units (Commercial Only) | DAIKIN | HSP-A | DHSA035B2BLBV*0B02450*0 |  |  |  |  | 370000 |  |  | 316000 |  |  |  | 10.5 |  | 17.4 | 3.359 | 2.13 | Maybe | R-32 | 30.8333 | Commercial | No
215386582 | Single Packaged Roof Top Units (Commercial Only) | DAIKIN | HSP-A | DHSA035B2BLBV*0B04560*0 |  |  |  |  | 372000 |  |  | 314000 |  |  |  | 10.5 |  | 17.4 | 3.43 | 2.15 | Maybe | R-32 | 31 | Commercial | No
215386583 | Single Packaged Roof Top Units (Commercial Only) | DAIKIN | HSP-A | DHSA035B2BLBV*0B04500*0 |  |  |  |  | 372000 |  |  | 314000 |  |  |  | 10.6 |  | 17.5 | 3.435 | 2.15 | Maybe | R-32 | 31 | Commercial | No
215386584 | Single Packaged Roof Top Units (Commercial Only) | DAIKIN | HSP-A | DHSA035B2BLBV*0B04450*0 |  |  |  |  | 372000 |  |  | 314000 |  |  |  | 10.7 |  | 17.5 | 3.431 | 2.15 | Maybe | R-32 | 31 | Commercial | No
215386585 | Single Packaged Roof Top Units (Commercial Only) | DAIKIN | HSP-A | DHSA035B2BLBV*0B04355*0 |  |  |  |  | 372000 |  |  | 316000 |  |  |  | 10.5 |  | 17.4 | 3.383 | 2.14 | Maybe | R-32 | 31 | Commercial | No
215386592 | Single Packaged Roof Top Units (Commercial Only) | DAIKIN | HSP-A | DHSA040B2BLAV*0B02630*0 |  |  |  |  | 398000 |  |  | 342000 |  |  |  | 10.5 |  | 17 | 3.345 | 2.13 | Maybe | R-32 | 33.1667 | Commercial | No
215386593 | Single Packaged Roof Top Units (Commercial Only) | DAIKIN | HSP-A | DHSA040B2BLAV*0B02560*0 |  |  |  |  | 398000 |  |  | 340000 |  |  |  | 10.6 |  | 17.1 | 3.359 | 2.13 | Maybe | R-32 | 33.1667 | Commercial | No
215386594 | Single Packaged Roof Top Units (Commercial Only) | DAIKIN | HSP-A | DHSA040B2BLAV*0B02500*0 |  |  |  |  | 396000 |  |  | 344000 |  |  |  | 10.4 |  | 16.9 | 3.304 | 2.11 | Maybe | R-32 | 33 | Commercial | No
215386596 | Single Packaged Roof Top Units (Commercial Only) | DAIKIN | HSP-A | DHSA040B2BLAV*0B04560*0 |  |  |  |  | 396000 |  |  | 342000 |  |  |  | 10.4 |  | 16.9 | 3.345 | 2.13 | Maybe | R-32 | 33 | Commercial | No
215386597 | Single Packaged Roof Top Units (Commercial Only) | DAIKIN | HSP-A | DHSA040B2BLAV*0B04500*0 |  |  |  |  | 396000 |  |  | 342000 |  |  |  | 10.4 |  | 16.9 | 3.342 | 2.13 | Maybe | R-32 | 33 | Commercial | No
215386598 | Single Packaged Roof Top Units (Commercial Only) | DAIKIN | HSP-A | DHSA040B2BLAV*0B04450*0 |  |  |  |  | 396000 |  |  | 342000 |  |  |  | 10.5 |  | 17 | 3.328 | 2.12 | Maybe | R-32 | 33 | Commercial | No
215386600 | Single Packaged Roof Top Units (Commercial Only) | DAIKIN | HSP-A | DHSA040B2BLBV*0B02630*0 |  |  |  |  | 405000 |  |  | 344000 |  |  |  | 10.6 |  | 17.4 | 3.383 | 2.16 | Maybe | R-32 | 33.75 | Commercial | No
215386601 | Single Packaged Roof Top Units (Commercial Only) | DAIKIN | HSP-A | DHSA040B2BLBV*0B02560*0 |  |  |  |  | 405000 |  |  | 342000 |  |  |  | 10.6 |  | 17.5 | 3.401 | 2.17 | Maybe | R-32 | 33.75 | Commercial | No
215386602 | Single Packaged Roof Top Units (Commercial Only) | DAIKIN | HSP-A | DHSA040B2BLBV*0B02500*0 |  |  |  |  | 405000 |  |  | 344000 |  |  |  | 10.5 |  | 17.3 | 3.349 | 2.15 | Maybe | R-32 | 33.75 | Commercial | No
215386604 | Single Packaged Roof Top Units (Commercial Only) | DAIKIN | HSP-A | DHSA040B2BLBV*0B04560*0 |  |  |  |  | 400000 |  |  | 344000 |  |  |  | 10.4 |  | 17.3 | 3.376 | 2.16 | Maybe | R-32 | 33.3333 | Commercial | No
215386605 | Single Packaged Roof Top Units (Commercial Only) | DAIKIN | HSP-A | DHSA040B2BLBV*0B04500*0 |  |  |  |  | 405000 |  |  | 344000 |  |  |  | 10.5 |  | 17.3 | 3.378 | 2.16 | Maybe | R-32 | 33.75 | Commercial | No
215386606 | Single Packaged Roof Top Units (Commercial Only) | DAIKIN | HSP-A | DHSA040B2BLBV*0B04450*0 |  |  |  |  | 405000 |  |  | 344000 |  |  |  | 10.6 |  | 17.4 | 3.369 | 2.16 | Maybe | R-32 | 33.75 | Commercial | No
215386607 | Single Packaged Roof Top Units (Commercial Only) | DAIKIN | HSP-A | DHSA040B2BLBV*0B04355*0 |  |  |  |  | 400000 |  |  | 346000 |  |  |  | 10.4 |  | 17.2 | 3.305 | 2.14 | Maybe | R-32 | 33.3333 | Commercial | No
215386621 | Single Packaged Roof Top Units (Commercial Only) | DAIKIN | HSP-A | DHSA045B2CMCV*0C04630*0 |  |  |  |  | 470000 |  |  | 316000 |  |  |  | 10.2 |  | 16.5 | 3.444 | 2.23 | Maybe | R-32 | 39.1667 | Commercial | No
215386622 | Single Packaged Roof Top Units (Commercial Only) | DAIKIN | HSP-A | DHSA045B2CMCV*0C04560*0 |  |  |  |  | 470000 |  |  | 316000 |  |  |  | 10.2 |  | 16.5 | 3.433 | 2.23 | Maybe | R-32 | 39.1667 | Commercial | No
215386623 | Single Packaged Roof Top Units (Commercial Only) | DAIKIN | HSP-A | DHSA045B2CMCV*0C04500*0 |  |  |  |  | 470000 |  |  | 318000 |  |  |  | 10.2 |  | 16.5 | 3.402 | 2.22 | Maybe | R-32 | 39.1667 | Commercial | No
215386624 | Single Packaged Roof Top Units (Commercial Only) | DAIKIN | HSP-A | DHSA045B2CMCV*0C04450*0 |  |  |  |  | 470000 |  |  | 320000 |  |  |  | 10.1 |  | 16.5 | 3.362 | 2.2 | Maybe | R-32 | 39.1667 | Commercial | No
215386626 | Single Packaged Roof Top Units (Commercial Only) | DAIKIN | HSP-A | DHSA045B2CMCV*0C06450*0 |  |  |  |  | 470000 |  |  | 316000 |  |  |  | 10.2 |  | 16.5 | 3.434 | 2.23 | Maybe | R-32 | 39.1667 | Commercial | No
215386627 | Single Packaged Roof Top Units (Commercial Only) | DAIKIN | HSP-A | DHSA045B2CMDV*0C04630*0 |  |  |  |  | 475000 |  |  | 318000 |  |  |  | 10.2 |  | 16.7 | 3.445 | 2.25 | Maybe | R-32 | 39.5833 | Commercial | No
215386628 | Single Packaged Roof Top Units (Commercial Only) | DAIKIN | HSP-A | DHSA045B2CMDV*0C04560*0 |  |  |  |  | 475000 |  |  | 318000 |  |  |  | 10.2 |  | 16.8 | 3.439 | 2.25 | Maybe | R-32 | 39.5833 | Commercial | No
215386629 | Single Packaged Roof Top Units (Commercial Only) | DAIKIN | HSP-A | DHSA045B2CMDV*0C04500*0 |  |  |  |  | 475000 |  |  | 320000 |  |  |  | 10.2 |  | 16.7 | 3.414 | 2.24 | Maybe | R-32 | 39.5833 | Commercial | No
215386630 | Single Packaged Roof Top Units (Commercial Only) | DAIKIN | HSP-A | DHSA045B2CMDV*0C04450*0 |  |  |  |  | 475000 |  |  | 322000 |  |  |  | 10.2 |  | 16.7 | 3.377 | 2.23 | Maybe | R-32 | 39.5833 | Commercial | No
215386632 | Single Packaged Roof Top Units (Commercial Only) | DAIKIN | HSP-A | DHSA045B2CMDV*0C06450*0 |  |  |  |  | 480000 |  |  | 318000 |  |  |  | 10.3 |  | 16.8 | 3.444 | 2.25 | Maybe | R-32 | 40 | Commercial | No
215386633 | Single Packaged Roof Top Units (Commercial Only) | DAIKIN | HSP-A | DHSA045B2CMAV*0C04630*0 |  |  |  |  | 480000 |  |  | 314000 |  |  |  | 10.5 |  | 16.7 | 3.514 | 2.26 | Maybe | R-32 | 40 | Commercial | No
215386634 | Single Packaged Roof Top Units (Commercial Only) | DAIKIN | HSP-A | DHSA045B2CMAV*0C04560*0 |  |  |  |  | 480000 |  |  | 316000 |  |  |  | 10.5 |  | 16.7 | 3.498 | 2.26 | Maybe | R-32 | 40 | Commercial | No
215386635 | Single Packaged Roof Top Units (Commercial Only) | DAIKIN | HSP-A | DHSA045B2CMAV*0C04500*0 |  |  |  |  | 480000 |  |  | 316000 |  |  |  | 10.4 |  | 16.7 | 3.463 | 2.25 | Maybe | R-32 | 40 | Commercial | No
215386636 | Single Packaged Roof Top Units (Commercial Only) | DAIKIN | HSP-A | DHSA045B2CMAV*0C04450*0 |  |  |  |  | 480000 |  |  | 318000 |  |  |  | 10.4 |  | 16.6 | 3.418 | 2.23 | Maybe | R-32 | 40 | Commercial | No
215386637 | Single Packaged Roof Top Units (Commercial Only) | DAIKIN | HSP-A | DHSA045B2CMAV*0C04355*0 |  |  |  |  | 475000 |  |  | 322000 |  |  |  | 10.1 |  | 16.4 | 3.303 | 2.19 | Maybe | R-32 | 39.5833 | Commercial | No
215386638 | Single Packaged Roof Top Units (Commercial Only) | DAIKIN | HSP-A | DHSA045B2CMAV*0C06450*0 |  |  |  |  | 480000 |  |  | 316000 |  |  |  | 10.5 |  | 16.7 | 3.495 | 2.26 | Maybe | R-32 | 40 | Commercial | No
215386639 | Single Packaged Roof Top Units (Commercial Only) | DAIKIN | HSP-A | DHSA045B2CMBV*0C04630*0 |  |  |  |  | 485000 |  |  | 316000 |  |  |  | 10.6 |  | 17.1 | 3.522 | 2.28 | Maybe | R-32 | 40.4167 | Commercial | No
215386640 | Single Packaged Roof Top Units (Commercial Only) | DAIKIN | HSP-A | DHSA045B2CMBV*0C04560*0 |  |  |  |  | 485000 |  |  | 316000 |  |  |  | 10.6 |  | 17.1 | 3.51 | 2.28 | Maybe | R-32 | 40.4167 | Commercial | No
215386641 | Single Packaged Roof Top Units (Commercial Only) | DAIKIN | HSP-A | DHSA045B2CMBV*0C04500*0 |  |  |  |  | 485000 |  |  | 318000 |  |  |  | 10.5 |  | 17.1 | 3.477 | 2.27 | Maybe | R-32 | 40.4167 | Commercial | No
215386642 | Single Packaged Roof Top Units (Commercial Only) | DAIKIN | HSP-A | DHSA045B2CMBV*0C04450*0 |  |  |  |  | 485000 |  |  | 324000 |  |  |  | 10.5 |  | 17 | 3.322 | 2.21 | Maybe | R-32 | 40.4167 | Commercial | No
215386643 | Single Packaged Roof Top Units (Commercial Only) | DAIKIN | HSP-A | DHSA045B2CMBV*0C06450*0 |  |  |  |  | 485000 |  |  | 316000 |  |  |  | 10.6 |  | 17.1 | 3.51 | 2.28 | Maybe | R-32 | 40.4167 | Commercial | No
215386644 | Single Packaged Roof Top Units (Commercial Only) | DAIKIN | HSP-A | DHSA055B2CMCV*0C04630*0 |  |  |  |  | 560000 |  |  | 348000 |  |  |  | 9.9 |  | 15.7 | 3.335 | 2.21 | Maybe | R-32 | 46.6667 | Commercial | No
215386645 | Single Packaged Roof Top Units (Commercial Only) | DAIKIN | HSP-A | DHSA055B2CMCV*0C04560*0 |  |  |  |  | 560000 |  |  | 350000 |  |  |  | 9.9 |  | 15.7 | 3.312 | 2.2 | Maybe | R-32 | 46.6667 | Commercial | No
215386648 | Single Packaged Roof Top Units (Commercial Only) | DAIKIN | HSP-A | DHSA055B2CMCV*0C06450*0 |  |  |  |  | 560000 |  |  | 350000 |  |  |  | 9.9 |  | 15.7 | 3.307 | 2.2 | Maybe | R-32 | 46.6667 | Commercial | No
215386649 | Single Packaged Roof Top Units (Commercial Only) | DAIKIN | HSP-A | DHSA055B2CMDV*0C04630*0 |  |  |  |  | 570000 |  |  | 352000 |  |  |  | 9.9 |  | 15.9 | 3.304 | 2.23 | Maybe | R-32 | 47.5 | Commercial | No
215386653 | Single Packaged Roof Top Units (Commercial Only) | DAIKIN | HSP-A | DHSA055B2CMAV*0C04630*0 |  |  |  |  | 580000 |  |  | 346000 |  |  |  | 10.3 |  | 15.9 | 3.421 | 2.25 | Maybe | R-32 | 48.3333 | Commercial | No
215386654 | Single Packaged Roof Top Units (Commercial Only) | DAIKIN | HSP-A | DHSA055B2CMAV*0C04560*0 |  |  |  |  | 580000 |  |  | 346000 |  |  |  | 10.2 |  | 15.9 | 3.39 | 2.24 | Maybe | R-32 | 48.3333 | Commercial | No
215386655 | Single Packaged Roof Top Units (Commercial Only) | DAIKIN | HSP-A | DHSA055B2CMAV*0C04500*0 |  |  |  |  | 575000 |  |  | 350000 |  |  |  | 10.1 |  | 15.8 | 3.335 | 2.22 | Maybe | R-32 | 47.9167 | Commercial | No
215386657 | Single Packaged Roof Top Units (Commercial Only) | DAIKIN | HSP-A | DHSA055B2CMAV*0C06450*0 |  |  |  |  | 580000 |  |  | 348000 |  |  |  | 10.2 |  | 15.9 | 3.38 | 2.24 | Maybe | R-32 | 48.3333 | Commercial | No
215386658 | Single Packaged Roof Top Units (Commercial Only) | DAIKIN | HSP-A | DHSA055B2CMBV*0C04630*0 |  |  |  |  | 585000 |  |  | 348000 |  |  |  | 10.3 |  | 16.2 | 3.404 | 2.36 | Maybe | R-32 | 48.75 | Commercial | No
215386659 | Single Packaged Roof Top Units (Commercial Only) | DAIKIN | HSP-A | DHSA055B2CMBV*0C04560*0 |  |  |  |  | 585000 |  |  | 348000 |  |  |  | 10.3 |  | 16.2 | 3.378 | 2.35 | Maybe | R-32 | 48.75 | Commercial | No
215386660 | Single Packaged Roof Top Units (Commercial Only) | DAIKIN | HSP-A | DHSA055B2CMBV*0C04500*0 |  |  |  |  | 585000 |  |  | 352000 |  |  |  | 10.2 |  | 16.1 | 3.327 | 2.33 | Maybe | R-32 | 48.75 | Commercial | No
215386662 | Single Packaged Roof Top Units (Commercial Only) | DAIKIN | HSP-A | DHSA055B2CMBV*0C06450*0 |  |  |  |  | 585000 |  |  | 350000 |  |  |  | 10.3 |  | 15.3 | 3.372 | 2.35 | Maybe | R-32 | 48.75 | Commercial | No
215386669 | Single Packaged Roof Top Units (Commercial Only) | DAIKIN | HSP-A | DHSA060B2CMAV*0C04630*0 |  |  |  |  | 615000 |  |  | 392000 |  |  |  | 10 |  | 15.5 | 3.345 | 2.26 | Maybe | R-32 | 51.25 | Commercial | No
215386670 | Single Packaged Roof Top Units (Commercial Only) | DAIKIN | HSP-A | DHSA060B2CMAV*0C04560*0 |  |  |  |  | 615000 |  |  | 394000 |  |  |  | 10 |  | 15.5 | 3.309 | 2.25 | Maybe | R-32 | 51.25 | Commercial | No
215386673 | Single Packaged Roof Top Units (Commercial Only) | DAIKIN | HSP-A | DHSA060B2CMBV*0C04630*0 |  |  |  |  | 625000 |  |  | 394000 |  |  |  | 10.1 |  | 15.8 | 3.332 | 2.29 | Maybe | R-32 | 52.0833 | Commercial | No
215386674 | Single Packaged Roof Top Units (Commercial Only) | DAIKIN | HSP-A | DHSA060B2CMBV*0C04560*0 |  |  |  |  | 620000 |  |  | 396000 |  |  |  | 10 |  | 15.8 | 3.3 | 2.27 | Maybe | R-32 | 51.6667 | Commercial | No
215386677 | Single Packaged Roof Top Units (Commercial Only) | DAIKIN | HSP-A | DHSA031B2BMBV*0B02630*E |  |  |  |  | 318000 |  |  | 270000 |  |  |  | 10.6 |  | 16.8 | 3.305 | 2.06 | Maybe | R-32 | 26.5 | Commercial | No
215386678 | Single Packaged Roof Top Units (Commercial Only) | DAIKIN | HSP-A | DHSA031B2BMBV*0B02560*E |  |  |  |  | 318000 |  |  | 270000 |  |  |  | 10.7 |  | 16.9 | 3.318 | 2.07 | Maybe | R-32 | 26.5 | Commercial | No
215386681 | Single Packaged Roof Top Units (Commercial Only) | DAIKIN | HSP-A | DHSA031B2BMBV*0B04500*E |  |  |  |  | 316000 |  |  | 270000 |  |  |  | 10.5 |  | 16.8 | 3.3 | 2.06 | Maybe | R-32 | 26.3333 | Commercial | No
215386692 | Single Packaged Roof Top Units (Commercial Only) | DAIKIN | HSP-A | DHSA031B2BMDVF0B02560*E |  |  |  |  | 314000 |  |  | 270000 |  |  |  | 10.9 |  | 17.5 | 3.303 | 2.15 | Maybe | R-32 | 26.1667 | Commercial | No
215386699 | Single Packaged Roof Top Units (Commercial Only) | DAIKIN | HSP-A | DHSA031B2BMAVF0B02630*E |  |  |  |  | 312000 |  |  | 268000 |  |  |  | 11.1 |  | 17.4 | 3.3 | 2.15 | Maybe | R-32 | 26 | Commercial | No
215386700 | Single Packaged Roof Top Units (Commercial Only) | DAIKIN | HSP-A | DHSA031B2BMAVF0B02560*E |  |  |  |  | 314000 |  |  | 268000 |  |  |  | 11.1 |  | 17.4 | 3.31 | 2.16 | Maybe | R-32 | 26.1667 | Commercial | No
215386707 | Single Packaged Roof Top Units (Commercial Only) | DAIKIN | HSP-A | DHSA031B2BMBVF0B02630*E |  |  |  |  | 318000 |  |  | 270000 |  |  |  | 11.1 |  | 17.7 | 3.338 | 2.18 | Maybe | R-32 | 26.5 | Commercial | No
215386708 | Single Packaged Roof Top Units (Commercial Only) | DAIKIN | HSP-A | DHSA031B2BMBVF0B02560*E |  |  |  |  | 318000 |  |  | 270000 |  |  |  | 11.2 |  | 17.8 | 3.351 | 2.19 | Maybe | R-32 | 26.5 | Commercial | No
215386709 | Single Packaged Roof Top Units (Commercial Only) | DAIKIN | HSP-A | DHSA031B2BMBVF0B02500*E |  |  |  |  | 318000 |  |  | 270000 |  |  |  | 11.1 |  | 17.7 | 3.321 | 2.18 | Maybe | R-32 | 26.5 | Commercial | No
215386711 | Single Packaged Roof Top Units (Commercial Only) | DAIKIN | HSP-A | DHSA031B2BMBVF0B04560*E |  |  |  |  | 316000 |  |  | 270000 |  |  |  | 11 |  | 17.6 | 3.327 | 2.18 | Maybe | R-32 | 26.3333 | Commercial | No
215386712 | Single Packaged Roof Top Units (Commercial Only) | DAIKIN | HSP-A | DHSA031B2BMBVF0B04500*E |  |  |  |  | 316000 |  |  | 270000 |  |  |  | 11.1 |  | 17.6 | 3.332 | 2.18 | Maybe | R-32 | 26.3333 | Commercial | No
215386713 | Single Packaged Roof Top Units (Commercial Only) | DAIKIN | HSP-A | DHSA031B2BMBVF0B04450*E |  |  |  |  | 318000 |  |  | 270000 |  |  |  | 11.1 |  | 17.7 | 3.331 | 2.18 | Maybe | R-32 | 26.5 | Commercial | No
215386726 | Single Packaged Roof Top Units (Commercial Only) | DAIKIN | HSP-A | DHSA035B2BMBV*0B02630*E |  |  |  |  | 370000 |  |  | 288000 |  |  |  | 9.9 |  | 16 | 3.391 | 2.08 | Maybe | R-32 | 30.8333 | Commercial | No
215386727 | Single Packaged Roof Top Units (Commercial Only) | DAIKIN | HSP-A | DHSA035B2BMBV*0B02560*E |  |  |  |  | 372000 |  |  | 286000 |  |  |  | 9.9 |  | 16 | 3.409 | 2.08 | Maybe | R-32 | 31 | Commercial | No
215386728 | Single Packaged Roof Top Units (Commercial Only) | DAIKIN | HSP-A | DHSA035B2BMBV*0B02500*E |  |  |  |  | 370000 |  |  | 288000 |  |  |  | 9.9 |  | 15.9 | 3.366 | 2.07 | Maybe | R-32 | 30.8333 | Commercial | No
215386729 | Single Packaged Roof Top Units (Commercial Only) | DAIKIN | HSP-A | DHSA035B2BMBV*0B02450*E |  |  |  |  | 370000 |  |  | 290000 |  |  |  | 9.7 |  | 15.8 | 3.302 | 2.05 | Maybe | R-32 | 30.8333 | Commercial | No
215386730 | Single Packaged Roof Top Units (Commercial Only) | DAIKIN | HSP-A | DHSA035B2BMBV*0B04560*E |  |  |  |  | 370000 |  |  | 288000 |  |  |  | 9.8 |  | 15.8 | 3.38 | 2.07 | Maybe | R-32 | 30.8333 | Commercial | No
215386731 | Single Packaged Roof Top Units (Commercial Only) | DAIKIN | HSP-A | DHSA035B2BMBV*0B04500*E |  |  |  |  | 370000 |  |  | 288000 |  |  |  | 9.8 |  | 15.9 | 3.385 | 2.08 | Maybe | R-32 | 30.8333 | Commercial | No
215386732 | Single Packaged Roof Top Units (Commercial Only) | DAIKIN | HSP-A | DHSA035B2BMBV*0B04450*E |  |  |  |  | 370000 |  |  | 288000 |  |  |  | 9.9 |  | 15.9 | 3.381 | 2.07 | Maybe | R-32 | 30.8333 | Commercial | No
215386733 | Single Packaged Roof Top Units (Commercial Only) | DAIKIN | HSP-A | DHSA035B2BMBV*0B04355*E |  |  |  |  | 370000 |  |  | 290000 |  |  |  | 9.8 |  | 15.8 | 3.328 | 2.06 | Maybe | R-32 | 30.8333 | Commercial | No
215386748 | Single Packaged Roof Top Units (Commercial Only) | DAIKIN | HSP-A | DHSA035B2BMBVF0B02630*E |  |  |  |  | 370000 |  |  | 288000 |  |  |  | 10.7 |  | 17.3 | 3.423 | 2.19 | Maybe | R-32 | 30.8333 | Commercial | No
215386749 | Single Packaged Roof Top Units (Commercial Only) | DAIKIN | HSP-A | DHSA035B2BMBVF0B02560*E |  |  |  |  | 372000 |  |  | 286000 |  |  |  | 10.8 |  | 17.3 | 3.441 | 2.19 | Maybe | R-32 | 31 | Commercial | No
215386750 | Single Packaged Roof Top Units (Commercial Only) | DAIKIN | HSP-A | DHSA035B2BMBVF0B02500*E |  |  |  |  | 370000 |  |  | 288000 |  |  |  | 10.7 |  | 17.3 | 3.398 | 2.18 | Maybe | R-32 | 30.8333 | Commercial | No
215386751 | Single Packaged Roof Top Units (Commercial Only) | DAIKIN | HSP-A | DHSA035B2BMBVF0B02450*E |  |  |  |  | 370000 |  |  | 290000 |  |  |  | 10.5 |  | 17.1 | 3.332 | 2.16 | Maybe | R-32 | 30.8333 | Commercial | No
215386752 | Single Packaged Roof Top Units (Commercial Only) | DAIKIN | HSP-A | DHSA035B2BMBVF0B04560*E |  |  |  |  | 370000 |  |  | 288000 |  |  |  | 10.6 |  | 17.1 | 3.411 | 2.18 | Maybe | R-32 | 30.8333 | Commercial | No
215386753 | Single Packaged Roof Top Units (Commercial Only) | DAIKIN | HSP-A | DHSA035B2BMBVF0B04500*E |  |  |  |  | 370000 |  |  | 288000 |  |  |  | 10.6 |  | 17.2 | 3.417 | 2.19 | Maybe | R-32 | 30.8333 | Commercial | No
215386754 | Single Packaged Roof Top Units (Commercial Only) | DAIKIN | HSP-A | DHSA035B2BMBVF0B04450*E |  |  |  |  | 370000 |  |  | 288000 |  |  |  | 10.7 |  | 17.3 | 3.413 | 2.18 | Maybe | R-32 | 30.8333 | Commercial | No
215386755 | Single Packaged Roof Top Units (Commercial Only) | DAIKIN | HSP-A | DHSA035B2BMBVF0B04355*E |  |  |  |  | 370000 |  |  | 290000 |  |  |  | 10.6 |  | 17.1 | 3.359 | 2.17 | Maybe | R-32 | 30.8333 | Commercial | No
215386781 | Single Packaged Roof Top Units (Commercial Only) | DAIKIN | HSP-A | DHSA031B2BLDV*0B02630*E |  |  |  |  | 312000 |  |  | 300000 |  |  |  | 11 |  | 17.6 | 3.386 | 2.1 | Maybe | R-32 | 26 | Commercial | No
215386782 | Single Packaged Roof Top Units (Commercial Only) | DAIKIN | HSP-A | DHSA031B2BLDV*0B02560*E |  |  |  |  | 312000 |  |  | 300000 |  |  |  | 11.1 |  | 17.7 | 3.402 | 2.1 | Maybe | R-32 | 26 | Commercial | No
215386783 | Single Packaged Roof Top Units (Commercial Only) | DAIKIN | HSP-A | DHSA031B2BLDV*0B02500*E |  |  |  |  | 312000 |  |  | 300000 |  |  |  | 11 |  | 17.7 | 3.379 | 2.1 | Maybe | R-32 | 26 | Commercial | No
215386784 | Single Packaged Roof Top Units (Commercial Only) | DAIKIN | HSP-A | DHSA031B2BLDV*0B02450*E |  |  |  |  | 312000 |  |  | 302000 |  |  |  | 10.9 |  | 17.5 | 3.338 | 2.08 | Maybe | R-32 | 26 | Commercial | No
215386785 | Single Packaged Roof Top Units (Commercial Only) | DAIKIN | HSP-A | DHSA031B2BLDV*0B04560*E |  |  |  |  | 312000 |  |  | 302000 |  |  |  | 10.8 |  | 17.5 | 3.366 | 2.09 | Maybe | R-32 | 26 | Commercial | No
215386786 | Single Packaged Roof Top Units (Commercial Only) | DAIKIN | HSP-A | DHSA031B2BLDV*0B04500*E |  |  |  |  | 312000 |  |  | 300000 |  |  |  | 10.9 |  | 17.5 | 3.38 | 2.1 | Maybe | R-32 | 26 | Commercial | No
215386787 | Single Packaged Roof Top Units (Commercial Only) | DAIKIN | HSP-A | DHSA031B2BLDV*0B04450*E |  |  |  |  | 312000 |  |  | 300000 |  |  |  | 11 |  | 17.7 | 3.384 | 2.1 | Maybe | R-32 | 26 | Commercial | No
215386788 | Single Packaged Roof Top Units (Commercial Only) | DAIKIN | HSP-A | DHSA031B2BLDV*0B04355*E |  |  |  |  | 312000 |  |  | 302000 |  |  |  | 10.9 |  | 17.6 | 3.352 | 2.09 | Maybe | R-32 | 26 | Commercial | No
215386789 | Single Packaged Roof Top Units (Commercial Only) | DAIKIN | HSP-A | DHSA031B2BLAV*0B02630*E |  |  |  |  | 312000 |  |  | 298000 |  |  |  | 11.2 |  | 17.6 | 3.395 | 2.09 | Maybe | R-32 | 26 | Commercial | No
215386790 | Single Packaged Roof Top Units (Commercial Only) | DAIKIN | HSP-A | DHSA031B2BLAV*0B02560*E |  |  |  |  | 312000 |  |  | 298000 |  |  |  | 11.2 |  | 17.7 | 3.406 | 2.09 | Maybe | R-32 | 26 | Commercial | No
215386791 | Single Packaged Roof Top Units (Commercial Only) | DAIKIN | HSP-A | DHSA031B2BLAV*0B02500*E |  |  |  |  | 312000 |  |  | 298000 |  |  |  | 11.1 |  | 17.6 | 3.376 | 2.08 | Maybe | R-32 | 26 | Commercial | No
215386792 | Single Packaged Roof Top Units (Commercial Only) | DAIKIN | HSP-A | DHSA031B2BLAV*0B02450*E |  |  |  |  | 312000 |  |  | 300000 |  |  |  | 11 |  | 17.5 | 3.332 | 2.07 | Maybe | R-32 | 26 | Commercial | No
215386793 | Single Packaged Roof Top Units (Commercial Only) | DAIKIN | HSP-A | DHSA031B2BLAV*0B04560*E |  |  |  |  | 312000 |  |  | 298000 |  |  |  | 11.1 |  | 17.5 | 3.39 | 2.08 | Maybe | R-32 | 26 | Commercial | No
215386794 | Single Packaged Roof Top Units (Commercial Only) | DAIKIN | HSP-A | DHSA031B2BLAV*0B04500*E |  |  |  |  | 312000 |  |  | 298000 |  |  |  | 11.1 |  | 17.6 | 3.391 | 2.08 | Maybe | R-32 | 26 | Commercial | No
215386795 | Single Packaged Roof Top Units (Commercial Only) | DAIKIN | HSP-A | DHSA031B2BLAV*0B04450*E |  |  |  |  | 312000 |  |  | 298000 |  |  |  | 11.2 |  | 17.6 | 3.387 | 2.08 | Maybe | R-32 | 26 | Commercial | No
215386796 | Single Packaged Roof Top Units (Commercial Only) | DAIKIN | HSP-A | DHSA031B2BLAV*0B04355*E |  |  |  |  | 312000 |  |  | 300000 |  |  |  | 11 |  | 17.5 | 3.35 | 2.07 | Maybe | R-32 | 26 | Commercial | No
215386797 | Single Packaged Roof Top Units (Commercial Only) | DAIKIN | HSP-A | DHSA031B2BLBV*0B02630*E |  |  |  |  | 316000 |  |  | 300000 |  |  |  | 11.2 |  | 18 | 3.441 | 2.12 | Maybe | R-32 | 26.3333 | Commercial | No
215386798 | Single Packaged Roof Top Units (Commercial Only) | DAIKIN | HSP-A | DHSA031B2BLBV*0B02560*E |  |  |  |  | 318000 |  |  | 298000 |  |  |  | 11.3 |  | 18.1 | 3.454 | 2.12 | Maybe | R-32 | 26.5 | Commercial | No
215386799 | Single Packaged Roof Top Units (Commercial Only) | DAIKIN | HSP-A | DHSA031B2BLBV*0B02500*E |  |  |  |  | 316000 |  |  | 300000 |  |  |  | 11.2 |  | 18 | 3.425 | 2.11 | Maybe | R-32 | 26.3333 | Commercial | No
215386800 | Single Packaged Roof Top Units (Commercial Only) | DAIKIN | HSP-A | DHSA031B2BLBV*0B02450*E |  |  |  |  | 316000 |  |  | 302000 |  |  |  | 11.1 |  | 17.9 | 3.381 | 2.1 | Maybe | R-32 | 26.3333 | Commercial | No
215386801 | Single Packaged Roof Top Units (Commercial Only) | DAIKIN | HSP-A | DHSA031B2BLBV*0B04560*E |  |  |  |  | 316000 |  |  | 300000 |  |  |  | 11.1 |  | 17.9 | 3.431 | 2.11 | Maybe | R-32 | 26.3333 | Commercial | No
215386802 | Single Packaged Roof Top Units (Commercial Only) | DAIKIN | HSP-A | DHSA031B2BLBV*0B04500*E |  |  |  |  | 316000 |  |  | 300000 |  |  |  | 11.2 |  | 18 | 3.436 | 2.12 | Maybe | R-32 | 26.3333 | Commercial | No
215386803 | Single Packaged Roof Top Units (Commercial Only) | DAIKIN | HSP-A | DHSA031B2BLBV*0B04450*E |  |  |  |  | 316000 |  |  | 300000 |  |  |  | 11.2 |  | 18 | 3.435 | 2.12 | Maybe | R-32 | 26.3333 | Commercial | No
215386804 | Single Packaged Roof Top Units (Commercial Only) | DAIKIN | HSP-A | DHSA031B2BLBV*0B04355*E |  |  |  |  | 316000 |  |  | 300000 |  |  |  | 11.1 |  | 17.9 | 3.399 | 2.11 | Maybe | R-32 | 26.3333 | Commercial | No
215386805 | Single Packaged Roof Top Units (Commercial Only) | DAIKIN | HSP-A | DHSA035B2BLDV*0B02630*E |  |  |  |  | 366000 |  |  | 320000 |  |  |  | 10.3 |  | 17 | 3.474 | 2.12 | Maybe | R-32 | 30.5 | Commercial | No
215386806 | Single Packaged Roof Top Units (Commercial Only) | DAIKIN | HSP-A | DHSA035B2BLDV*0B02560*E |  |  |  |  | 366000 |  |  | 320000 |  |  |  | 10.3 |  | 17.1 | 3.495 | 2.13 | Maybe | R-32 | 30.5 | Commercial | No
215386807 | Single Packaged Roof Top Units (Commercial Only) | DAIKIN | HSP-A | DHSA035B2BLDV*0B02500*E |  |  |  |  | 366000 |  |  | 320000 |  |  |  | 10.3 |  | 17 | 3.46 | 2.11 | Maybe | R-32 | 30.5 | Commercial | No
215386808 | Single Packaged Roof Top Units (Commercial Only) | DAIKIN | HSP-A | DHSA035B2BLDV*0B02450*E |  |  |  |  | 364000 |  |  | 322000 |  |  |  | 10.1 |  | 16.9 | 3.403 | 2.1 | Maybe | R-32 | 30.3333 | Commercial | No
215386809 | Single Packaged Roof Top Units (Commercial Only) | DAIKIN | HSP-A | DHSA035B2BLDV*0B04560*E |  |  |  |  | 364000 |  |  | 320000 |  |  |  | 10.1 |  | 16.8 | 3.451 | 2.11 | Maybe | R-32 | 30.3333 | Commercial | No
215386810 | Single Packaged Roof Top Units (Commercial Only) | DAIKIN | HSP-A | DHSA035B2BLDV*0B04500*E |  |  |  |  | 364000 |  |  | 320000 |  |  |  | 10.2 |  | 16.9 | 3.466 | 2.12 | Maybe | R-32 | 30.3333 | Commercial | No
215386811 | Single Packaged Roof Top Units (Commercial Only) | DAIKIN | HSP-A | DHSA035B2BLDV*0B04450*E |  |  |  |  | 366000 |  |  | 320000 |  |  |  | 10.3 |  | 17 | 3.47 | 2.12 | Maybe | R-32 | 30.5 | Commercial | No
215386812 | Single Packaged Roof Top Units (Commercial Only) | DAIKIN | HSP-A | DHSA035B2BLDV*0B04355*E |  |  |  |  | 364000 |  |  | 322000 |  |  |  | 10.2 |  | 16.9 | 3.424 | 2.1 | Maybe | R-32 | 30.3333 | Commercial | No
215386813 | Single Packaged Roof Top Units (Commercial Only) | DAIKIN | HSP-A | DHSA035B2BLAV*0B02630*E |  |  |  |  | 366000 |  |  | 316000 |  |  |  | 10.5 |  | 17 | 3.383 | 2.08 | Maybe | R-32 | 30.5 | Commercial | No
215386814 | Single Packaged Roof Top Units (Commercial Only) | DAIKIN | HSP-A | DHSA035B2BLAV*0B02560*E |  |  |  |  | 368000 |  |  | 316000 |  |  |  | 10.5 |  | 17.1 | 3.395 | 2.09 | Maybe | R-32 | 30.6667 | Commercial | No
215386815 | Single Packaged Roof Top Units (Commercial Only) | DAIKIN | HSP-A | DHSA035B2BLAV*0B02500*E |  |  |  |  | 366000 |  |  | 318000 |  |  |  | 10.5 |  | 17 | 3.355 | 2.07 | Maybe | R-32 | 30.5 | Commercial | No
215386817 | Single Packaged Roof Top Units (Commercial Only) | DAIKIN | HSP-A | DHSA035B2BLAV*0B04560*E |  |  |  |  | 366000 |  |  | 318000 |  |  |  | 10.4 |  | 16.9 | 3.379 | 2.08 | Maybe | R-32 | 30.5 | Commercial | No
215386818 | Single Packaged Roof Top Units (Commercial Only) | DAIKIN | HSP-A | DHSA035B2BLAV*0B04500*E |  |  |  |  | 366000 |  |  | 318000 |  |  |  | 10.4 |  | 17 | 3.379 | 2.08 | Maybe | R-32 | 30.5 | Commercial | No
215386819 | Single Packaged Roof Top Units (Commercial Only) | DAIKIN | HSP-A | DHSA035B2BLAV*0B04450*E |  |  |  |  | 366000 |  |  | 318000 |  |  |  | 10.5 |  | 17 | 3.371 | 2.08 | Maybe | R-32 | 30.5 | Commercial | No
215386820 | Single Packaged Roof Top Units (Commercial Only) | DAIKIN | HSP-A | DHSA035B2BLAV*0B04355*E |  |  |  |  | 366000 |  |  | 320000 |  |  |  | 10.4 |  | 16.9 | 3.322 | 2.06 | Maybe | R-32 | 30.5 | Commercial | No
215386821 | Single Packaged Roof Top Units (Commercial Only) | DAIKIN | HSP-A | DHSA035B2BLBV*0B02630*E |  |  |  |  | 372000 |  |  | 318000 |  |  |  | 10.6 |  | 17.4 | 3.424 | 2.14 | Maybe | R-32 | 31 | Commercial | No
215386822 | Single Packaged Roof Top Units (Commercial Only) | DAIKIN | HSP-A | DHSA035B2BLBV*0B02560*E |  |  |  |  | 372000 |  |  | 318000 |  |  |  | 10.6 |  | 17.5 | 3.44 | 2.15 | Maybe | R-32 | 31 | Commercial | No
215386823 | Single Packaged Roof Top Units (Commercial Only) | DAIKIN | HSP-A | DHSA035B2BLBV*0B02500*E |  |  |  |  | 372000 |  |  | 318000 |  |  |  | 10.5 |  | 17.4 | 3.401 | 2.14 | Maybe | R-32 | 31 | Commercial | No
215386824 | Single Packaged Roof Top Units (Commercial Only) | DAIKIN | HSP-A | DHSA035B2BLBV*0B02450*E |  |  |  |  | 370000 |  |  | 322000 |  |  |  | 10.4 |  | 17.3 | 3.342 | 2.12 | Maybe | R-32 | 30.8333 | Commercial | No
215386825 | Single Packaged Roof Top Units (Commercial Only) | DAIKIN | HSP-A | DHSA035B2BLBV*0B04560*E |  |  |  |  | 372000 |  |  | 318000 |  |  |  | 10.4 |  | 17.3 | 3.413 | 2.14 | Maybe | R-32 | 31 | Commercial | No
215386826 | Single Packaged Roof Top Units (Commercial Only) | DAIKIN | HSP-A | DHSA035B2BLBV*0B04500*E |  |  |  |  | 372000 |  |  | 318000 |  |  |  | 10.5 |  | 17.4 | 3.418 | 2.14 | Maybe | R-32 | 31 | Commercial | No
215386827 | Single Packaged Roof Top Units (Commercial Only) | DAIKIN | HSP-A | DHSA035B2BLBV*0B04450*E |  |  |  |  | 372000 |  |  | 318000 |  |  |  | 10.6 |  | 17.4 | 3.414 | 2.14 | Maybe | R-32 | 31 | Commercial | No
215386828 | Single Packaged Roof Top Units (Commercial Only) | DAIKIN | HSP-A | DHSA035B2BLBV*0B04355*E |  |  |  |  | 372000 |  |  | 320000 |  |  |  | 10.4 |  | 17.3 | 3.366 | 2.13 | Maybe | R-32 | 31 | Commercial | No
215386835 | Single Packaged Roof Top Units (Commercial Only) | DAIKIN | HSP-A | DHSA040B2BLAV*0B02630*E |  |  |  |  | 398000 |  |  | 346000 |  |  |  | 10.4 |  | 16.9 | 3.328 | 2.12 | Maybe | R-32 | 33.1667 | Commercial | No
215386836 | Single Packaged Roof Top Units (Commercial Only) | DAIKIN | HSP-A | DHSA040B2BLAV*0B02560*E |  |  |  |  | 398000 |  |  | 346000 |  |  |  | 10.5 |  | 17 | 3.342 | 2.12 | Maybe | R-32 | 33.1667 | Commercial | No
215386839 | Single Packaged Roof Top Units (Commercial Only) | DAIKIN | HSP-A | DHSA040B2BLAV*0B04560*E |  |  |  |  | 396000 |  |  | 346000 |  |  |  | 10.3 |  | 16.8 | 3.328 | 2.12 | Maybe | R-32 | 33 | Commercial | No
215386840 | Single Packaged Roof Top Units (Commercial Only) | DAIKIN | HSP-A | DHSA040B2BLAV*0B04500*E |  |  |  |  | 396000 |  |  | 346000 |  |  |  | 10.3 |  | 16.8 | 3.325 | 2.12 | Maybe | R-32 | 33 | Commercial | No
215386841 | Single Packaged Roof Top Units (Commercial Only) | DAIKIN | HSP-A | DHSA040B2BLAV*0B04450*E |  |  |  |  | 396000 |  |  | 348000 |  |  |  | 10.4 |  | 16.9 | 3.311 | 2.11 | Maybe | R-32 | 33 | Commercial | No
215386843 | Single Packaged Roof Top Units (Commercial Only) | DAIKIN | HSP-A | DHSA040B2BLBV*0B02630*E |  |  |  |  | 405000 |  |  | 348000 |  |  |  | 10.5 |  | 17.3 | 3.366 | 2.15 | Maybe | R-32 | 33.75 | Commercial | No
215386844 | Single Packaged Roof Top Units (Commercial Only) | DAIKIN | HSP-A | DHSA040B2BLBV*0B02560*E |  |  |  |  | 405000 |  |  | 348000 |  |  |  | 10.5 |  | 17.4 | 3.384 | 2.16 | Maybe | R-32 | 33.75 | Commercial | No
215386845 | Single Packaged Roof Top Units (Commercial Only) | DAIKIN | HSP-A | DHSA040B2BLBV*0B02500*E |  |  |  |  | 405000 |  |  | 350000 |  |  |  | 10.4 |  | 17.2 | 3.332 | 2.14 | Maybe | R-32 | 33.75 | Commercial | No
215386847 | Single Packaged Roof Top Units (Commercial Only) | DAIKIN | HSP-A | DHSA040B2BLBV*0B04560*E |  |  |  |  | 400000 |  |  | 348000 |  |  |  | 10.3 |  | 17.2 | 3.359 | 2.15 | Maybe | R-32 | 33.3333 | Commercial | No
215386848 | Single Packaged Roof Top Units (Commercial Only) | DAIKIN | HSP-A | DHSA040B2BLBV*0B04500*E |  |  |  |  | 405000 |  |  | 348000 |  |  |  | 10.4 |  | 17.2 | 3.362 | 2.15 | Maybe | R-32 | 33.75 | Commercial | No
215386849 | Single Packaged Roof Top Units (Commercial Only) | DAIKIN | HSP-A | DHSA040B2BLBV*0B04450*E |  |  |  |  | 405000 |  |  | 348000 |  |  |  | 10.5 |  | 17.3 | 3.352 | 2.15 | Maybe | R-32 | 33.75 | Commercial | No
215386862 | Single Packaged Roof Top Units (Commercial Only) | DAIKIN | HSP-A | DHSA045B2CMCV*0C04630*E |  |  |  |  | 470000 |  |  | 320000 |  |  |  | 10.1 |  | 16.4 | 3.427 | 2.22 | Maybe | R-32 | 39.1667 | Commercial | No
215386863 | Single Packaged Roof Top Units (Commercial Only) | DAIKIN | HSP-A | DHSA045B2CMCV*0C04560*E |  |  |  |  | 470000 |  |  | 322000 |  |  |  | 10.1 |  | 16.4 | 3.416 | 2.22 | Maybe | R-32 | 39.1667 | Commercial | No
215386864 | Single Packaged Roof Top Units (Commercial Only) | DAIKIN | HSP-A | DHSA045B2CMCV*0C04500*E |  |  |  |  | 470000 |  |  | 322000 |  |  |  | 10.1 |  | 16.4 | 3.385 | 2.2 | Maybe | R-32 | 39.1667 | Commercial | No
215386865 | Single Packaged Roof Top Units (Commercial Only) | DAIKIN | HSP-A | DHSA045B2CMCV*0C04450*E |  |  |  |  | 470000 |  |  | 324000 |  |  |  | 10 |  | 16.4 | 3.345 | 2.19 | Maybe | R-32 | 39.1667 | Commercial | No
215386867 | Single Packaged Roof Top Units (Commercial Only) | DAIKIN | HSP-A | DHSA045B2CMCV*0C06450*E |  |  |  |  | 470000 |  |  | 322000 |  |  |  | 10.1 |  | 16.4 | 3.417 | 2.22 | Maybe | R-32 | 39.1667 | Commercial | No
215386868 | Single Packaged Roof Top Units (Commercial Only) | DAIKIN | HSP-A | DHSA045B2CMDV*0C04630*E |  |  |  |  | 475000 |  |  | 324000 |  |  |  | 10.1 |  | 16.6 | 3.428 | 2.24 | Maybe | R-32 | 39.5833 | Commercial | No
215386869 | Single Packaged Roof Top Units (Commercial Only) | DAIKIN | HSP-A | DHSA045B2CMDV*0C04560*E |  |  |  |  | 475000 |  |  | 324000 |  |  |  | 10.1 |  | 16.7 | 3.422 | 2.24 | Maybe | R-32 | 39.5833 | Commercial | No
215386870 | Single Packaged Roof Top Units (Commercial Only) | DAIKIN | HSP-A | DHSA045B2CMDV*0C04500*E |  |  |  |  | 475000 |  |  | 324000 |  |  |  | 10.1 |  | 16.6 | 3.397 | 2.23 | Maybe | R-32 | 39.5833 | Commercial | No
215386871 | Single Packaged Roof Top Units (Commercial Only) | DAIKIN | HSP-A | DHSA045B2CMDV*0C04450*E |  |  |  |  | 475000 |  |  | 326000 |  |  |  | 10.1 |  | 16.6 | 3.36 | 2.22 | Maybe | R-32 | 39.5833 | Commercial | No
215386873 | Single Packaged Roof Top Units (Commercial Only) | DAIKIN | HSP-A | DHSA045B2CMDV*0C06450*E |  |  |  |  | 480000 |  |  | 324000 |  |  |  | 10.2 |  | 16.7 | 3.426 | 2.24 | Maybe | R-32 | 40 | Commercial | No
215386874 | Single Packaged Roof Top Units (Commercial Only) | DAIKIN | HSP-A | DHSA045B2CMAV*0C04630*E |  |  |  |  | 480000 |  |  | 320000 |  |  |  | 10.4 |  | 16.6 | 3.496 | 2.25 | Maybe | R-32 | 40 | Commercial | No
215386875 | Single Packaged Roof Top Units (Commercial Only) | DAIKIN | HSP-A | DHSA045B2CMAV*0C04560*E |  |  |  |  | 480000 |  |  | 320000 |  |  |  | 10.4 |  | 16.6 | 3.48 | 2.25 | Maybe | R-32 | 40 | Commercial | No
215386876 | Single Packaged Roof Top Units (Commercial Only) | DAIKIN | HSP-A | DHSA045B2CMAV*0C04500*E |  |  |  |  | 480000 |  |  | 322000 |  |  |  | 10.3 |  | 16.6 | 3.446 | 2.23 | Maybe | R-32 | 40 | Commercial | No
215386877 | Single Packaged Roof Top Units (Commercial Only) | DAIKIN | HSP-A | DHSA045B2CMAV*0C04450*E |  |  |  |  | 480000 |  |  | 322000 |  |  |  | 10.3 |  | 16.5 | 3.401 | 2.22 | Maybe | R-32 | 40 | Commercial | No
215386879 | Single Packaged Roof Top Units (Commercial Only) | DAIKIN | HSP-A | DHSA045B2CMAV*0C06450*E |  |  |  |  | 480000 |  |  | 320000 |  |  |  | 10.4 |  | 16.6 | 3.477 | 2.24 | Maybe | R-32 | 40 | Commercial | No
215386880 | Single Packaged Roof Top Units (Commercial Only) | DAIKIN | HSP-A | DHSA045B2CMBV*0C04630*E |  |  |  |  | 485000 |  |  | 320000 |  |  |  | 10.5 |  | 17 | 3.505 | 2.27 | Maybe | R-32 | 40.4167 | Commercial | No
215386881 | Single Packaged Roof Top Units (Commercial Only) | DAIKIN | HSP-A | DHSA045B2CMBV*0C04560*E |  |  |  |  | 485000 |  |  | 322000 |  |  |  | 10.5 |  | 17 | 3.492 | 2.26 | Maybe | R-32 | 40.4167 | Commercial | No
215386882 | Single Packaged Roof Top Units (Commercial Only) | DAIKIN | HSP-A | DHSA045B2CMBV*0C04500*E |  |  |  |  | 485000 |  |  | 322000 |  |  |  | 10.4 |  | 17 | 3.46 | 2.25 | Maybe | R-32 | 40.4167 | Commercial | No
215386883 | Single Packaged Roof Top Units (Commercial Only) | DAIKIN | HSP-A | DHSA045B2CMBV*0C04450*E |  |  |  |  | 485000 |  |  | 328000 |  |  |  | 10.4 |  | 16.9 | 3.306 | 2.2 | Maybe | R-32 | 40.4167 | Commercial | No
215386884 | Single Packaged Roof Top Units (Commercial Only) | DAIKIN | HSP-A | DHSA045B2CMBV*0C06450*E |  |  |  |  | 485000 |  |  | 322000 |  |  |  | 10.5 |  | 17 | 3.492 | 2.26 | Maybe | R-32 | 40.4167 | Commercial | No
215386885 | Single Packaged Roof Top Units (Commercial Only) | DAIKIN | HSP-A | DHSA055B2CMCV*0C04630*E |  |  |  |  | 560000 |  |  | 354000 |  |  |  | 9.8 |  | 15.6 | 3.318 | 2.2 | Maybe | R-32 | 46.6667 | Commercial | No
215386893 | Single Packaged Roof Top Units (Commercial Only) | DAIKIN | HSP-A | DHSA055B2CMAV*0C04630*E |  |  |  |  | 580000 |  |  | 350000 |  |  |  | 10.2 |  | 15.8 | 3.403 | 2.24 | Maybe | R-32 | 48.3333 | Commercial | No
215386894 | Single Packaged Roof Top Units (Commercial Only) | DAIKIN | HSP-A | DHSA055B2CMAV*0C04560*E |  |  |  |  | 580000 |  |  | 352000 |  |  |  | 10.1 |  | 15.8 | 3.373 | 2.23 | Maybe | R-32 | 48.3333 | Commercial | No
215386895 | Single Packaged Roof Top Units (Commercial Only) | DAIKIN | HSP-A | DHSA055B2CMAV*0C04500*E |  |  |  |  | 575000 |  |  | 354000 |  |  |  | 10 |  | 15.7 | 3.318 | 2.21 | Maybe | R-32 | 47.9167 | Commercial | No
215386897 | Single Packaged Roof Top Units (Commercial Only) | DAIKIN | HSP-A | DHSA055B2CMAV*0C06450*E |  |  |  |  | 580000 |  |  | 352000 |  |  |  | 10.1 |  | 15.8 | 3.363 | 2.23 | Maybe | R-32 | 48.3333 | Commercial | No
215386898 | Single Packaged Roof Top Units (Commercial Only) | DAIKIN | HSP-A | DHSA055B2CMBV*0C04630*E |  |  |  |  | 585000 |  |  | 354000 |  |  |  | 10.2 |  | 16.1 | 3.387 | 2.35 | Maybe | R-32 | 48.75 | Commercial | No
215386899 | Single Packaged Roof Top Units (Commercial Only) | DAIKIN | HSP-A | DHSA055B2CMBV*0C04560*E |  |  |  |  | 585000 |  |  | 354000 |  |  |  | 10.2 |  | 16.1 | 3.361 | 2.34 | Maybe | R-32 | 48.75 | Commercial | No
215215499 | Single Packaged Roof Top Units (Commercial Only) | DAIKIN | HSPY-A | DHSA031B*BLAV*0B04355*E |  |  |  |  | 316000 |  |  | 300000 |  |  |  | 11.4 |  | 17.8 | 3.401 | 2.1 | Maybe | R-32 | 26.3333 | Commercial | No
215215500 | Single Packaged Roof Top Units (Commercial Only) | DAIKIN | HSPY-A | DHSA031B*BLBV*0B02630*E |  |  |  |  | 322000 |  |  | 300000 |  |  |  | 11.6 |  | 18.3 | 3.494 | 2.15 | Maybe | R-32 | 26.8333 | Commercial | No
215215501 | Single Packaged Roof Top Units (Commercial Only) | DAIKIN | HSPY-A | DHSA031B*BLBV*0B02560*E |  |  |  |  | 322000 |  |  | 298000 |  |  |  | 11.7 |  | 18.4 | 3.507 | 2.15 | Maybe | R-32 | 26.8333 | Commercial | No
215215502 | Single Packaged Roof Top Units (Commercial Only) | DAIKIN | HSPY-A | DHSA031B*BLBV*0B02500*E |  |  |  |  | 322000 |  |  | 300000 |  |  |  | 11.6 |  | 18.3 | 3.477 | 2.15 | Maybe | R-32 | 26.8333 | Commercial | No
215215503 | Single Packaged Roof Top Units (Commercial Only) | DAIKIN | HSPY-A | DHSA031B*BLBV*0B02450*E |  |  |  |  | 320000 |  |  | 302000 |  |  |  | 11.4 |  | 18.2 | 3.432 | 2.13 | Maybe | R-32 | 26.6667 | Commercial | No
215215504 | Single Packaged Roof Top Units (Commercial Only) | DAIKIN | HSPY-A | DHSA031B*BLBV*0B04560*E |  |  |  |  | 320000 |  |  | 300000 |  |  |  | 11.4 |  | 18.2 | 3.483 | 2.15 | Maybe | R-32 | 26.6667 | Commercial | No
215215505 | Single Packaged Roof Top Units (Commercial Only) | DAIKIN | HSPY-A | DHSA031B*BLBV*0B04500*E |  |  |  |  | 322000 |  |  | 300000 |  |  |  | 11.5 |  | 18.2 | 3.488 | 2.15 | Maybe | R-32 | 26.8333 | Commercial | No
215215506 | Single Packaged Roof Top Units (Commercial Only) | DAIKIN | HSPY-A | DHSA031B*BLBV*0B04450*E |  |  |  |  | 322000 |  |  | 300000 |  |  |  | 11.6 |  | 18.3 | 3.487 | 2.15 | Maybe | R-32 | 26.8333 | Commercial | No
215215507 | Single Packaged Roof Top Units (Commercial Only) | DAIKIN | HSPY-A | DHSA031B*BLBV*0B04355*E |  |  |  |  | 320000 |  |  | 300000 |  |  |  | 11.5 |  | 18.2 | 3.451 | 2.14 | Maybe | R-32 | 26.6667 | Commercial | No
215215508 | Single Packaged Roof Top Units (Commercial Only) | DAIKIN | HSPY-A | DHSA035B*BLDV*0B02630*E |  |  |  |  | 370000 |  |  | 320000 |  |  |  | 10.6 |  | 17.3 | 3.527 | 2.15 | Maybe | R-32 | 30.8333 | Commercial | No
215215509 | Single Packaged Roof Top Units (Commercial Only) | DAIKIN | HSPY-A | DHSA035B*BLDV*0B02560*E |  |  |  |  | 372000 |  |  | 320000 |  |  |  | 10.7 |  | 17.4 | 3.548 | 2.16 | Maybe | R-32 | 31 | Commercial | No
215215510 | Single Packaged Roof Top Units (Commercial Only) | DAIKIN | HSPY-A | DHSA035B*BLDV*0B02500*E |  |  |  |  | 370000 |  |  | 320000 |  |  |  | 10.6 |  | 17.3 | 3.513 | 2.15 | Maybe | R-32 | 30.8333 | Commercial | No
215215511 | Single Packaged Roof Top Units (Commercial Only) | DAIKIN | HSPY-A | DHSA035B*BLDV*0B02450*E |  |  |  |  | 370000 |  |  | 322000 |  |  |  | 10.4 |  | 17.1 | 3.455 | 2.13 | Maybe | R-32 | 30.8333 | Commercial | No
215215512 | Single Packaged Roof Top Units (Commercial Only) | DAIKIN | HSPY-A | DHSA035B*BLDV*0B04560*E |  |  |  |  | 370000 |  |  | 320000 |  |  |  | 10.4 |  | 17.1 | 3.504 | 2.14 | Maybe | R-32 | 30.8333 | Commercial | No
215215513 | Single Packaged Roof Top Units (Commercial Only) | DAIKIN | HSPY-A | DHSA035B*BLDV*0B04500*E |  |  |  |  | 370000 |  |  | 320000 |  |  |  | 10.5 |  | 17.2 | 3.519 | 2.15 | Maybe | R-32 | 30.8333 | Commercial | No
215215514 | Single Packaged Roof Top Units (Commercial Only) | DAIKIN | HSPY-A | DHSA035B*BLDV*0B04450*E |  |  |  |  | 370000 |  |  | 320000 |  |  |  | 10.6 |  | 17.3 | 3.523 | 2.15 | Maybe | R-32 | 30.8333 | Commercial | No
215215515 | Single Packaged Roof Top Units (Commercial Only) | DAIKIN | HSPY-A | DHSA035B*BLDV*0B04355*E |  |  |  |  | 370000 |  |  | 322000 |  |  |  | 10.5 |  | 17.2 | 3.476 | 2.14 | Maybe | R-32 | 30.8333 | Commercial | No
215215516 | Single Packaged Roof Top Units (Commercial Only) | DAIKIN | HSPY-A | DHSA035B*BLAV*0B02630*E |  |  |  |  | 372000 |  |  | 316000 |  |  |  | 10.8 |  | 17.3 | 3.435 | 2.11 | Maybe | R-32 | 31 | Commercial | No
215215517 | Single Packaged Roof Top Units (Commercial Only) | DAIKIN | HSPY-A | DHSA035B*BLAV*0B02560*E |  |  |  |  | 372000 |  |  | 316000 |  |  |  | 10.9 |  | 17.3 | 3.447 | 2.12 | Maybe | R-32 | 31 | Commercial | No
215215518 | Single Packaged Roof Top Units (Commercial Only) | DAIKIN | HSPY-A | DHSA035B*BLAV*0B02500*E |  |  |  |  | 372000 |  |  | 318000 |  |  |  | 10.8 |  | 17.2 | 3.406 | 2.11 | Maybe | R-32 | 31 | Commercial | No
215215519 | Single Packaged Roof Top Units (Commercial Only) | DAIKIN | HSPY-A | DHSA035B*BLAV*0B02450*E |  |  |  |  | 370000 |  |  | 320000 |  |  |  | 10.6 |  | 17.1 | 3.346 | 2.09 | Maybe | R-32 | 30.8333 | Commercial | No
215215520 | Single Packaged Roof Top Units (Commercial Only) | DAIKIN | HSPY-A | DHSA035B*BLAV*0B04560*E |  |  |  |  | 372000 |  |  | 318000 |  |  |  | 10.7 |  | 17.2 | 3.43 | 2.11 | Maybe | R-32 | 31 | Commercial | No
215215521 | Single Packaged Roof Top Units (Commercial Only) | DAIKIN | HSPY-A | DHSA035B*BLAV*0B04500*E |  |  |  |  | 372000 |  |  | 318000 |  |  |  | 10.7 |  | 17.2 | 3.43 | 2.11 | Maybe | R-32 | 31 | Commercial | No
215215522 | Single Packaged Roof Top Units (Commercial Only) | DAIKIN | HSPY-A | DHSA035B*BLAV*0B04450*E |  |  |  |  | 372000 |  |  | 318000 |  |  |  | 10.8 |  | 17.3 | 3.423 | 2.11 | Maybe | R-32 | 31 | Commercial | No
215215523 | Single Packaged Roof Top Units (Commercial Only) | DAIKIN | HSPY-A | DHSA035B*BLAV*0B04355*E |  |  |  |  | 372000 |  |  | 320000 |  |  |  | 10.7 |  | 17.1 | 3.372 | 2.09 | Maybe | R-32 | 31 | Commercial | No
215215524 | Single Packaged Roof Top Units (Commercial Only) | DAIKIN | HSPY-A | DHSA035B*BLBV*0B02630*E |  |  |  |  | 378000 |  |  | 318000 |  |  |  | 10.9 |  | 17.7 | 3.476 | 2.18 | Maybe | R-32 | 31.5 | Commercial | No
215215525 | Single Packaged Roof Top Units (Commercial Only) | DAIKIN | HSPY-A | DHSA035B*BLBV*0B02560*E |  |  |  |  | 378000 |  |  | 318000 |  |  |  | 11 |  | 17.8 | 3.492 | 2.18 | Maybe | R-32 | 31.5 | Commercial | No
215215526 | Single Packaged Roof Top Units (Commercial Only) | DAIKIN | HSPY-A | DHSA035B*BLBV*0B02500*E |  |  |  |  | 378000 |  |  | 318000 |  |  |  | 10.9 |  | 17.7 | 3.453 | 2.17 | Maybe | R-32 | 31.5 | Commercial | No
215215527 | Single Packaged Roof Top Units (Commercial Only) | DAIKIN | HSPY-A | DHSA035B*BLBV*0B02450*E |  |  |  |  | 376000 |  |  | 322000 |  |  |  | 10.7 |  | 17.5 | 3.393 | 2.15 | Maybe | R-32 | 31.3333 | Commercial | No
215215528 | Single Packaged Roof Top Units (Commercial Only) | DAIKIN | HSPY-A | DHSA035B*BLBV*0B04560*E |  |  |  |  | 376000 |  |  | 318000 |  |  |  | 10.8 |  | 17.6 | 3.465 | 2.17 | Maybe | R-32 | 31.3333 | Commercial | No
215215529 | Single Packaged Roof Top Units (Commercial Only) | DAIKIN | HSPY-A | DHSA035B*BLBV*0B04500*E |  |  |  |  | 378000 |  |  | 318000 |  |  |  | 10.8 |  | 17.6 | 3.47 | 2.18 | Maybe | R-32 | 31.5 | Commercial | No
215215530 | Single Packaged Roof Top Units (Commercial Only) | DAIKIN | HSPY-A | DHSA035B*BLBV*0B04450*E |  |  |  |  | 378000 |  |  | 318000 |  |  |  | 10.9 |  | 17.7 | 3.466 | 2.17 | Maybe | R-32 | 31.5 | Commercial | No
215215531 | Single Packaged Roof Top Units (Commercial Only) | DAIKIN | HSPY-A | DHSA035B*BLBV*0B04355*E |  |  |  |  | 376000 |  |  | 320000 |  |  |  | 10.8 |  | 17.6 | 3.417 | 2.16 | Maybe | R-32 | 31.3333 | Commercial | No
215215539 | Single Packaged Roof Top Units (Commercial Only) | DAIKIN | HSPY-A | DHSA040B*BLAV*0B02630*E |  |  |  |  | 405000 |  |  | 346000 |  |  |  | 10.7 |  | 17.1 | 3.379 | 2.15 | Maybe | R-32 | 33.75 | Commercial | No
215215540 | Single Packaged Roof Top Units (Commercial Only) | DAIKIN | HSPY-A | DHSA040B*BLAV*0B02560*E |  |  |  |  | 405000 |  |  | 346000 |  |  |  | 10.8 |  | 17.2 | 3.393 | 2.15 | Maybe | R-32 | 33.75 | Commercial | No
215215541 | Single Packaged Roof Top Units (Commercial Only) | DAIKIN | HSPY-A | DHSA040B*BLAV*0B02500*E |  |  |  |  | 405000 |  |  | 348000 |  |  |  | 10.7 |  | 17.1 | 3.338 | 2.14 | Maybe | R-32 | 33.75 | Commercial | No
215215543 | Single Packaged Roof Top Units (Commercial Only) | DAIKIN | HSPY-A | DHSA040B*BLAV*0B04560*E |  |  |  |  | 400000 |  |  | 346000 |  |  |  | 10.6 |  | 17 | 3.379 | 2.15 | Maybe | R-32 | 33.3333 | Commercial | No
215215544 | Single Packaged Roof Top Units (Commercial Only) | DAIKIN | HSPY-A | DHSA040B*BLAV*0B04500*E |  |  |  |  | 400000 |  |  | 346000 |  |  |  | 10.7 |  | 17.1 | 3.376 | 2.15 | Maybe | R-32 | 33.3333 | Commercial | No
215215545 | Single Packaged Roof Top Units (Commercial Only) | DAIKIN | HSPY-A | DHSA040B*BLAV*0B04450*E |  |  |  |  | 405000 |  |  | 348000 |  |  |  | 10.7 |  | 17.1 | 3.362 | 2.14 | Maybe | R-32 | 33.75 | Commercial | No
215215547 | Single Packaged Roof Top Units (Commercial Only) | DAIKIN | HSPY-A | DHSA040B*BLBV*0B02630*E |  |  |  |  | 410000 |  |  | 348000 |  |  |  | 10.8 |  | 17.6 | 3.417 | 2.19 | Maybe | R-32 | 34.1667 | Commercial | No
215215548 | Single Packaged Roof Top Units (Commercial Only) | DAIKIN | HSPY-A | DHSA040B*BLBV*0B02560*E |  |  |  |  | 410000 |  |  | 348000 |  |  |  | 10.9 |  | 17.6 | 3.435 | 2.19 | Maybe | R-32 | 34.1667 | Commercial | No
215215549 | Single Packaged Roof Top Units (Commercial Only) | DAIKIN | HSPY-A | DHSA040B*BLBV*0B02500*E |  |  |  |  | 410000 |  |  | 350000 |  |  |  | 10.7 |  | 17.5 | 3.383 | 2.17 | Maybe | R-32 | 34.1667 | Commercial | No
215215550 | Single Packaged Roof Top Units (Commercial Only) | DAIKIN | HSPY-A | DHSA040B*BLBV*0B02450*E |  |  |  |  | 405000 |  |  | 354000 |  |  |  | 10.5 |  | 17.3 | 3.306 | 2.15 | Maybe | R-32 | 33.75 | Commercial | No
215215551 | Single Packaged Roof Top Units (Commercial Only) | DAIKIN | HSPY-A | DHSA040B*BLBV*0B04560*E |  |  |  |  | 410000 |  |  | 348000 |  |  |  | 10.6 |  | 17.4 | 3.411 | 2.18 | Maybe | R-32 | 34.1667 | Commercial | No
215215552 | Single Packaged Roof Top Units (Commercial Only) | DAIKIN | HSPY-A | DHSA040B*BLBV*0B04500*E |  |  |  |  | 410000 |  |  | 348000 |  |  |  | 10.7 |  | 17.5 | 3.413 | 2.18 | Maybe | R-32 | 34.1667 | Commercial | No
215215553 | Single Packaged Roof Top Units (Commercial Only) | DAIKIN | HSPY-A | DHSA040B*BLBV*0B04450*E |  |  |  |  | 410000 |  |  | 348000 |  |  |  | 10.8 |  | 17.5 | 3.403 | 2.18 | Maybe | R-32 | 34.1667 | Commercial | No
215215554 | Single Packaged Roof Top Units (Commercial Only) | DAIKIN | HSPY-A | DHSA040B*BLBV*0B04355*E |  |  |  |  | 410000 |  |  | 352000 |  |  |  | 10.6 |  | 17.4 | 3.339 | 2.16 | Maybe | R-32 | 34.1667 | Commercial | No
215215573 | Single Packaged Roof Top Units (Commercial Only) | DAIKIN | HSPY-A | DHSA045B*CMCV*0C04630*E |  |  |  |  | 480000 |  |  | 320000 |  |  |  | 10.4 |  | 16.7 | 3.479 | 2.25 | Maybe | R-32 | 40 | Commercial | No
215215574 | Single Packaged Roof Top Units (Commercial Only) | DAIKIN | HSPY-A | DHSA045B*CMCV*0C04560*E |  |  |  |  | 480000 |  |  | 322000 |  |  |  | 10.4 |  | 16.7 | 3.468 | 2.25 | Maybe | R-32 | 40 | Commercial | No
215215575 | Single Packaged Roof Top Units (Commercial Only) | DAIKIN | HSPY-A | DHSA045B*CMCV*0C04500*E |  |  |  |  | 475000 |  |  | 322000 |  |  |  | 10.4 |  | 16.6 | 3.437 | 2.24 | Maybe | R-32 | 39.5833 | Commercial | No
215215576 | Single Packaged Roof Top Units (Commercial Only) | DAIKIN | HSPY-A | DHSA045B*CMCV*0C04450*E |  |  |  |  | 475000 |  |  | 324000 |  |  |  | 10.4 |  | 16.6 | 3.396 | 2.22 | Maybe | R-32 | 39.5833 | Commercial | No
215215578 | Single Packaged Roof Top Units (Commercial Only) | DAIKIN | HSPY-A | DHSA045B*CMCV*0C06450*E |  |  |  |  | 480000 |  |  | 322000 |  |  |  | 10.4 |  | 16.7 | 3.469 | 2.25 | Maybe | R-32 | 40 | Commercial | No
215215579 | Single Packaged Roof Top Units (Commercial Only) | DAIKIN | HSPY-A | DHSA045B*CMDV*0C04630*E |  |  |  |  | 485000 |  |  | 324000 |  |  |  | 10.4 |  | 16.9 | 3.48 | 2.27 | Maybe | R-32 | 40.4167 | Commercial | No
215215580 | Single Packaged Roof Top Units (Commercial Only) | DAIKIN | HSPY-A | DHSA045B*CMDV*0C04560*E |  |  |  |  | 485000 |  |  | 324000 |  |  |  | 10.5 |  | 16.9 | 3.474 | 2.27 | Maybe | R-32 | 40.4167 | Commercial | No
215215581 | Single Packaged Roof Top Units (Commercial Only) | DAIKIN | HSPY-A | DHSA045B*CMDV*0C04500*E |  |  |  |  | 485000 |  |  | 324000 |  |  |  | 10.4 |  | 16.9 | 3.448 | 2.26 | Maybe | R-32 | 40.4167 | Commercial | No
215215582 | Single Packaged Roof Top Units (Commercial Only) | DAIKIN | HSPY-A | DHSA045B*CMDV*0C04450*E |  |  |  |  | 485000 |  |  | 326000 |  |  |  | 10.4 |  | 16.9 | 3.411 | 2.25 | Maybe | R-32 | 40.4167 | Commercial | No
215215583 | Single Packaged Roof Top Units (Commercial Only) | DAIKIN | HSPY-A | DHSA045B*CMDV*0C04355*E |  |  |  |  | 480000 |  |  | 330000 |  |  |  | 10.2 |  | 16.6 | 3.31 | 2.21 | Maybe | R-32 | 40 | Commercial | No
215215584 | Single Packaged Roof Top Units (Commercial Only) | DAIKIN | HSPY-A | DHSA045B*CMDV*0C06450*E |  |  |  |  | 485000 |  |  | 324000 |  |  |  | 10.5 |  | 16.9 | 3.479 | 2.27 | Maybe | R-32 | 40.4167 | Commercial | No
215215585 | Single Packaged Roof Top Units (Commercial Only) | DAIKIN | HSPY-A | DHSA045B*CMAV*0C04630*E |  |  |  |  | 490000 |  |  | 320000 |  |  |  | 10.7 |  | 16.9 | 3.55 | 2.29 | Maybe | R-32 | 40.8333 | Commercial | No
215215586 | Single Packaged Roof Top Units (Commercial Only) | DAIKIN | HSPY-A | DHSA045B*CMAV*0C04560*E |  |  |  |  | 490000 |  |  | 320000 |  |  |  | 10.7 |  | 16.9 | 3.533 | 2.28 | Maybe | R-32 | 40.8333 | Commercial | No
215215587 | Single Packaged Roof Top Units (Commercial Only) | DAIKIN | HSPY-A | DHSA045B*CMAV*0C04500*E |  |  |  |  | 485000 |  |  | 322000 |  |  |  | 10.7 |  | 16.8 | 3.498 | 2.27 | Maybe | R-32 | 40.4167 | Commercial | No
215215588 | Single Packaged Roof Top Units (Commercial Only) | DAIKIN | HSPY-A | DHSA045B*CMAV*0C04450*E |  |  |  |  | 485000 |  |  | 322000 |  |  |  | 10.6 |  | 16.8 | 3.453 | 2.25 | Maybe | R-32 | 40.4167 | Commercial | No
215215589 | Single Packaged Roof Top Units (Commercial Only) | DAIKIN | HSPY-A | DHSA045B*CMAV*0C04355*E |  |  |  |  | 485000 |  |  | 328000 |  |  |  | 10.4 |  | 16.5 | 3.336 | 2.21 | Maybe | R-32 | 40.4167 | Commercial | No
215215590 | Single Packaged Roof Top Units (Commercial Only) | DAIKIN | HSPY-A | DHSA045B*CMAV*0C06450*E |  |  |  |  | 490000 |  |  | 320000 |  |  |  | 10.7 |  | 16.9 | 3.53 | 2.28 | Maybe | R-32 | 40.8333 | Commercial | No
215215591 | Single Packaged Roof Top Units (Commercial Only) | DAIKIN | HSPY-A | DHSA045B*CMBV*0C04630*E |  |  |  |  | 495000 |  |  | 320000 |  |  |  | 10.8 |  | 17.3 | 3.558 | 2.3 | Maybe | R-32 | 41.25 | Commercial | No
215215592 | Single Packaged Roof Top Units (Commercial Only) | DAIKIN | HSPY-A | DHSA045B*CMBV*0C04560*E |  |  |  |  | 495000 |  |  | 322000 |  |  |  | 10.8 |  | 17.3 | 3.545 | 2.3 | Maybe | R-32 | 41.25 | Commercial | No
215215593 | Single Packaged Roof Top Units (Commercial Only) | DAIKIN | HSPY-A | DHSA045B*CMBV*0C04500*E |  |  |  |  | 495000 |  |  | 322000 |  |  |  | 10.7 |  | 17.2 | 3.512 | 2.29 | Maybe | R-32 | 41.25 | Commercial | No
215215594 | Single Packaged Roof Top Units (Commercial Only) | DAIKIN | HSPY-A | DHSA045B*CMBV*0C04450*E |  |  |  |  | 495000 |  |  | 328000 |  |  |  | 10.7 |  | 17.2 | 3.356 | 2.23 | Maybe | R-32 | 41.25 | Commercial | No
215215595 | Single Packaged Roof Top Units (Commercial Only) | DAIKIN | HSPY-A | DHSA045B*CMBV*0C06450*E |  |  |  |  | 495000 |  |  | 322000 |  |  |  | 10.8 |  | 17.3 | 3.545 | 2.3 | Maybe | R-32 | 41.25 | Commercial | No
215215596 | Single Packaged Roof Top Units (Commercial Only) | DAIKIN | HSPY-A | DHSA055B*CMCV*0C04630*E |  |  |  |  | 570000 |  |  | 354000 |  |  |  | 10.1 |  | 15.9 | 3.369 | 2.23 | Maybe | R-32 | 47.5 | Commercial | No
215215597 | Single Packaged Roof Top Units (Commercial Only) | DAIKIN | HSPY-A | DHSA055B*CMCV*0C04560*E |  |  |  |  | 570000 |  |  | 354000 |  |  |  | 10.1 |  | 15.8 | 3.345 | 2.22 | Maybe | R-32 | 47.5 | Commercial | No
215215600 | Single Packaged Roof Top Units (Commercial Only) | DAIKIN | HSPY-A | DHSA055B*CMCV*0C06450*E |  |  |  |  | 570000 |  |  | 354000 |  |  |  | 10.1 |  | 15.8 | 3.341 | 2.22 | Maybe | R-32 | 47.5 | Commercial | No
215215601 | Single Packaged Roof Top Units (Commercial Only) | DAIKIN | HSPY-A | DHSA055B*CMDV*0C04630*E |  |  |  |  | 580000 |  |  | 358000 |  |  |  | 10.1 |  | 16 | 3.338 | 2.25 | Maybe | R-32 | 48.3333 | Commercial | No
215215602 | Single Packaged Roof Top Units (Commercial Only) | DAIKIN | HSPY-A | DHSA055B*CMDV*0C04560*E |  |  |  |  | 580000 |  |  | 358000 |  |  |  | 10.1 |  | 16.3 | 3.321 | 2.24 | Maybe | R-32 | 48.3333 | Commercial | No
215215605 | Single Packaged Roof Top Units (Commercial Only) | DAIKIN | HSPY-A | DHSA055B*CMDV*0C06450*E |  |  |  |  | 580000 |  |  | 358000 |  |  |  | 10.1 |  | 16.3 | 3.322 | 2.24 | Maybe | R-32 | 48.3333 | Commercial | No
215215606 | Single Packaged Roof Top Units (Commercial Only) | DAIKIN | HSPY-A | DHSA055B*CMAV*0C04630*E |  |  |  |  | 585000 |  |  | 350000 |  |  |  | 10.5 |  | 16.1 | 3.455 | 2.27 | Maybe | R-32 | 48.75 | Commercial | No
215215607 | Single Packaged Roof Top Units (Commercial Only) | DAIKIN | HSPY-A | DHSA055B*CMAV*0C04560*E |  |  |  |  | 585000 |  |  | 352000 |  |  |  | 10.4 |  | 16 | 3.424 | 2.26 | Maybe | R-32 | 48.75 | Commercial | No
215215608 | Single Packaged Roof Top Units (Commercial Only) | DAIKIN | HSPY-A | DHSA055B*CMAV*0C04500*E |  |  |  |  | 585000 |  |  | 354000 |  |  |  | 10.3 |  | 15.9 | 3.369 | 2.24 | Maybe | R-32 | 48.75 | Commercial | No
215215610 | Single Packaged Roof Top Units (Commercial Only) | DAIKIN | HSPY-A | DHSA055B*CMAV*0C06450*E |  |  |  |  | 585000 |  |  | 352000 |  |  |  | 10.4 |  | 16 | 3.414 | 2.26 | Maybe | R-32 | 48.75 | Commercial | No
215215611 | Single Packaged Roof Top Units (Commercial Only) | DAIKIN | HSPY-A | DHSA055B*CMBV*0C04630*E |  |  |  |  | 595000 |  |  | 354000 |  |  |  | 10.5 |  | 16.4 | 3.439 | 2.39 | Maybe | R-32 | 49.5833 | Commercial | No
215215612 | Single Packaged Roof Top Units (Commercial Only) | DAIKIN | HSPY-A | DHSA055B*CMBV*0C04560*E |  |  |  |  | 595000 |  |  | 354000 |  |  |  | 10.5 |  | 16.4 | 3.412 | 2.38 | Maybe | R-32 | 49.5833 | Commercial | No
215215613 | Single Packaged Roof Top Units (Commercial Only) | DAIKIN | HSPY-A | DHSA055B*CMBV*0C04500*E |  |  |  |  | 595000 |  |  | 356000 |  |  |  | 10.4 |  | 16.2 | 3.361 | 2.36 | Maybe | R-32 | 49.5833 | Commercial | No
215215615 | Single Packaged Roof Top Units (Commercial Only) | DAIKIN | HSPY-A | DHSA055B*CMBV*0C06450*E |  |  |  |  | 595000 |  |  | 354000 |  |  |  | 10.5 |  | 15.5 | 3.407 | 2.37 | Maybe | R-32 | 49.5833 | Commercial | No
215215623 | Single Packaged Roof Top Units (Commercial Only) | DAIKIN | HSPY-A | DHSA060B*CMAV*0C04630*E |  |  |  |  | 625000 |  |  | 398000 |  |  |  | 10.2 |  | 15.7 | 3.379 | 2.29 | Maybe | R-32 | 52.0833 | Commercial | No
215215624 | Single Packaged Roof Top Units (Commercial Only) | DAIKIN | HSPY-A | DHSA060B*CMAV*0C04560*E |  |  |  |  | 620000 |  |  | 400000 |  |  |  | 10.2 |  | 15.6 | 3.342 | 2.27 | Maybe | R-32 | 51.6667 | Commercial | No
210050869 | Single Packaged Roof Top Units (Commercial Only) | LG | HSP-A | AK-W240DCA0 |  |  |  |  | 240000 |  |  | 240000 |  |  |  | 11.3 |  | 19 | 3.38 | 2.3 | No | R-410A | 20 | Commercial | No
210665954 | Single Packaged Roof Top Units (Commercial Only) | CHAMPION, UNITARY PRODUCTS GROUP - COMMERCIAL | HSP-A | PD25[C,E]**[P,R](2,4,5,B,D,E)********2 |  |  |  |  | 278000 |  |  | 272000 |  |  |  | 10.4 |  | 13.4 | 3.3 | 2.1 | No | R-410A | 23.1667 | Commercial | No
210665957 | Single Packaged Roof Top Units (Commercial Only) | COLEMAN | HSP-A | PD25[C,E]**[P,R](2,4,5,B,D,E)********2 |  |  |  |  | 278000 |  |  | 272000 |  |  |  | 10.4 |  | 13.4 | 3.3 | 2.1 | No | R-410A | 23.1667 | Commercial | No
210665960 | Single Packaged Roof Top Units (Commercial Only) | FRASER - JOHNSTON | HSP-A | PD25[C,E]**[P,R](2,4,5,B,D,E)********2 |  |  |  |  | 278000 |  |  | 272000 |  |  |  | 10.4 |  | 13.4 | 3.3 | 2.1 | No | R-410A | 23.1667 | Commercial | No
210665963 | Single Packaged Roof Top Units (Commercial Only) | LUXAIRE | HSP-A | PD25[C,E]**[P,R](2,4,5,B,D,E)********2 |  |  |  |  | 278000 |  |  | 272000 |  |  |  | 10.4 |  | 13.4 | 3.3 | 2.1 | No | R-410A | 23.1667 | Commercial | No
210665969 | Single Packaged Roof Top Units (Commercial Only) | TEMPMASTER, UNITARY PRODUCTS GROUP - COMMERCIAL | HSP-A | PV25[C,E]**[P,R](2,4,5,B,D,E)********2 |  |  |  |  | 278000 |  |  | 272000 |  |  |  | 10.4 |  | 13.4 | 3.3 | 2.1 | No | R-410A | 23.1667 | Commercial | No
213164640 | Single Packaged Roof Top Units (Commercial Only) | AIRQUEST | HSP-A | RHV240**(H,J,K,L)* |  |  |  |  | 240000 |  |  | 234000 |  |  |  | 9.7 |  | 14 | 3.3 | 2.3 | No | R-410A | 20 | Commercial | No
213164641 | Single Packaged Roof Top Units (Commercial Only) | ARCOAIRE | HSP-A | RHV240**(H,J,K,L)* |  |  |  |  | 240000 |  |  | 234000 |  |  |  | 9.7 |  | 14 | 3.3 | 2.3 | No | R-410A | 20 | Commercial | No
213164642 | Single Packaged Roof Top Units (Commercial Only) | COMFORTMAKER | HSP-A | RHV240**(H,J,K,L)* |  |  |  |  | 240000 |  |  | 234000 |  |  |  | 9.7 |  | 14 | 3.3 | 2.3 | No | R-410A | 20 | Commercial | No
213164643 | Single Packaged Roof Top Units (Commercial Only) | DAY & NIGHT | HSP-A | RHV240**(H,J,K,L)* |  |  |  |  | 240000 |  |  | 234000 |  |  |  | 9.7 |  | 14 | 3.3 | 2.3 | No | R-410A | 20 | Commercial | No
213164644 | Single Packaged Roof Top Units (Commercial Only) | HEIL | HSP-A | RHV240**(H,J,K,L)* |  |  |  |  | 240000 |  |  | 234000 |  |  |  | 9.7 |  | 14 | 3.3 | 2.3 | No | R-410A | 20 | Commercial | No
213164645 | Single Packaged Roof Top Units (Commercial Only) | KEEPRITE | HSP-A | RHV240**(H,J,K,L)* |  |  |  |  | 240000 |  |  | 234000 |  |  |  | 9.7 |  | 14 | 3.3 | 2.3 | No | R-410A | 20 | Commercial | No
213164646 | Single Packaged Roof Top Units (Commercial Only) | TEMPSTAR | HSP-A | RHV240**(H,J,K,L)* |  |  |  |  | 240000 |  |  | 234000 |  |  |  | 9.7 |  | 14 | 3.3 | 2.3 | Maybe | R-410A | 20 | Commercial | No
213164647 | Single Packaged Roof Top Units (Commercial Only) | ICP COMMERCIAL | HSP-A | RHV240**(H,J,K,L)* |  |  |  |  | 240000 |  |  | 234000 |  |  |  | 9.7 |  | 14 | 3.3 | 2.3 | No | R-410A | 20 | Commercial | No
213164691 | Single Packaged Roof Top Units (Commercial Only) | CARRIER CORPORATION | HSP-A | 50FCQ*24*(H,J,K,L)* |  |  |  |  | 240000 |  |  | 234000 |  |  |  | 9.7 |  | 14 | 3.3 | 2.3 | No | R-410A | 20 | Commercial | No
213164693 | Single Packaged Roof Top Units (Commercial Only) | BRYANT HEATING & COOLING SYSTEMS | HSP-A | 547K*24***(H,J,K,L)* |  |  |  |  | 240000 |  |  | 234000 |  |  |  | 9.7 |  | 14 | 3.3 | 2.3 | No | R-410A | 20 | Commercial | No
213164816 | Single Packaged Roof Top Units (Commercial Only) | CARRIER CORPORATION | HSP-A | 50FCQ*24*(2,3,5,6)* |  |  |  |  | 240000 |  |  | 234000 |  |  |  | 9.8 |  | 14 | 3.3 | 2.3 | No | R-410A | 20 | Commercial | No
213164823 | Single Packaged Roof Top Units (Commercial Only) | BRYANT HEATING & COOLING SYSTEMS | HSP-A | 547K*24***(2,3,5,6)* |  |  |  |  | 240000 |  |  | 234000 |  |  |  | 9.8 |  | 14 | 3.3 | 2.3 | No | R-410A | 20 | Commercial | No
215428660 | Single Packaged Roof Top Units (Commercial Only) | DAIKIN | HSPY-A | DPSH25BCHB*****D24**EV |  |  |  |  | 268000 |  |  | 250000 |  |  |  | 10.3 |  | 18.6 | 3.3 | 2.05 | Maybe | R-32 | 22.3333 | Commercial | No
215428661 | Single Packaged Roof Top Units (Commercial Only) | DAIKIN | HSPY-A | DPSH25BCHB*****D24**GV |  |  |  |  | 268000 |  |  | 250000 |  |  |  | 10.3 |  | 18.3 | 3.3 | 2.05 | Maybe | R-32 | 22.3333 | Commercial | No
215428662 | Single Packaged Roof Top Units (Commercial Only) | DAIKIN | HSPY-A | DPSH25BCHB*****D24**GH |  |  |  |  | 268000 |  |  | 250000 |  |  |  | 10.3 |  | 18.3 | 3.3 | 2.05 | Maybe | R-32 | 22.3333 | Commercial | No
215428663 | Single Packaged Roof Top Units (Commercial Only) | DAIKIN | HSP-A | DPSH30BCHB*****D24**0V |  |  |  |  | 318000 |  |  | 285000 |  |  |  | 9.8 |  | 17 | 3.3 | 2.05 | Maybe | R-32 | 26.5 | Commercial | No
215428664 | Single Packaged Roof Top Units (Commercial Only) | DAIKIN | HSP-A | DPSH30BCHB*****D24**0H |  |  |  |  | 318000 |  |  | 285000 |  |  |  | 9.8 |  | 17 | 3.3 | 2.05 | Maybe | R-32 | 26.5 | Commercial | No
215428672 | Single Packaged Roof Top Units (Commercial Only) | DAIKIN | HSPY-A | DPSH20BCHB*2***D20**EV |  |  |  |  | 242000 |  |  | 232000 |  |  |  | 10.1 |  | 18.1 | 3.3 | 2.5 | Maybe | R-32 | 20.1667 | Commercial | No
215428673 | Single Packaged Roof Top Units (Commercial Only) | DAIKIN | HSPY-A | DPSH20BCHB*2***D20**GV |  |  |  |  | 242000 |  |  | 232000 |  |  |  | 10 |  | 17.9 | 3.3 | 2.4 | Maybe | R-32 | 20.1667 | Commercial | No
215428674 | Single Packaged Roof Top Units (Commercial Only) | DAIKIN | HSPY-A | DPSH20BCHB*2***D20**GH |  |  |  |  | 242000 |  |  | 232000 |  |  |  | 10 |  | 17.9 | 3.3 | 2.4 | Maybe | R-32 | 20.1667 | Commercial | No
215428675 | Single Packaged Roof Top Units (Commercial Only) | DAIKIN | HSPY-A | DPSH20BCHB*2***D24**GV |  |  |  |  | 244000 |  |  | 228000 |  |  |  | 10.6 |  | 18.4 | 3.5 | 2.6 | Maybe | R-32 | 20.3333 | Commercial | No
215428676 | Single Packaged Roof Top Units (Commercial Only) | DAIKIN | HSPY-A | DPSH20BCHB*2***D24**EH |  |  |  |  | 242000 |  |  | 230000 |  |  |  | 10.3 |  | 18 | 3.4 | 2.5 | Maybe | R-32 | 20.1667 | Commercial | No
215428677 | Single Packaged Roof Top Units (Commercial Only) | DAIKIN | HSPY-A | DPSH20BCHB*2***D24**GH |  |  |  |  | 244000 |  |  | 228000 |  |  |  | 10.6 |  | 18.4 | 3.5 | 2.6 | Maybe | R-32 | 20.3333 | Commercial | No
211017849 | Single Packaged Roof Top Units (Commercial Only) | AMERICAN STANDARD | HSPY-A | DHJ240A(3,4,W)**(L,M,H)***0 |  |  |  |  | 240000 |  |  | 224000 |  |  |  | 11 |  | 17 | 3.6 | 2.13 | Yes | R-410A | 20 | Commercial | No
211017850 | Single Packaged Roof Top Units (Commercial Only) | AMERICAN STANDARD | HSPY-A | DHJ240A(3,4,W)**(L,M,H)***2 |  |  |  |  | 240000 |  |  | 224000 |  |  |  | 11 |  | 17.5 | 3.6 | 2.13 | Yes | R-410A | 20 | Commercial | No
211017851 | Single Packaged Roof Top Units (Commercial Only) | AMERICAN STANDARD | HSPY-A | DHJ240A(3,4,W)**(L,M,H)***4 |  |  |  |  | 240000 |  |  | 224000 |  |  |  | 11 |  | 17.5 | 3.6 | 2.13 | Yes | R-410A | 20 | Commercial | No
211017846 | Single Packaged Roof Top Units (Commercial Only) | TRANE | HSPY-A | DHJ240A(3,4,W)**(L,M,H)***0 |  |  |  |  | 240000 |  |  | 0 |  |  |  | 11 |  | 17 | 3.6 | 2.13 | Yes | R-410A | 20 | Commercial | No
211017847 | Single Packaged Roof Top Units (Commercial Only) | TRANE | HSPY-A | DHJ240A(3,4,W)**(L,M,H)***2 |  |  |  |  | 240000 |  |  | 0 |  |  |  | 11 |  | 17.5 | 3.6 | 2.13 | Yes | R-410A | 20 | Commercial | No
211017848 | Single Packaged Roof Top Units (Commercial Only) | TRANE | HSPY-A | DHJ240A(3,4,W)**(L,M,H)***4 |  |  |  |  | 240000 |  |  | 0 |  |  |  | 11 |  | 17.5 | 3.6 | 2.13 | Yes | R-410A | 20 | Commercial | No
205150442 | Central HP <5.4 tons | BOSCH | HSP-A (Single-Package Heat Pump Air-Source) | BRB-36HWD1N1-M18 |  |  |  |  | 34200 | 18 | 8.1 | 36000 | 0 |  | 0 | 12 | 10.6 |  |  |  | No | R-410A | 2.85 | Residential & Commercial | No
210604898 | Central HP <5.4 tons | BOSCH | HSP-A (Single-Package Heat Pump Air-Source) | BRBA-36HWD1N1-M18 |  |  |  |  | 34200 | 18 | 8.1 | 36000 | 18500 | 51.39% | 1.4 | 0 | 10.6 |  |  |  | No | R-410A | 2.85 | Residential & Commercial | No
210604899 | Central HP <5.4 tons | BOSCH | HSP-A (Single-Package Heat Pump Air-Source) | BRBA-60HWD1N1-M18 |  |  |  |  | 57000 | 18 | 9 | 57000 | 30000 | 52.63% | 1.4 | 0 | 11.2 |  |  |  | No | R-410A | 4.75 | Residential & Commercial | No
202680590 | Central HP <5.4 tons | BOSCH | HSP-A (Single-Package Heat Pump Air-Source) | BRB-60HWD1N1-M19 |  |  |  |  | 57000 | 18 | 9 | 57000 | 0 |  | 0 | 12.5 | 11.2 |  |  |  | No | R-410A | 4.75 | Residential & Commercial | No
203258672 | Central HP <5.4 tons | TGM | HSP-A (Single-Package Heat Pump Air-Source) | MRB60HWD |  |  |  |  | 57000 | 18 | 9 | 57000 | 0 |  | 0 | 12.5 | 11.2 |  |  |  | No | R-410A | 4.75 | Residential & Commercial | No
216011942 | Central HP <5.4 tons | BOSCH | HSP-A (Single-Package Heat Pump Air-Source) | BPBA-36RCB-M18S |  |  |  |  | 34200 | 18 | 8.1 | 36000 | 23000 | 63.89% | 1.8 | 0 | 11 |  |  |  | No | R-454B | 2.85 | Residential & Commercial | No
205739196 | Central HP <5.4 tons | YORK | HSP-A (Single-Package Heat Pump Air-Source) | YMKE60BNJMFMO-X |  |  |  |  | 57000 | 18 | 9 | 57000 | 0 |  | 0 | 12.5 | 11.2 |  |  |  | No | R-410A | 4.75 | Residential & Commercial | No
205739195 | Central HP <5.4 tons | YORK | HSP-A (Single-Package Heat Pump Air-Source) | YMKE36BNJMFMO-X |  |  |  |  | 34200 | 18 | 8.1 | 36000 | 0 |  | 0 | 12 | 10.6 |  |  |  | No | R-410A | 2.85 | Residential & Commercial | No
212527998 | Central HP <5.4 tons | PIONEER | HSP-A (Single-Package Heat Pump Air-Source) | PRB-60HWD1N1-M19 |  |  |  |  | 57000 | 18 | 9 | 57000 | 0 |  | 0 | 12.5 | 11.2 |  |  |  | No | R-410A | 4.75 | Residential & Commercial | No
212527997 | Central HP <5.4 tons | PIONEER | HSP-A (Single-Package Heat Pump Air-Source) | PRB-36HWD1N1-M19 |  |  |  |  | 34200 | 18 | 8.1 | 36000 | 0 |  | 0 | 12 | 10.6 |  |  |  | No | R-410A | 2.85 | Residential & Commercial | No
201690100 | Central HP <5.4 tons | TRANE | HSP-A (Single-Package Heat Pump Air-Source) | DHC048HW*(L,M,H,X,Y,Z)A |  |  |  |  | 48500 | 16.1 | 8.8 | 44000 | 0 |  | 0 | 13 | 12.5 |  |  |  | No | R-410A | 4.0417 | Residential & Commercial | No
201690068 | Central HP <5.4 tons | TRANE | HSP-A (Single-Package Heat Pump Air-Source) | WHC060H3*(B,E,G,J)A |  |  |  |  | 61000 | 16.1 | 8.5 | 57000 | 0 |  | 0 | 13 | 12.5 |  |  |  | No | R-410A | 5.0833 | Residential & Commercial | No
201690078 | Central HP <5.4 tons | TRANE | HSP-A (Single-Package Heat Pump Air-Source) | DHC060H3*(L,M,H,X,Y,Z)A |  |  |  |  | 61000 | 16.1 | 8.9 | 57000 | 0 |  | 0 | 12.8 | 12.5 |  |  |  | No | R-410A | 5.0833 | Residential & Commercial | No
201690070 | Central HP <5.4 tons | TRANE | HSP-A (Single-Package Heat Pump Air-Source) | WHC060H4*0A |  |  |  |  | 61000 | 16.1 | 8.5 | 57000 | 0 |  | 0 | 12.9 | 12.5 |  |  |  | No | R-410A | 5.0833 | Residential & Commercial | No
201690098 | Central HP <5.4 tons | TRANE | HSP-A (Single-Package Heat Pump Air-Source) | DHC048H4*(L,M,H,X,Y,Z)A |  |  |  |  | 48500 | 16.1 | 8.8 | 44000 | 0 |  | 0 | 13 | 12.5 |  |  |  | No | R-410A | 4.0417 | Residential & Commercial | No
201690082 | Central HP <5.4 tons | TRANE | HSP-A (Single-Package Heat Pump Air-Source) | DHC060HW*(L,M,H,X,Y,Z)A |  |  |  |  | 61000 | 16.1 | 8.9 | 57000 | 0 |  | 0 | 12.8 | 12.5 |  |  |  | No | R-410A | 5.0833 | Residential & Commercial | No
201690072 | Central HP <5.4 tons | TRANE | HSP-A (Single-Package Heat Pump Air-Source) | WHC060H4*(B,E,G,J)A |  |  |  |  | 61000 | 16.1 | 8.5 | 57000 | 0 |  | 0 | 12.9 | 12.5 |  |  |  | No | R-410A | 5.0833 | Residential & Commercial | No
201690094 | Central HP <5.4 tons | TRANE | HSP-A (Single-Package Heat Pump Air-Source) | WHC048HW*(B,E,G)A |  |  |  |  | 48500 | 16.1 | 8.4 | 44000 | 0 |  | 0 | 13 | 12.5 |  |  |  | No | R-410A | 4.0417 | Residential & Commercial | No
201690074 | Central HP <5.4 tons | TRANE | HSP-A (Single-Package Heat Pump Air-Source) | WHC060HW*0A |  |  |  |  | 61000 | 16.1 | 8.5 | 57000 | 0 |  | 0 | 12.9 | 12.5 |  |  |  | No | R-410A | 5.0833 | Residential & Commercial | No
201690093 | Central HP <5.4 tons | AMERICAN STANDARD | HSP-A (Single-Package Heat Pump Air-Source) | WHC048HW*(B,E,G)A |  |  |  |  | 48500 | 16.1 | 8.4 | 44000 | 0 |  | 0 | 13 | 12.5 |  |  |  | No | R-410A | 4.0417 | Residential & Commercial | No
201690081 | Central HP <5.4 tons | AMERICAN STANDARD | HSP-A (Single-Package Heat Pump Air-Source) | DHC060HW*(L,M,H,X,Y,Z)A |  |  |  |  | 61000 | 16.1 | 8.9 | 57000 | 0 |  | 0 | 12.8 | 12.5 |  |  |  | No | R-410A | 5.0833 | Residential & Commercial | No
201690090 | Central HP <5.4 tons | TRANE | HSP-A (Single-Package Heat Pump Air-Source) | WHC048H4*(B,E,G)A |  |  |  |  | 48500 | 16.1 | 8.4 | 44000 | 0 |  | 0 | 13 | 12.5 |  |  |  | No | R-410A | 4.0417 | Residential & Commercial | No
201690092 | Central HP <5.4 tons | TRANE | HSP-A (Single-Package Heat Pump Air-Source) | WHC048HW*0A |  |  |  |  | 48500 | 16.1 | 8.4 | 44000 | 0 |  | 0 | 13 | 12.5 |  |  |  | No | R-410A | 4.0417 | Residential & Commercial | No
201690091 | Central HP <5.4 tons | AMERICAN STANDARD | HSP-A (Single-Package Heat Pump Air-Source) | WHC048HW*0A |  |  |  |  | 48500 | 16.1 | 8.4 | 44000 | 0 |  | 0 | 13 | 12.5 |  |  |  | No | R-410A | 4.0417 | Residential & Commercial | No
216030306 | Central HP <5.4 tons | DAIKIN | HSP-A (Single-Package Heat Pump Air-Source) | DPSH04BAPB4****E31**E* |  |  |  |  | 46000 | 18.05 | 8.6 | 38000 | 0 |  | 0 | 0 | 11.4 |  |  |  | No | R-32 | 3.8333 | Residential & Commercial | No
201690085 | Central HP <5.4 tons | AMERICAN STANDARD | HSP-A (Single-Package Heat Pump Air-Source) | WHC048H3*(B,E,G)A |  |  |  |  | 48500 | 16.1 | 8.4 | 44000 | 0 |  | 0 | 13 | 12.5 |  |  |  | No | R-410A | 4.0417 | Residential & Commercial | No
201690086 | Central HP <5.4 tons | TRANE | HSP-A (Single-Package Heat Pump Air-Source) | WHC048H3*(B,E,G)A |  |  |  |  | 48500 | 16.1 | 8.4 | 44000 | 0 |  | 0 | 13 | 12.5 |  |  |  | No | R-410A | 4.0417 | Residential & Commercial | No
201690073 | Central HP <5.4 tons | AMERICAN STANDARD | HSP-A (Single-Package Heat Pump Air-Source) | WHC060HW*0A |  |  |  |  | 61000 | 16.1 | 8.5 | 57000 | 0 |  | 0 | 12.9 | 12.5 |  |  |  | No | R-410A | 5.0833 | Residential & Commercial | No
201982829 | Central HP <5.4 tons | TRANE | HSP-A (Single-Package Heat Pump Air-Source) | DHC036H3*(L,M,H,X,Y,Z)B |  |  |  |  | 36400 | 15.6 | 8.8 | 32000 | 0 |  | 0 | 12.5 | 12.5 |  |  |  | No | R-410A | 3.0333 | Residential & Commercial | No
216030281 | Central HP <5.4 tons | DAIKIN | HSP-A (Single-Package Heat Pump Air-Source) | DPSH03BAPB4****E31**0* |  |  |  |  | 35000 | 18.7 | 8.45 | 30000 | 0 |  | 0 | 0 | 12.35 |  |  |  | No | R-32 | 2.9167 | Residential & Commercial | No
201690089 | Central HP <5.4 tons | AMERICAN STANDARD | HSP-A (Single-Package Heat Pump Air-Source) | WHC048H4*(B,E,G)A |  |  |  |  | 48500 | 16.1 | 8.4 | 44000 | 0 |  | 0 | 13 | 12.5 |  |  |  | No | R-410A | 4.0417 | Residential & Commercial | No
216030309 | Central HP <5.4 tons | DAIKIN | HSP-A (Single-Package Heat Pump Air-Source) | DPSH04BAPB4****E35**E* |  |  |  |  | 46000 | 18.5 | 8.65 | 37800 | 0 |  | 0 | 0 | 11.7 |  |  |  | No | R-32 | 3.8333 | Residential & Commercial | No
216030301 | Central HP <5.4 tons | DAIKIN | HSP-A (Single-Package Heat Pump Air-Source) | DPSH04BAPB3****E31**G* |  |  |  |  | 46000 | 18.2 | 8.65 | 38000 | 0 |  | 0 | 0 | 11.5 |  |  |  | No | R-32 | 3.8333 | Residential & Commercial | No
201982832 | Central HP <5.4 tons | AMERICAN STANDARD | HSP-A (Single-Package Heat Pump Air-Source) | DHC036H3*(L,M,H,X,Y,Z)B |  |  |  |  | 36400 | 15.6 | 8.8 | 32000 | 0 |  | 0 | 12.5 | 12.5 |  |  |  | No | R-410A | 3.0333 | Residential & Commercial | No
212601832 | Central HP <5.4 tons | COMFORTSTAR | HSP-A (Single-Package Heat Pump Air-Source) | CCRT60-1-INV |  |  |  |  | 57000 | 18 | 9 | 57000 | 0 |  | 0 | 12.5 | 11.2 |  |  |  | No | R-410A | 4.75 | Residential & Commercial | No
201690097 | Central HP <5.4 tons | AMERICAN STANDARD | HSP-A (Single-Package Heat Pump Air-Source) | DHC048H4*(L,M,H,X,Y,Z)A |  |  |  |  | 48500 | 16.1 | 8.8 | 44000 | 0 |  | 0 | 13 | 12.5 |  |  |  | No | R-410A | 4.0417 | Residential & Commercial | No
216030278 | Central HP <5.4 tons | DAIKIN | HSP-A (Single-Package Heat Pump Air-Source) | DPSH03BAPB3****E35**0* |  |  |  |  | 35200 | 18.9 | 8.5 | 30400 | 0 |  | 0 | 0 | 12.45 |  |  |  | No | R-32 | 2.9333 | Residential & Commercial | No
216030280 | Central HP <5.4 tons | DAIKIN | HSP-A (Single-Package Heat Pump Air-Source) | DPSH03BAPB3****E35**G* |  |  |  |  | 35000 | 18.55 | 8.1 | 30600 | 0 |  | 0 | 0 | 12.25 |  |  |  | No | R-32 | 2.9167 | Residential & Commercial | No
216030297 | Central HP <5.4 tons | DAIKIN | HSP-A (Single-Package Heat Pump Air-Source) | DPSH04BAPB2****E35**E* |  |  |  |  | 46000 | 18.4 | 8.65 | 37800 | 0 |  | 0 | 0 | 11.65 |  |  |  | No | R-32 | 3.8333 | Residential & Commercial | No
201690099 | Central HP <5.4 tons | AMERICAN STANDARD | HSP-A (Single-Package Heat Pump Air-Source) | DHC048HW*(L,M,H,X,Y,Z)A |  |  |  |  | 48500 | 16.1 | 8.8 | 44000 | 0 |  | 0 | 13 | 12.5 |  |  |  | No | R-410A | 4.0417 | Residential & Commercial | No
201690096 | Central HP <5.4 tons | TRANE | HSP-A (Single-Package Heat Pump Air-Source) | DHC048H3*(L,M,H,X,Y,Z)A |  |  |  |  | 48500 | 16.1 | 8.8 | 44000 | 0 |  | 0 | 13 | 12.5 |  |  |  | No | R-410A | 4.0417 | Residential & Commercial | No
216030286 | Central HP <5.4 tons | DAIKIN | HSP-A (Single-Package Heat Pump Air-Source) | DPSH03BAPB4****E35**G* |  |  |  |  | 35000 | 18.55 | 8.1 | 30600 | 0 |  | 0 | 0 | 12.25 |  |  |  | No | R-32 | 2.9167 | Residential & Commercial | No
216030307 | Central HP <5.4 tons | DAIKIN | HSP-A (Single-Package Heat Pump Air-Source) | DPSH04BAPB4****E31**G* |  |  |  |  | 46000 | 18.2 | 8.65 | 38000 | 0 |  | 0 | 0 | 11.5 |  |  |  | No | R-32 | 3.8333 | Residential & Commercial | No
216030295 | Central HP <5.4 tons | DAIKIN | HSP-A (Single-Package Heat Pump Air-Source) | DPSH04BAPB2****E31**G* |  |  |  |  | 46000 | 18.2 | 8.65 | 38000 | 0 |  | 0 | 0 | 11.5 |  |  |  | No | R-32 | 3.8333 | Residential & Commercial | No
216030299 | Central HP <5.4 tons | DAIKIN | HSP-A (Single-Package Heat Pump Air-Source) | DPSH04BAPB3****E31**0* |  |  |  |  | 46000 | 18.65 | 8.7 | 37800 | 0 |  | 0 | 0 | 11.8 |  |  |  | No | R-32 | 3.8333 | Residential & Commercial | No
216030304 | Central HP <5.4 tons | DAIKIN | HSP-A (Single-Package Heat Pump Air-Source) | DPSH04BAPB3****E35**G* |  |  |  |  | 46000 | 18.5 | 8.65 | 37800 | 0 |  | 0 | 0 | 11.7 |  |  |  | No | R-32 | 3.8333 | Residential & Commercial | No
201690083 | Central HP <5.4 tons | AMERICAN STANDARD | HSP-A (Single-Package Heat Pump Air-Source) | WHC048H3*0A |  |  |  |  | 48500 | 16.1 | 8.4 | 44000 | 0 |  | 0 | 13 | 12.5 |  |  |  | No | R-410A | 4.0417 | Residential & Commercial | No
216030275 | Central HP <5.4 tons | DAIKIN | HSP-A (Single-Package Heat Pump Air-Source) | DPSH03BAPB3****E31**0* |  |  |  |  | 35000 | 18.7 | 8.45 | 30000 | 0 |  | 0 | 0 | 12.4 |  |  |  | No | R-32 | 2.9167 | Residential & Commercial | No
212601831 | Central HP <5.4 tons | COMFORTSTAR | HSP-A (Single-Package Heat Pump Air-Source) | CCRT36-1-INV |  |  |  |  | 34200 | 18 | 8.1 | 36000 | 0 |  | 0 | 12 | 10.6 |  |  |  | No | R-410A | 2.85 | Residential & Commercial | No
201690095 | Central HP <5.4 tons | AMERICAN STANDARD | HSP-A (Single-Package Heat Pump Air-Source) | DHC048H3*(L,M,H,X,Y,Z)A |  |  |  |  | 48500 | 16.1 | 8.8 | 44000 | 0 |  | 0 | 13 | 12.5 |  |  |  | No | R-410A | 4.0417 | Residential & Commercial | No
216030312 | Central HP <5.4 tons | DAIKIN | HSP-A (Single-Package Heat Pump Air-Source) | DPSH04BAPB5****E31**E* |  |  |  |  | 46000 | 18.05 | 8.6 | 38000 | 0 |  | 0 | 0 | 11.45 |  |  |  | No | R-32 | 3.8333 | Residential & Commercial | No
205564493 | Central HP <5.4 tons | INTENSITY | HSP-A (Single-Package Heat Pump Air-Source) | IPRCI3619KC-3 |  |  |  |  | 34200 | 18 | 8.1 | 36000 | 0 |  | 0 | 12 | 10.6 |  |  |  | No | R-410A | 2.85 | Residential & Commercial | No
201690088 | Central HP <5.4 tons | TRANE | HSP-A (Single-Package Heat Pump Air-Source) | WHC048H4*0A |  |  |  |  | 48500 | 16.1 | 8.4 | 44000 | 0 |  | 0 | 13 | 12.5 |  |  |  | No | R-410A | 4.0417 | Residential & Commercial | No
201982841 | Central HP <5.4 tons | TRANE | HSP-A (Single-Package Heat Pump Air-Source) | DHC036HW*(L,M,H,X,Y,Z)B |  |  |  |  | 36400 | 15.6 | 8.8 | 32000 | 0 |  | 0 | 12.5 | 12.5 |  |  |  | No | R-410A | 3.0333 | Residential & Commercial | No
201690080 | Central HP <5.4 tons | TRANE | HSP-A (Single-Package Heat Pump Air-Source) | DHC060H4*(L,M,H,X,Y,Z)A |  |  |  |  | 61000 | 16.1 | 8.9 | 57000 | 0 |  | 0 | 12.8 | 12.5 |  |  |  | No | R-410A | 5.0833 | Residential & Commercial | No
205127672 | Central HP <5.4 tons | MIDEA | HSP-A (Single-Package Heat Pump Air-Source) | MRB-36HWD1N1-M18 |  |  |  |  | 34200 | 18 | 8.1 | 36000 | 0 |  | 0 | 12 | 10.6 |  |  |  | No | R-410A | 2.85 | Residential & Commercial | No
216030284 | Central HP <5.4 tons | DAIKIN | HSP-A (Single-Package Heat Pump Air-Source) | DPSH03BAPB4****E35**0* |  |  |  |  | 35200 | 18.9 | 8.5 | 30400 | 0 |  | 0 | 0 | 12.45 |  |  |  | No | R-32 | 2.9333 | Residential & Commercial | No
201982835 | Central HP <5.4 tons | TRANE | HSP-A (Single-Package Heat Pump Air-Source) | DHC036H4*(L,M,H,X,Y,Z)B |  |  |  |  | 36400 | 15.6 | 8.8 | 32000 | 0 |  | 0 | 12.5 | 12.5 |  |  |  | No | R-410A | 3.0333 | Residential & Commercial | No
201982844 | Central HP <5.4 tons | AMERICAN STANDARD | HSP-A (Single-Package Heat Pump Air-Source) | DHC036HW*(L,M,H,X,Y,Z)B |  |  |  |  | 36400 | 15.6 | 8.8 | 32000 | 0 |  | 0 | 12.5 | 12.5 |  |  |  | No | R-410A | 3.0333 | Residential & Commercial | No
201690087 | Central HP <5.4 tons | AMERICAN STANDARD | HSP-A (Single-Package Heat Pump Air-Source) | WHC048H4*0A |  |  |  |  | 48500 | 16.1 | 8.4 | 44000 | 0 |  | 0 | 13 | 12.5 |  |  |  | No | R-410A | 4.0417 | Residential & Commercial | No
201982838 | Central HP <5.4 tons | AMERICAN STANDARD | HSP-A (Single-Package Heat Pump Air-Source) | DHC036H4*(L,M,H,X,Y,Z)B |  |  |  |  | 36400 | 15.6 | 8.8 | 32000 | 0 |  | 0 | 12.5 | 12.5 |  |  |  | No | R-410A | 3.0333 | Residential & Commercial | No
201690069 | Central HP <5.4 tons | AMERICAN STANDARD | HSP-A (Single-Package Heat Pump Air-Source) | WHC060H4*0A |  |  |  |  | 61000 | 16.1 | 8.5 | 57000 | 0 |  | 0 | 12.9 | 12.5 |  |  |  | No | R-410A | 5.0833 | Residential & Commercial | No
216030302 | Central HP <5.4 tons | DAIKIN | HSP-A (Single-Package Heat Pump Air-Source) | DPSH04BAPB3****E35**0* |  |  |  |  | 46000 | 19 | 8.8 | 37400 | 0 |  | 0 | 0 | 12.05 |  |  |  | No | R-32 | 3.8333 | Residential & Commercial | No
201690067 | Central HP <5.4 tons | AMERICAN STANDARD | HSP-A (Single-Package Heat Pump Air-Source) | WHC060H3*(B,E,G,J)A |  |  |  |  | 61000 | 16.1 | 8.5 | 57000 | 0 |  | 0 | 13 | 12.5 |  |  |  | No | R-410A | 5.0833 | Residential & Commercial | No
201690084 | Central HP <5.4 tons | TRANE | HSP-A (Single-Package Heat Pump Air-Source) | WHC048H3*0A |  |  |  |  | 48500 | 16.1 | 8.4 | 44000 | 0 |  | 0 | 13 | 12.5 |  |  |  | No | R-410A | 4.0417 | Residential & Commercial | No
216030303 | Central HP <5.4 tons | DAIKIN | HSP-A (Single-Package Heat Pump Air-Source) | DPSH04BAPB3****E35**E* |  |  |  |  | 46000 | 18.4 | 8.65 | 37800 | 0 |  | 0 | 0 | 11.65 |  |  |  | No | R-32 | 3.8333 | Residential & Commercial | No
216030311 | Central HP <5.4 tons | DAIKIN | HSP-A (Single-Package Heat Pump Air-Source) | DPSH04BAPB5****E31**0* |  |  |  |  | 46000 | 18.65 | 8.7 | 37800 | 0 |  | 0 | 0 | 11.8 |  |  |  | No | R-32 | 3.8333 | Residential & Commercial | No
201690076 | Central HP <5.4 tons | TRANE | HSP-A (Single-Package Heat Pump Air-Source) | WHC060HW*(B,E,G,J)A |  |  |  |  | 61000 | 16.1 | 8.5 | 57000 | 0 |  | 0 | 12.9 | 12.5 |  |  |  | No | R-410A | 5.0833 | Residential & Commercial | No
216030314 | Central HP <5.4 tons | DAIKIN | HSP-A (Single-Package Heat Pump Air-Source) | DPSH04BAPB5****E35**0* |  |  |  |  | 46000 | 19 | 8.8 | 37400 | 0 |  | 0 | 0 | 12.05 |  |  |  | No | R-32 | 3.8333 | Residential & Commercial | No
216030308 | Central HP <5.4 tons | DAIKIN | HSP-A (Single-Package Heat Pump Air-Source) | DPSH04BAPB4****E35**0* |  |  |  |  | 46000 | 19 | 8.8 | 37400 | 0 |  | 0 | 0 | 12.05 |  |  |  | No | R-32 | 3.8333 | Residential & Commercial | No
205564494 | Central HP <5.4 tons | INTENSITY | HSP-A (Single-Package Heat Pump Air-Source) | IPRCI6019KC-3 |  |  |  |  | 57000 | 18 | 9 | 57000 | 0 |  | 0 | 12.5 | 11.2 |  |  |  | No | R-410A | 4.75 | Residential & Commercial | No
216030287 | Central HP <5.4 tons | DAIKIN | HSP-A (Single-Package Heat Pump Air-Source) | DPSH03BAPB5****E31**0* |  |  |  |  | 35000 | 18.7 | 8.45 | 30000 | 0 |  | 0 | 0 | 12.4 |  |  |  | No | R-32 | 2.9167 | Residential & Commercial | No
216030272 | Central HP <5.4 tons | DAIKIN | HSP-A (Single-Package Heat Pump Air-Source) | DPSH03BAPB2****E35**0* |  |  |  |  | 35200 | 18.9 | 8.5 | 30400 | 0 |  | 0 | 0 | 12.4 |  |  |  | No | R-32 | 2.9333 | Residential & Commercial | No
201690079 | Central HP <5.4 tons | AMERICAN STANDARD | HSP-A (Single-Package Heat Pump Air-Source) | DHC060H4*(L,M,H,X,Y,Z)A |  |  |  |  | 61000 | 16.1 | 8.9 | 57000 | 0 |  | 0 | 12.8 | 12.5 |  |  |  | No | R-410A | 5.0833 | Residential & Commercial | No
216030315 | Central HP <5.4 tons | DAIKIN | HSP-A (Single-Package Heat Pump Air-Source) | DPSH04BAPB5****E35**E* |  |  |  |  | 46000 | 18.4 | 8.65 | 37800 | 0 |  | 0 | 0 | 11.65 |  |  |  | No | R-32 | 3.8333 | Residential & Commercial | No
201690071 | Central HP <5.4 tons | AMERICAN STANDARD | HSP-A (Single-Package Heat Pump Air-Source) | WHC060H4*(B,E,G,J)A |  |  |  |  | 61000 | 16.1 | 8.5 | 57000 | 0 |  | 0 | 12.9 | 12.5 |  |  |  | No | R-410A | 5.0833 | Residential & Commercial | No
216030305 | Central HP <5.4 tons | DAIKIN | HSP-A (Single-Package Heat Pump Air-Source) | DPSH04BAPB4****E31**0* |  |  |  |  | 46000 | 18.65 | 8.7 | 37800 | 0 |  | 0 | 0 | 11.8 |  |  |  | No | R-32 | 3.8333 | Residential & Commercial | No
216030298 | Central HP <5.4 tons | DAIKIN | HSP-A (Single-Package Heat Pump Air-Source) | DPSH04BAPB2****E35**G* |  |  |  |  | 46000 | 18.5 | 8.65 | 37800 | 0 |  | 0 | 0 | 11.7 |  |  |  | No | R-32 | 3.8333 | Residential & Commercial | No
216030292 | Central HP <5.4 tons | DAIKIN | HSP-A (Single-Package Heat Pump Air-Source) | DPSH03BAPB5****E35**G* |  |  |  |  | 35000 | 18.55 | 8.1 | 30600 | 0 |  | 0 | 0 | 12.25 |  |  |  | No | R-32 | 2.9167 | Residential & Commercial | No
215894249 | Central HP <5.4 tons | MIDEA | HSP-A (Single-Package Heat Pump Air-Source) | MRD-36HWD1N10-M18G |  |  |  |  | 34200 | 18 | 8.1 | 36000 | 23000 | 63.89% | 1.8 | 0 | 11 |  |  |  | No | R-454B | 2.85 | Residential & Commercial | No
216030310 | Central HP <5.4 tons | DAIKIN | HSP-A (Single-Package Heat Pump Air-Source) | DPSH04BAPB4****E35**G* |  |  |  |  | 46000 | 18.4 | 8.65 | 37800 | 0 |  | 0 | 0 | 11.65 |  |  |  | No | R-32 | 3.8333 | Residential & Commercial | No
216030316 | Central HP <5.4 tons | DAIKIN | HSP-A (Single-Package Heat Pump Air-Source) | DPSH04BAPB5****E35**G* |  |  |  |  | 46000 | 18.5 | 8.65 | 37800 | 0 |  | 0 | 0 | 11.7 |  |  |  | No | R-32 | 3.8333 | Residential & Commercial | No
216030313 | Central HP <5.4 tons | DAIKIN | HSP-A (Single-Package Heat Pump Air-Source) | DPSH04BAPB5****E31**G* |  |  |  |  | 46000 | 18.2 | 8.65 | 38000 | 0 |  | 0 | 0 | 11.5 |  |  |  | No | R-32 | 3.8333 | Residential & Commercial | No
216030269 | Central HP <5.4 tons | DAIKIN | HSP-A (Single-Package Heat Pump Air-Source) | DPSH03BAPB2****E31**0* |  |  |  |  | 35000 | 18.7 | 8.45 | 30000 | 0 |  | 0 | 0 | 12.4 |  |  |  | No | R-32 | 2.9167 | Residential & Commercial | No
210372387 | Central HP <5.4 tons | MIDEA | HSP-A (Single-Package Heat Pump Air-Source) | MRD-36HWD1N1-M18 |  |  |  |  | 34200 | 18 | 8.1 | 36000 | 18500 | 51.39% | 1.4 | 0 | 10.6 |  |  |  | No | R-410A | 2.85 | Residential & Commercial | No
216030294 | Central HP <5.4 tons | DAIKIN | HSP-A (Single-Package Heat Pump Air-Source) | DPSH04BAPB2****E31**E* |  |  |  |  | 46000 | 18.05 | 8.65 | 38000 | 0 |  | 0 | 0 | 11.4 |  |  |  | No | R-32 | 3.8333 | Residential & Commercial | No
201690065 | Central HP <5.4 tons | AMERICAN STANDARD | HSP-A (Single-Package Heat Pump Air-Source) | WHC060H3*0A |  |  |  |  | 61000 | 16.1 | 8.5 | 57000 | 0 |  | 0 | 13 | 12.5 |  |  |  | No | R-410A | 5.0833 | Residential & Commercial | No
210372388 | Central HP <5.4 tons | MIDEA | HSP-A (Single-Package Heat Pump Air-Source) | MRD-60HWD1N1-M18 |  |  |  |  | 57000 | 18 | 9 | 57000 | 30000 | 52.63% | 1.4 | 0 | 11.2 |  |  |  | No | R-410A | 4.75 | Residential & Commercial | No
216030300 | Central HP <5.4 tons | DAIKIN | HSP-A (Single-Package Heat Pump Air-Source) | DPSH04BAPB3****E31**E* |  |  |  |  | 46000 | 18.05 | 8.65 | 38000 | 0 |  | 0 | 0 | 11.4 |  |  |  | No | R-32 | 3.8333 | Residential & Commercial | No
216030290 | Central HP <5.4 tons | DAIKIN | HSP-A (Single-Package Heat Pump Air-Source) | DPSH03BAPB5****E35**0* |  |  |  |  | 35200 | 18.7 | 8.5 | 30400 | 0 |  | 0 | 0 | 12.45 |  |  |  | No | R-32 | 2.9333 | Residential & Commercial | No
216030293 | Central HP <5.4 tons | DAIKIN | HSP-A (Single-Package Heat Pump Air-Source) | DPSH04BAPB2****E31**0* |  |  |  |  | 46000 | 18.65 | 8.7 | 37800 | 0 |  | 0 | 0 | 11.8 |  |  |  | No | R-32 | 3.8333 | Residential & Commercial | No
201690075 | Central HP <5.4 tons | AMERICAN STANDARD | HSP-A (Single-Package Heat Pump Air-Source) | WHC060HW*(B,E,G,J)A |  |  |  |  | 61000 | 16.1 | 8.5 | 57000 | 0 |  | 0 | 12.9 | 12.5 |  |  |  | No | R-410A | 5.0833 | Residential & Commercial | No
205741770 | Central HP <5.4 tons | MIDEA | HSP-A (Single-Package Heat Pump Air-Source) | MRB-36HWD1N1-M19 |  |  |  |  | 34200 | 18 | 8.1 | 36000 | 0 |  | 0 | 12 | 10.6 |  |  |  | No | R-410A | 2.85 | Residential & Commercial | No
201690066 | Central HP <5.4 tons | TRANE | HSP-A (Single-Package Heat Pump Air-Source) | WHC060H3*0A |  |  |  |  | 61000 | 16.1 | 8.5 | 57000 | 0 |  | 0 | 13 | 12.5 |  |  |  | No | R-410A | 5.0833 | Residential & Commercial | No
201690077 | Central HP <5.4 tons | AMERICAN STANDARD | HSP-A (Single-Package Heat Pump Air-Source) | DHC060H3*(L,M,H,X,Y,Z)A |  |  |  |  | 61000 | 16.1 | 8.9 | 57000 | 0 |  | 0 | 12.8 | 12.5 |  |  |  | No | R-410A | 5.0833 | Residential & Commercial | No
202680577 | Central HP <5.4 tons | MIDEA | HSP-A (Single-Package Heat Pump Air-Source) | MRB-60HWD1N1-M19 |  |  |  |  | 57000 | 18 | 9 | 57000 | 0 |  | 0 | 12.5 | 11.2 |  |  |  | No | R-410A | 4.75 | Residential & Commercial | No
216030296 | Central HP <5.4 tons | DAIKIN | HSP-A (Single-Package Heat Pump Air-Source) | DPSH04BAPB2****E35**0* |  |  |  |  | 46000 | 19 | 8.8 | 37400 | 0 |  | 0 | 0 | 12.05 |  |  |  | No | R-32 | 3.8333 | Residential & Commercial | No
216030274 | Central HP <5.4 tons | DAIKIN | HSP-A (Single-Package Heat Pump Air-Source) | DPSH03BAPB2****E35**G* |  |  |  |  | 35000 | 18.55 | 8.1 | 30600 | 0 |  | 0 | 0 | 12.25 |  |  |  | No | R-32 | 2.9167 | Residential & Commercial | No
216018411 | Central HP <5.4 tons | DAIKIN | HSP-A (Single-Package Heat Pump Air-Source) | DHH0361********A* |  |  |  |  | 35000 | 16.4 | 7.4 | 34200 | 12000 | 35.09% | 1.7 | 0 | 13 |  |  |  | No | R-32 | 2.9167 | Residential & Commercial | No
213884226 | Central HP <5.4 tons | THERMAL ZONE | HSP-A (Single-Package Heat Pump Air-Source) | RHPXZS060AJT |  |  |  |  | 58000 | 15.2 | 7.2 | 56000 | 0 |  | 0 | 0 | 11.5 |  |  |  | No | R-410A | 4.8333 | Residential & Commercial | No
213880933 | Central HP <5.4 tons | FRIEDRICH | HSP-A (Single-Package Heat Pump Air-Source) | RHPXZS048AJT |  |  |  |  | 47000 | 15.2 | 7.2 | 45000 | 0 |  | 0 | 0 | 11.5 |  |  |  | No | R-410A | 3.9167 | Residential & Commercial | No
211239262 | Central HP <5.4 tons | ALLIED COMMERCIAL | HSP-A (Single-Package Heat Pump Air-Source) | LDT048H4E*1P |  |  |  |  | 44500 | 15.6 | 7.2 | 44000 | 36400 | 82.73% | 2.3 | 0 | 12 |  |  |  | No | R-410A | 3.7083 | Residential & Commercial | No
208106628 | Central HP <5.4 tons | CHAMPION HEATING AND COOLING | HSP-A (Single-Package Heat Pump Air-Source) | PHE6B3624 |  |  |  |  | 36600 | 15.2 | 7.2 | 32600 | 30600 | 93.87% | 2.14 | 12.5 | 12 |  |  |  | No | R-410A | 3.05 | Residential & Commercial | No
213081416 | Central HP <5.4 tons | ACIQ | HSP-A (Single-Package Heat Pump Air-Source) | PHR560000K***K1 |  |  |  |  | 56000 | 15.2 | 7.5 | 56500 | 22200 | 39.29% | 2 | 0 | 11.5 |  |  |  | No | R-410A | 4.6667 | Residential & Commercial | No
212406391 | Central HP <5.4 tons | KEEPRITE | HSP-A (Single-Package Heat Pump Air-Source) | PHR536000K***K1 |  |  |  |  | 34200 | 15.5 | 7.2 | 34400 | 12700 | 36.92% | 1.77 | 0 | 12 |  |  |  | No | R-410A | 2.85 | Residential & Commercial | No
212406373 | Central HP <5.4 tons | ARCOAIRE | HSP-A (Single-Package Heat Pump Air-Source) | PHR560000K***K1 |  |  |  |  | 56000 | 15.2 | 7.5 | 56500 | 22200 | 39.29% | 2 | 0 | 11.5 |  |  |  | No | R-410A | 4.6667 | Residential & Commercial | No
213884216 | Central HP <5.4 tons | MAINLINE | HSP-A (Single-Package Heat Pump Air-Source) | RHPXZS024AJT |  |  |  |  | 23600 | 15.2 | 7.2 | 22600 | 0 |  | 0 | 0 | 11.5 |  |  |  | No | R-410A | 1.9667 | Residential & Commercial | No
211007455 | Central HP <5.4 tons | COMFORTMAKER | HSP-A (Single-Package Heat Pump Air-Source) | RHW037K* |  |  |  |  | 33800 | 16 | 7.3 | 33200 | 0 |  | 0 | 0 | 11.7 |  |  |  | No | R-410A | 2.8167 | Residential & Commercial | No
208106616 | Central HP <5.4 tons | CHAMPION HEATING AND COOLING | HSP-A (Single-Package Heat Pump Air-Source) | PHE6A2424 |  |  |  |  | 24000 | 15.2 | 7.2 | 23000 | 12400 | 53.91% | 2.14 | 12.5 | 12 |  |  |  | No | R-410A | 2 | Residential & Commercial | No
212599143 | Central HP <5.4 tons | JOHNSON CONTROLS | HSP-A (Single-Package Heat Pump Air-Source) | PHG6A240752X4 |  |  |  |  | 24000 | 15.2 | 7.2 | 23000 | 12100 | 52.61% | 2.1 | 0 | 12 |  |  |  | No | R-410A | 2 | Residential & Commercial | No
212406406 | Central HP <5.4 tons | MARATHERM | HSP-A (Single-Package Heat Pump Air-Source) | PHR524000K***K1 |  |  |  |  | 22400 | 15.2 | 7.2 | 23800 | 8600 | 36.13% | 1.9 | 0 | 11.5 |  |  |  | No | R-410A | 1.8667 | Residential & Commercial | No
212406383 | Central HP <5.4 tons | HEIL | HSP-A (Single-Package Heat Pump Air-Source) | PHR536000K***K1 |  |  |  |  | 34200 | 15.5 | 7.2 | 34400 | 12700 | 36.92% | 1.77 | 0 | 12 |  |  |  | No | R-410A | 2.85 | Residential & Commercial | No
212406372 | Central HP <5.4 tons | ARCOAIRE | HSP-A (Single-Package Heat Pump Air-Source) | PHR548000K***K1 |  |  |  |  | 47000 | 15.5 | 7.2 | 45000 | 18200 | 40.44% | 1.95 | 0 | 11.5 |  |  |  | No | R-410A | 3.9167 | Residential & Commercial | No
213880923 | Central HP <5.4 tons | FRIEDRICH | HSP-A (Single-Package Heat Pump Air-Source) | RHPXZS024AJT |  |  |  |  | 23600 | 15.2 | 7.2 | 22600 | 0 |  | 0 | 0 | 11.5 |  |  |  | No | R-410A | 1.9667 | Residential & Commercial | No
211239267 | Central HP <5.4 tons | ALLIED COMMERCIAL | HSP-A (Single-Package Heat Pump Air-Source) | LHT060H4E*1P |  |  |  |  | 55000 | 15.2 | 7.2 | 55000 | 42000 | 76.36% | 2.22 | 0 | 11.4 |  |  |  | No | R-410A | 4.5833 | Residential & Commercial | No
211007472 | Central HP <5.4 tons | DAY & NIGHT | HSP-A (Single-Package Heat Pump Air-Source) | RHW061K* |  |  |  |  | 59500 | 16 | 7.5 | 51000 | 0 |  | 0 | 0 | 12 |  |  |  | No | R-410A | 4.9583 | Residential & Commercial | No
216437542 | Central HP <5.4 tons | RUSSELL | HSP-A (Single-Package Heat Pump Air-Source) | RHPXYC036AJT |  |  |  |  | 34200 | 15.2 | 7.2 | 34200 | 13800 | 40.35% | 1.8 | 0 | 11.5 |  |  |  | No | R-454B | 2.85 | Residential & Commercial | No
212406396 | Central HP <5.4 tons | KENMORE | HSP-A (Single-Package Heat Pump Air-Source) | PHR548000K***K1 |  |  |  |  | 47000 | 15.5 | 7.2 | 45000 | 18200 | 40.44% | 1.95 | 0 | 11.5 |  |  |  | No | R-410A | 3.9167 | Residential & Commercial | No
212406394 | Central HP <5.4 tons | KENMORE | HSP-A (Single-Package Heat Pump Air-Source) | PHR524000K***K1 |  |  |  |  | 22400 | 15.2 | 7.2 | 23800 | 8600 | 36.13% | 1.9 | 0 | 11.5 |  |  |  | No | R-410A | 1.8667 | Residential & Commercial | No
212406377 | Central HP <5.4 tons | COMFORTMAKER | HSP-A (Single-Package Heat Pump Air-Source) | PHR560000K***K1 |  |  |  |  | 56000 | 15.2 | 7.5 | 56500 | 22200 | 39.29% | 2 | 0 | 11.5 |  |  |  | No | R-410A | 4.6667 | Residential & Commercial | No
213882558 | Central HP <5.4 tons | FUJITSU | HSP-A (Single-Package Heat Pump Air-Source) | RHPXZS036AJT |  |  |  |  | 35000 | 15.2 | 7.2 | 34000 | 0 |  | 0 | 0 | 11.5 |  |  |  | No | R-410A | 2.9167 | Residential & Commercial | No
213882557 | Central HP <5.4 tons | FUJITSU | HSP-A (Single-Package Heat Pump Air-Source) | RHPXZS024AJT |  |  |  |  | 23600 | 15.2 | 7.2 | 22600 | 0 |  | 0 | 0 | 11.5 |  |  |  | No | R-410A | 1.9667 | Residential & Commercial | No
216438568 | Central HP <5.4 tons | MAINLINE | HSP-A (Single-Package Heat Pump Air-Source) | RHPXYC048AJT |  |  |  |  | 45500 | 15.2 | 7.2 | 45500 | 18000 | 39.56% | 1.44 | 0 | 11.5 |  |  |  | No | R-454B | 3.7917 | Residential & Commercial | No
212406387 | Central HP <5.4 tons | ICP COMMERCIAL | HSP-A (Single-Package Heat Pump Air-Source) | PHR536000K***K1 |  |  |  |  | 34200 | 15.5 | 7.2 | 34400 | 12700 | 36.92% | 1.77 | 0 | 12 |  |  |  | No | R-410A | 2.85 | Residential & Commercial | No
213884219 | Central HP <5.4 tons | MAINLINE | HSP-A (Single-Package Heat Pump Air-Source) | RHPXZS060AJT |  |  |  |  | 58000 | 15.2 | 7.2 | 56000 | 0 |  | 0 | 0 | 11.5 |  |  |  | No | R-410A | 4.8333 | Residential & Commercial | No
213884217 | Central HP <5.4 tons | MAINLINE | HSP-A (Single-Package Heat Pump Air-Source) | RHPXZS036AJT |  |  |  |  | 35000 | 15.2 | 7.2 | 34000 | 0 |  | 0 | 0 | 11.5 |  |  |  | No | R-410A | 2.9167 | Residential & Commercial | No
211007469 | Central HP <5.4 tons | AIRQUEST | HSP-A (Single-Package Heat Pump Air-Source) | RHW061K* |  |  |  |  | 59500 | 16 | 7.5 | 51000 | 0 |  | 0 | 0 | 12 |  |  |  | No | R-410A | 4.9583 | Residential & Commercial | No
211007400 | Central HP <5.4 tons | CARRIER CORPORATION | HSP-A (Single-Package Heat Pump Air-Source) | 50GCQ(T,H)04***3* |  |  |  |  | 33800 | 16 | 7.3 | 33200 | 0 |  | 0 | 0 | 11.7 |  |  |  | No | R-410A | 2.8167 | Residential & Commercial | No
216437528 | Central HP <5.4 tons | RHEEM | HSP-A (Single-Package Heat Pump Air-Source) | RHPXYC048AJT |  |  |  |  | 45500 | 15.2 | 7.2 | 45500 | 18000 | 39.56% | 1.44 | 0 | 11.5 |  |  |  | No | R-454B | 3.7917 | Residential & Commercial | No
212406380 | Central HP <5.4 tons | DAY & NIGHT | HSP-A (Single-Package Heat Pump Air-Source) | PHR548000K***K1 |  |  |  |  | 47000 | 15.5 | 7.2 | 45000 | 18200 | 40.44% | 1.95 | 0 | 11.5 |  |  |  | No | R-410A | 3.9167 | Residential & Commercial | No
212406375 | Central HP <5.4 tons | COMFORTMAKER | HSP-A (Single-Package Heat Pump Air-Source) | PHR536000K***K1 |  |  |  |  | 34200 | 15.5 | 7.2 | 34400 | 12700 | 36.92% | 1.77 | 0 | 12 |  |  |  | No | R-410A | 2.85 | Residential & Commercial | No
212406366 | Central HP <5.4 tons | AIRQUEST | HSP-A (Single-Package Heat Pump Air-Source) | PHR524000K***K1 |  |  |  |  | 22400 | 15.2 | 7.2 | 23800 | 8600 | 36.13% | 1.9 | 0 | 11.5 |  |  |  | No | R-410A | 1.8667 | Residential & Commercial | No
212406364 | Central HP <5.4 tons | BRYANT HEATING AND COOLING SYSTEMS | HSP-A (Single-Package Heat Pump Air-Source) | 677ENWK48****A* |  |  |  |  | 47000 | 15.5 | 7.2 | 45000 | 18200 | 40.44% | 1.95 | 0 | 11.5 |  |  |  | No | R-410A | 3.9167 | Residential & Commercial | No
216018413 | Central HP <5.4 tons | DAIKIN | HSP-A (Single-Package Heat Pump Air-Source) | DHH0601********A* |  |  |  |  | 60000 | 16.8 | 7.7 | 59000 | 24000 | 40.68% | 2 | 0 | 12.2 |  |  |  | No | R-32 | 5 | Residential & Commercial | No
212406399 | Central HP <5.4 tons | TEMPSTAR | HSP-A (Single-Package Heat Pump Air-Source) | PHR536000K***K1 |  |  |  |  | 34200 | 15.5 | 7.2 | 34400 | 12700 | 36.92% | 1.77 | 0 | 12 |  |  |  | No | R-410A | 2.85 | Residential & Commercial | No
213884224 | Central HP <5.4 tons | THERMAL ZONE | HSP-A (Single-Package Heat Pump Air-Source) | RHPXZS036AJT |  |  |  |  | 35000 | 15.2 | 7.2 | 34000 | 0 |  | 0 | 0 | 11.5 |  |  |  | No | R-410A | 2.9167 | Residential & Commercial | No
213880907 | Central HP <5.4 tons | RHEEM | HSP-A (Single-Package Heat Pump Air-Source) | RHPXZS024AJT |  |  |  |  | 23600 | 15.2 | 7.2 | 22600 | 0 |  | 0 | 0 | 11.5 |  |  |  | No | R-410A | 1.9667 | Residential & Commercial | No
212406381 | Central HP <5.4 tons | DAY & NIGHT | HSP-A (Single-Package Heat Pump Air-Source) | PHR560000K***K1 |  |  |  |  | 56000 | 15.2 | 7.5 | 56500 | 22200 | 39.29% | 2 | 0 | 11.5 |  |  |  | No | R-410A | 4.6667 | Residential & Commercial | No
212406358 | Central HP <5.4 tons | BRYANT HEATING AND COOLING SYSTEMS | HSP-A (Single-Package Heat Pump Air-Source) | 607ENXK24000AA* |  |  |  |  | 22400 | 15.2 | 7.2 | 23800 | 8600 | 36.13% | 1.9 | 0 | 11.5 |  |  |  | No | R-410A | 1.8667 | Residential & Commercial | No
212406356 | Central HP <5.4 tons | CARRIER | HSP-A (Single-Package Heat Pump Air-Source) | 48VR*K48***30* |  |  |  |  | 47000 | 15.5 | 7.2 | 45000 | 18200 | 40.44% | 1.95 | 0 | 11.5 |  |  |  | No | R-410A | 3.9167 | Residential & Commercial | No
213880932 | Central HP <5.4 tons | WEATHERKING | HSP-A (Single-Package Heat Pump Air-Source) | RHPXZS048AJT |  |  |  |  | 47000 | 15.2 | 7.2 | 45000 | 0 |  | 0 | 0 | 11.5 |  |  |  | No | R-410A | 3.9167 | Residential & Commercial | No
213880921 | Central HP <5.4 tons | SURE | HSP-A (Single-Package Heat Pump Air-Source) | RHPXZS024AJT |  |  |  |  | 23600 | 15.2 | 7.2 | 22600 | 0 |  | 0 | 0 | 11.5 |  |  |  | No | R-410A | 1.9667 | Residential & Commercial | No
211198012 | Central HP <5.4 tons | LENNOX | HSP-A (Single-Package Heat Pump Air-Source) | LHT036H4E*1P |  |  |  |  | 35000 | 15.2 | 7.2 | 35000 | 26600 | 76% | 2.1 | 0 | 11.4 |  |  |  | No | R-410A | 2.9167 | Residential & Commercial | No
211198005 | Central HP <5.4 tons | LENNOX | HSP-A (Single-Package Heat Pump Air-Source) | LDT036H4E*1P |  |  |  |  | 35000 | 15.2 | 7.2 | 35000 | 26600 | 76% | 2.1 | 0 | 11.4 |  |  |  | No | R-410A | 2.9167 | Residential & Commercial | No
216438536 | Central HP <5.4 tons | THERMAL ZONE | HSP-A (Single-Package Heat Pump Air-Source) | RHPXYC048AJT |  |  |  |  | 45500 | 15.2 | 7.2 | 45500 | 18000 | 39.56% | 1.44 | 0 | 11.5 |  |  |  | No | R-454B | 3.7917 | Residential & Commercial | No
216437566 | Central HP <5.4 tons | RUSSELL | HSP-A (Single-Package Heat Pump Air-Source) | RHPXYC060AJT |  |  |  |  | 57000 | 15.2 | 7.2 | 55500 | 25000 | 45.05% | 1.6 | 0 | 11.5 |  |  |  | No | R-454B | 4.75 | Residential & Commercial | No
212406401 | Central HP <5.4 tons | TEMPSTAR | HSP-A (Single-Package Heat Pump Air-Source) | PHR560000K***K1 |  |  |  |  | 56000 | 15.2 | 7.5 | 56500 | 22200 | 39.29% | 2 | 0 | 11.5 |  |  |  | No | R-410A | 4.6667 | Residential & Commercial | No
212406384 | Central HP <5.4 tons | HEIL | HSP-A (Single-Package Heat Pump Air-Source) | PHR548000K***K1 |  |  |  |  | 47000 | 15.5 | 7.2 | 45000 | 18200 | 40.44% | 1.95 | 0 | 11.5 |  |  |  | No | R-410A | 3.9167 | Residential & Commercial | No
212406368 | Central HP <5.4 tons | AIRQUEST | HSP-A (Single-Package Heat Pump Air-Source) | PHR548000K***K1 |  |  |  |  | 47000 | 15.5 | 7.2 | 45000 | 18200 | 40.44% | 1.95 | 0 | 11.5 |  |  |  | No | R-410A | 3.9167 | Residential & Commercial | No
212406354 | Central HP <5.4 tons | CARRIER | HSP-A (Single-Package Heat Pump Air-Source) | 48VR*K24***30* |  |  |  |  | 22400 | 15.2 | 7.2 | 23800 | 8600 | 36.13% | 1.9 | 0 | 11.5 |  |  |  | No | R-410A | 1.8667 | Residential & Commercial | No
212406352 | Central HP <5.4 tons | CARRIER | HSP-A (Single-Package Heat Pump Air-Source) | 50VR-K48---30* |  |  |  |  | 47000 | 15.5 | 7.2 | 45000 | 18200 | 40.44% | 1.95 | 0 | 11.5 |  |  |  | No | R-410A | 3.9167 | Residential & Commercial | No
212601518 | Central HP <5.4 tons | JOHNSON CONTROLS | HSP-A (Single-Package Heat Pump Air-Source) | PHG6B601252X4 |  |  |  |  | 57000 | 15.2 | 7.2 | 57000 | 31200 | 54.74% | 2.2 | 0 | 12 |  |  |  | No | R-410A | 4.75 | Residential & Commercial | No
212601507 | Central HP <5.4 tons | JOHNSON CONTROLS | HSP-A (Single-Package Heat Pump Air-Source) | PHG6B481002X4 |  |  |  |  | 46500 | 15.2 | 7.2 | 45500 | 24000 | 52.75% | 2.2 | 0 | 12 |  |  |  | No | R-410A | 3.875 | Residential & Commercial | No
212406400 | Central HP <5.4 tons | TEMPSTAR | HSP-A (Single-Package Heat Pump Air-Source) | PHR548000K***K1 |  |  |  |  | 47000 | 15.5 | 7.2 | 45000 | 18200 | 40.44% | 1.95 | 0 | 11.5 |  |  |  | No | R-410A | 3.9167 | Residential & Commercial | No
212406355 | Central HP <5.4 tons | CARRIER | HSP-A (Single-Package Heat Pump Air-Source) | 48VR*K36***30* |  |  |  |  | 34200 | 15.5 | 7.2 | 34400 | 12700 | 36.92% | 1.77 | 0 | 12 |  |  |  | No | R-410A | 2.85 | Residential & Commercial | No
212406350 | Central HP <5.4 tons | CARRIER | HSP-A (Single-Package Heat Pump Air-Source) | 50VR-K24---30* |  |  |  |  | 22400 | 15.2 | 7.2 | 23800 | 8600 | 36.13% | 1.9 | 0 | 11.5 |  |  |  | No | R-410A | 1.8667 | Residential & Commercial | No
213880929 | Central HP <5.4 tons | RUSSELL | HSP-A (Single-Package Heat Pump Air-Source) | RHPXZS048AJT |  |  |  |  | 47000 | 15.2 | 7.2 | 45000 | 0 |  | 0 | 0 | 11.5 |  |  |  | No | R-410A | 3.9167 | Residential & Commercial | No
211239266 | Central HP <5.4 tons | ALLIED COMMERCIAL | HSP-A (Single-Package Heat Pump Air-Source) | LHT048H4E*1P |  |  |  |  | 44500 | 15.6 | 7.2 | 44000 | 36400 | 82.73% | 2.3 | 0 | 12 |  |  |  | No | R-410A | 3.7083 | Residential & Commercial | No
216438574 | Central HP <5.4 tons | FUJITSU | HSP-A (Single-Package Heat Pump Air-Source) | RHPXYC036AJT |  |  |  |  | 34200 | 15.2 | 7.2 | 34200 | 13800 | 40.35% | 1.8 | 0 | 11.5 |  |  |  | No | R-454B | 2.85 | Residential & Commercial | No
216438565 | Central HP <5.4 tons | MAINLINE | HSP-A (Single-Package Heat Pump Air-Source) | RHPXYC036AJT |  |  |  |  | 34200 | 15.2 | 7.2 | 34200 | 13800 | 40.35% | 1.8 | 0 | 11.5 |  |  |  | No | R-454B | 2.85 | Residential & Commercial | No
213081415 | Central HP <5.4 tons | ACIQ | HSP-A (Single-Package Heat Pump Air-Source) | PHR548000K***K1 |  |  |  |  | 47000 | 15.5 | 7.2 | 45000 | 18200 | 40.44% | 1.95 | 0 | 11.5 |  |  |  | No | R-410A | 3.9167 | Residential & Commercial | No
213069104 | Central HP <5.4 tons | ACIQ | HSP-A (Single-Package Heat Pump Air-Source) | RHW061K* |  |  |  |  | 59500 | 16 | 7.5 | 51000 | 0 |  | 0 | 0 | 12 |  |  |  | No | R-410A | 4.9583 | Residential & Commercial | No
212406390 | Central HP <5.4 tons | KEEPRITE | HSP-A (Single-Package Heat Pump Air-Source) | PHR524000K***K1 |  |  |  |  | 22400 | 15.2 | 7.2 | 23800 | 8600 | 36.13% | 1.9 | 0 | 11.5 |  |  |  | No | R-410A | 1.8667 | Residential & Commercial | No
212406365 | Central HP <5.4 tons | BRYANT HEATING AND COOLING SYSTEMS | HSP-A (Single-Package Heat Pump Air-Source) | 677ENWK60****A* |  |  |  |  | 56000 | 15.2 | 7.5 | 56500 | 22200 | 39.29% | 2 | 0 | 11.5 |  |  |  | No | R-410A | 4.6667 | Residential & Commercial | No
212406395 | Central HP <5.4 tons | KENMORE | HSP-A (Single-Package Heat Pump Air-Source) | PHR536000K***K1 |  |  |  |  | 34200 | 15.5 | 7.2 | 34400 | 12700 | 36.92% | 1.77 | 0 | 12 |  |  |  | No | R-410A | 2.85 | Residential & Commercial | No
212406392 | Central HP <5.4 tons | KEEPRITE | HSP-A (Single-Package Heat Pump Air-Source) | PHR548000K***K1 |  |  |  |  | 47000 | 15.5 | 7.2 | 45000 | 18200 | 40.44% | 1.95 | 0 | 11.5 |  |  |  | No | R-410A | 3.9167 | Residential & Commercial | No
212406378 | Central HP <5.4 tons | DAY & NIGHT | HSP-A (Single-Package Heat Pump Air-Source) | PHR524000K***K1 |  |  |  |  | 22400 | 15.2 | 7.2 | 23800 | 8600 | 36.13% | 1.9 | 0 | 11.5 |  |  |  | No | R-410A | 1.8667 | Residential & Commercial | No
212406359 | Central HP <5.4 tons | BRYANT HEATING AND COOLING SYSTEMS | HSP-A (Single-Package Heat Pump Air-Source) | 607ENXK36000AA* |  |  |  |  | 34200 | 15.5 | 7.2 | 34400 | 12700 | 36.92% | 1.77 | 0 | 12 |  |  |  | No | R-410A | 2.85 | Residential & Commercial | No
213880936 | Central HP <5.4 tons | SURE | HSP-A (Single-Package Heat Pump Air-Source) | RHPXZS060AJT |  |  |  |  | 58000 | 15.2 | 7.2 | 56000 | 0 |  | 0 | 0 | 11.5 |  |  |  | No | R-410A | 4.8333 | Residential & Commercial | No
213880935 | Central HP <5.4 tons | RUUD | HSP-A (Single-Package Heat Pump Air-Source) | RHPXZS060AJT |  |  |  |  | 58000 | 15.2 | 7.2 | 56000 | 0 |  | 0 | 0 | 11.5 |  |  |  | No | R-410A | 4.8333 | Residential & Commercial | No
216437554 | Central HP <5.4 tons | RUSSELL | HSP-A (Single-Package Heat Pump Air-Source) | RHPXYC048AJT |  |  |  |  | 45500 | 15.2 | 7.2 | 45500 | 18000 | 39.56% | 1.44 | 0 | 11.5 |  |  |  | No | R-454B | 3.7917 | Residential & Commercial | No
213081413 | Central HP <5.4 tons | ACIQ | HSP-A (Single-Package Heat Pump Air-Source) | PHR524000K***K1 |  |  |  |  | 22400 | 15.2 | 7.2 | 23800 | 8600 | 36.13% | 1.9 | 0 | 11.5 |  |  |  | No | R-410A | 1.8667 | Residential & Commercial | No
212406408 | Central HP <5.4 tons | MARATHERM | HSP-A (Single-Package Heat Pump Air-Source) | PHR548000K***K1 |  |  |  |  | 47000 | 15.5 | 7.2 | 45000 | 18200 | 40.44% | 1.95 | 0 | 11.5 |  |  |  | No | R-410A | 3.9167 | Residential & Commercial | No
212406397 | Central HP <5.4 tons | KENMORE | HSP-A (Single-Package Heat Pump Air-Source) | PHR560000K***K1 |  |  |  |  | 56000 | 15.2 | 7.5 | 56500 | 22200 | 39.29% | 2 | 0 | 11.5 |  |  |  | No | R-410A | 4.6667 | Residential & Commercial | No
212406388 | Central HP <5.4 tons | ICP COMMERCIAL | HSP-A (Single-Package Heat Pump Air-Source) | PHR548000K***K1 |  |  |  |  | 47000 | 15.5 | 7.2 | 45000 | 18200 | 40.44% | 1.95 | 0 | 11.5 |  |  |  | No | R-410A | 3.9167 | Residential & Commercial | No
212406374 | Central HP <5.4 tons | COMFORTMAKER | HSP-A (Single-Package Heat Pump Air-Source) | PHR524000K***K1 |  |  |  |  | 22400 | 15.2 | 7.2 | 23800 | 8600 | 36.13% | 1.9 | 0 | 11.5 |  |  |  | No | R-410A | 1.8667 | Residential & Commercial | No
212406363 | Central HP <5.4 tons | BRYANT HEATING AND COOLING SYSTEMS | HSP-A (Single-Package Heat Pump Air-Source) | 677ENWK36****A* |  |  |  |  | 34200 | 15.5 | 7.2 | 34400 | 12700 | 36.92% | 1.77 | 0 | 12 |  |  |  | No | R-410A | 2.85 | Residential & Commercial | No
216018412 | Central HP <5.4 tons | DAIKIN | HSP-A (Single-Package Heat Pump Air-Source) | DHH0481********A* |  |  |  |  | 48000 | 16.8 | 7.7 | 46000 | 21000 | 45.65% | 2 | 0 | 13 |  |  |  | No | R-32 | 4 | Residential & Commercial | No
216437555 | Central HP <5.4 tons | RUUD | HSP-A (Single-Package Heat Pump Air-Source) | RHPXYC048AJT |  |  |  |  | 45500 | 15.2 | 7.2 | 45500 | 18000 | 39.56% | 1.44 | 0 | 11.5 |  |  |  | No | R-454B | 3.7917 | Residential & Commercial | No
216437553 | Central HP <5.4 tons | FRIEDRICH | HSP-A (Single-Package Heat Pump Air-Source) | RHPXYC048AJT |  |  |  |  | 45500 | 15.2 | 7.2 | 45500 | 18000 | 39.56% | 1.44 | 0 | 11.5 |  |  |  | No | R-454B | 3.7917 | Residential & Commercial | No
212406407 | Central HP <5.4 tons | MARATHERM | HSP-A (Single-Package Heat Pump Air-Source) | PHR536000K***K1 |  |  |  |  | 34200 | 15.5 | 7.2 | 34400 | 12700 | 36.92% | 1.77 | 0 | 12 |  |  |  | No | R-410A | 2.85 | Residential & Commercial | No
212406371 | Central HP <5.4 tons | ARCOAIRE | HSP-A (Single-Package Heat Pump Air-Source) | PHR536000K***K1 |  |  |  |  | 34200 | 15.5 | 7.2 | 34400 | 12700 | 36.92% | 1.77 | 0 | 12 |  |  |  | No | R-410A | 2.85 | Residential & Commercial | No
212406357 | Central HP <5.4 tons | CARRIER | HSP-A (Single-Package Heat Pump Air-Source) | 48VR*K60***30* |  |  |  |  | 56000 | 15.2 | 7.5 | 56500 | 22200 | 39.29% | 2 | 0 | 11.5 |  |  |  | No | R-410A | 4.6667 | Residential & Commercial | No
216438580 | Central HP <5.4 tons | FUJITSU | HSP-A (Single-Package Heat Pump Air-Source) | RHPXYC060AJT |  |  |  |  | 57000 | 15.2 | 7.2 | 55500 | 25000 | 45.05% | 1.6 | 0 | 11.5 |  |  |  | No | R-454B | 4.75 | Residential & Commercial | No
216437544 | Central HP <5.4 tons | SURE | HSP-A (Single-Package Heat Pump Air-Source) | RHPXYC036AJT |  |  |  |  | 34200 | 15.2 | 7.2 | 34200 | 13800 | 40.35% | 1.8 | 0 | 11.5 |  |  |  | No | R-454B | 2.85 | Residential & Commercial | No
213081414 | Central HP <5.4 tons | ACIQ | HSP-A (Single-Package Heat Pump Air-Source) | PHR536000K***K1 |  |  |  |  | 34200 | 15.5 | 7.2 | 34400 | 12700 | 36.92% | 1.77 | 0 | 12 |  |  |  | No | R-410A | 2.85 | Residential & Commercial | No
212406398 | Central HP <5.4 tons | TEMPSTAR | HSP-A (Single-Package Heat Pump Air-Source) | PHR524000K***K1 |  |  |  |  | 22400 | 15.2 | 7.2 | 23800 | 8600 | 36.13% | 1.9 | 0 | 11.5 |  |  |  | No | R-410A | 1.8667 | Residential & Commercial | No
212406389 | Central HP <5.4 tons | ICP COMMERCIAL | HSP-A (Single-Package Heat Pump Air-Source) | PHR560000K***K1 |  |  |  |  | 56000 | 15.2 | 7.5 | 56500 | 22200 | 39.29% | 2 | 0 | 11.5 |  |  |  | No | R-410A | 4.6667 | Residential & Commercial | No
212406382 | Central HP <5.4 tons | HEIL | HSP-A (Single-Package Heat Pump Air-Source) | PHR524000K***K1 |  |  |  |  | 22400 | 15.2 | 7.2 | 23800 | 8600 | 36.13% | 1.9 | 0 | 11.5 |  |  |  | No | R-410A | 1.8667 | Residential & Commercial | No
213880938 | Central HP <5.4 tons | FRIEDRICH | HSP-A (Single-Package Heat Pump Air-Source) | RHPXZS060AJT |  |  |  |  | 58000 | 15.2 | 7.2 | 56000 | 0 |  | 0 | 0 | 11.5 |  |  |  | No | R-410A | 4.8333 | Residential & Commercial | No
216438577 | Central HP <5.4 tons | FUJITSU | HSP-A (Single-Package Heat Pump Air-Source) | RHPXYC048AJT |  |  |  |  | 45500 | 15.2 | 7.2 | 45500 | 18000 | 39.56% | 1.44 | 0 | 11.5 |  |  |  | No | R-454B | 3.7917 | Residential & Commercial | No
216437525 | Central HP <5.4 tons | RHEEM | HSP-A (Single-Package Heat Pump Air-Source) | RHPXYC036AJT |  |  |  |  | 34200 | 15.2 | 7.2 | 34200 | 13800 | 40.35% | 1.8 | 0 | 11.5 |  |  |  | No | R-454B | 2.85 | Residential & Commercial | No
212601513 | Central HP <5.4 tons | JOHNSON CONTROLS | HSP-A (Single-Package Heat Pump Air-Source) | PHE6B6024 |  |  |  |  | 57000 | 15.2 | 7.2 | 57000 | 31200 | 54.74% | 2.2 | 0 | 12 |  |  |  | No | R-410A | 4.75 | Residential & Commercial | No
212601510 | Central HP <5.4 tons | JOHNSON CONTROLS | HSP-A (Single-Package Heat Pump Air-Source) | PHE6A2424 |  |  |  |  | 24000 | 15.2 | 7.2 | 23000 | 12400 | 53.91% | 2.14 | 0 | 12 |  |  |  | No | R-410A | 2 | Residential & Commercial | No
212406393 | Central HP <5.4 tons | KEEPRITE | HSP-A (Single-Package Heat Pump Air-Source) | PHR560000K***K1 |  |  |  |  | 56000 | 15.2 | 7.5 | 56500 | 22200 | 39.29% | 2 | 0 | 11.5 |  |  |  | No | R-410A | 4.6667 | Residential & Commercial | No
212406379 | Central HP <5.4 tons | DAY & NIGHT | HSP-A (Single-Package Heat Pump Air-Source) | PHR536000K***K1 |  |  |  |  | 34200 | 15.5 | 7.2 | 34400 | 12700 | 36.92% | 1.77 | 0 | 12 |  |  |  | No | R-410A | 2.85 | Residential & Commercial | No
216437556 | Central HP <5.4 tons | SURE | HSP-A (Single-Package Heat Pump Air-Source) | RHPXYC048AJT |  |  |  |  | 45500 | 15.2 | 7.2 | 45500 | 18000 | 39.56% | 1.44 | 0 | 11.5 |  |  |  | No | R-454B | 3.7917 | Residential & Commercial | No
216437543 | Central HP <5.4 tons | RUUD | HSP-A (Single-Package Heat Pump Air-Source) | RHPXYC036AJT |  |  |  |  | 34200 | 15.2 | 7.2 | 34200 | 13800 | 40.35% | 1.8 | 0 | 11.5 |  |  |  | No | R-454B | 2.85 | Residential & Commercial | No
216437541 | Central HP <5.4 tons | FRIEDRICH | HSP-A (Single-Package Heat Pump Air-Source) | RHPXYC036AJT |  |  |  |  | 34200 | 15.2 | 7.2 | 34200 | 13800 | 40.35% | 1.8 | 0 | 11.5 |  |  |  | No | R-454B | 2.85 | Residential & Commercial | No
212601512 | Central HP <5.4 tons | JOHNSON CONTROLS | HSP-A (Single-Package Heat Pump Air-Source) | PHE6B3624 |  |  |  |  | 36600 | 15.2 | 7.2 | 32600 | 30600 | 93.87% | 2.14 | 0 | 12 |  |  |  | No | R-410A | 3.05 | Residential & Commercial | No
212406409 | Central HP <5.4 tons | MARATHERM | HSP-A (Single-Package Heat Pump Air-Source) | PHR560000K***K1 |  |  |  |  | 56000 | 15.2 | 7.5 | 56500 | 22200 | 39.29% | 2 | 0 | 11.5 |  |  |  | No | R-410A | 4.6667 | Residential & Commercial | No
212406361 | Central HP <5.4 tons | BRYANT HEATING AND COOLING SYSTEMS | HSP-A (Single-Package Heat Pump Air-Source) | 607ENXK60000AA* |  |  |  |  | 56000 | 15.2 | 7.5 | 56500 | 22200 | 39.29% | 2 | 0 | 11.5 |  |  |  | No | R-410A | 4.6667 | Residential & Commercial | No
212406360 | Central HP <5.4 tons | BRYANT HEATING AND COOLING SYSTEMS | HSP-A (Single-Package Heat Pump Air-Source) | 607ENXK48000AA* |  |  |  |  | 47000 | 15.5 | 7.2 | 45000 | 18200 | 40.44% | 1.95 | 0 | 11.5 |  |  |  | No | R-410A | 3.9167 | Residential & Commercial | No
216437568 | Central HP <5.4 tons | SURE | HSP-A (Single-Package Heat Pump Air-Source) | RHPXYC060AJT |  |  |  |  | 57000 | 15.2 | 7.2 | 55500 | 25000 | 45.05% | 1.6 | 0 | 11.5 |  |  |  | No | R-454B | 4.75 | Residential & Commercial | No
212524878 | Central HP <5.4 tons | AMERICAN STANDARD | HSP-A (Single-Package Heat Pump Air-Source) | 4WCZ5024F1 |  |  |  |  | 23800 | 15.2 | 7.25 | 22800 | 0 |  | 0 | 0 | 11 |  |  |  | No | R-410A | 1.9833 | Residential & Commercial | No
212406370 | Central HP <5.4 tons | ARCOAIRE | HSP-A (Single-Package Heat Pump Air-Source) | PHR524000K***K1 |  |  |  |  | 22400 | 15.2 | 7.2 | 23800 | 8600 | 36.13% | 1.9 | 0 | 11.5 |  |  |  | No | R-410A | 1.8667 | Residential & Commercial | No
213884218 | Central HP <5.4 tons | MAINLINE | HSP-A (Single-Package Heat Pump Air-Source) | RHPXZS048AJT |  |  |  |  | 47000 | 15.2 | 7.2 | 45000 | 0 |  | 0 | 0 | 11.5 |  |  |  | No | R-410A | 3.9167 | Residential & Commercial | No
213880928 | Central HP <5.4 tons | FRIEDRICH | HSP-A (Single-Package Heat Pump Air-Source) | RHPXZS036AJT |  |  |  |  | 35000 | 15.2 | 7.2 | 34000 | 0 |  | 0 | 0 | 11.5 |  |  |  | No | R-410A | 2.9167 | Residential & Commercial | No
213880927 | Central HP <5.4 tons | WEATHERKING | HSP-A (Single-Package Heat Pump Air-Source) | RHPXZS036AJT |  |  |  |  | 35000 | 15.2 | 7.2 | 34000 | 0 |  | 0 | 0 | 11.5 |  |  |  | No | R-410A | 2.9167 | Residential & Commercial | No
213880926 | Central HP <5.4 tons | SURE | HSP-A (Single-Package Heat Pump Air-Source) | RHPXZS036AJT |  |  |  |  | 35000 | 15.2 | 7.2 | 34000 | 0 |  | 0 | 0 | 11.5 |  |  |  | No | R-410A | 2.9167 | Residential & Commercial | No
208106602 | Central HP <5.4 tons | CHAMPION HEATING AND COOLING | HSP-A (Single-Package Heat Pump Air-Source) | PHG6B601252X4 |  |  |  |  | 57000 | 15.2 | 7.2 | 57000 | 31200 | 54.74% | 2.2 | 12.5 | 12 |  |  |  | No | R-410A | 4.75 | Residential & Commercial | No
216438567 | Central HP <5.4 tons | MAINLINE | HSP-A (Single-Package Heat Pump Air-Source) | RHPXYC048ADT |  |  |  |  | 45500 | 15.2 | 7.2 | 45500 | 18000 | 39.56% | 1.44 | 0 | 11.5 |  |  |  | No | R-454B | 3.7917 | Residential & Commercial | No
208106594 | Central HP <5.4 tons | YORK | HSP-A (Single-Package Heat Pump Air-Source) | PHE6B4824 |  |  |  |  | 46500 | 15.2 | 7.2 | 45500 | 24000 | 52.75% | 2.2 | 12.5 | 12 |  |  |  | No | R-410A | 3.875 | Residential & Commercial | No
216019212 | Central HP <5.4 tons | DAIKIN | HSP-A (Single-Package Heat Pump Air-Source) | DHH0367********A* |  |  |  |  | 35000 | 16.4 | 7.4 | 34200 | 12000 | 35.09% | 1.7 | 0 | 13 |  |  |  | No | R-32 | 2.9167 | Residential & Commercial | No
215610809 | Central HP <5.4 tons | TRANE | HSP-A (Single-Package Heat Pump Air-Source) | DHK060AW*(0,A,C)(L,M,H)***0 |  |  |  |  | 60000 | 15.8 | 7.2 | 53500 | 0 |  | 0 | 13.6 | 12.8 |  |  |  | No | R-454B | 5 | Residential & Commercial | No
216030327 | Central HP <5.4 tons | DAIKIN | HSP-A (Single-Package Heat Pump Air-Source) | DPSH05BAPB3****E35**E* |  |  |  |  | 55000 | 19.3 | 7.9 | 49000 | 0 |  | 0 | 0 | 11.8 |  |  |  | No | R-32 | 4.5833 | Residential & Commercial | No
215392209 | Central HP <5.4 tons | AMERICAN STANDARD | HSP-A (Single-Package Heat Pump Air-Source) | WHK048A4**0***2 |  |  |  |  | 49000 | 16.2 | 7.2 | 43000 | 0 |  | 0 | 13.6 | 12.8 |  |  |  | No | R-454B | 4.0833 | Residential & Commercial | No
205821866 | Central HP <5.4 tons | AIRQUEST | HSP-A (Single-Package Heat Pump Air-Source) | RHW060S* |  |  |  |  | 59500 | 16 | 7.5 | 51000 | 0 |  | 0 | 12.2 | 12 |  |  |  | No | R-410A | 4.9583 | Residential & Commercial | No
215610775 | Central HP <5.4 tons | TRANE | HSP-A (Single-Package Heat Pump Air-Source) | DHK036A3*(0,A,C)(L,M,H)***2 |  |  |  |  | 36000 | 16.2 | 7.2 | 32400 | 0 |  | 0 | 13.6 | 12.8 |  |  |  | No | R-454B | 3 | Residential & Commercial | No
211239264 | Central HP <5.4 tons | ALLIED COMMERCIAL | HSP-A (Single-Package Heat Pump Air-Source) | LHT024H4E*1P |  |  |  |  | 23600 | 15.4 | 7.3 | 23000 | 23800 | 103.5% | 2.1 | 0 | 11.4 |  |  |  | No | R-410A | 1.9667 | Residential & Commercial | No
211239263 | Central HP <5.4 tons | ALLIED COMMERCIAL | HSP-A (Single-Package Heat Pump Air-Source) | LDT060H4E*1P |  |  |  |  | 55000 | 15.2 | 7.2 | 55000 | 42000 | 76.36% | 2.22 | 0 | 11.4 |  |  |  | No | R-410A | 4.5833 | Residential & Commercial | No
211007459 | Central HP <5.4 tons | TEMPSTAR | HSP-A (Single-Package Heat Pump Air-Source) | RHW037K* |  |  |  |  | 33800 | 16 | 7.3 | 33200 | 0 |  | 0 | 0 | 11.7 |  |  |  | No | R-410A | 2.8167 | Residential & Commercial | No
208106629 | Central HP <5.4 tons | LUXAIRE | HSP-A (Single-Package Heat Pump Air-Source) | PHE6B4824 |  |  |  |  | 46500 | 15.2 | 7.2 | 45500 | 24000 | 52.75% | 2.2 | 12.5 | 12 |  |  |  | No | R-410A | 3.875 | Residential & Commercial | No
208106612 | Central HP <5.4 tons | YORK | HSP-A (Single-Package Heat Pump Air-Source) | PHG6A240752X4 |  |  |  |  | 24000 | 15.2 | 7.2 | 23000 | 12400 | 53.91% | 2.14 | 12.5 | 12 |  |  |  | No | R-410A | 2 | Residential & Commercial | No
208106609 | Central HP <5.4 tons | COLEMAN | HSP-A (Single-Package Heat Pump Air-Source) | PHG6A240752X4 |  |  |  |  | 24000 | 15.2 | 7.2 | 23000 | 12100 | 52.61% | 2.1 | 12.5 | 12 |  |  |  | No | R-410A | 2 | Residential & Commercial | No
208106592 | Central HP <5.4 tons | YORK | HSP-A (Single-Package Heat Pump Air-Source) | PHE6A2424 |  |  |  |  | 24000 | 15.2 | 7.2 | 23000 | 12400 | 53.91% | 2.14 | 12.5 | 12 |  |  |  | No | R-410A | 2 | Residential & Commercial | No
216030324 | Central HP <5.4 tons | DAIKIN | HSP-A (Single-Package Heat Pump Air-Source) | DPSH05BAPB3****E31**E* |  |  |  |  | 55000 | 18.7 | 7.8 | 49000 | 0 |  | 0 | 0 | 11.4 |  |  |  | No | R-32 | 4.5833 | Residential & Commercial | No
215392275 | Central HP <5.4 tons | AMERICAN STANDARD | HSP-A (Single-Package Heat Pump Air-Source) | WHK060AW**(B,E,G,K)***4 |  |  |  |  | 60000 | 15.8 | 7.2 | 53500 | 0 |  | 0 | 13.6 | 12.8 |  |  |  | No | R-454B | 5 | Residential & Commercial | No
208106596 | Central HP <5.4 tons | CHAMPION HEATING AND COOLING | HSP-A (Single-Package Heat Pump Air-Source) | PHG6B361002X4 |  |  |  |  | 36600 | 15.2 | 7.2 | 32600 | 30600 | 93.87% | 2.14 | 12.5 | 12 |  |  |  | No | R-410A | 3.05 | Residential & Commercial | No
215392255 | Central HP <5.4 tons | TRANE | HSP-A (Single-Package Heat Pump Air-Source) | WHK060A4**0***2 |  |  |  |  | 60000 | 15.8 | 7.2 | 53500 | 0 |  | 0 | 13.6 | 12.8 |  |  |  | No | R-454B | 5 | Residential & Commercial | No
211197995 | Central HP <5.4 tons | LENNOX | HSP-A (Single-Package Heat Pump Air-Source) | LDT048H4E*1G |  |  |  |  | 44500 | 15.6 | 7.2 | 44000 | 36400 | 82.73% | 2.3 | 12.8 | 12 |  |  |  | No | R-410A | 3.7083 | Residential & Commercial | No
212926049 | Central HP <5.4 tons | HEIL | HSP-A (Single-Package Heat Pump Air-Source) | PHR560000H***K1 |  |  |  |  | 56000 | 15.2 | 7.5 | 56500 | 22200 | 39.29% | 2 | 0 | 11.5 |  |  |  | No | R-410A | 4.6667 | Residential & Commercial | No
216030330 | Central HP <5.4 tons | DAIKIN | HSP-A (Single-Package Heat Pump Air-Source) | DPSH05BAPB4****E31**E* |  |  |  |  | 55000 | 18.7 | 7.8 | 49000 | 0 |  | 0 | 0 | 11.4 |  |  |  | No | R-32 | 4.5833 | Residential & Commercial | No
215415953 | Central HP <5.4 tons | TRANE | HSP-A (Single-Package Heat Pump Air-Source) | WHK060A4**(B,E,G,K)***2 |  |  |  |  | 60000 | 15.8 | 7.2 | 53500 | 0 |  | 0 | 13.6 | 12.8 |  |  |  | No | R-454B | 5 | Residential & Commercial | No
216438573 | Central HP <5.4 tons | FUJITSU | HSP-A (Single-Package Heat Pump Air-Source) | RHPXYC036ADT |  |  |  |  | 34200 | 15.2 | 7.2 | 34200 | 13800 | 40.35% | 1.8 | 0 | 11.5 |  |  |  | No | R-454B | 2.85 | Residential & Commercial | No
216030273 | Central HP <5.4 tons | DAIKIN | HSP-A (Single-Package Heat Pump Air-Source) | DPSH03BAPB2****E35**E* |  |  |  |  | 35000 | 18.4 | 8.05 | 30600 | 0 |  | 0 | 0 | 12.2 |  |  |  | No | R-32 | 2.9167 | Residential & Commercial | No
213880925 | Central HP <5.4 tons | RUUD | HSP-A (Single-Package Heat Pump Air-Source) | RHPXZS036AJT |  |  |  |  | 35000 | 15.2 | 7.2 | 34000 | 0 |  | 0 | 0 | 11.5 |  |  |  | No | R-410A | 2.9167 | Residential & Commercial | No
213880910 | Central HP <5.4 tons | RHEEM | HSP-A (Single-Package Heat Pump Air-Source) | RHPXZS060AJT |  |  |  |  | 58000 | 15.2 | 7.2 | 56000 | 0 |  | 0 | 0 | 11.5 |  |  |  | No | R-410A | 4.8333 | Residential & Commercial | No
213880909 | Central HP <5.4 tons | RHEEM | HSP-A (Single-Package Heat Pump Air-Source) | RHPXZS048AJT |  |  |  |  | 47000 | 15.2 | 7.2 | 45000 | 0 |  | 0 | 0 | 11.5 |  |  |  | No | R-410A | 3.9167 | Residential & Commercial | No
211198007 | Central HP <5.4 tons | LENNOX | HSP-A (Single-Package Heat Pump Air-Source) | LDT060H4E*1P |  |  |  |  | 55000 | 15.2 | 7.2 | 55000 | 42000 | 76.36% | 2.22 | 0 | 11.4 |  |  |  | No | R-410A | 4.5833 | Residential & Commercial | No
211198006 | Central HP <5.4 tons | LENNOX | HSP-A (Single-Package Heat Pump Air-Source) | LDT048H4E*1P |  |  |  |  | 44500 | 15.6 | 7.2 | 44000 | 36400 | 82.73% | 2.3 | 0 | 12 |  |  |  | No | R-410A | 3.7083 | Residential & Commercial | No
211007470 | Central HP <5.4 tons | ARCOAIRE | HSP-A (Single-Package Heat Pump Air-Source) | RHW061K* |  |  |  |  | 59500 | 16 | 7.5 | 51000 | 0 |  | 0 | 0 | 12 |  |  |  | No | R-410A | 4.9583 | Residential & Commercial | No
211007452 | Central HP <5.4 tons | ICP COMMERCIAL | HSP-A (Single-Package Heat Pump Air-Source) | RHW037K* |  |  |  |  | 33800 | 16 | 7.3 | 33200 | 0 |  | 0 | 0 | 11.7 |  |  |  | No | R-410A | 2.8167 | Residential & Commercial | No
208106631 | Central HP <5.4 tons | COLEMAN | HSP-A (Single-Package Heat Pump Air-Source) | PHE6B4824 |  |  |  |  | 46500 | 15.2 | 7.2 | 45500 | 24000 | 52.75% | 2.2 | 12.5 | 12 |  |  |  | No | R-410A | 3.875 | Residential & Commercial | No
208106606 | Central HP <5.4 tons | LUXAIRE | HSP-A (Single-Package Heat Pump Air-Source) | PHG6A240752X4 |  |  |  |  | 24000 | 15.2 | 7.2 | 23000 | 12100 | 52.61% | 2.1 | 12.5 | 12 |  |  |  | No | R-410A | 2 | Residential & Commercial | No
208106599 | Central HP <5.4 tons | COLEMAN | HSP-A (Single-Package Heat Pump Air-Source) | PHG6B481002X4 |  |  |  |  | 46500 | 15.2 | 7.2 | 45500 | 24000 | 52.75% | 2.2 | 12.5 | 12 |  |  |  | No | R-410A | 3.875 | Residential & Commercial | No
215610786 | Central HP <5.4 tons | AMERICAN STANDARD | HSP-A (Single-Package Heat Pump Air-Source) | DHK036AW*(0,A,C)(L,M,H)***4 |  |  |  |  | 36000 | 16.2 | 7.2 | 32400 | 0 |  | 0 | 13.6 | 12.8 |  |  |  | No | R-454B | 3 | Residential & Commercial | No
216019215 | Central HP <5.4 tons | DAIKIN | HSP-A (Single-Package Heat Pump Air-Source) | DHH0487********A* |  |  |  |  | 48000 | 16.8 | 7.7 | 46000 | 21000 | 45.65% | 2 | 0 | 13 |  |  |  | No | R-32 | 4 | Residential & Commercial | No
212926046 | Central HP <5.4 tons | DAY & NIGHT | HSP-A (Single-Package Heat Pump Air-Source) | PHR560000H***K1 |  |  |  |  | 56000 | 15.2 | 7.5 | 56500 | 22200 | 39.29% | 2 | 0 | 11.5 |  |  |  | No | R-410A | 4.6667 | Residential & Commercial | No
211007456 | Central HP <5.4 tons | DAY & NIGHT | HSP-A (Single-Package Heat Pump Air-Source) | RHW037K* |  |  |  |  | 33800 | 16 | 7.3 | 33200 | 0 |  | 0 | 0 | 11.7 |  |  |  | No | R-410A | 2.8167 | Residential & Commercial | No
208106608 | Central HP <5.4 tons | LUXAIRE | HSP-A (Single-Package Heat Pump Air-Source) | PHG6B601252X4 |  |  |  |  | 57000 | 15.2 | 7.2 | 57000 | 31200 | 54.74% | 2.2 | 12.5 | 12 |  |  |  | No | R-410A | 4.75 | Residential & Commercial | No
216030270 | Central HP <5.4 tons | DAIKIN | HSP-A (Single-Package Heat Pump Air-Source) | DPSH03BAPB2****E31**E* |  |  |  |  | 35000 | 18.2 | 8.05 | 30000 | 0 |  | 0 | 0 | 12 |  |  |  | No | R-32 | 2.9167 | Residential & Commercial | No
212926064 | Central HP <5.4 tons | TEMPSTAR | HSP-A (Single-Package Heat Pump Air-Source) | PHR560000H***K1 |  |  |  |  | 56000 | 15.2 | 7.5 | 56500 | 22200 | 39.29% | 2 | 0 | 11.5 |  |  |  | No | R-410A | 4.6667 | Residential & Commercial | No
215610804 | Central HP <5.4 tons | AMERICAN STANDARD | HSP-A (Single-Package Heat Pump Air-Source) | DHK048AW*(0,A,C)(L,M,H)***4 |  |  |  |  | 49000 | 16.2 | 7.2 | 43000 | 0 |  | 0 | 13.6 | 12.8 |  |  |  | No | R-454B | 4.0833 | Residential & Commercial | No
205821701 | Central HP <5.4 tons | BRYANT HEATING AND COOLING SYSTEMS | HSP-A (Single-Package Heat Pump Air-Source) | 549KP06* |  |  |  |  | 59500 | 16 | 7.5 | 51000 | 0 |  | 0 | 12.2 | 12 |  |  |  | No | R-410A | 4.9583 | Residential & Commercial | No
215392113 | Central HP <5.4 tons | TRANE | HSP-A (Single-Package Heat Pump Air-Source) | WHK036A3**(B,E,G)***0 |  |  |  |  | 36000 | 16.2 | 7.2 | 32400 | 0 |  | 0 | 13.6 | 12.8 |  |  |  | No | R-454B | 3 | Residential & Commercial | No
213884223 | Central HP <5.4 tons | THERMAL ZONE | HSP-A (Single-Package Heat Pump Air-Source) | RHPXZS024AJT |  |  |  |  | 23600 | 15.2 | 7.2 | 22600 | 0 |  | 0 | 0 | 11.5 |  |  |  | No | R-410A | 1.9667 | Residential & Commercial | No
213880931 | Central HP <5.4 tons | SURE | HSP-A (Single-Package Heat Pump Air-Source) | RHPXZS048AJT |  |  |  |  | 47000 | 15.2 | 7.2 | 45000 | 0 |  | 0 | 0 | 11.5 |  |  |  | No | R-410A | 3.9167 | Residential & Commercial | No
213880922 | Central HP <5.4 tons | WEATHERKING | HSP-A (Single-Package Heat Pump Air-Source) | RHPXZS024AJT |  |  |  |  | 23600 | 15.2 | 7.2 | 22600 | 0 |  | 0 | 0 | 11.5 |  |  |  | No | R-410A | 1.9667 | Residential & Commercial | No
211198004 | Central HP <5.4 tons | LENNOX | HSP-A (Single-Package Heat Pump Air-Source) | LDT024H4E*1P |  |  |  |  | 23600 | 15.4 | 7.3 | 23000 | 23800 | 103.5% | 2.1 | 0 | 11.4 |  |  |  | No | R-410A | 1.9667 | Residential & Commercial | No
210798542 | Central HP <5.4 tons | DAIKIN | HSP-A (Single-Package Heat Pump Air-Source) | DRH0361********B* |  |  |  |  | 36000 | 16.2 | 7.4 | 36000 | 0 |  | 0 | 0 | 12 |  |  |  | No | R-410A | 3 | Residential & Commercial | No
208106614 | Central HP <5.4 tons | YORK | HSP-A (Single-Package Heat Pump Air-Source) | PHG6B481002X4 |  |  |  |  | 46500 | 15.2 | 7.2 | 45500 | 24000 | 52.75% | 2.2 | 12.5 | 12 |  |  |  | No | R-410A | 3.875 | Residential & Commercial | No
208106605 | Central HP <5.4 tons | FRASER-JOHNSTON | HSP-A (Single-Package Heat Pump Air-Source) | PHG6B601252X4 |  |  |  |  | 57000 | 15.2 | 7.2 | 57000 | 31200 | 54.74% | 2.2 | 12.5 | 12 |  |  |  | No | R-410A | 4.75 | Residential & Commercial | No
208106598 | Central HP <5.4 tons | FRASER-JOHNSTON | HSP-A (Single-Package Heat Pump Air-Source) | PHG6B361002X4 |  |  |  |  | 36600 | 15.2 | 7.2 | 32600 | 30600 | 93.87% | 2.14 | 12.5 | 12 |  |  |  | No | R-410A | 3.05 | Residential & Commercial | No
205821829 | Central HP <5.4 tons | KEEPRITE | HSP-A (Single-Package Heat Pump Air-Source) | RHW036H* |  |  |  |  | 33800 | 16 | 7.3 | 33200 | 0 |  | 0 | 12.5 | 11.7 |  |  |  | No | R-410A | 2.8167 | Residential & Commercial | No
211239265 | Central HP <5.4 tons | ALLIED COMMERCIAL | HSP-A (Single-Package Heat Pump Air-Source) | LHT036H4E*1P |  |  |  |  | 35000 | 15.2 | 7.2 | 35000 | 26600 | 76% | 2.1 | 0 | 11.4 |  |  |  | No | R-410A | 2.9167 | Residential & Commercial | No
211239260 | Central HP <5.4 tons | ALLIED COMMERCIAL | HSP-A (Single-Package Heat Pump Air-Source) | LDT024H4E*1P |  |  |  |  | 23600 | 15.4 | 7.3 | 23000 | 23800 | 103.5% | 2.1 | 0 | 11.4 |  |  |  | No | R-410A | 1.9667 | Residential & Commercial | No
208106622 | Central HP <5.4 tons | LUXAIRE | HSP-A (Single-Package Heat Pump Air-Source) | PHE6A2424 |  |  |  |  | 24000 | 15.2 | 7.2 | 23000 | 12400 | 53.91% | 2.14 | 12.5 | 12 |  |  |  | No | R-410A | 2 | Residential & Commercial | No
208106613 | Central HP <5.4 tons | YORK | HSP-A (Single-Package Heat Pump Air-Source) | PHG6B361002X4 |  |  |  |  | 36600 | 15.2 | 7.2 | 32600 | 30600 | 93.87% | 2.14 | 12.5 | 12 |  |  |  | No | R-410A | 3.05 | Residential & Commercial | No
212914164 | Central HP <5.4 tons | DAIKIN | HSP-A (Single-Package Heat Pump Air-Source) | DRH0364********B* |  |  |  |  | 36000 | 16.2 | 7.4 | 36000 | 18000 | 50% | 1.8 | 0 | 12 |  |  |  | No | R-410A | 3 | Residential & Commercial | No
205821703 | Central HP <5.4 tons | ICP COMMERCIAL | HSP-A (Single-Package Heat Pump Air-Source) | RHW060S* |  |  |  |  | 59500 | 16 | 7.5 | 51000 | 0 |  | 0 | 12.2 | 12 |  |  |  | No | R-410A | 4.9583 | Residential & Commercial | No
205821835 | Central HP <5.4 tons | HEIL | HSP-A (Single-Package Heat Pump Air-Source) | RHW036L* |  |  |  |  | 33800 | 16 | 7.3 | 33200 | 0 |  | 0 | 12.5 | 11.7 |  |  |  | No | R-410A | 2.8167 | Residential & Commercial | No
215392238 | Central HP <5.4 tons | AMERICAN STANDARD | HSP-A (Single-Package Heat Pump Air-Source) | WHK060A3**0***0 |  |  |  |  | 60000 | 15.8 | 7.2 | 53500 | 0 |  | 0 | 13.6 | 12.8 |  |  |  | No | R-454B | 5 | Residential & Commercial | No
208106619 | Central HP <5.4 tons | FRASER-JOHNSTON | HSP-A (Single-Package Heat Pump Air-Source) | PHE6A2424 |  |  |  |  | 24000 | 15.2 | 7.2 | 23000 | 12400 | 53.91% | 2.14 | 12.5 | 12 |  |  |  | No | R-410A | 2 | Residential & Commercial | No
208106601 | Central HP <5.4 tons | LUXAIRE | HSP-A (Single-Package Heat Pump Air-Source) | PHG6B361002X4 |  |  |  |  | 36600 | 15.2 | 7.2 | 32600 | 30600 | 93.87% | 2.14 | 12.5 | 12 |  |  |  | No | R-410A | 3.05 | Residential & Commercial | No
205821892 | Central HP <5.4 tons | KEEPRITE | HSP-A (Single-Package Heat Pump Air-Source) | RHW060L* |  |  |  |  | 59500 | 16 | 7.5 | 51000 | 0 |  | 0 | 12.2 | 12 |  |  |  | No | R-410A | 4.9583 | Residential & Commercial | No
216438570 | Central HP <5.4 tons | MAINLINE | HSP-A (Single-Package Heat Pump Air-Source) | RHPXYC060ADT |  |  |  |  | 57000 | 15.2 | 7.2 | 55500 | 25000 | 45.05% | 1.6 | 0 | 11.5 |  |  |  | No | R-454B | 4.75 | Residential & Commercial | No
205821889 | Central HP <5.4 tons | COMFORTMAKER | HSP-A (Single-Package Heat Pump Air-Source) | RHW060L* |  |  |  |  | 59500 | 16 | 7.5 | 51000 | 0 |  | 0 | 12.2 | 12 |  |  |  | No | R-410A | 4.9583 | Residential & Commercial | No
201982837 | Central HP <5.4 tons | AMERICAN STANDARD | HSP-A (Single-Package Heat Pump Air-Source) | WHC036H4*(B,E,G)B |  |  |  |  | 36400 | 15.6 | 8 | 32000 | 0 |  | 0 | 12.5 | 12.5 |  |  |  | No | R-410A | 3.0333 | Residential & Commercial | No
211005665 | Central HP <5.4 tons | CARRIER CORPORATION | HSP-A (Single-Package Heat Pump Air-Source) | 50GCQ(J,L)06***6* |  |  |  |  | 59500 | 16 | 7.5 | 51000 | 0 |  | 0 | 12.3 | 12 |  |  |  | No | R-410A | 4.9583 | Residential & Commercial | No
212926061 | Central HP <5.4 tons | MARATHERM | HSP-A (Single-Package Heat Pump Air-Source) | PHR560000H***K1 |  |  |  |  | 56000 | 15.2 | 7.5 | 56500 | 22200 | 39.29% | 2 | 0 | 11.5 |  |  |  | No | R-410A | 4.6667 | Residential & Commercial | No
216437549 | Central HP <5.4 tons | FRIEDRICH | HSP-A (Single-Package Heat Pump Air-Source) | RHPXYC048ADT |  |  |  |  | 45500 | 15.2 | 7.2 | 45500 | 18000 | 39.56% | 1.44 | 0 | 11.5 |  |  |  | No | R-454B | 3.7917 | Residential & Commercial | No
211198013 | Central HP <5.4 tons | LENNOX | HSP-A (Single-Package Heat Pump Air-Source) | LHT048H4E*1P |  |  |  |  | 44500 | 15.6 | 7.2 | 44000 | 36400 | 82.73% | 2.3 | 0 | 12 |  |  |  | No | R-410A | 3.7083 | Residential & Commercial | No
211007457 | Central HP <5.4 tons | HEIL | HSP-A (Single-Package Heat Pump Air-Source) | RHW037K* |  |  |  |  | 33800 | 16 | 7.3 | 33200 | 0 |  | 0 | 0 | 11.7 |  |  |  | No | R-410A | 2.8167 | Residential & Commercial | No
208106623 | Central HP <5.4 tons | CHAMPION HEATING AND COOLING | HSP-A (Single-Package Heat Pump Air-Source) | PHE6B4824 |  |  |  |  | 46500 | 15.2 | 7.2 | 45500 | 24000 | 52.75% | 2.2 | 12.5 | 12 |  |  |  | No | R-410A | 3.875 | Residential & Commercial | No
215392146 | Central HP <5.4 tons | AMERICAN STANDARD | HSP-A (Single-Package Heat Pump Air-Source) | WHK036AW**(B,E,G)***2 |  |  |  |  | 36000 | 16.2 | 7.2 | 32400 | 0 |  | 0 | 13.6 | 12.8 |  |  |  | No | R-454B | 3 | Residential & Commercial | No
215392221 | Central HP <5.4 tons | AMERICAN STANDARD | HSP-A (Single-Package Heat Pump Air-Source) | WHK048A3**0***4 |  |  |  |  | 49000 | 16.2 | 7.2 | 43000 | 0 |  | 0 | 13.6 | 12.8 |  |  |  | No | R-454B | 4.0833 | Residential & Commercial | No
215610789 | Central HP <5.4 tons | TRANE | HSP-A (Single-Package Heat Pump Air-Source) | DHK048A4*(0,A,C)(L,M,H)***0 |  |  |  |  | 49000 | 16.2 | 7.2 | 43000 | 0 |  | 0 | 13.6 | 12.8 |  |  |  | No | R-454B | 4.0833 | Residential & Commercial | No
216437537 | Central HP <5.4 tons | FRIEDRICH | HSP-A (Single-Package Heat Pump Air-Source) | RHPXYC036ADT |  |  |  |  | 34200 | 15.2 | 7.2 | 34200 | 13800 | 40.35% | 1.8 | 0 | 11.5 |  |  |  | No | R-454B | 2.85 | Residential & Commercial | No
213880919 | Central HP <5.4 tons | RUSSELL | HSP-A (Single-Package Heat Pump Air-Source) | RHPXZS024AJT |  |  |  |  | 23600 | 15.2 | 7.2 | 22600 | 0 |  | 0 | 0 | 11.5 |  |  |  | No | R-410A | 1.9667 | Residential & Commercial | No
211007475 | Central HP <5.4 tons | TEMPSTAR | HSP-A (Single-Package Heat Pump Air-Source) | RHW061K* |  |  |  |  | 59500 | 16 | 7.5 | 51000 | 0 |  | 0 | 0 | 12 |  |  |  | No | R-410A | 4.9583 | Residential & Commercial | No
208106593 | Central HP <5.4 tons | YORK | HSP-A (Single-Package Heat Pump Air-Source) | PHE6B3624 |  |  |  |  | 36600 | 15.2 | 7.2 | 32600 | 30600 | 93.87% | 2.14 | 12.5 | 12 |  |  |  | No | R-410A | 3.05 | Residential & Commercial | No
212914170 | Central HP <5.4 tons | DAIKIN | HSP-A (Single-Package Heat Pump Air-Source) | DRH0604********B* |  |  |  |  | 57000 | 16 | 7.4 | 59000 | 23000 | 38.98% | 1.8 | 0 | 11.7 |  |  |  | No | R-410A | 4.75 | Residential & Commercial | No
208129893 | Central HP <5.4 tons | LUXAIRE | HSP-A (Single-Package Heat Pump Air-Source) | PHE6B4834 |  |  |  |  | 46500 | 15.2 | 7.2 | 45000 | 24200 | 53.78% | 2.2 | 12 | 11.8 |  |  |  | No | R-410A | 3.875 | Residential & Commercial | No
211197998 | Central HP <5.4 tons | LENNOX | HSP-A (Single-Package Heat Pump Air-Source) | LHT048H4E*1J |  |  |  |  | 44500 | 15.6 | 7.2 | 44000 | 36400 | 82.73% | 2.3 | 12.8 | 12 |  |  |  | No | R-410A | 3.7083 | Residential & Commercial | No
215392278 | Central HP <5.4 tons | TRANE | HSP-A (Single-Package Heat Pump Air-Source) | WHK060AW**(B,E,G,K)***4 |  |  |  |  | 60000 | 15.8 | 7.2 | 53500 | 0 |  | 0 | 13.6 | 12.8 |  |  |  | No | R-454B | 5 | Residential & Commercial | No
215392195 | Central HP <5.4 tons | TRANE | HSP-A (Single-Package Heat Pump Air-Source) | WHK048AW**(B,E,G)***0 |  |  |  |  | 49000 | 16.2 | 7.2 | 43000 | 0 |  | 0 | 13.6 | 12.8 |  |  |  | No | R-454B | 4.0833 | Residential & Commercial | No
211007474 | Central HP <5.4 tons | KEEPRITE | HSP-A (Single-Package Heat Pump Air-Source) | RHW061K* |  |  |  |  | 59500 | 16 | 7.5 | 51000 | 0 |  | 0 | 0 | 12 |  |  |  | No | R-410A | 4.9583 | Residential & Commercial | No
211007449 | Central HP <5.4 tons | BRYANT HEATING AND COOLING SYSTEMS | HSP-A (Single-Package Heat Pump Air-Source) | 549KJ041* |  |  |  |  | 33800 | 16 | 7.3 | 33200 | 0 |  | 0 | 0 | 11.7 |  |  |  | No | R-410A | 2.8167 | Residential & Commercial | No
210798543 | Central HP <5.4 tons | DAIKIN | HSP-A (Single-Package Heat Pump Air-Source) | DRH0481********B* |  |  |  |  | 47500 | 16.2 | 7.4 | 48000 | 0 |  | 0 | 0 | 12 |  |  |  | No | R-410A | 3.9583 | Residential & Commercial | No
208106624 | Central HP <5.4 tons | LUXAIRE | HSP-A (Single-Package Heat Pump Air-Source) | PHE6B6024 |  |  |  |  | 57000 | 15.2 | 7.2 | 57000 | 31200 | 54.74% | 2.2 | 12.5 | 12 |  |  |  | No | R-410A | 4.75 | Residential & Commercial | No
208106615 | Central HP <5.4 tons | YORK | HSP-A (Single-Package Heat Pump Air-Source) | PHG6B601252X4 |  |  |  |  | 57000 | 15.2 | 7.2 | 57000 | 31200 | 54.74% | 2.2 | 12.5 | 12 |  |  |  | No | R-410A | 4.75 | Residential & Commercial | No
208106597 | Central HP <5.4 tons | LUXAIRE | HSP-A (Single-Package Heat Pump Air-Source) | PHG6B481002X4 |  |  |  |  | 46500 | 15.2 | 7.2 | 45500 | 24000 | 52.75% | 2.2 | 12.5 | 12 |  |  |  | No | R-410A | 3.875 | Residential & Commercial | No
201982831 | Central HP <5.4 tons | AMERICAN STANDARD | HSP-A (Single-Package Heat Pump Air-Source) | WHC036H3*(B,E,G)B |  |  |  |  | 36400 | 15.6 | 8 | 32000 | 0 |  | 0 | 12.5 | 12.5 |  |  |  | No | R-410A | 3.0333 | Residential & Commercial | No
215415956 | Central HP <5.4 tons | AMERICAN STANDARD | HSP-A (Single-Package Heat Pump Air-Source) | WHK060A4**(B,E,G,K)***2 |  |  |  |  | 60000 | 15.8 | 7.2 | 53500 | 0 |  | 0 | 13.6 | 12.8 |  |  |  | No | R-454B | 5 | Residential & Commercial | No
213882559 | Central HP <5.4 tons | FUJITSU | HSP-A (Single-Package Heat Pump Air-Source) | RHPXZS048AJT |  |  |  |  | 47000 | 15.2 | 7.2 | 45000 | 0 |  | 0 | 0 | 11.5 |  |  |  | No | R-410A | 3.9167 | Residential & Commercial | No
213880930 | Central HP <5.4 tons | RUUD | HSP-A (Single-Package Heat Pump Air-Source) | RHPXZS048AJT |  |  |  |  | 47000 | 15.2 | 7.2 | 45000 | 0 |  | 0 | 0 | 11.5 |  |  |  | No | R-410A | 3.9167 | Residential & Commercial | No
211007458 | Central HP <5.4 tons | KEEPRITE | HSP-A (Single-Package Heat Pump Air-Source) | RHW037K* |  |  |  |  | 33800 | 16 | 7.3 | 33200 | 0 |  | 0 | 0 | 11.7 |  |  |  | No | R-410A | 2.8167 | Residential & Commercial | No
211007454 | Central HP <5.4 tons | ARCOAIRE | HSP-A (Single-Package Heat Pump Air-Source) | RHW037K* |  |  |  |  | 33800 | 16 | 7.3 | 33200 | 0 |  | 0 | 0 | 11.7 |  |  |  | No | R-410A | 2.8167 | Residential & Commercial | No
205821869 | Central HP <5.4 tons | DAY & NIGHT | HSP-A (Single-Package Heat Pump Air-Source) | RHW060S* |  |  |  |  | 59500 | 16 | 7.5 | 51000 | 0 |  | 0 | 12.2 | 12 |  |  |  | No | R-410A | 4.9583 | Residential & Commercial | No
215392272 | Central HP <5.4 tons | AMERICAN STANDARD | HSP-A (Single-Package Heat Pump Air-Source) | WHK060A4**0***4 |  |  |  |  | 60000 | 15.8 | 7.2 | 53500 | 0 |  | 0 | 13.6 | 12.8 |  |  |  | No | R-454B | 5 | Residential & Commercial | No
213880937 | Central HP <5.4 tons | WEATHERKING | HSP-A (Single-Package Heat Pump Air-Source) | RHPXZS060AJT |  |  |  |  | 58000 | 15.2 | 7.2 | 56000 | 0 |  | 0 | 0 | 11.5 |  |  |  | No | R-410A | 4.8333 | Residential & Commercial | No
213880934 | Central HP <5.4 tons | RUSSELL | HSP-A (Single-Package Heat Pump Air-Source) | RHPXZS060AJT |  |  |  |  | 58000 | 15.2 | 7.2 | 56000 | 0 |  | 0 | 0 | 11.5 |  |  |  | No | R-410A | 4.8333 | Residential & Commercial | No
213880920 | Central HP <5.4 tons | RUUD | HSP-A (Single-Package Heat Pump Air-Source) | RHPXZS024AJT |  |  |  |  | 23600 | 15.2 | 7.2 | 22600 | 0 |  | 0 | 0 | 11.5 |  |  |  | No | R-410A | 1.9667 | Residential & Commercial | No
211239261 | Central HP <5.4 tons | ALLIED COMMERCIAL | HSP-A (Single-Package Heat Pump Air-Source) | LDT036H4E*1P |  |  |  |  | 35000 | 15.2 | 7.2 | 35000 | 26600 | 76% | 2.1 | 0 | 11.4 |  |  |  | No | R-410A | 2.9167 | Residential & Commercial | No
211198014 | Central HP <5.4 tons | LENNOX | HSP-A (Single-Package Heat Pump Air-Source) | LHT060H4E*1P |  |  |  |  | 55000 | 15.2 | 7.2 | 55000 | 42000 | 76.36% | 2.22 | 0 | 11.4 |  |  |  | No | R-410A | 4.5833 | Residential & Commercial | No
208106627 | Central HP <5.4 tons | COLEMAN | HSP-A (Single-Package Heat Pump Air-Source) | PHE6B6024 |  |  |  |  | 57000 | 15.2 | 7.2 | 57000 | 31200 | 54.74% | 2.2 | 12.5 | 12 |  |  |  | No | R-410A | 4.75 | Residential & Commercial | No
208106626 | Central HP <5.4 tons | FRASER-JOHNSTON | HSP-A (Single-Package Heat Pump Air-Source) | PHE6B4824 |  |  |  |  | 46500 | 15.2 | 7.2 | 45500 | 24000 | 52.75% | 2.2 | 12.5 | 12 |  |  |  | No | R-410A | 3.875 | Residential & Commercial | No
208106611 | Central HP <5.4 tons | COLEMAN | HSP-A (Single-Package Heat Pump Air-Source) | PHG6B601252X4 |  |  |  |  | 57000 | 15.2 | 7.2 | 57000 | 31200 | 54.74% | 2.2 | 12.5 | 12 |  |  |  | No | R-410A | 4.75 | Residential & Commercial | No
213884225 | Central HP <5.4 tons | THERMAL ZONE | HSP-A (Single-Package Heat Pump Air-Source) | RHPXZS048AJT |  |  |  |  | 47000 | 15.2 | 7.2 | 45000 | 0 |  | 0 | 0 | 11.5 |  |  |  | No | R-410A | 3.9167 | Residential & Commercial | No
213882560 | Central HP <5.4 tons | FUJITSU | HSP-A (Single-Package Heat Pump Air-Source) | RHPXZS060AJT |  |  |  |  | 58000 | 15.2 | 7.2 | 56000 | 0 |  | 0 | 0 | 11.5 |  |  |  | No | R-410A | 4.8333 | Residential & Commercial | No
211198011 | Central HP <5.4 tons | LENNOX | HSP-A (Single-Package Heat Pump Air-Source) | LHT024H4E*1P |  |  |  |  | 23600 | 15.4 | 7.3 | 23000 | 23800 | 103.5% | 2.1 | 0 | 11.4 |  |  |  | No | R-410A | 1.9667 | Residential & Commercial | No
208106630 | Central HP <5.4 tons | FRASER-JOHNSTON | HSP-A (Single-Package Heat Pump Air-Source) | PHE6B3624 |  |  |  |  | 36600 | 15.2 | 7.2 | 32600 | 30600 | 93.87% | 2.14 | 12.5 | 12 |  |  |  | No | R-410A | 3.05 | Residential & Commercial | No
208106625 | Central HP <5.4 tons | COLEMAN | HSP-A (Single-Package Heat Pump Air-Source) | PHE6A2424 |  |  |  |  | 24000 | 15.2 | 7.2 | 23000 | 12400 | 53.91% | 2.14 | 12.5 | 12 |  |  |  | No | R-410A | 2 | Residential & Commercial | No
208106621 | Central HP <5.4 tons | FRASER-JOHNSTON | HSP-A (Single-Package Heat Pump Air-Source) | PHE6B6024 |  |  |  |  | 57000 | 15.2 | 7.2 | 57000 | 31200 | 54.74% | 2.2 | 12.5 | 12 |  |  |  | No | R-410A | 4.75 | Residential & Commercial | No
213880924 | Central HP <5.4 tons | RUSSELL | HSP-A (Single-Package Heat Pump Air-Source) | RHPXZS036AJT |  |  |  |  | 35000 | 15.2 | 7.2 | 34000 | 0 |  | 0 | 0 | 11.5 |  |  |  | No | R-410A | 2.9167 | Residential & Commercial | No
211007473 | Central HP <5.4 tons | HEIL | HSP-A (Single-Package Heat Pump Air-Source) | RHW061K* |  |  |  |  | 59500 | 16 | 7.5 | 51000 | 0 |  | 0 | 0 | 12 |  |  |  | No | R-410A | 4.9583 | Residential & Commercial | No
211007471 | Central HP <5.4 tons | COMFORTMAKER | HSP-A (Single-Package Heat Pump Air-Source) | RHW061K* |  |  |  |  | 59500 | 16 | 7.5 | 51000 | 0 |  | 0 | 0 | 12 |  |  |  | No | R-410A | 4.9583 | Residential & Commercial | No
208106600 | Central HP <5.4 tons | CHAMPION HEATING AND COOLING | HSP-A (Single-Package Heat Pump Air-Source) | PHG6A240752X4 |  |  |  |  | 24000 | 15.2 | 7.2 | 23000 | 12100 | 52.61% | 2.1 | 12.5 | 12 |  |  |  | No | R-410A | 2 | Residential & Commercial | No
205821677 | Central HP <5.4 tons | BRYANT HEATING AND COOLING SYSTEMS | HSP-A (Single-Package Heat Pump Air-Source) | 549KP04* |  |  |  |  | 33800 | 16 | 7.3 | 33200 | 0 |  | 0 | 12.5 | 11.7 |  |  |  | No | R-410A | 2.8167 | Residential & Commercial | No
205821886 | Central HP <5.4 tons | TEMPSTAR | HSP-A (Single-Package Heat Pump Air-Source) | RHW060H* |  |  |  |  | 59500 | 16 | 7.5 | 51000 | 0 |  | 0 | 12.2 | 12 |  |  |  | No | R-410A | 4.9583 | Residential & Commercial | No
215392198 | Central HP <5.4 tons | AMERICAN STANDARD | HSP-A (Single-Package Heat Pump Air-Source) | WHK048AW**(B,E,G)***0 |  |  |  |  | 49000 | 16.2 | 7.2 | 43000 | 0 |  | 0 | 13.6 | 12.8 |  |  |  | No | R-454B | 4.0833 | Residential & Commercial | No
212406376 | Central HP <5.4 tons | COMFORTMAKER | HSP-A (Single-Package Heat Pump Air-Source) | PHR548000K***K1 |  |  |  |  | 47000 | 15.5 | 7.2 | 45000 | 18200 | 40.44% | 1.95 | 0 | 11.5 |  |  |  | No | R-410A | 3.9167 | Residential & Commercial | No
212406362 | Central HP <5.4 tons | BRYANT HEATING AND COOLING SYSTEMS | HSP-A (Single-Package Heat Pump Air-Source) | 677ENWK24****A* |  |  |  |  | 22400 | 15.2 | 7.2 | 23800 | 8600 | 36.13% | 1.9 | 0 | 11.5 |  |  |  | No | R-410A | 1.8667 | Residential & Commercial | No
208106610 | Central HP <5.4 tons | FRASER-JOHNSTON | HSP-A (Single-Package Heat Pump Air-Source) | PHG6B481002X4 |  |  |  |  | 46500 | 15.2 | 7.2 | 45500 | 24000 | 52.75% | 2.2 | 12.5 | 12 |  |  |  | No | R-410A | 3.875 | Residential & Commercial | No
211198001 | Central HP <5.4 tons | LENNOX | HSP-A (Single-Package Heat Pump Air-Source) | LHT060H4E*1G |  |  |  |  | 55000 | 15.2 | 7.2 | 55000 | 42000 | 76.36% | 2.22 | 12.2 | 11.4 |  |  |  | No | R-410A | 4.5833 | Residential & Commercial | No
212914167 | Central HP <5.4 tons | DAIKIN | HSP-A (Single-Package Heat Pump Air-Source) | DRH0484********B* |  |  |  |  | 47500 | 16.2 | 7.4 | 48000 | 19000 | 39.58% | 1.8 | 0 | 12 |  |  |  | No | R-410A | 3.9583 | Residential & Commercial | No
201982828 | Central HP <5.4 tons | TRANE | HSP-A (Single-Package Heat Pump Air-Source) | WHC036H3*(B,E,G)B |  |  |  |  | 36400 | 15.6 | 8 | 32000 | 0 |  | 0 | 12.5 | 12.5 |  |  |  | No | R-410A | 3.0333 | Residential & Commercial | No
215610792 | Central HP <5.4 tons | AMERICAN STANDARD | HSP-A (Single-Package Heat Pump Air-Source) | DHK048AW*(0,A,C)(L,M,H)***0 |  |  |  |  | 49000 | 16.2 | 7.2 | 43000 | 0 |  | 0 | 13.6 | 12.8 |  |  |  | No | R-454B | 4.0833 | Residential & Commercial | No
216438579 | Central HP <5.4 tons | FUJITSU | HSP-A (Single-Package Heat Pump Air-Source) | RHPXYC060ADT |  |  |  |  | 57000 | 15.2 | 7.2 | 55500 | 25000 | 45.05% | 1.6 | 0 | 11.5 |  |  |  | No | R-454B | 4.75 | Residential & Commercial | No
216437560 | Central HP <5.4 tons | SURE | HSP-A (Single-Package Heat Pump Air-Source) | RHPXYC060ACT |  |  |  |  | 57000 | 15.2 | 7.2 | 55500 | 25000 | 45.05% | 1.6 | 0 | 11.5 |  |  |  | No | R-454B | 4.75 | Residential & Commercial | No
215392158 | Central HP <5.4 tons | AMERICAN STANDARD | HSP-A (Single-Package Heat Pump Air-Source) | WHK036A4**(B,E,G)***4 |  |  |  |  | 36000 | 16.2 | 7.2 | 32400 | 0 |  | 0 | 13.6 | 12.8 |  |  |  | No | R-454B | 3 | Residential & Commercial | No
205821832 | Central HP <5.4 tons | ARCOAIRE | HSP-A (Single-Package Heat Pump Air-Source) | RHW036L* |  |  |  |  | 33800 | 16 | 7.3 | 33200 | 0 |  | 0 | 12.5 | 11.7 |  |  |  | No | R-410A | 2.8167 | Residential & Commercial | No
216019210 | Central HP <5.4 tons | DAIKIN | HSP-A (Single-Package Heat Pump Air-Source) | DHH0363********A* |  |  |  |  | 35000 | 16.4 | 7.4 | 34200 | 12000 | 35.09% | 1.7 | 0 | 13 |  |  |  | No | R-32 | 2.9167 | Residential & Commercial | No
213263762 | Central HP <5.4 tons | BRYANT HEATING AND COOLING SYSTEMS | HSP-A (Single-Package Heat Pump Air-Source) | 607EEXK48000AA* |  |  |  |  | 47000 | 15.5 | 7.2 | 45000 | 18200 | 40.44% | 1.95 | 0 | 11.5 |  |  |  | No | R-410A | 3.9167 | Residential & Commercial | No
215610812 | Central HP <5.4 tons | AMERICAN STANDARD | HSP-A (Single-Package Heat Pump Air-Source) | DHK060A3*(0,A,C)(L,M,H)***2 |  |  |  |  | 60000 | 15.8 | 7.2 | 53500 | 0 |  | 0 | 13.6 | 12.8 |  |  |  | No | R-454B | 5 | Residential & Commercial | No
212926038 | Central HP <5.4 tons | ARCOAIRE | HSP-A (Single-Package Heat Pump Air-Source) | PHR536000H***K1 |  |  |  |  | 34200 | 15.5 | 7.2 | 34400 | 12700 | 36.92% | 1.77 | 0 | 12 |  |  |  | No | R-410A | 2.85 | Residential & Commercial | No
215610798 | Central HP <5.4 tons | AMERICAN STANDARD | HSP-A (Single-Package Heat Pump Air-Source) | DHK048AW*(0,A,C)(L,M,H)***2 |  |  |  |  | 49000 | 16.2 | 7.2 | 43000 | 0 |  | 0 | 13.6 | 12.8 |  |  |  | No | R-454B | 4.0833 | Residential & Commercial | No
215392121 | Central HP <5.4 tons | AMERICAN STANDARD | HSP-A (Single-Package Heat Pump Air-Source) | WHK036A4**0***0 |  |  |  |  | 36000 | 16.2 | 7.2 | 32400 | 0 |  | 0 | 13.6 | 12.8 |  |  |  | No | R-454B | 3 | Residential & Commercial | No
212914165 | Central HP <5.4 tons | DAIKIN | HSP-A (Single-Package Heat Pump Air-Source) | DRH0367********B* |  |  |  |  | 36000 | 16.2 | 7.4 | 36000 | 18000 | 50% | 1.8 | 0 | 12 |  |  |  | No | R-410A | 3 | Residential & Commercial | No
216030328 | Central HP <5.4 tons | DAIKIN | HSP-A (Single-Package Heat Pump Air-Source) | DPSH05BAPB3****E35**G* |  |  |  |  | 55000 | 19.5 | 7.9 | 49000 | 0 |  | 0 | 0 | 11.85 |  |  |  | No | R-32 | 4.5833 | Residential & Commercial | No
205821702 | Central HP <5.4 tons | BRYANT HEATING AND COOLING SYSTEMS | HSP-A (Single-Package Heat Pump Air-Source) | 549KE06* |  |  |  |  | 59500 | 16 | 7.5 | 51000 | 0 |  | 0 | 12.2 | 12 |  |  |  | No | R-410A | 4.9583 | Residential & Commercial | No
211005664 | Central HP <5.4 tons | CARRIER CORPORATION | HSP-A (Single-Package Heat Pump Air-Source) | 50GCQ(J,L)06***5* |  |  |  |  | 59500 | 16 | 7.5 | 51000 | 0 |  | 0 | 12.3 | 12 |  |  |  | No | R-410A | 4.9583 | Residential & Commercial | No
211239269 | Central HP <5.4 tons | ALLIED COMMERCIAL | HSP-A (Single-Package Heat Pump Air-Source) | LDT036H4E*1G |  |  |  |  | 35000 | 15.2 | 7.2 | 35000 | 26600 | 76% | 2.1 | 12.3 | 11.4 |  |  |  | No | R-410A | 2.9167 | Residential & Commercial | No
211005896 | Central HP <5.4 tons | CARRIER CORPORATION | HSP-A (Single-Package Heat Pump Air-Source) | 50GCQ(M,P)06***1* |  |  |  |  | 59500 | 16 | 7.5 | 51000 | 0 |  | 0 | 12.2 | 12 |  |  |  | No | R-410A | 4.9583 | Residential & Commercial | No
215610769 | Central HP <5.4 tons | TRANE | HSP-A (Single-Package Heat Pump Air-Source) | DHK036A3*(0,A,C)(L,M,H)***0 |  |  |  |  | 36000 | 16.2 | 7.2 | 32400 | 0 |  | 0 | 13.6 | 12.8 |  |  |  | No | R-454B | 3 | Residential & Commercial | No
215392218 | Central HP <5.4 tons | TRANE | HSP-A (Single-Package Heat Pump Air-Source) | WHK048A3**0***4 |  |  |  |  | 49000 | 16.2 | 7.2 | 43000 | 0 |  | 0 | 13.6 | 12.8 |  |  |  | No | R-454B | 4.0833 | Residential & Commercial | No
215392118 | Central HP <5.4 tons | TRANE | HSP-A (Single-Package Heat Pump Air-Source) | WHK036A4**0***0 |  |  |  |  | 36000 | 16.2 | 7.2 | 32400 | 0 |  | 0 | 13.6 | 12.8 |  |  |  | No | R-454B | 3 | Residential & Commercial | No
213263736 | Central HP <5.4 tons | CARRIER | HSP-A (Single-Package Heat Pump Air-Source) | 50VR-K60---60* |  |  |  |  | 56000 | 15.2 | 7.5 | 56500 | 22200 | 39.29% | 2 | 0 | 11.5 |  |  |  | No | R-410A | 4.6667 | Residential & Commercial | No
216437523 | Central HP <5.4 tons | RHEEM | HSP-A (Single-Package Heat Pump Air-Source) | RHPXYC036ACT |  |  |  |  | 34200 | 15.2 | 7.2 | 34200 | 13800 | 40.35% | 1.8 | 0 | 11.5 |  |  |  | No | R-454B | 2.85 | Residential & Commercial | No
215392244 | Central HP <5.4 tons | AMERICAN STANDARD | HSP-A (Single-Package Heat Pump Air-Source) | WHK060AW**0***0 |  |  |  |  | 60000 | 15.8 | 7.2 | 53500 | 0 |  | 0 | 13.6 | 12.8 |  |  |  | No | R-454B | 5 | Residential & Commercial | No
211239278 | Central HP <5.4 tons | ALLIED COMMERCIAL | HSP-A (Single-Package Heat Pump Air-Source) | LHT060H4E*1Y |  |  |  |  | 55000 | 15.2 | 7.2 | 55000 | 42000 | 76.36% | 2.22 | 12.2 | 11.4 |  |  |  | No | R-410A | 4.5833 | Residential & Commercial | No
216050365 | Central HP <5.4 tons | DAIKIN | HSP-A (Single-Package Heat Pump Air-Source) | DPSH05BAPB4****E35**E* |  |  |  |  | 55000 | 19.3 | 7.9 | 49000 | 0 |  | 0 | 0 | 11.8 |  |  |  | No | R-32 | 4.5833 | Residential & Commercial | No
216030276 | Central HP <5.4 tons | DAIKIN | HSP-A (Single-Package Heat Pump Air-Source) | DPSH03BAPB3****E31**E* |  |  |  |  | 35000 | 18.2 | 8.05 | 30000 | 0 |  | 0 | 0 | 12 |  |  |  | No | R-32 | 2.9167 | Residential & Commercial | No
212926050 | Central HP <5.4 tons | ICP COMMERCIAL | HSP-A (Single-Package Heat Pump Air-Source) | PHR536000H***K1 |  |  |  |  | 34200 | 15.5 | 7.2 | 34400 | 12700 | 36.92% | 1.77 | 0 | 12 |  |  |  | No | R-410A | 2.85 | Residential & Commercial | No
205821816 | Central HP <5.4 tons | TEMPSTAR | HSP-A (Single-Package Heat Pump Air-Source) | RHW036S* |  |  |  |  | 33800 | 16 | 7.3 | 33200 | 0 |  | 0 | 12.5 | 11.7 |  |  |  | No | R-410A | 2.8167 | Residential & Commercial | No
215392262 | Central HP <5.4 tons | TRANE | HSP-A (Single-Package Heat Pump Air-Source) | WHK060AW**0***2 |  |  |  |  | 60000 | 15.8 | 7.2 | 53500 | 0 |  | 0 | 13.6 | 12.8 |  |  |  | No | R-454B | 5 | Residential & Commercial | No
216438571 | Central HP <5.4 tons | MAINLINE | HSP-A (Single-Package Heat Pump Air-Source) | RHPXYC060AJT |  |  |  |  | 57000 | 15.2 | 7.2 | 55500 | 25000 | 45.05% | 1.6 | 0 | 11.5 |  |  |  | No | R-454B | 4.75 | Residential & Commercial | No
216438535 | Central HP <5.4 tons | THERMAL ZONE | HSP-A (Single-Package Heat Pump Air-Source) | RHPXYC036AJT |  |  |  |  | 34200 | 15.2 | 7.2 | 34200 | 13800 | 40.35% | 1.8 | 0 | 11.5 |  |  |  | No | R-454B | 2.85 | Residential & Commercial | No
212601519 | Central HP <5.4 tons | JOHNSON CONTROLS | HSP-A (Single-Package Heat Pump Air-Source) | PHG6B361002X4 |  |  |  |  | 36600 | 15.2 | 7.2 | 32600 | 30600 | 93.87% | 2.14 | 0 | 12 |  |  |  | No | R-410A | 3.05 | Residential & Commercial | No
212601505 | Central HP <5.4 tons | JOHNSON CONTROLS | HSP-A (Single-Package Heat Pump Air-Source) | PHE6B4824 |  |  |  |  | 46500 | 15.2 | 7.2 | 45500 | 24000 | 52.75% | 2.2 | 0 | 12 |  |  |  | No | R-410A | 3.875 | Residential & Commercial | No
212524877 | Central HP <5.4 tons | TRANE | HSP-A (Single-Package Heat Pump Air-Source) | 4WCZ5024F1 |  |  |  |  | 23800 | 15.2 | 7.25 | 22800 | 0 |  | 0 | 0 | 11 |  |  |  | No | R-410A | 1.9833 | Residential & Commercial | No
212524876 | Central HP <5.4 tons | AMERICAN STANDARD | HSP-A (Single-Package Heat Pump Air-Source) | 4DCZ5024F1 |  |  |  |  | 23800 | 15.2 | 7.25 | 22800 | 0 |  | 0 | 0 | 11 |  |  |  | No | R-410A | 1.9833 | Residential & Commercial | No
212524875 | Central HP <5.4 tons | TRANE | HSP-A (Single-Package Heat Pump Air-Source) | 4DCZ5024F1 |  |  |  |  | 23800 | 15.2 | 7.25 | 22800 | 0 |  | 0 | 0 | 11 |  |  |  | No | R-410A | 1.9833 | Residential & Commercial | No
215392227 | Central HP <5.4 tons | AMERICAN STANDARD | HSP-A (Single-Package Heat Pump Air-Source) | WHK048A4**0***4 |  |  |  |  | 49000 | 16.2 | 7.2 | 43000 | 0 |  | 0 | 13.6 | 12.8 |  |  |  | No | R-454B | 4.0833 | Residential & Commercial | No
215610807 | Central HP <5.4 tons | TRANE | HSP-A (Single-Package Heat Pump Air-Source) | DHK060A4*(0,A,C)(L,M,H)***0 |  |  |  |  | 60000 | 15.8 | 7.2 | 53500 | 0 |  | 0 | 13.6 | 12.8 |  |  |  | No | R-454B | 5 | Residential & Commercial | No
216019213 | Central HP <5.4 tons | DAIKIN | HSP-A (Single-Package Heat Pump Air-Source) | DHH0483********A* |  |  |  |  | 48000 | 16.8 | 7.7 | 46000 | 21000 | 45.65% | 2 | 0 | 13 |  |  |  | No | R-32 | 4 | Residential & Commercial | No
212914168 | Central HP <5.4 tons | DAIKIN | HSP-A (Single-Package Heat Pump Air-Source) | DRH0487********B* |  |  |  |  | 47500 | 16.2 | 7.4 | 48000 | 19000 | 39.58% | 1.8 | 0 | 12 |  |  |  | No | R-410A | 3.9583 | Residential & Commercial | No
215392145 | Central HP <5.4 tons | AMERICAN STANDARD | HSP-A (Single-Package Heat Pump Air-Source) | WHK036AW**0***2 |  |  |  |  | 36000 | 16.2 | 7.2 | 32400 | 0 |  | 0 | 13.6 | 12.8 |  |  |  | No | R-454B | 3 | Residential & Commercial | No
215610794 | Central HP <5.4 tons | AMERICAN STANDARD | HSP-A (Single-Package Heat Pump Air-Source) | DHK048A3*(0,A,C)(L,M,H)***2 |  |  |  |  | 49000 | 16.2 | 7.2 | 43000 | 0 |  | 0 | 13.6 | 12.8 |  |  |  | No | R-454B | 4.0833 | Residential & Commercial | No
215610777 | Central HP <5.4 tons | TRANE | HSP-A (Single-Package Heat Pump Air-Source) | DHK036A4*(0,A,C)(L,M,H)***2 |  |  |  |  | 36000 | 16.2 | 7.2 | 32400 | 0 |  | 0 | 13.6 | 12.8 |  |  |  | No | R-454B | 3 | Residential & Commercial | No
208106620 | Central HP <5.4 tons | COLEMAN | HSP-A (Single-Package Heat Pump Air-Source) | PHE6B3624 |  |  |  |  | 36600 | 15.2 | 7.2 | 32600 | 30600 | 93.87% | 2.14 | 12.5 | 12 |  |  |  | No | R-410A | 3.05 | Residential & Commercial | No
208106618 | Central HP <5.4 tons | CHAMPION HEATING AND COOLING | HSP-A (Single-Package Heat Pump Air-Source) | PHE6B6024 |  |  |  |  | 57000 | 15.2 | 7.2 | 57000 | 31200 | 54.74% | 2.2 | 12.5 | 12 |  |  |  | No | R-410A | 4.75 | Residential & Commercial | No
208106617 | Central HP <5.4 tons | LUXAIRE | HSP-A (Single-Package Heat Pump Air-Source) | PHE6B3624 |  |  |  |  | 36600 | 15.2 | 7.2 | 32600 | 30600 | 93.87% | 2.14 | 12.5 | 12 |  |  |  | No | R-410A | 3.05 | Residential & Commercial | No
215392186 | Central HP <5.4 tons | AMERICAN STANDARD | HSP-A (Single-Package Heat Pump Air-Source) | WHK048A3**(B,E,G)***0 |  |  |  |  | 49000 | 16.2 | 7.2 | 43000 | 0 |  | 0 | 13.6 | 12.8 |  |  |  | No | R-454B | 4.0833 | Residential & Commercial | No
212925926 | Central HP <5.4 tons | JOHNSON CONTROLS | HSP-A (Single-Package Heat Pump Air-Source) | PHE6B4834 |  |  |  |  | 46500 | 15.2 | 7.2 | 45000 | 24200 | 53.78% | 2.2 | 0 | 11.8 |  |  |  | No | R-410A | 3.875 | Residential & Commercial | No
216019218 | Central HP <5.4 tons | DAIKIN | HSP-A (Single-Package Heat Pump Air-Source) | DHH0607********A* |  |  |  |  | 60000 | 16.8 | 7.7 | 59000 | 24000 | 40.68% | 2 | 0 | 12.2 |  |  |  | No | R-32 | 5 | Residential & Commercial | No
216030285 | Central HP <5.4 tons | DAIKIN | HSP-A (Single-Package Heat Pump Air-Source) | DPSH03BAPB4****E35**E* |  |  |  |  | 35000 | 18.4 | 8.05 | 30600 | 0 |  | 0 | 0 | 12.15 |  |  |  | No | R-32 | 2.9167 | Residential & Commercial | No
205821890 | Central HP <5.4 tons | DAY & NIGHT | HSP-A (Single-Package Heat Pump Air-Source) | RHW060L* |  |  |  |  | 59500 | 16 | 7.5 | 51000 | 0 |  | 0 | 12.2 | 12 |  |  |  | No | R-410A | 4.9583 | Residential & Commercial | No
215610784 | Central HP <5.4 tons | AMERICAN STANDARD | HSP-A (Single-Package Heat Pump Air-Source) | DHK036A4*(0,A,C)(L,M,H)***4 |  |  |  |  | 36000 | 16.2 | 7.2 | 32400 | 0 |  | 0 | 13.6 | 12.8 |  |  |  | No | R-454B | 3 | Residential & Commercial | No
215392119 | Central HP <5.4 tons | TRANE | HSP-A (Single-Package Heat Pump Air-Source) | WHK036A4**(B,E,G)***0 |  |  |  |  | 36000 | 16.2 | 7.2 | 32400 | 0 |  | 0 | 13.6 | 12.8 |  |  |  | No | R-454B | 3 | Residential & Commercial | No
208129900 | Central HP <5.4 tons | COLEMAN | HSP-A (Single-Package Heat Pump Air-Source) | PHE6B4834 |  |  |  |  | 46500 | 15.2 | 7.2 | 45000 | 24200 | 53.78% | 2.2 | 12 | 11.8 |  |  |  | No | R-410A | 3.875 | Residential & Commercial | No
215392116 | Central HP <5.4 tons | AMERICAN STANDARD | HSP-A (Single-Package Heat Pump Air-Source) | WHK036A3**(B,E,G)***0 |  |  |  |  | 36000 | 16.2 | 7.2 | 32400 | 0 |  | 0 | 13.6 | 12.8 |  |  |  | No | R-454B | 3 | Residential & Commercial | No
216438569 | Central HP <5.4 tons | MAINLINE | HSP-A (Single-Package Heat Pump Air-Source) | RHPXYC060ACT |  |  |  |  | 57000 | 15.2 | 7.2 | 55500 | 25000 | 45.05% | 1.6 | 0 | 11.5 |  |  |  | No | R-454B | 4.75 | Residential & Commercial | No
215610802 | Central HP <5.4 tons | AMERICAN STANDARD | HSP-A (Single-Package Heat Pump Air-Source) | DHK048A4*(0,A,C)(L,M,H)***4 |  |  |  |  | 49000 | 16.2 | 7.2 | 43000 | 0 |  | 0 | 13.6 | 12.8 |  |  |  | No | R-454B | 4.0833 | Residential & Commercial | No
215392148 | Central HP <5.4 tons | TRANE | HSP-A (Single-Package Heat Pump Air-Source) | WHK036A3**0***4 |  |  |  |  | 36000 | 16.2 | 7.2 | 32400 | 0 |  | 0 | 13.6 | 12.8 |  |  |  | No | R-454B | 3 | Residential & Commercial | No
216438566 | Central HP <5.4 tons | MAINLINE | HSP-A (Single-Package Heat Pump Air-Source) | RHPXYC048ACT |  |  |  |  | 45500 | 15.2 | 7.2 | 45500 | 18000 | 39.56% | 1.44 | 0 | 11.5 |  |  |  | No | R-454B | 3.7917 | Residential & Commercial | No
216030323 | Central HP <5.4 tons | DAIKIN | HSP-A (Single-Package Heat Pump Air-Source) | DPSH05BAPB3****E31**0* |  |  |  |  | 55000 | 19.5 | 7.9 | 49000 | 0 |  | 0 | 0 | 11.75 |  |  |  | No | R-32 | 4.5833 | Residential & Commercial | No
201982839 | Central HP <5.4 tons | TRANE | HSP-A (Single-Package Heat Pump Air-Source) | WHC036HW*0B |  |  |  |  | 36400 | 15.6 | 8 | 32000 | 0 |  | 0 | 12.5 | 12.5 |  |  |  | No | R-410A | 3.0333 | Residential & Commercial | No
205821811 | Central HP <5.4 tons | ARCOAIRE | HSP-A (Single-Package Heat Pump Air-Source) | RHW036S* |  |  |  |  | 33800 | 16 | 7.3 | 33200 | 0 |  | 0 | 12.5 | 11.7 |  |  |  | No | R-410A | 2.8167 | Residential & Commercial | No
215392157 | Central HP <5.4 tons | AMERICAN STANDARD | HSP-A (Single-Package Heat Pump Air-Source) | WHK036A4**0***4 |  |  |  |  | 36000 | 16.2 | 7.2 | 32400 | 0 |  | 0 | 13.6 | 12.8 |  |  |  | No | R-454B | 3 | Residential & Commercial | No
212406353 | Central HP <5.4 tons | CARRIER | HSP-A (Single-Package Heat Pump Air-Source) | 50VR-K60---30* |  |  |  |  | 56000 | 15.2 | 7.5 | 56500 | 22200 | 39.29% | 2 | 0 | 11.5 |  |  |  | No | R-410A | 4.6667 | Residential & Commercial | No
211007468 | Central HP <5.4 tons | ICP COMMERCIAL | HSP-A (Single-Package Heat Pump Air-Source) | RHW061K* |  |  |  |  | 59500 | 16 | 7.5 | 51000 | 0 |  | 0 | 0 | 12 |  |  |  | No | R-410A | 4.9583 | Residential & Commercial | No
211007451 | Central HP <5.4 tons | BRYANT HEATING AND COOLING SYSTEMS | HSP-A (Single-Package Heat Pump Air-Source) | 549KJ061* |  |  |  |  | 59500 | 16 | 7.5 | 51000 | 0 |  | 0 | 0 | 12 |  |  |  | No | R-410A | 4.9583 | Residential & Commercial | No
210798544 | Central HP <5.4 tons | DAIKIN | HSP-A (Single-Package Heat Pump Air-Source) | DRH0601********B* |  |  |  |  | 57000 | 16 | 7.4 | 59000 | 0 |  | 0 | 0 | 11.7 |  |  |  | No | R-410A | 4.75 | Residential & Commercial | No
216437548 | Central HP <5.4 tons | SURE | HSP-A (Single-Package Heat Pump Air-Source) | RHPXYC048ACT |  |  |  |  | 45500 | 15.2 | 7.2 | 45500 | 18000 | 39.56% | 1.44 | 0 | 11.5 |  |  |  | No | R-454B | 3.7917 | Residential & Commercial | No
215610815 | Central HP <5.4 tons | TRANE | HSP-A (Single-Package Heat Pump Air-Source) | DHK060AW*(0,A,C)(L,M,H)***2 |  |  |  |  | 60000 | 15.8 | 7.2 | 53500 | 0 |  | 0 | 13.6 | 12.8 |  |  |  | No | R-454B | 5 | Residential & Commercial | No
212926055 | Central HP <5.4 tons | KEEPRITE | HSP-A (Single-Package Heat Pump Air-Source) | PHR560000H***K1 |  |  |  |  | 56000 | 15.2 | 7.5 | 56500 | 22200 | 39.29% | 2 | 0 | 11.5 |  |  |  | No | R-410A | 4.6667 | Residential & Commercial | No
215392115 | Central HP <5.4 tons | AMERICAN STANDARD | HSP-A (Single-Package Heat Pump Air-Source) | WHK036A3**0***0 |  |  |  |  | 36000 | 16.2 | 7.2 | 32400 | 0 |  | 0 | 13.6 | 12.8 |  |  |  | No | R-454B | 3 | Residential & Commercial | No
216030279 | Central HP <5.4 tons | DAIKIN | HSP-A (Single-Package Heat Pump Air-Source) | DPSH03BAPB3****E35**E* |  |  |  |  | 35000 | 18.4 | 8.05 | 30600 | 0 |  | 0 | 0 | 12.15 |  |  |  | No | R-32 | 2.9167 | Residential & Commercial | No
215415954 | Central HP <5.4 tons | TRANE | HSP-A (Single-Package Heat Pump Air-Source) | WHK060A4**(B,E,G,K)***4 |  |  |  |  | 60000 | 15.8 | 7.2 | 53500 | 0 |  | 0 | 13.6 | 12.8 |  |  |  | No | R-454B | 5 | Residential & Commercial | No
215392124 | Central HP <5.4 tons | TRANE | HSP-A (Single-Package Heat Pump Air-Source) | WHK036AW**0***0 |  |  |  |  | 36000 | 16.2 | 7.2 | 32400 | 0 |  | 0 | 13.6 | 12.8 |  |  |  | No | R-454B | 3 | Residential & Commercial | No
212914171 | Central HP <5.4 tons | DAIKIN | HSP-A (Single-Package Heat Pump Air-Source) | DRH0607********B* |  |  |  |  | 57000 | 16 | 7.4 | 59000 | 23000 | 38.98% | 1.8 | 0 | 11.7 |  |  |  | No | R-410A | 4.75 | Residential & Commercial | No
215610770 | Central HP <5.4 tons | AMERICAN STANDARD | HSP-A (Single-Package Heat Pump Air-Source) | DHK036A3*(0,A,C)(L,M,H)***0 |  |  |  |  | 36000 | 16.2 | 7.2 | 32400 | 0 |  | 0 | 13.6 | 12.8 |  |  |  | No | R-454B | 3 | Residential & Commercial | No
215392215 | Central HP <5.4 tons | AMERICAN STANDARD | HSP-A (Single-Package Heat Pump Air-Source) | WHK048AW**0***2 |  |  |  |  | 49000 | 16.2 | 7.2 | 43000 | 0 |  | 0 | 13.6 | 12.8 |  |  |  | No | R-454B | 4.0833 | Residential & Commercial | No
201982840 | Central HP <5.4 tons | TRANE | HSP-A (Single-Package Heat Pump Air-Source) | WHC036HW*(B,E,G)B |  |  |  |  | 36400 | 15.6 | 8 | 32000 | 0 |  | 0 | 12.5 | 12.5 |  |  |  | No | R-410A | 3.0333 | Residential & Commercial | No
205821887 | Central HP <5.4 tons | AIRQUEST | HSP-A (Single-Package Heat Pump Air-Source) | RHW060L* |  |  |  |  | 59500 | 16 | 7.5 | 51000 | 0 |  | 0 | 12.2 | 12 |  |  |  | No | R-410A | 4.9583 | Residential & Commercial | No
215392247 | Central HP <5.4 tons | TRANE | HSP-A (Single-Package Heat Pump Air-Source) | WHK060AW**0***0 |  |  |  |  | 60000 | 15.8 | 7.2 | 53500 | 0 |  | 0 | 13.6 | 12.8 |  |  |  | No | R-454B | 5 | Residential & Commercial | No
211197996 | Central HP <5.4 tons | LENNOX | HSP-A (Single-Package Heat Pump Air-Source) | LHT048H4E*1G |  |  |  |  | 44500 | 15.6 | 7.2 | 44000 | 36400 | 82.73% | 2.3 | 12.8 | 12 |  |  |  | No | R-410A | 3.7083 | Residential & Commercial | No
205821810 | Central HP <5.4 tons | AIRQUEST | HSP-A (Single-Package Heat Pump Air-Source) | RHW036S* |  |  |  |  | 33800 | 16 | 7.3 | 33200 | 0 |  | 0 | 12.5 | 11.7 |  |  |  | No | R-410A | 2.8167 | Residential & Commercial | No
215610790 | Central HP <5.4 tons | AMERICAN STANDARD | HSP-A (Single-Package Heat Pump Air-Source) | DHK048A4*(0,A,C)(L,M,H)***0 |  |  |  |  | 49000 | 16.2 | 7.2 | 43000 | 0 |  | 0 | 13.6 | 12.8 |  |  |  | No | R-454B | 4.0833 | Residential & Commercial | No
216030288 | Central HP <5.4 tons | DAIKIN | HSP-A (Single-Package Heat Pump Air-Source) | DPSH03BAPB5****E31**E* |  |  |  |  | 35000 | 18.2 | 8.05 | 30000 | 0 |  | 0 | 0 | 12 |  |  |  | No | R-32 | 2.9167 | Residential & Commercial | No
215392259 | Central HP <5.4 tons | AMERICAN STANDARD | HSP-A (Single-Package Heat Pump Air-Source) | WHK060AW**0***2 |  |  |  |  | 60000 | 15.8 | 7.2 | 53500 | 0 |  | 0 | 13.6 | 12.8 |  |  |  | No | R-454B | 5 | Residential & Commercial | No
215392228 | Central HP <5.4 tons | AMERICAN STANDARD | HSP-A (Single-Package Heat Pump Air-Source) | WHK048A4**(B,E,G)***4 |  |  |  |  | 49000 | 16.2 | 7.2 | 43000 | 0 |  | 0 | 13.6 | 12.8 |  |  |  | No | R-454B | 4.0833 | Residential & Commercial | No
216030326 | Central HP <5.4 tons | DAIKIN | HSP-A (Single-Package Heat Pump Air-Source) | DPSH05BAPB3****E35**0* |  |  |  |  | 55500 | 20.3 | 8 | 48000 | 0 |  | 0 | 0 | 12.3 |  |  |  | No | R-32 | 4.625 | Residential & Commercial | No
215610811 | Central HP <5.4 tons | TRANE | HSP-A (Single-Package Heat Pump Air-Source) | DHK060A3*(0,A,C)(L,M,H)***2 |  |  |  |  | 60000 | 15.8 | 7.2 | 53500 | 0 |  | 0 | 13.6 | 12.8 |  |  |  | No | R-454B | 5 | Residential & Commercial | No
215392277 | Central HP <5.4 tons | TRANE | HSP-A (Single-Package Heat Pump Air-Source) | WHK060AW**0***4 |  |  |  |  | 60000 | 15.8 | 7.2 | 53500 | 0 |  | 0 | 13.6 | 12.8 |  |  |  | No | R-454B | 5 | Residential & Commercial | No
212925450 | Central HP <5.4 tons | CARRIER | HSP-A (Single-Package Heat Pump Air-Source) | 50VR-K36---50* |  |  |  |  | 34200 | 15.5 | 7.2 | 34400 | 12700 | 36.92% | 1.77 | 0 | 12 |  |  |  | No | R-410A | 2.85 | Residential & Commercial | No
205821883 | Central HP <5.4 tons | DAY & NIGHT | HSP-A (Single-Package Heat Pump Air-Source) | RHW060H* |  |  |  |  | 59500 | 16 | 7.5 | 51000 | 0 |  | 0 | 12.2 | 12 |  |  |  | No | R-410A | 4.9583 | Residential & Commercial | No
212926062 | Central HP <5.4 tons | TEMPSTAR | HSP-A (Single-Package Heat Pump Air-Source) | PHR536000H***K1 |  |  |  |  | 34200 | 15.5 | 7.2 | 34400 | 12700 | 36.92% | 1.77 | 0 | 12 |  |  |  | No | R-410A | 2.85 | Residential & Commercial | No
216030320 | Central HP <5.4 tons | DAIKIN | HSP-A (Single-Package Heat Pump Air-Source) | DPSH05BAPB2****E35**0* |  |  |  |  | 55500 | 20.3 | 8 | 48000 | 0 |  | 0 | 0 | 12.3 |  |  |  | No | R-32 | 4.625 | Residential & Commercial | No
215392231 | Central HP <5.4 tons | TRANE | HSP-A (Single-Package Heat Pump Air-Source) | WHK048AW**(B,E,G)***4 |  |  |  |  | 49000 | 16.2 | 7.2 | 43000 | 0 |  | 0 | 13.6 | 12.8 |  |  |  | No | R-454B | 4.0833 | Residential & Commercial | No
211197994 | Central HP <5.4 tons | LENNOX | HSP-A (Single-Package Heat Pump Air-Source) | LHT048H4E*1Y |  |  |  |  | 44500 | 15.6 | 7.2 | 44000 | 36400 | 82.73% | 2.3 | 12.8 | 12 |  |  |  | No | R-410A | 3.7083 | Residential & Commercial | No
212926048 | Central HP <5.4 tons | HEIL | HSP-A (Single-Package Heat Pump Air-Source) | PHR548000H***K1 |  |  |  |  | 47000 | 15.5 | 7.2 | 45000 | 18200 | 40.44% | 1.95 | 0 | 11.5 |  |  |  | No | R-410A | 3.9167 | Residential & Commercial | No
205821871 | Central HP <5.4 tons | KEEPRITE | HSP-A (Single-Package Heat Pump Air-Source) | RHW060S* |  |  |  |  | 59500 | 16 | 7.5 | 51000 | 0 |  | 0 | 12.2 | 12 |  |  |  | No | R-410A | 4.9583 | Residential & Commercial | No
215392197 | Central HP <5.4 tons | AMERICAN STANDARD | HSP-A (Single-Package Heat Pump Air-Source) | WHK048AW**0***0 |  |  |  |  | 49000 | 16.2 | 7.2 | 43000 | 0 |  | 0 | 13.6 | 12.8 |  |  |  | No | R-454B | 4.0833 | Residential & Commercial | No
211239280 | Central HP <5.4 tons | ALLIED COMMERCIAL | HSP-A (Single-Package Heat Pump Air-Source) | LHT060H4E*1G |  |  |  |  | 55000 | 15.2 | 7.2 | 55000 | 42000 | 76.36% | 2.22 | 12.2 | 11.4 |  |  |  | No | R-410A | 4.5833 | Residential & Commercial | No
216437559 | Central HP <5.4 tons | RUUD | HSP-A (Single-Package Heat Pump Air-Source) | RHPXYC060ACT |  |  |  |  | 57000 | 15.2 | 7.2 | 55500 | 25000 | 45.05% | 1.6 | 0 | 11.5 |  |  |  | No | R-454B | 4.75 | Residential & Commercial | No
211005890 | Central HP <5.4 tons | CARRIER CORPORATION | HSP-A (Single-Package Heat Pump Air-Source) | 50GCQ(M,P)04***6* |  |  |  |  | 33800 | 16 | 7.3 | 33200 | 0 |  | 0 | 12.5 | 11.7 |  |  |  | No | R-454B | 2.8167 | Residential & Commercial | No
215610774 | Central HP <5.4 tons | AMERICAN STANDARD | HSP-A (Single-Package Heat Pump Air-Source) | DHK036AW*(0,A,C)(L,M,H)***0 |  |  |  |  | 36000 | 16.2 | 7.2 | 32400 | 0 |  | 0 | 13.6 | 12.8 |  |  |  | No | R-454B | 3 | Residential & Commercial | No
216437545 | Central HP <5.4 tons | FRIEDRICH | HSP-A (Single-Package Heat Pump Air-Source) | RHPXYC048ACT |  |  |  |  | 45500 | 15.2 | 7.2 | 45500 | 18000 | 39.56% | 1.44 | 0 | 11.5 |  |  |  | No | R-454B | 3.7917 | Residential & Commercial | No
215392149 | Central HP <5.4 tons | TRANE | HSP-A (Single-Package Heat Pump Air-Source) | WHK036A3**(B,E,G)***4 |  |  |  |  | 36000 | 16.2 | 7.2 | 32400 | 0 |  | 0 | 13.6 | 12.8 |  |  |  | No | R-454B | 3 | Residential & Commercial | No
205821812 | Central HP <5.4 tons | COMFORTMAKER | HSP-A (Single-Package Heat Pump Air-Source) | RHW036S* |  |  |  |  | 33800 | 16 | 7.3 | 33200 | 0 |  | 0 | 12.5 | 11.7 |  |  |  | No | R-410A | 2.8167 | Residential & Commercial | No
216030336 | Central HP <5.4 tons | DAIKIN | HSP-A (Single-Package Heat Pump Air-Source) | DPSH05BAPB5****E35**0* |  |  |  |  | 55500 | 20.3 | 8 | 48000 | 0 |  | 0 | 0 | 12.32 |  |  |  | No | R-32 | 4.625 | Residential & Commercial | No
215610795 | Central HP <5.4 tons | TRANE | HSP-A (Single-Package Heat Pump Air-Source) | DHK048A4*(0,A,C)(L,M,H)***2 |  |  |  |  | 49000 | 16.2 | 7.2 | 43000 | 0 |  | 0 | 13.6 | 12.8 |  |  |  | No | R-454B | 4.0833 | Residential & Commercial | No
215610781 | Central HP <5.4 tons | TRANE | HSP-A (Single-Package Heat Pump Air-Source) | DHK036A3*(0,A,C)(L,M,H)***4 |  |  |  |  | 36000 | 16.2 | 7.2 | 32400 | 0 |  | 0 | 13.6 | 12.8 |  |  |  | No | R-454B | 3 | Residential & Commercial | No
211239281 | Central HP <5.4 tons | ALLIED COMMERCIAL | HSP-A (Single-Package Heat Pump Air-Source) | LDT060H4E*1J |  |  |  |  | 55000 | 15.2 | 7.2 | 55000 | 42000 | 76.36% | 2.22 | 12.2 | 11.4 |  |  |  | No | R-410A | 4.5833 | Residential & Commercial | No
215392212 | Central HP <5.4 tons | TRANE | HSP-A (Single-Package Heat Pump Air-Source) | WHK048AW**0***2 |  |  |  |  | 49000 | 16.2 | 7.2 | 43000 | 0 |  | 0 | 13.6 | 12.8 |  |  |  | No | R-454B | 4.0833 | Residential & Commercial | No
201982834 | Central HP <5.4 tons | TRANE | HSP-A (Single-Package Heat Pump Air-Source) | WHC036H4*(B,E,G)B |  |  |  |  | 36400 | 15.6 | 8 | 32000 | 0 |  | 0 | 12.5 | 12.5 |  |  |  | No | R-410A | 3.0333 | Residential & Commercial | No
205821872 | Central HP <5.4 tons | TEMPSTAR | HSP-A (Single-Package Heat Pump Air-Source) | RHW060S* |  |  |  |  | 59500 | 16 | 7.5 | 51000 | 0 |  | 0 | 12.2 | 12 |  |  |  | No | R-410A | 4.9583 | Residential & Commercial | No
215610778 | Central HP <5.4 tons | AMERICAN STANDARD | HSP-A (Single-Package Heat Pump Air-Source) | DHK036A4*(0,A,C)(L,M,H)***2 |  |  |  |  | 36000 | 16.2 | 7.2 | 32400 | 0 |  | 0 | 13.6 | 12.8 |  |  |  | No | R-454B | 3 | Residential & Commercial | No
205821827 | Central HP <5.4 tons | DAY & NIGHT | HSP-A (Single-Package Heat Pump Air-Source) | RHW036H* |  |  |  |  | 33800 | 16 | 7.3 | 33200 | 0 |  | 0 | 12.5 | 11.7 |  |  |  | No | R-410A | 2.8167 | Residential & Commercial | No
212925451 | Central HP <5.4 tons | CARRIER | HSP-A (Single-Package Heat Pump Air-Source) | 50VR-K48---50* |  |  |  |  | 47000 | 15.5 | 7.2 | 45000 | 18200 | 40.44% | 1.95 | 0 | 11.5 |  |  |  | No | R-410A | 3.9167 | Residential & Commercial | No
211005656 | Central HP <5.4 tons | CARRIER CORPORATION | HSP-A (Single-Package Heat Pump Air-Source) | 50GCQ(J,L)04***1* |  |  |  |  | 33800 | 16 | 7.3 | 33200 | 0 |  | 0 | 12.5 | 11.7 |  |  |  | No | R-410A | 2.8167 | Residential & Commercial | No
216437557 | Central HP <5.4 tons | FRIEDRICH | HSP-A (Single-Package Heat Pump Air-Source) | RHPXYC060ACT |  |  |  |  | 57000 | 15.2 | 7.2 | 55500 | 25000 | 45.05% | 1.6 | 0 | 11.5 |  |  |  | No | R-454B | 4.75 | Residential & Commercial | No
216437540 | Central HP <5.4 tons | SURE | HSP-A (Single-Package Heat Pump Air-Source) | RHPXYC036ADT |  |  |  |  | 34200 | 15.2 | 7.2 | 34200 | 13800 | 40.35% | 1.8 | 0 | 11.5 |  |  |  | No | R-454B | 2.85 | Residential & Commercial | No
201982843 | Central HP <5.4 tons | AMERICAN STANDARD | HSP-A (Single-Package Heat Pump Air-Source) | WHC036HW*(B,E,G)B |  |  |  |  | 36400 | 15.6 | 8 | 32000 | 0 |  | 0 | 12.5 | 12.5 |  |  |  | No | R-410A | 3.0333 | Residential & Commercial | No
215392210 | Central HP <5.4 tons | AMERICAN STANDARD | HSP-A (Single-Package Heat Pump Air-Source) | WHK048A4**(B,E,G)***2 |  |  |  |  | 49000 | 16.2 | 7.2 | 43000 | 0 |  | 0 | 13.6 | 12.8 |  |  |  | No | R-454B | 4.0833 | Residential & Commercial | No
216437558 | Central HP <5.4 tons | RUSSELL | HSP-A (Single-Package Heat Pump Air-Source) | RHPXYC060ACT |  |  |  |  | 57000 | 15.2 | 7.2 | 55500 | 25000 | 45.05% | 1.6 | 0 | 11.5 |  |  |  | No | R-454B | 4.75 | Residential & Commercial | No
216030277 | Central HP <5.4 tons | DAIKIN | HSP-A (Single-Package Heat Pump Air-Source) | DPSH03BAPB3****E31**G* |  |  |  |  | 35000 | 18.3 | 8.05 | 30000 | 0 |  | 0 | 0 | 12.1 |  |  |  | No | R-32 | 2.9167 | Residential & Commercial | No
205821706 | Central HP <5.4 tons | ICP COMMERCIAL | HSP-A (Single-Package Heat Pump Air-Source) | RHW060L* |  |  |  |  | 59500 | 16 | 7.5 | 51000 | 0 |  | 0 | 12.2 | 12 |  |  |  | No | R-410A | 4.9583 | Residential & Commercial | No
212926041 | Central HP <5.4 tons | COMFORTMAKER | HSP-A (Single-Package Heat Pump Air-Source) | PHR536000H***K1 |  |  |  |  | 34200 | 15.5 | 7.2 | 34400 | 12700 | 36.92% | 1.77 | 0 | 12 |  |  |  | No | R-410A | 2.85 | Residential & Commercial | No
216030282 | Central HP <5.4 tons | DAIKIN | HSP-A (Single-Package Heat Pump Air-Source) | DPSH03BAPB4****E31**E* |  |  |  |  | 35000 | 18.2 | 8.05 | 30000 | 0 |  | 0 | 0 | 12 |  |  |  | No | R-32 | 2.9167 | Residential & Commercial | No
215415951 | Central HP <5.4 tons | AMERICAN STANDARD | HSP-A (Single-Package Heat Pump Air-Source) | WHK060A3**(B,E,G,K)***4 |  |  |  |  | 60000 | 15.8 | 7.2 | 53500 | 0 |  | 0 | 13.6 | 12.8 |  |  |  | No | R-454B | 5 | Residential & Commercial | No
205821675 | Central HP <5.4 tons | BRYANT HEATING AND COOLING SYSTEMS | HSP-A (Single-Package Heat Pump Air-Source) | 549KT04* |  |  |  |  | 33800 | 16 | 7.3 | 33200 | 0 |  | 0 | 12.5 | 11.7 |  |  |  | No | R-410A | 2.8167 | Residential & Commercial | No
212926044 | Central HP <5.4 tons | DAY & NIGHT | HSP-A (Single-Package Heat Pump Air-Source) | PHR536000H***K1 |  |  |  |  | 34200 | 15.5 | 7.2 | 34400 | 12700 | 36.92% | 1.77 | 0 | 12 |  |  |  | No | R-410A | 2.85 | Residential & Commercial | No
211239270 | Central HP <5.4 tons | ALLIED COMMERCIAL | HSP-A (Single-Package Heat Pump Air-Source) | LHT036H4E*1G |  |  |  |  | 35000 | 15.2 | 7.2 | 35000 | 26600 | 76% | 2.1 | 12.3 | 11.4 |  |  |  | No | R-410A | 2.9167 | Residential & Commercial | No
205821893 | Central HP <5.4 tons | TEMPSTAR | HSP-A (Single-Package Heat Pump Air-Source) | RHW060L* |  |  |  |  | 59500 | 16 | 7.5 | 51000 | 0 |  | 0 | 12.2 | 12 |  |  |  | No | R-410A | 4.9583 | Residential & Commercial | No
205821882 | Central HP <5.4 tons | COMFORTMAKER | HSP-A (Single-Package Heat Pump Air-Source) | RHW060H* |  |  |  |  | 59500 | 16 | 7.5 | 51000 | 0 |  | 0 | 12.2 | 12 |  |  |  | No | R-410A | 4.9583 | Residential & Commercial | No
215392245 | Central HP <5.4 tons | AMERICAN STANDARD | HSP-A (Single-Package Heat Pump Air-Source) | WHK060AW**(B,E,G,K)***0 |  |  |  |  | 60000 | 15.8 | 7.2 | 53500 | 0 |  | 0 | 13.6 | 12.8 |  |  |  | No | R-454B | 5 | Residential & Commercial | No
215610776 | Central HP <5.4 tons | AMERICAN STANDARD | HSP-A (Single-Package Heat Pump Air-Source) | DHK036A3*(0,A,C)(L,M,H)***2 |  |  |  |  | 36000 | 16.2 | 7.2 | 32400 | 0 |  | 0 | 13.6 | 12.8 |  |  |  | No | R-454B | 3 | Residential & Commercial | No
215392142 | Central HP <5.4 tons | TRANE | HSP-A (Single-Package Heat Pump Air-Source) | WHK036AW**0***2 |  |  |  |  | 36000 | 16.2 | 7.2 | 32400 | 0 |  | 0 | 13.6 | 12.8 |  |  |  | No | R-454B | 3 | Residential & Commercial | No
211005889 | Central HP <5.4 tons | CARRIER CORPORATION | HSP-A (Single-Package Heat Pump Air-Source) | 50GCQ(M,P)04***1* |  |  |  |  | 33800 | 16 | 7.3 | 33200 | 0 |  | 0 | 12.5 | 11.7 |  |  |  | No | R-452B | 2.8167 | Residential & Commercial | No
216437524 | Central HP <5.4 tons | RHEEM | HSP-A (Single-Package Heat Pump Air-Source) | RHPXYC036ADT |  |  |  |  | 34200 | 15.2 | 7.2 | 34200 | 13800 | 40.35% | 1.8 | 0 | 11.5 |  |  |  | No | R-454B | 2.85 | Residential & Commercial | No
215392225 | Central HP <5.4 tons | TRANE | HSP-A (Single-Package Heat Pump Air-Source) | WHK048A4**(B,E,G)***4 |  |  |  |  | 49000 | 16.2 | 7.2 | 43000 | 0 |  | 0 | 13.6 | 12.8 |  |  |  | No | R-454B | 4.0833 | Residential & Commercial | No
215392128 | Central HP <5.4 tons | AMERICAN STANDARD | HSP-A (Single-Package Heat Pump Air-Source) | WHK036AW**(B,E,G)***0 |  |  |  |  | 36000 | 16.2 | 7.2 | 32400 | 0 |  | 0 | 13.6 | 12.8 |  |  |  | No | R-454B | 3 | Residential & Commercial | No
215392219 | Central HP <5.4 tons | TRANE | HSP-A (Single-Package Heat Pump Air-Source) | WHK048A3**(B,E,G)***4 |  |  |  |  | 49000 | 16.2 | 7.2 | 43000 | 0 |  | 0 | 13.6 | 12.8 |  |  |  | No | R-454B | 4.0833 | Residential & Commercial | No
211006215 | Central HP <5.4 tons | BRYANT HEATING AND COOLING SYSTEMS | HSP-A (Single-Package Heat Pump Air-Source) | 549KT06N* |  |  |  |  | 59500 | 16 | 7.5 | 51000 | 0 |  | 0 | 12.2 | 12 |  |  |  | No | R-454C | 4.9583 | Residential & Commercial | No
211198008 | Central HP <5.4 tons | LENNOX | HSP-A (Single-Package Heat Pump Air-Source) | LDT036H4E*1Y |  |  |  |  | 35000 | 15.2 | 7.2 | 35000 | 26600 | 76% | 2.1 | 12.3 | 11.4 |  |  |  | No | R-410A | 2.9167 | Residential & Commercial | No
215610819 | Central HP <5.4 tons | TRANE | HSP-A (Single-Package Heat Pump Air-Source) | DHK060A4*(0,A,C)(L,M,H)***4 |  |  |  |  | 60000 | 15.8 | 7.2 | 53500 | 0 |  | 0 | 13.6 | 12.8 |  |  |  | No | R-454B | 5 | Residential & Commercial | No
216030283 | Central HP <5.4 tons | DAIKIN | HSP-A (Single-Package Heat Pump Air-Source) | DPSH03BAPB4****E31**G* |  |  |  |  | 35000 | 18.3 | 8.05 | 30000 | 0 |  | 0 | 0 | 12.1 |  |  |  | No | R-32 | 2.9167 | Residential & Commercial | No
215610785 | Central HP <5.4 tons | TRANE | HSP-A (Single-Package Heat Pump Air-Source) | DHK036AW*(0,A,C)(L,M,H)***4 |  |  |  |  | 36000 | 16.2 | 7.2 | 32400 | 0 |  | 0 | 13.6 | 12.8 |  |  |  | No | R-454B | 3 | Residential & Commercial | No
215392185 | Central HP <5.4 tons | AMERICAN STANDARD | HSP-A (Single-Package Heat Pump Air-Source) | WHK048A3**0***0 |  |  |  |  | 49000 | 16.2 | 7.2 | 43000 | 0 |  | 0 | 13.6 | 12.8 |  |  |  | No | R-454B | 4.0833 | Residential & Commercial | No
215392134 | Central HP <5.4 tons | AMERICAN STANDARD | HSP-A (Single-Package Heat Pump Air-Source) | WHK036A3**(B,E,G)***2 |  |  |  |  | 36000 | 16.2 | 7.2 | 32400 | 0 |  | 0 | 13.6 | 12.8 |  |  |  | No | R-454B | 3 | Residential & Commercial | No
211197989 | Central HP <5.4 tons | LENNOX | HSP-A (Single-Package Heat Pump Air-Source) | LHT036H4E*1Y |  |  |  |  | 35000 | 15.2 | 7.2 | 35000 | 26600 | 76% | 2.1 | 12.3 | 11.4 |  |  |  | No | R-410A | 2.9167 | Residential & Commercial | No
211006209 | Central HP <5.4 tons | BRYANT HEATING AND COOLING SYSTEMS | HSP-A (Single-Package Heat Pump Air-Source) | 549KE04N* |  |  |  |  | 33800 | 16 | 7.3 | 33200 | 0 |  | 0 | 12.5 | 11.7 |  |  |  | No | R-410A | 2.8167 | Residential & Commercial | No
216438540 | Central HP <5.4 tons | THERMAL ZONE | HSP-A (Single-Package Heat Pump Air-Source) | RHPXYC048ACT |  |  |  |  | 45500 | 15.2 | 7.2 | 45500 | 18000 | 39.56% | 1.44 | 0 | 11.5 |  |  |  | No | R-454B | 3.7917 | Residential & Commercial | No
215392265 | Central HP <5.4 tons | TRANE | HSP-A (Single-Package Heat Pump Air-Source) | WHK060A3**0***4 |  |  |  |  | 60000 | 15.8 | 7.2 | 53500 | 0 |  | 0 | 13.6 | 12.8 |  |  |  | No | R-454B | 5 | Residential & Commercial | No
216438563 | Central HP <5.4 tons | MAINLINE | HSP-A (Single-Package Heat Pump Air-Source) | RHPXYC036ACT |  |  |  |  | 34200 | 15.2 | 7.2 | 34200 | 13800 | 40.35% | 1.8 | 0 | 11.5 |  |  |  | No | R-454B | 2.85 | Residential & Commercial | No
215610779 | Central HP <5.4 tons | TRANE | HSP-A (Single-Package Heat Pump Air-Source) | DHK036AW*(0,A,C)(L,M,H)***2 |  |  |  |  | 36000 | 16.2 | 7.2 | 32400 | 0 |  | 0 | 13.6 | 12.8 |  |  |  | No | R-454B | 3 | Residential & Commercial | No
212914166 | Central HP <5.4 tons | DAIKIN | HSP-A (Single-Package Heat Pump Air-Source) | DRH0483********B* |  |  |  |  | 47500 | 16.2 | 7.4 | 48000 | 19000 | 39.58% | 1.8 | 0 | 12 |  |  |  | No | R-410A | 3.9583 | Residential & Commercial | No
215392122 | Central HP <5.4 tons | AMERICAN STANDARD | HSP-A (Single-Package Heat Pump Air-Source) | WHK036A4**(B,E,G)***0 |  |  |  |  | 36000 | 16.2 | 7.2 | 32400 | 0 |  | 0 | 13.6 | 12.8 |  |  |  | No | R-454B | 3 | Residential & Commercial | No
215392133 | Central HP <5.4 tons | AMERICAN STANDARD | HSP-A (Single-Package Heat Pump Air-Source) | WHK036A3**0***2 |  |  |  |  | 36000 | 16.2 | 7.2 | 32400 | 0 |  | 0 | 13.6 | 12.8 |  |  |  | No | R-454B | 3 | Residential & Commercial | No
215610816 | Central HP <5.4 tons | AMERICAN STANDARD | HSP-A (Single-Package Heat Pump Air-Source) | DHK060AW*(0,A,C)(L,M,H)***2 |  |  |  |  | 60000 | 15.8 | 7.2 | 53500 | 0 |  | 0 | 13.6 | 12.8 |  |  |  | No | R-454B | 5 | Residential & Commercial | No
211004143 | Central HP <5.4 tons | CARRIER CORPORATION | HSP-A (Single-Package Heat Pump Air-Source) | 50GCQ(J,L)04***5* |  |  |  |  | 33800 | 16 | 7.3 | 33200 | 0 |  | 0 | 12.5 | 11.7 |  |  |  | No | R-410A | 2.8167 | Residential & Commercial | No
215415949 | Central HP <5.4 tons | AMERICAN STANDARD | HSP-A (Single-Package Heat Pump Air-Source) | WHK060A3**(B,E,G,K)***0 |  |  |  |  | 60000 | 15.8 | 7.2 | 53500 | 0 |  | 0 | 13.6 | 12.8 |  |  |  | No | R-454B | 5 | Residential & Commercial | No
201982836 | Central HP <5.4 tons | AMERICAN STANDARD | HSP-A (Single-Package Heat Pump Air-Source) | WHC036H4*0B |  |  |  |  | 36400 | 15.6 | 8 | 32000 | 0 |  | 0 | 12.5 | 12.5 |  |  |  | No | R-410A | 3.0333 | Residential & Commercial | No
201982830 | Central HP <5.4 tons | AMERICAN STANDARD | HSP-A (Single-Package Heat Pump Air-Source) | WHC036H3*0B |  |  |  |  | 36400 | 15.6 | 8 | 32000 | 0 |  | 0 | 12.5 | 12.5 |  |  |  | No | R-410A | 3.0333 | Residential & Commercial | No
215392260 | Central HP <5.4 tons | AMERICAN STANDARD | HSP-A (Single-Package Heat Pump Air-Source) | WHK060AW**(B,E,G,K)***2 |  |  |  |  | 60000 | 15.8 | 7.2 | 53500 | 0 |  | 0 | 13.6 | 12.8 |  |  |  | No | R-454B | 5 | Residential & Commercial | No
215392111 | Central HP <5.4 tons | TRANE | HSP-A (Single-Package Heat Pump Air-Source) | WHK048A3**0***0 |  |  |  |  | 49000 | 16.2 | 7.2 | 43000 | 0 |  | 0 | 13.6 | 12.8 |  |  |  | No | R-454B | 4.0833 | Residential & Commercial | No
205821834 | Central HP <5.4 tons | DAY & NIGHT | HSP-A (Single-Package Heat Pump Air-Source) | RHW036L* |  |  |  |  | 33800 | 16 | 7.3 | 33200 | 0 |  | 0 | 12.5 | 11.7 |  |  |  | No | R-410A | 2.8167 | Residential & Commercial | No
215610791 | Central HP <5.4 tons | TRANE | HSP-A (Single-Package Heat Pump Air-Source) | DHK048AW*(0,A,C)(L,M,H)***0 |  |  |  |  | 49000 | 16.2 | 7.2 | 43000 | 0 |  | 0 | 13.6 | 12.8 |  |  |  | No | R-454B | 4.0833 | Residential & Commercial | No
215392194 | Central HP <5.4 tons | TRANE | HSP-A (Single-Package Heat Pump Air-Source) | WHK048AW**0***0 |  |  |  |  | 49000 | 16.2 | 7.2 | 43000 | 0 |  | 0 | 13.6 | 12.8 |  |  |  | No | R-454B | 4.0833 | Residential & Commercial | No
208129071 | Central HP <5.4 tons | LUXAIRE | HSP-A (Single-Package Heat Pump Air-Source) | PHE6B6034 |  |  |  |  | 57000 | 15.2 | 7.2 | 57000 | 31200 | 54.74% | 2.2 | 12.5 | 11.8 |  |  |  | No | R-410A | 4.75 | Residential & Commercial | No
211239275 | Central HP <5.4 tons | ALLIED COMMERCIAL | HSP-A (Single-Package Heat Pump Air-Source) | LHT048H4E*1G |  |  |  |  | 44500 | 15.6 | 7.2 | 44000 | 36400 | 82.73% | 2.3 | 12.8 | 12 |  |  |  | No | R-410A | 3.7083 | Residential & Commercial | No
215392207 | Central HP <5.4 tons | TRANE | HSP-A (Single-Package Heat Pump Air-Source) | WHK048A4**(B,E,G)***2 |  |  |  |  | 49000 | 16.2 | 7.2 | 43000 | 0 |  | 0 | 13.6 | 12.8 |  |  |  | No | R-454B | 4.0833 | Residential & Commercial | No
211239284 | Central HP <5.4 tons | ALLIED COMMERCIAL | HSP-A (Single-Package Heat Pump Air-Source) | LDT048H4E*1Y |  |  |  |  | 44500 | 15.6 | 7.2 | 44000 | 36400 | 82.73% | 2.3 | 12.8 | 12 |  |  |  | No | R-410A | 3.7083 | Residential & Commercial | No
215392164 | Central HP <5.4 tons | AMERICAN STANDARD | HSP-A (Single-Package Heat Pump Air-Source) | WHK036AW**(B,E,G)***4 |  |  |  |  | 36000 | 16.2 | 7.2 | 32400 | 0 |  | 0 | 13.6 | 12.8 |  |  |  | No | R-454B | 3 | Residential & Commercial | No
216019216 | Central HP <5.4 tons | DAIKIN | HSP-A (Single-Package Heat Pump Air-Source) | DHH0603********A* |  |  |  |  | 60000 | 16.8 | 7.7 | 59000 | 24000 | 40.68% | 2 | 0 | 12.2 |  |  |  | No | R-32 | 5 | Residential & Commercial | No
211198002 | Central HP <5.4 tons | LENNOX | HSP-A (Single-Package Heat Pump Air-Source) | LDT060H4E*1J |  |  |  |  | 55000 | 15.2 | 7.2 | 55000 | 42000 | 76.36% | 2.22 | 12.2 | 11.4 |  |  |  | No | R-410A | 4.5833 | Residential & Commercial | No
216437535 | Central HP <5.4 tons | RUUD | HSP-A (Single-Package Heat Pump Air-Source) | RHPXYC036ACT |  |  |  |  | 34200 | 15.2 | 7.2 | 34200 | 13800 | 40.35% | 1.8 | 0 | 11.5 |  |  |  | No | R-454B | 2.85 | Residential & Commercial | No
215392139 | Central HP <5.4 tons | AMERICAN STANDARD | HSP-A (Single-Package Heat Pump Air-Source) | WHK036A4**0***2 |  |  |  |  | 36000 | 16.2 | 7.2 | 32400 | 0 |  | 0 | 13.6 | 12.8 |  |  |  | No | R-454B | 3 | Residential & Commercial | No
213263761 | Central HP <5.4 tons | BRYANT HEATING AND COOLING SYSTEMS | HSP-A (Single-Package Heat Pump Air-Source) | 607EEXK36000AA* |  |  |  |  | 34200 | 15.5 | 7.2 | 34400 | 12700 | 36.92% | 1.77 | 0 | 12 |  |  |  | No | R-410A | 2.85 | Residential & Commercial | No
212926035 | Central HP <5.4 tons | AIRQUEST | HSP-A (Single-Package Heat Pump Air-Source) | PHR536000H***K1 |  |  |  |  | 34200 | 15.5 | 7.2 | 34400 | 12700 | 36.92% | 1.77 | 0 | 12 |  |  |  | No | R-410A | 2.85 | Residential & Commercial | No
216438576 | Central HP <5.4 tons | FUJITSU | HSP-A (Single-Package Heat Pump Air-Source) | RHPXYC048ADT |  |  |  |  | 45500 | 15.2 | 7.2 | 45500 | 18000 | 39.56% | 1.44 | 0 | 11.5 |  |  |  | No | R-454B | 3.7917 | Residential & Commercial | No
205821815 | Central HP <5.4 tons | KEEPRITE | HSP-A (Single-Package Heat Pump Air-Source) | RHW036S* |  |  |  |  | 33800 | 16 | 7.3 | 33200 | 0 |  | 0 | 12.5 | 11.7 |  |  |  | No | R-410A | 2.8167 | Residential & Commercial | No
205821881 | Central HP <5.4 tons | ARCOAIRE | HSP-A (Single-Package Heat Pump Air-Source) | RHW060H* |  |  |  |  | 59500 | 16 | 7.5 | 51000 | 0 |  | 0 | 12.2 | 12 |  |  |  | No | R-410A | 4.9583 | Residential & Commercial | No
216437526 | Central HP <5.4 tons | RHEEM | HSP-A (Single-Package Heat Pump Air-Source) | RHPXYC048ACT |  |  |  |  | 45500 | 15.2 | 7.2 | 45500 | 18000 | 39.56% | 1.44 | 0 | 11.5 |  |  |  | No | R-454B | 3.7917 | Residential & Commercial | No
215392152 | Central HP <5.4 tons | AMERICAN STANDARD | HSP-A (Single-Package Heat Pump Air-Source) | WHK036A3**(B,E,G)***4 |  |  |  |  | 36000 | 16.2 | 7.2 | 32400 | 0 |  | 0 | 13.6 | 12.8 |  |  |  | No | R-454B | 3 | Residential & Commercial | No
216437551 | Central HP <5.4 tons | RUUD | HSP-A (Single-Package Heat Pump Air-Source) | RHPXYC048ADT |  |  |  |  | 45500 | 15.2 | 7.2 | 45500 | 18000 | 39.56% | 1.44 | 0 | 11.5 |  |  |  | No | R-454B | 3.7917 | Residential & Commercial | No
216030333 | Central HP <5.4 tons | DAIKIN | HSP-A (Single-Package Heat Pump Air-Source) | DPSH05BAPB5****E31**0* |  |  |  |  | 55000 | 19.5 | 7.9 | 49000 | 0 |  | 0 | 0 | 11.75 |  |  |  | No | R-32 | 4.5833 | Residential & Commercial | No
215392201 | Central HP <5.4 tons | TRANE | HSP-A (Single-Package Heat Pump Air-Source) | WHK048A3**(B,E,G)***2 |  |  |  |  | 49000 | 16.2 | 7.2 | 43000 | 0 |  | 0 | 13.6 | 12.8 |  |  |  | No | R-454B | 4.0833 | Residential & Commercial | No
211239272 | Central HP <5.4 tons | ALLIED COMMERCIAL | HSP-A (Single-Package Heat Pump Air-Source) | LHT036H4E*1J |  |  |  |  | 35000 | 15.2 | 7.2 | 35000 | 26600 | 76% | 2.1 | 12.3 | 11.4 |  |  |  | No | R-410A | 2.9167 | Residential & Commercial | No
215415948 | Central HP <5.4 tons | TRANE | HSP-A (Single-Package Heat Pump Air-Source) | WHK060A3**(B,E,G,K)***4 |  |  |  |  | 60000 | 15.8 | 7.2 | 53500 | 0 |  | 0 | 13.6 | 12.8 |  |  |  | No | R-454B | 5 | Residential & Commercial | No
205821824 | Central HP <5.4 tons | AIRQUEST | HSP-A (Single-Package Heat Pump Air-Source) | RHW036H* |  |  |  |  | 33800 | 16 | 7.3 | 33200 | 0 |  | 0 | 12.5 | 11.7 |  |  |  | No | R-410A | 2.8167 | Residential & Commercial | No
215392270 | Central HP <5.4 tons | TRANE | HSP-A (Single-Package Heat Pump Air-Source) | WHK060A4**0***4 |  |  |  |  | 60000 | 15.8 | 7.2 | 53500 | 0 |  | 0 | 13.6 | 12.8 |  |  |  | No | R-454B | 5 | Residential & Commercial | No
205821884 | Central HP <5.4 tons | HEIL | HSP-A (Single-Package Heat Pump Air-Source) | RHW060H* |  |  |  |  | 59500 | 16 | 7.5 | 51000 | 0 |  | 0 | 12.2 | 12 |  |  |  | No | R-410A | 4.9583 | Residential & Commercial | No
212926033 | Central HP <5.4 tons | BRYANT HEATING AND COOLING SYSTEMS | HSP-A (Single-Package Heat Pump Air-Source) | 607EPXK48000AA* |  |  |  |  | 47000 | 15.5 | 7.2 | 45000 | 18200 | 40.44% | 1.95 | 0 | 11.5 |  |  |  | No | R-410A | 3.9167 | Residential & Commercial | No
211197999 | Central HP <5.4 tons | LENNOX | HSP-A (Single-Package Heat Pump Air-Source) | LHT060H4E*1Y |  |  |  |  | 55000 | 15.2 | 7.2 | 55000 | 42000 | 76.36% | 2.22 | 12.2 | 11.4 |  |  |  | No | R-410A | 4.5833 | Residential & Commercial | No
212926053 | Central HP <5.4 tons | KEEPRITE | HSP-A (Single-Package Heat Pump Air-Source) | PHR536000H***K1 |  |  |  |  | 34200 | 15.5 | 7.2 | 34400 | 12700 | 36.92% | 1.77 | 0 | 12 |  |  |  | No | R-410A | 2.85 | Residential & Commercial | No
211239279 | Central HP <5.4 tons | ALLIED COMMERCIAL | HSP-A (Single-Package Heat Pump Air-Source) | LDT060H4E*1G |  |  |  |  | 55000 | 15.2 | 7.2 | 55000 | 42000 | 76.36% | 2.22 | 12.2 | 11.4 |  |  |  | No | R-410A | 4.5833 | Residential & Commercial | No
215392203 | Central HP <5.4 tons | AMERICAN STANDARD | HSP-A (Single-Package Heat Pump Air-Source) | WHK048A3**0***2 |  |  |  |  | 49000 | 16.2 | 7.2 | 43000 | 0 |  | 0 | 13.6 | 12.8 |  |  |  | No | R-454B | 4.0833 | Residential & Commercial | No
211005657 | Central HP <5.4 tons | CARRIER CORPORATION | HSP-A (Single-Package Heat Pump Air-Source) | 50GCQ(J,L)04***6* |  |  |  |  | 33800 | 16 | 7.3 | 33200 | 0 |  | 0 | 12.5 | 11.7 |  |  |  | No | R-410A | 2.8167 | Residential & Commercial | No
212926036 | Central HP <5.4 tons | AIRQUEST | HSP-A (Single-Package Heat Pump Air-Source) | PHR548000H***K1 |  |  |  |  | 47000 | 15.5 | 7.2 | 45000 | 18200 | 40.44% | 1.95 | 0 | 11.5 |  |  |  | No | R-410A | 3.9167 | Residential & Commercial | No
208129070 | Central HP <5.4 tons | CHAMPION HEATING AND COOLING | HSP-A (Single-Package Heat Pump Air-Source) | PHE6B4834 |  |  |  |  | 46500 | 15.2 | 7.2 | 45000 | 24200 | 53.78% | 2.2 | 12 | 11.8 |  |  |  | No | R-410A | 3.875 | Residential & Commercial | No
211006207 | Central HP <5.4 tons | BRYANT HEATING AND COOLING SYSTEMS | HSP-A (Single-Package Heat Pump Air-Source) | 549KT04N* |  |  |  |  | 33800 | 16 | 7.3 | 33200 | 0 |  | 0 | 12.5 | 11.7 |  |  |  | No | R-410A | 2.8167 | Residential & Commercial | No
211197997 | Central HP <5.4 tons | LENNOX | HSP-A (Single-Package Heat Pump Air-Source) | LDT048H4E*1J |  |  |  |  | 44500 | 15.6 | 7.2 | 44000 | 36400 | 82.73% | 2.3 | 12.8 | 12 |  |  |  | No | R-410A | 3.7083 | Residential & Commercial | No
216019211 | Central HP <5.4 tons | DAIKIN | HSP-A (Single-Package Heat Pump Air-Source) | DHH0364********A* |  |  |  |  | 35000 | 16.4 | 7.4 | 34200 | 12000 | 35.09% | 1.7 | 0 | 13 |  |  |  | No | R-32 | 2.9167 | Residential & Commercial | No
212914169 | Central HP <5.4 tons | DAIKIN | HSP-A (Single-Package Heat Pump Air-Source) | DRH0603********B* |  |  |  |  | 57000 | 16 | 7.4 | 59000 | 23000 | 38.98% | 1.8 | 0 | 11.7 |  |  |  | No | R-410A | 4.75 | Residential & Commercial | No
205821831 | Central HP <5.4 tons | AIRQUEST | HSP-A (Single-Package Heat Pump Air-Source) | RHW036L* |  |  |  |  | 33800 | 16 | 7.3 | 33200 | 0 |  | 0 | 12.5 | 11.7 |  |  |  | No | R-410A | 2.8167 | Residential & Commercial | No
212914163 | Central HP <5.4 tons | DAIKIN | HSP-A (Single-Package Heat Pump Air-Source) | DRH0363********B* |  |  |  |  | 36000 | 16.2 | 7.4 | 36000 | 18000 | 50% | 1.8 | 0 | 12 |  |  |  | No | R-410A | 3 | Residential & Commercial | No
212925922 | Central HP <5.4 tons | JOHNSON CONTROLS | HSP-A (Single-Package Heat Pump Air-Source) | PHE6B6034 |  |  |  |  | 57000 | 15.2 | 7.2 | 57000 | 31200 | 54.74% | 2.2 | 0 | 11.8 |  |  |  | No | R-410A | 4.75 | Residential & Commercial | No
216050366 | Central HP <5.4 tons | DAIKIN | HSP-A (Single-Package Heat Pump Air-Source) | DPSH05BAPB4****E35**G* |  |  |  |  | 55000 | 18.9 | 7.8 | 49000 | 0 |  | 0 | 0 | 11.45 |  |  |  | No | R-32 | 4.5833 | Residential & Commercial | No
216438575 | Central HP <5.4 tons | FUJITSU | HSP-A (Single-Package Heat Pump Air-Source) | RHPXYC048ACT |  |  |  |  | 45500 | 15.2 | 7.2 | 45500 | 18000 | 39.56% | 1.44 | 0 | 11.5 |  |  |  | No | R-454B | 3.7917 | Residential & Commercial | No
216437562 | Central HP <5.4 tons | RUSSELL | HSP-A (Single-Package Heat Pump Air-Source) | RHPXYC060ADT |  |  |  |  | 57000 | 15.2 | 7.2 | 55500 | 25000 | 45.05% | 1.6 | 0 | 11.5 |  |  |  | No | R-454B | 4.75 | Residential & Commercial | No
212926051 | Central HP <5.4 tons | ICP COMMERCIAL | HSP-A (Single-Package Heat Pump Air-Source) | PHR548000H***K1 |  |  |  |  | 47000 | 15.5 | 7.2 | 45000 | 18200 | 40.44% | 1.95 | 0 | 11.5 |  |  |  | No | R-410A | 3.9167 | Residential & Commercial | No
215610808 | Central HP <5.4 tons | AMERICAN STANDARD | HSP-A (Single-Package Heat Pump Air-Source) | DHK060A4*(0,A,C)(L,M,H)***0 |  |  |  |  | 60000 | 15.8 | 7.2 | 53500 | 0 |  | 0 | 13.6 | 12.8 |  |  |  | No | R-454B | 5 | Residential & Commercial | No
215392143 | Central HP <5.4 tons | TRANE | HSP-A (Single-Package Heat Pump Air-Source) | WHK036AW**(B,E,G)***2 |  |  |  |  | 36000 | 16.2 | 7.2 | 32400 | 0 |  | 0 | 13.6 | 12.8 |  |  |  | No | R-454B | 3 | Residential & Commercial | No
215392130 | Central HP <5.4 tons | TRANE | HSP-A (Single-Package Heat Pump Air-Source) | WHK036A3**0***2 |  |  |  |  | 36000 | 16.2 | 7.2 | 32400 | 0 |  | 0 | 13.6 | 12.8 |  |  |  | No | R-454B | 3 | Residential & Commercial | No
215610787 | Central HP <5.4 tons | TRANE | HSP-A (Single-Package Heat Pump Air-Source) | DHK048A3*(0,A,C)(L,M,H)***0 |  |  |  |  | 49000 | 16.2 | 7.2 | 43000 | 0 |  | 0 | 13.6 | 12.8 |  |  |  | No | R-454B | 4.0833 | Residential & Commercial | No
205821870 | Central HP <5.4 tons | HEIL | HSP-A (Single-Package Heat Pump Air-Source) | RHW060S* |  |  |  |  | 59500 | 16 | 7.5 | 51000 | 0 |  | 0 | 12.2 | 12 |  |  |  | No | R-410A | 4.9583 | Residential & Commercial | No
216030337 | Central HP <5.4 tons | DAIKIN | HSP-A (Single-Package Heat Pump Air-Source) | DPSH05BAPB5****E35**E* |  |  |  |  | 55000 | 19.3 | 7.9 | 49000 | 0 |  | 0 | 0 | 11.8 |  |  |  | No | R-32 | 4.5833 | Residential & Commercial | No
215392248 | Central HP <5.4 tons | TRANE | HSP-A (Single-Package Heat Pump Air-Source) | WHK060AW**(B,E,G,K)***0 |  |  |  |  | 60000 | 15.8 | 7.2 | 53500 | 0 |  | 0 | 13.6 | 12.8 |  |  |  | No | R-454B | 5 | Residential & Commercial | No
205821888 | Central HP <5.4 tons | ARCOAIRE | HSP-A (Single-Package Heat Pump Air-Source) | RHW060L* |  |  |  |  | 59500 | 16 | 7.5 | 51000 | 0 |  | 0 | 12.2 | 12 |  |  |  | No | R-410A | 4.9583 | Residential & Commercial | No
215392191 | Central HP <5.4 tons | AMERICAN STANDARD | HSP-A (Single-Package Heat Pump Air-Source) | WHK048A4**0***0 |  |  |  |  | 49000 | 16.2 | 7.2 | 43000 | 0 |  | 0 | 13.6 | 12.8 |  |  |  | No | R-454B | 4.0833 | Residential & Commercial | No
215610805 | Central HP <5.4 tons | TRANE | HSP-A (Single-Package Heat Pump Air-Source) | DHK060A3*(0,A,C)(L,M,H)***0 |  |  |  |  | 60000 | 15.8 | 7.2 | 53500 | 0 |  | 0 | 13.6 | 12.8 |  |  |  | No | R-454B | 5 | Residential & Commercial | No
205821868 | Central HP <5.4 tons | COMFORTMAKER | HSP-A (Single-Package Heat Pump Air-Source) | RHW060S* |  |  |  |  | 59500 | 16 | 7.5 | 51000 | 0 |  | 0 | 12.2 | 12 |  |  |  | No | R-410A | 4.9583 | Residential & Commercial | No
211198009 | Central HP <5.4 tons | LENNOX | HSP-A (Single-Package Heat Pump Air-Source) | LDT048H4E*1Y |  |  |  |  | 44500 | 15.6 | 7.2 | 44000 | 36400 | 82.73% | 2.3 | 12.8 | 12 |  |  |  | No | R-410A | 3.7083 | Residential & Commercial | No
212926043 | Central HP <5.4 tons | COMFORTMAKER | HSP-A (Single-Package Heat Pump Air-Source) | PHR560000H***K1 |  |  |  |  | 56000 | 15.2 | 7.5 | 56500 | 22200 | 39.29% | 2 | 0 | 11.5 |  |  |  | No | R-410A | 4.6667 | Residential & Commercial | No
211197992 | Central HP <5.4 tons | LENNOX | HSP-A (Single-Package Heat Pump Air-Source) | LDT036H4E*1J |  |  |  |  | 35000 | 15.2 | 7.2 | 35000 | 26600 | 76% | 2.1 | 12.3 | 11.4 |  |  |  | No | R-410A | 2.9167 | Residential & Commercial | No
212926060 | Central HP <5.4 tons | MARATHERM | HSP-A (Single-Package Heat Pump Air-Source) | PHR548000H***K1 |  |  |  |  | 47000 | 15.5 | 7.2 | 45000 | 18200 | 40.44% | 1.95 | 0 | 11.5 |  |  |  | No | R-410A | 3.9167 | Residential & Commercial | No
208106595 | Central HP <5.4 tons | YORK | HSP-A (Single-Package Heat Pump Air-Source) | PHE6B6024 |  |  |  |  | 57000 | 15.2 | 7.2 | 57000 | 31200 | 54.74% | 2.2 | 12.5 | 12 |  |  |  | No | R-410A | 4.75 | Residential & Commercial | No
212926052 | Central HP <5.4 tons | ICP COMMERCIAL | HSP-A (Single-Package Heat Pump Air-Source) | PHR560000H***K1 |  |  |  |  | 56000 | 15.2 | 7.5 | 56500 | 22200 | 39.29% | 2 | 0 | 11.5 |  |  |  | No | R-410A | 4.6667 | Residential & Commercial | No
215392192 | Central HP <5.4 tons | AMERICAN STANDARD | HSP-A (Single-Package Heat Pump Air-Source) | WHK048A4**(B,E,G)***0 |  |  |  |  | 49000 | 16.2 | 7.2 | 43000 | 0 |  | 0 | 13.6 | 12.8 |  |  |  | No | R-454B | 4.0833 | Residential & Commercial | No
211006208 | Central HP <5.4 tons | BRYANT HEATING AND COOLING SYSTEMS | HSP-A (Single-Package Heat Pump Air-Source) | 549KP04N* |  |  |  |  | 33800 | 16 | 7.3 | 33200 | 0 |  | 0 | 12.5 | 11.7 |  |  |  | No | R-410A | 2.8167 | Residential & Commercial | No
216438542 | Central HP <5.4 tons | THERMAL ZONE | HSP-A (Single-Package Heat Pump Air-Source) | RHPXYC060ACT |  |  |  |  | 57000 | 15.2 | 7.2 | 55500 | 25000 | 45.05% | 1.6 | 0 | 11.5 |  |  |  | No | R-454B | 4.75 | Residential & Commercial | No
215392268 | Central HP <5.4 tons | AMERICAN STANDARD | HSP-A (Single-Package Heat Pump Air-Source) | WHK060A3**0***4 |  |  |  |  | 60000 | 15.8 | 7.2 | 53500 | 0 |  | 0 | 13.6 | 12.8 |  |  |  | No | R-454B | 5 | Residential & Commercial | No
211005663 | Central HP <5.4 tons | CARRIER CORPORATION | HSP-A (Single-Package Heat Pump Air-Source) | 50GCQ(J,L)06***1* |  |  |  |  | 59500 | 16 | 7.5 | 51000 | 0 |  | 0 | 12.3 | 12 |  |  |  | No | R-410A | 4.9583 | Residential & Commercial | No
216437533 | Central HP <5.4 tons | FRIEDRICH | HSP-A (Single-Package Heat Pump Air-Source) | RHPXYC036ACT |  |  |  |  | 34200 | 15.2 | 7.2 | 34200 | 13800 | 40.35% | 1.8 | 0 | 11.5 |  |  |  | No | R-454B | 2.85 | Residential & Commercial | No
215415950 | Central HP <5.4 tons | AMERICAN STANDARD | HSP-A (Single-Package Heat Pump Air-Source) | WHK060A3**(B,E,G,K)***2 |  |  |  |  | 60000 | 15.8 | 7.2 | 53500 | 0 |  | 0 | 13.6 | 12.8 |  |  |  | No | R-454B | 5 | Residential & Commercial | No
213263735 | Central HP <5.4 tons | CARRIER | HSP-A (Single-Package Heat Pump Air-Source) | 50VR-K48---60* |  |  |  |  | 47000 | 15.5 | 7.2 | 45000 | 18200 | 40.44% | 1.95 | 0 | 11.5 |  |  |  | No | R-410A | 3.9167 | Residential & Commercial | No
215392200 | Central HP <5.4 tons | TRANE | HSP-A (Single-Package Heat Pump Air-Source) | WHK048A3**0***2 |  |  |  |  | 49000 | 16.2 | 7.2 | 43000 | 0 |  | 0 | 13.6 | 12.8 |  |  |  | No | R-454B | 4.0833 | Residential & Commercial | No
211239268 | Central HP <5.4 tons | ALLIED COMMERCIAL | HSP-A (Single-Package Heat Pump Air-Source) | LHT036H4E*1Y |  |  |  |  | 35000 | 15.2 | 7.2 | 35000 | 26600 | 76% | 2.1 | 12.3 | 11.4 |  |  |  | No | R-410A | 2.9167 | Residential & Commercial | No
216438541 | Central HP <5.4 tons | THERMAL ZONE | HSP-A (Single-Package Heat Pump Air-Source) | RHPXYC048ADT |  |  |  |  | 45500 | 15.2 | 7.2 | 45500 | 18000 | 39.56% | 1.44 | 0 | 11.5 |  |  |  | No | R-454B | 3.7917 | Residential & Commercial | No
212926032 | Central HP <5.4 tons | BRYANT HEATING AND COOLING SYSTEMS | HSP-A (Single-Package Heat Pump Air-Source) | 607EPXK36000AA* |  |  |  |  | 34200 | 15.5 | 7.2 | 34400 | 12700 | 36.92% | 1.77 | 0 | 12 |  |  |  | No | R-410A | 2.85 | Residential & Commercial | No
211239283 | Central HP <5.4 tons | ALLIED COMMERCIAL | HSP-A (Single-Package Heat Pump Air-Source) | LDT036H4E*1Y |  |  |  |  | 35000 | 15.2 | 7.2 | 35000 | 26600 | 76% | 2.1 | 12.3 | 11.4 |  |  |  | No | R-410A | 2.9167 | Residential & Commercial | No
215610806 | Central HP <5.4 tons | AMERICAN STANDARD | HSP-A (Single-Package Heat Pump Air-Source) | DHK060A3*(0,A,C)(L,M,H)***0 |  |  |  |  | 60000 | 15.8 | 7.2 | 53500 | 0 |  | 0 | 13.6 | 12.8 |  |  |  | No | R-454B | 5 | Residential & Commercial | No
215610772 | Central HP <5.4 tons | AMERICAN STANDARD | HSP-A (Single-Package Heat Pump Air-Source) | DHK036A4*(0,A,C)(L,M,H)***0 |  |  |  |  | 36000 | 16.2 | 7.2 | 32400 | 0 |  | 0 | 13.6 | 12.8 |  |  |  | No | R-454B | 3 | Residential & Commercial | No
208129066 | Central HP <5.4 tons | FRASER-JOHNSTON | HSP-A (Single-Package Heat Pump Air-Source) | PHE6B6034 |  |  |  |  | 57000 | 15.2 | 7.2 | 57000 | 31200 | 54.74% | 2.2 | 12.5 | 11.8 |  |  |  | No | R-410A | 4.75 | Residential & Commercial | No
216030322 | Central HP <5.4 tons | DAIKIN | HSP-A (Single-Package Heat Pump Air-Source) | DPSH05BAPB2****E35**G* |  |  |  |  | 55000 | 19.5 | 7.9 | 49000 | 0 |  | 0 | 0 | 11.85 |  |  |  | No | R-32 | 4.5833 | Residential & Commercial | No
208129888 | Central HP <5.4 tons | COLEMAN | HSP-A (Single-Package Heat Pump Air-Source) | PHE6B6034 |  |  |  |  | 57000 | 15.2 | 7.2 | 57000 | 31200 | 54.74% | 2.2 | 12.5 | 11.8 |  |  |  | No | R-410A | 4.75 | Residential & Commercial | No
215392224 | Central HP <5.4 tons | TRANE | HSP-A (Single-Package Heat Pump Air-Source) | WHK048A4**0***4 |  |  |  |  | 49000 | 16.2 | 7.2 | 43000 | 0 |  | 0 | 13.6 | 12.8 |  |  |  | No | R-454B | 4.0833 | Residential & Commercial | No
215392131 | Central HP <5.4 tons | TRANE | HSP-A (Single-Package Heat Pump Air-Source) | WHK036A3**(B,E,G)***2 |  |  |  |  | 36000 | 16.2 | 7.2 | 32400 | 0 |  | 0 | 13.6 | 12.8 |  |  |  | No | R-454B | 3 | Residential & Commercial | No
216019217 | Central HP <5.4 tons | DAIKIN | HSP-A (Single-Package Heat Pump Air-Source) | DHH0604********A* |  |  |  |  | 60000 | 16.8 | 7.7 | 59000 | 24000 | 40.68% | 2 | 0 | 12.2 |  |  |  | No | R-32 | 5 | Residential & Commercial | No
205821837 | Central HP <5.4 tons | TEMPSTAR | HSP-A (Single-Package Heat Pump Air-Source) | RHW036L* |  |  |  |  | 33800 | 16 | 7.3 | 33200 | 0 |  | 0 | 12.5 | 11.7 |  |  |  | No | R-410A | 2.8167 | Residential & Commercial | No
215392263 | Central HP <5.4 tons | TRANE | HSP-A (Single-Package Heat Pump Air-Source) | WHK060AW**(B,E,G,K)***2 |  |  |  |  | 60000 | 15.8 | 7.2 | 53500 | 0 |  | 0 | 13.6 | 12.8 |  |  |  | No | R-454B | 5 | Residential & Commercial | No
215392206 | Central HP <5.4 tons | TRANE | HSP-A (Single-Package Heat Pump Air-Source) | WHK048A4**0***2 |  |  |  |  | 49000 | 16.2 | 7.2 | 43000 | 0 |  | 0 | 13.6 | 12.8 |  |  |  | No | R-454B | 4.0833 | Residential & Commercial | No
216437538 | Central HP <5.4 tons | RUSSELL | HSP-A (Single-Package Heat Pump Air-Source) | RHPXYC036ADT |  |  |  |  | 34200 | 15.2 | 7.2 | 34200 | 13800 | 40.35% | 1.8 | 0 | 11.5 |  |  |  | No | R-454B | 2.85 | Residential & Commercial | No
211239276 | Central HP <5.4 tons | ALLIED COMMERCIAL | HSP-A (Single-Package Heat Pump Air-Source) | LDT048H4E*1J |  |  |  |  | 44500 | 15.6 | 7.2 | 44000 | 36400 | 82.73% | 2.3 | 12.8 | 12 |  |  |  | No | R-410A | 3.7083 | Residential & Commercial | No
216437547 | Central HP <5.4 tons | RUUD | HSP-A (Single-Package Heat Pump Air-Source) | RHPXYC048ACT |  |  |  |  | 45500 | 15.2 | 7.2 | 45500 | 18000 | 39.56% | 1.44 | 0 | 11.5 |  |  |  | No | R-454B | 3.7917 | Residential & Commercial | No
215392240 | Central HP <5.4 tons | TRANE | HSP-A (Single-Package Heat Pump Air-Source) | WHK060A4**0***0 |  |  |  |  | 60000 | 15.8 | 7.2 | 53500 | 0 |  | 0 | 13.6 | 12.8 |  |  |  | No | R-454B | 5 | Residential & Commercial | No
212926057 | Central HP <5.4 tons | KENMORE | HSP-A (Single-Package Heat Pump Air-Source) | PHR548000H***K1 |  |  |  |  | 47000 | 15.5 | 7.2 | 45000 | 18200 | 40.44% | 1.95 | 0 | 11.5 |  |  |  | No | R-410A | 3.9167 | Residential & Commercial | No
208129059 | Central HP <5.4 tons | CHAMPION HEATING AND COOLING | HSP-A (Single-Package Heat Pump Air-Source) | PHE6B6034 |  |  |  |  | 57000 | 15.2 | 7.2 | 57000 | 31200 | 54.74% | 2.2 | 12.5 | 11.8 |  |  |  | No | R-410A | 4.75 | Residential & Commercial | No
215392154 | Central HP <5.4 tons | TRANE | HSP-A (Single-Package Heat Pump Air-Source) | WHK036A4**0***4 |  |  |  |  | 36000 | 16.2 | 7.2 | 32400 | 0 |  | 0 | 13.6 | 12.8 |  |  |  | No | R-454B | 3 | Residential & Commercial | No
216438572 | Central HP <5.4 tons | FUJITSU | HSP-A (Single-Package Heat Pump Air-Source) | RHPXYC036ACT |  |  |  |  | 34200 | 15.2 | 7.2 | 34200 | 13800 | 40.35% | 1.8 | 0 | 11.5 |  |  |  | No | R-454B | 2.85 | Residential & Commercial | No
216437563 | Central HP <5.4 tons | RUUD | HSP-A (Single-Package Heat Pump Air-Source) | RHPXYC060ADT |  |  |  |  | 57000 | 15.2 | 7.2 | 55500 | 25000 | 45.05% | 1.6 | 0 | 11.5 |  |  |  | No | R-454B | 4.75 | Residential & Commercial | No
216437552 | Central HP <5.4 tons | SURE | HSP-A (Single-Package Heat Pump Air-Source) | RHPXYC048ADT |  |  |  |  | 45500 | 15.2 | 7.2 | 45500 | 18000 | 39.56% | 1.44 | 0 | 11.5 |  |  |  | No | R-454B | 3.7917 | Residential & Commercial | No
205821830 | Central HP <5.4 tons | TEMPSTAR | HSP-A (Single-Package Heat Pump Air-Source) | RHW036H* |  |  |  |  | 33800 | 16 | 7.3 | 33200 | 0 |  | 0 | 12.5 | 11.7 |  |  |  | No | R-410A | 2.8167 | Residential & Commercial | No
211006218 | Central HP <5.4 tons | BRYANT HEATING AND COOLING SYSTEMS | HSP-A (Single-Package Heat Pump Air-Source) | 549KE06N* |  |  |  |  | 59500 | 16 | 7.5 | 51000 | 0 |  | 0 | 12.2 | 12 |  |  |  | No | R-410A | 4.9583 | Residential & Commercial | No
215392222 | Central HP <5.4 tons | AMERICAN STANDARD | HSP-A (Single-Package Heat Pump Air-Source) | WHK048A3**(B,E,G)***4 |  |  |  |  | 49000 | 16.2 | 7.2 | 43000 | 0 |  | 0 | 13.6 | 12.8 |  |  |  | No | R-454B | 4.0833 | Residential & Commercial | No
216437527 | Central HP <5.4 tons | RHEEM | HSP-A (Single-Package Heat Pump Air-Source) | RHPXYC048ADT |  |  |  |  | 45500 | 15.2 | 7.2 | 45500 | 18000 | 39.56% | 1.44 | 0 | 11.5 |  |  |  | No | R-454B | 3.7917 | Residential & Commercial | No
205821885 | Central HP <5.4 tons | KEEPRITE | HSP-A (Single-Package Heat Pump Air-Source) | RHW060H* |  |  |  |  | 59500 | 16 | 7.5 | 51000 | 0 |  | 0 | 12.2 | 12 |  |  |  | No | R-410A | 4.9583 | Residential & Commercial | No
215392137 | Central HP <5.4 tons | TRANE | HSP-A (Single-Package Heat Pump Air-Source) | WHK036A4**(B,E,G)***2 |  |  |  |  | 36000 | 16.2 | 7.2 | 32400 | 0 |  | 0 | 13.6 | 12.8 |  |  |  | No | R-454B | 3 | Residential & Commercial | No
216438564 | Central HP <5.4 tons | MAINLINE | HSP-A (Single-Package Heat Pump Air-Source) | RHPXYC036ADT |  |  |  |  | 34200 | 15.2 | 7.2 | 34200 | 13800 | 40.35% | 1.8 | 0 | 11.5 |  |  |  | No | R-454B | 2.85 | Residential & Commercial | No
216437539 | Central HP <5.4 tons | RUUD | HSP-A (Single-Package Heat Pump Air-Source) | RHPXYC036ADT |  |  |  |  | 34200 | 15.2 | 7.2 | 34200 | 13800 | 40.35% | 1.8 | 0 | 11.5 |  |  |  | No | R-454B | 2.85 | Residential & Commercial | No
216030321 | Central HP <5.4 tons | DAIKIN | HSP-A (Single-Package Heat Pump Air-Source) | DPSH05BAPB2****E35**E* |  |  |  |  | 55000 | 19.3 | 7.9 | 49000 | 0 |  | 0 | 0 | 11.8 |  |  |  | No | R-32 | 4.5833 | Residential & Commercial | No
212926040 | Central HP <5.4 tons | ARCOAIRE | HSP-A (Single-Package Heat Pump Air-Source) | PHR560000H***K1 |  |  |  |  | 56000 | 15.2 | 7.5 | 56500 | 22200 | 39.29% | 2 | 0 | 11.5 |  |  |  | No | R-410A | 4.6667 | Residential & Commercial | No
213075710 | Central HP <5.4 tons | ACIQ | HSP-A (Single-Package Heat Pump Air-Source) | PHR560000H***K1 |  |  |  |  | 56000 | 15.2 | 7.5 | 56500 | 22200 | 39.29% | 2 | 0 | 11.5 |  |  |  | No | R-410A | 4.6667 | Residential & Commercial | No
216030325 | Central HP <5.4 tons | DAIKIN | HSP-A (Single-Package Heat Pump Air-Source) | DPSH05BAPB3****E31**G* |  |  |  |  | 55000 | 18.9 | 7.8 | 49000 | 0 |  | 0 | 0 | 11.45 |  |  |  | No | R-32 | 4.5833 | Residential & Commercial | No
215392161 | Central HP <5.4 tons | TRANE | HSP-A (Single-Package Heat Pump Air-Source) | WHK036AW**(B,E,G)***4 |  |  |  |  | 36000 | 16.2 | 7.2 | 32400 | 0 |  | 0 | 13.6 | 12.8 |  |  |  | No | R-454B | 3 | Residential & Commercial | No
205821681 | Central HP <5.4 tons | ICP COMMERCIAL | HSP-A (Single-Package Heat Pump Air-Source) | RHW036H* |  |  |  |  | 33800 | 16 | 7.3 | 33200 | 0 |  | 0 | 12.5 | 11.7 |  |  |  | No | R-410A | 2.8167 | Residential & Commercial | No
215392127 | Central HP <5.4 tons | AMERICAN STANDARD | HSP-A (Single-Package Heat Pump Air-Source) | WHK036AW**0***0 |  |  |  |  | 36000 | 16.2 | 7.2 | 32400 | 0 |  | 0 | 13.6 | 12.8 |  |  |  | No | R-454B | 3 | Residential & Commercial | No
205821867 | Central HP <5.4 tons | ARCOAIRE | HSP-A (Single-Package Heat Pump Air-Source) | RHW060S* |  |  |  |  | 59500 | 16 | 7.5 | 51000 | 0 |  | 0 | 12.2 | 12 |  |  |  | No | R-410A | 4.9583 | Residential & Commercial | No
216030291 | Central HP <5.4 tons | DAIKIN | HSP-A (Single-Package Heat Pump Air-Source) | DPSH03BAPB5****E35**E* |  |  |  |  | 35000 | 18.4 | 8.05 | 30600 | 0 |  | 0 | 0 | 12.15 |  |  |  | No | R-32 | 2.9167 | Residential & Commercial | No
215610810 | Central HP <5.4 tons | AMERICAN STANDARD | HSP-A (Single-Package Heat Pump Air-Source) | DHK060AW*(0,A,C)(L,M,H)***0 |  |  |  |  | 60000 | 15.8 | 7.2 | 53500 | 0 |  | 0 | 13.6 | 12.8 |  |  |  | No | R-454B | 5 | Residential & Commercial | No
215392155 | Central HP <5.4 tons | TRANE | HSP-A (Single-Package Heat Pump Air-Source) | WHK036A4**(B,E,G)***4 |  |  |  |  | 36000 | 16.2 | 7.2 | 32400 | 0 |  | 0 | 13.6 | 12.8 |  |  |  | No | R-454B | 3 | Residential & Commercial | No
216437546 | Central HP <5.4 tons | RUSSELL | HSP-A (Single-Package Heat Pump Air-Source) | RHPXYC048ACT |  |  |  |  | 45500 | 15.2 | 7.2 | 45500 | 18000 | 39.56% | 1.44 | 0 | 11.5 |  |  |  | No | R-454B | 3.7917 | Residential & Commercial | No
211197993 | Central HP <5.4 tons | LENNOX | HSP-A (Single-Package Heat Pump Air-Source) | LHT036H4E*1J |  |  |  |  | 35000 | 15.2 | 7.2 | 35000 | 26600 | 76% | 2.1 | 12.3 | 11.4 |  |  |  | No | R-410A | 2.9167 | Residential & Commercial | No
215610821 | Central HP <5.4 tons | TRANE | HSP-A (Single-Package Heat Pump Air-Source) | DHK060AW*(0,A,C)(L,M,H)***4 |  |  |  |  | 60000 | 15.8 | 7.2 | 53500 | 0 |  | 0 | 13.6 | 12.8 |  |  |  | No | R-454B | 5 | Residential & Commercial | No
215392216 | Central HP <5.4 tons | AMERICAN STANDARD | HSP-A (Single-Package Heat Pump Air-Source) | WHK048AW**(B,E,G)***2 |  |  |  |  | 49000 | 16.2 | 7.2 | 43000 | 0 |  | 0 | 13.6 | 12.8 |  |  |  | No | R-454B | 4.0833 | Residential & Commercial | No
205821678 | Central HP <5.4 tons | BRYANT HEATING AND COOLING SYSTEMS | HSP-A (Single-Package Heat Pump Air-Source) | 549KE04* |  |  |  |  | 33800 | 16 | 7.3 | 33200 | 0 |  | 0 | 12.5 | 11.7 |  |  |  | No | R-410A | 2.8167 | Residential & Commercial | No
211198010 | Central HP <5.4 tons | LENNOX | HSP-A (Single-Package Heat Pump Air-Source) | LDT060H4E*1Y |  |  |  |  | 55000 | 15.2 | 7.2 | 55000 | 42000 | 76.36% | 2.22 | 12.2 | 11.4 |  |  |  | No | R-410A | 4.5833 | Residential & Commercial | No
215392204 | Central HP <5.4 tons | AMERICAN STANDARD | HSP-A (Single-Package Heat Pump Air-Source) | WHK048A3**(B,E,G)***2 |  |  |  |  | 49000 | 16.2 | 7.2 | 43000 | 0 |  | 0 | 13.6 | 12.8 |  |  |  | No | R-454B | 4.0833 | Residential & Commercial | No
216030331 | Central HP <5.4 tons | DAIKIN | HSP-A (Single-Package Heat Pump Air-Source) | DPSH05BAPB4****E31**G* |  |  |  |  | 55000 | 18.9 | 7.8 | 49000 | 0 |  | 0 | 0 | 11.45 |  |  |  | No | R-32 | 4.5833 | Residential & Commercial | No
216437529 | Central HP <5.4 tons | RHEEM | HSP-A (Single-Package Heat Pump Air-Source) | RHPXYC060ACT |  |  |  |  | 57000 | 15.2 | 7.2 | 55500 | 25000 | 45.05% | 1.6 | 0 | 11.5 |  |  |  | No | R-454B | 4.75 | Residential & Commercial | No
215392213 | Central HP <5.4 tons | TRANE | HSP-A (Single-Package Heat Pump Air-Source) | WHK048AW**(B,E,G)***2 |  |  |  |  | 49000 | 16.2 | 7.2 | 43000 | 0 |  | 0 | 13.6 | 12.8 |  |  |  | No | R-454B | 4.0833 | Residential & Commercial | No
215610813 | Central HP <5.4 tons | TRANE | HSP-A (Single-Package Heat Pump Air-Source) | DHK060A4*(0,A,C)(L,M,H)***2 |  |  |  |  | 60000 | 15.8 | 7.2 | 53500 | 0 |  | 0 | 13.6 | 12.8 |  |  |  | No | R-454B | 5 | Residential & Commercial | No
212926039 | Central HP <5.4 tons | ARCOAIRE | HSP-A (Single-Package Heat Pump Air-Source) | PHR548000H***K1 |  |  |  |  | 47000 | 15.5 | 7.2 | 45000 | 18200 | 40.44% | 1.95 | 0 | 11.5 |  |  |  | No | R-410A | 3.9167 | Residential & Commercial | No
216437561 | Central HP <5.4 tons | FRIEDRICH | HSP-A (Single-Package Heat Pump Air-Source) | RHPXYC060ADT |  |  |  |  | 57000 | 15.2 | 7.2 | 55500 | 25000 | 45.05% | 1.6 | 0 | 11.5 |  |  |  | No | R-454B | 4.75 | Residential & Commercial | No
215415957 | Central HP <5.4 tons | AMERICAN STANDARD | HSP-A (Single-Package Heat Pump Air-Source) | WHK060A4**(B,E,G,K)***4 |  |  |  |  | 60000 | 15.8 | 7.2 | 53500 | 0 |  | 0 | 13.6 | 12.8 |  |  |  | No | R-454B | 5 | Residential & Commercial | No
215392110 | Central HP <5.4 tons | TRANE | HSP-A (Single-Package Heat Pump Air-Source) | WHK036A3**0***0 |  |  |  |  | 36000 | 16.2 | 7.2 | 32400 | 0 |  | 0 | 13.6 | 12.8 |  |  |  | No | R-454B | 3 | Residential & Commercial | No
205821833 | Central HP <5.4 tons | COMFORTMAKER | HSP-A (Single-Package Heat Pump Air-Source) | RHW036L* |  |  |  |  | 33800 | 16 | 7.3 | 33200 | 0 |  | 0 | 12.5 | 11.7 |  |  |  | No | R-410A | 2.8167 | Residential & Commercial | No
215392242 | Central HP <5.4 tons | AMERICAN STANDARD | HSP-A (Single-Package Heat Pump Air-Source) | WHK060A4**0***0 |  |  |  |  | 60000 | 15.8 | 7.2 | 53500 | 0 |  | 0 | 13.6 | 12.8 |  |  |  | No | R-454B | 5 | Residential & Commercial | No
215610793 | Central HP <5.4 tons | TRANE | HSP-A (Single-Package Heat Pump Air-Source) | DHK048A3*(0,A,C)(L,M,H)***2 |  |  |  |  | 49000 | 16.2 | 7.2 | 43000 | 0 |  | 0 | 13.6 | 12.8 |  |  |  | No | R-454B | 4.0833 | Residential & Commercial | No
215392125 | Central HP <5.4 tons | TRANE | HSP-A (Single-Package Heat Pump Air-Source) | WHK036AW**(B,E,G)***0 |  |  |  |  | 36000 | 16.2 | 7.2 | 32400 | 0 |  | 0 | 13.6 | 12.8 |  |  |  | No | R-454B | 3 | Residential & Commercial | No
201982827 | Central HP <5.4 tons | TRANE | HSP-A (Single-Package Heat Pump Air-Source) | WHC036H3*0B |  |  |  |  | 36400 | 15.6 | 8 | 32000 | 0 |  | 0 | 12.5 | 12.5 |  |  |  | No | R-410A | 3.0333 | Residential & Commercial | No
216438543 | Central HP <5.4 tons | THERMAL ZONE | HSP-A (Single-Package Heat Pump Air-Source) | RHPXYC060ADT |  |  |  |  | 57000 | 15.2 | 7.2 | 55500 | 25000 | 45.05% | 1.6 | 0 | 11.5 |  |  |  | No | R-454B | 4.75 | Residential & Commercial | No
215415946 | Central HP <5.4 tons | TRANE | HSP-A (Single-Package Heat Pump Air-Source) | WHK060A3**(B,E,G,K)***0 |  |  |  |  | 60000 | 15.8 | 7.2 | 53500 | 0 |  | 0 | 13.6 | 12.8 |  |  |  | No | R-454B | 5 | Residential & Commercial | No
215610773 | Central HP <5.4 tons | TRANE | HSP-A (Single-Package Heat Pump Air-Source) | DHK036AW*(0,A,C)(L,M,H)***0 |  |  |  |  | 36000 | 16.2 | 7.2 | 32400 | 0 |  | 0 | 13.6 | 12.8 |  |  |  | No | R-454B | 3 | Residential & Commercial | No
205821836 | Central HP <5.4 tons | KEEPRITE | HSP-A (Single-Package Heat Pump Air-Source) | RHW036L* |  |  |  |  | 33800 | 16 | 7.3 | 33200 | 0 |  | 0 | 12.5 | 11.7 |  |  |  | No | R-410A | 2.8167 | Residential & Commercial | No
216030271 | Central HP <5.4 tons | DAIKIN | HSP-A (Single-Package Heat Pump Air-Source) | DPSH03BAPB2****E31**G* |  |  |  |  | 35000 | 18.3 | 8.05 | 30000 | 0 |  | 0 | 0 | 12.1 |  |  |  | No | R-32 | 2.9167 | Residential & Commercial | No
211239273 | Central HP <5.4 tons | ALLIED COMMERCIAL | HSP-A (Single-Package Heat Pump Air-Source) | LHT048H4E*1Y |  |  |  |  | 44500 | 15.6 | 7.2 | 44000 | 36400 | 82.73% | 2.3 | 12.8 | 12 |  |  |  | No | R-410A | 3.7083 | Residential & Commercial | No
212926056 | Central HP <5.4 tons | KENMORE | HSP-A (Single-Package Heat Pump Air-Source) | PHR536000H***K1 |  |  |  |  | 34200 | 15.5 | 7.2 | 34400 | 12700 | 36.92% | 1.77 | 0 | 12 |  |  |  | No | R-410A | 2.85 | Residential & Commercial | No
212925452 | Central HP <5.4 tons | CARRIER | HSP-A (Single-Package Heat Pump Air-Source) | 50VR-K60---50* |  |  |  |  | 56000 | 15.2 | 7.5 | 56500 | 22200 | 39.29% | 2 | 0 | 11.5 |  |  |  | No | R-410A | 4.6667 | Residential & Commercial | No
215610814 | Central HP <5.4 tons | AMERICAN STANDARD | HSP-A (Single-Package Heat Pump Air-Source) | DHK060A4*(0,A,C)(L,M,H)***2 |  |  |  |  | 60000 | 15.8 | 7.2 | 53500 | 0 |  | 0 | 13.6 | 12.8 |  |  |  | No | R-454B | 5 | Residential & Commercial | No
211198003 | Central HP <5.4 tons | LENNOX | HSP-A (Single-Package Heat Pump Air-Source) | LHT060H4E*1J |  |  |  |  | 55000 | 15.2 | 7.2 | 55000 | 42000 | 76.36% | 2.22 | 12.2 | 11.4 |  |  |  | No | R-410A | 4.5833 | Residential & Commercial | No
216030329 | Central HP <5.4 tons | DAIKIN | HSP-A (Single-Package Heat Pump Air-Source) | DPSH05BAPB4****E31**0* |  |  |  |  | 55000 | 19.5 | 7.9 | 49000 | 0 |  | 0 | 0 | 11.75 |  |  |  | No | R-32 | 4.5833 | Residential & Commercial | No
212926037 | Central HP <5.4 tons | AIRQUEST | HSP-A (Single-Package Heat Pump Air-Source) | PHR560000H***K1 |  |  |  |  | 56000 | 15.2 | 7.5 | 56500 | 22200 | 39.29% | 2 | 0 | 11.5 |  |  |  | No | R-410A | 4.6667 | Residential & Commercial | No
205821828 | Central HP <5.4 tons | HEIL | HSP-A (Single-Package Heat Pump Air-Source) | RHW036H* |  |  |  |  | 33800 | 16 | 7.3 | 33200 | 0 |  | 0 | 12.5 | 11.7 |  |  |  | No | R-410A | 2.8167 | Residential & Commercial | No
216437536 | Central HP <5.4 tons | SURE | HSP-A (Single-Package Heat Pump Air-Source) | RHPXYC036ACT |  |  |  |  | 34200 | 15.2 | 7.2 | 34200 | 13800 | 40.35% | 1.8 | 0 | 11.5 |  |  |  | No | R-454B | 2.85 | Residential & Commercial | No
205821880 | Central HP <5.4 tons | AIRQUEST | HSP-A (Single-Package Heat Pump Air-Source) | RHW060H* |  |  |  |  | 59500 | 16 | 7.5 | 51000 | 0 |  | 0 | 12.2 | 12 |  |  |  | No | R-410A | 4.9583 | Residential & Commercial | No
215610797 | Central HP <5.4 tons | TRANE | HSP-A (Single-Package Heat Pump Air-Source) | DHK048AW*(0,A,C)(L,M,H)***2 |  |  |  |  | 49000 | 16.2 | 7.2 | 43000 | 0 |  | 0 | 13.6 | 12.8 |  |  |  | No | R-454B | 4.0833 | Residential & Commercial | No
215392163 | Central HP <5.4 tons | AMERICAN STANDARD | HSP-A (Single-Package Heat Pump Air-Source) | WHK036AW**0***4 |  |  |  |  | 36000 | 16.2 | 7.2 | 32400 | 0 |  | 0 | 13.6 | 12.8 |  |  |  | No | R-454B | 3 | Residential & Commercial | No
215392274 | Central HP <5.4 tons | AMERICAN STANDARD | HSP-A (Single-Package Heat Pump Air-Source) | WHK060AW**0***4 |  |  |  |  | 60000 | 15.8 | 7.2 | 53500 | 0 |  | 0 | 13.6 | 12.8 |  |  |  | No | R-454B | 5 | Residential & Commercial | No
215392188 | Central HP <5.4 tons | TRANE | HSP-A (Single-Package Heat Pump Air-Source) | WHK048A4**0***0 |  |  |  |  | 49000 | 16.2 | 7.2 | 43000 | 0 |  | 0 | 13.6 | 12.8 |  |  |  | No | R-454B | 4.0833 | Residential & Commercial | No
215610822 | Central HP <5.4 tons | AMERICAN STANDARD | HSP-A (Single-Package Heat Pump Air-Source) | DHK060AW*(0,A,C)(L,M,H)***4 |  |  |  |  | 60000 | 15.8 | 7.2 | 53500 | 0 |  | 0 | 13.6 | 12.8 |  |  |  | No | R-454B | 5 | Residential & Commercial | No
208129886 | Central HP <5.4 tons | FRASER-JOHNSTON | HSP-A (Single-Package Heat Pump Air-Source) | PHE6B4834 |  |  |  |  | 46500 | 15.2 | 7.2 | 45000 | 24200 | 53.78% | 2.2 | 12 | 11.8 |  |  |  | No | R-410A | 3.875 | Residential & Commercial | No
215610788 | Central HP <5.4 tons | AMERICAN STANDARD | HSP-A (Single-Package Heat Pump Air-Source) | DHK048A3*(0,A,C)(L,M,H)***0 |  |  |  |  | 49000 | 16.2 | 7.2 | 43000 | 0 |  | 0 | 13.6 | 12.8 |  |  |  | No | R-454B | 4.0833 | Residential & Commercial | No
211006070 | Central HP <5.4 tons | CARRIER CORPORATION | HSP-A (Single-Package Heat Pump Air-Source) | 50GCQ(M,P)06***5* |  |  |  |  | 59500 | 16 | 7.5 | 51000 | 0 |  | 0 | 12.2 | 12 |  |  |  | No | R-410A | 4.9583 | Residential & Commercial | No
216438538 | Central HP <5.4 tons | THERMAL ZONE | HSP-A (Single-Package Heat Pump Air-Source) | RHPXYC036ACT |  |  |  |  | 34200 | 15.2 | 7.2 | 34200 | 13800 | 40.35% | 1.8 | 0 | 11.5 |  |  |  | No | R-454B | 2.85 | Residential & Commercial | No
215392140 | Central HP <5.4 tons | AMERICAN STANDARD | HSP-A (Single-Package Heat Pump Air-Source) | WHK036A4**(B,E,G)***2 |  |  |  |  | 36000 | 16.2 | 7.2 | 32400 | 0 |  | 0 | 13.6 | 12.8 |  |  |  | No | R-454B | 3 | Residential & Commercial | No
215392160 | Central HP <5.4 tons | TRANE | HSP-A (Single-Package Heat Pump Air-Source) | WHK036AW**0***4 |  |  |  |  | 36000 | 16.2 | 7.2 | 32400 | 0 |  | 0 | 13.6 | 12.8 |  |  |  | No | R-454B | 3 | Residential & Commercial | No
211239277 | Central HP <5.4 tons | ALLIED COMMERCIAL | HSP-A (Single-Package Heat Pump Air-Source) | LHT048H4E*1J |  |  |  |  | 44500 | 15.6 | 7.2 | 44000 | 36400 | 82.73% | 2.3 | 12.8 | 12 |  |  |  | No | R-410A | 3.7083 | Residential & Commercial | No
205821699 | Central HP <5.4 tons | BRYANT HEATING AND COOLING SYSTEMS | HSP-A (Single-Package Heat Pump Air-Source) | 549KT06* |  |  |  |  | 59500 | 16 | 7.5 | 51000 | 0 |  | 0 | 12.2 | 12 |  |  |  | No | R-410A | 4.9583 | Residential & Commercial | No
205821814 | Central HP <5.4 tons | HEIL | HSP-A (Single-Package Heat Pump Air-Source) | RHW036S* |  |  |  |  | 33800 | 16 | 7.3 | 33200 | 0 |  | 0 | 12.5 | 11.7 |  |  |  | No | R-410A | 2.8167 | Residential & Commercial | No
205821682 | Central HP <5.4 tons | ICP COMMERCIAL | HSP-A (Single-Package Heat Pump Air-Source) | RHW036L* |  |  |  |  | 33800 | 16 | 7.3 | 33200 | 0 |  | 0 | 12.5 | 11.7 |  |  |  | No | R-410A | 2.8167 | Residential & Commercial | No
212926034 | Central HP <5.4 tons | BRYANT HEATING AND COOLING SYSTEMS | HSP-A (Single-Package Heat Pump Air-Source) | 607EPXK60000AA* |  |  |  |  | 56000 | 15.2 | 7.5 | 56500 | 22200 | 39.29% | 2 | 0 | 11.5 |  |  |  | No | R-410A | 4.6667 | Residential & Commercial | No
211198000 | Central HP <5.4 tons | LENNOX | HSP-A (Single-Package Heat Pump Air-Source) | LDT060H4E*1G |  |  |  |  | 55000 | 15.2 | 7.2 | 55000 | 42000 | 76.36% | 2.22 | 12.2 | 11.4 |  |  |  | No | R-410A | 4.5833 | Residential & Commercial | No
211239285 | Central HP <5.4 tons | ALLIED COMMERCIAL | HSP-A (Single-Package Heat Pump Air-Source) | LDT060H4E*1Y |  |  |  |  | 55000 | 15.2 | 7.2 | 55000 | 42000 | 76.36% | 2.22 | 12.2 | 11.4 |  |  |  | No | R-410A | 4.5833 | Residential & Commercial | No
213263763 | Central HP <5.4 tons | BRYANT HEATING AND COOLING SYSTEMS | HSP-A (Single-Package Heat Pump Air-Source) | 607EEXK60000AA* |  |  |  |  | 56000 | 15.2 | 7.5 | 56500 | 22200 | 39.29% | 2 | 0 | 11.5 |  |  |  | No | R-410A | 4.6667 | Residential & Commercial | No
211239274 | Central HP <5.4 tons | ALLIED COMMERCIAL | HSP-A (Single-Package Heat Pump Air-Source) | LDT048H4E*1G |  |  |  |  | 44500 | 15.6 | 7.2 | 44000 | 36400 | 82.73% | 2.3 | 12.8 | 12 |  |  |  | No | R-410A | 3.7083 | Residential & Commercial | No
201982833 | Central HP <5.4 tons | TRANE | HSP-A (Single-Package Heat Pump Air-Source) | WHC036H4*0B |  |  |  |  | 36400 | 15.6 | 8 | 32000 | 0 |  | 0 | 12.5 | 12.5 |  |  |  | No | R-410A | 3.0333 | Residential & Commercial | No
208128507 | Central HP <5.4 tons | YORK | HSP-A (Single-Package Heat Pump Air-Source) | PHE6B4834 |  |  |  |  | 46500 | 15.2 | 7.2 | 45000 | 24200 | 53.78% | 2.2 | 12 | 11.8 |  |  |  | No | R-410A | 3.875 | Residential & Commercial | No
215610820 | Central HP <5.4 tons | AMERICAN STANDARD | HSP-A (Single-Package Heat Pump Air-Source) | DHK060A4*(0,A,C)(L,M,H)***4 |  |  |  |  | 60000 | 15.8 | 7.2 | 53500 | 0 |  | 0 | 13.6 | 12.8 |  |  |  | No | R-454B | 5 | Residential & Commercial | No
215415947 | Central HP <5.4 tons | TRANE | HSP-A (Single-Package Heat Pump Air-Source) | WHK060A3**(B,E,G,K)***2 |  |  |  |  | 60000 | 15.8 | 7.2 | 53500 | 0 |  | 0 | 13.6 | 12.8 |  |  |  | No | R-454B | 5 | Residential & Commercial | No
216437530 | Central HP <5.4 tons | RHEEM | HSP-A (Single-Package Heat Pump Air-Source) | RHPXYC060ADT |  |  |  |  | 57000 | 15.2 | 7.2 | 55500 | 25000 | 45.05% | 1.6 | 0 | 11.5 |  |  |  | No | R-454B | 4.75 | Residential & Commercial | No
215610780 | Central HP <5.4 tons | AMERICAN STANDARD | HSP-A (Single-Package Heat Pump Air-Source) | DHK036AW*(0,A,C)(L,M,H)***2 |  |  |  |  | 36000 | 16.2 | 7.2 | 32400 | 0 |  | 0 | 13.6 | 12.8 |  |  |  | No | R-454B | 3 | Residential & Commercial | No
208106607 | Central HP <5.4 tons | CHAMPION HEATING AND COOLING | HSP-A (Single-Package Heat Pump Air-Source) | PHG6B481002X4 |  |  |  |  | 46500 | 15.2 | 7.2 | 45500 | 24000 | 52.75% | 2.2 | 12.5 | 12 |  |  |  | No | R-410A | 3.875 | Residential & Commercial | No
215392189 | Central HP <5.4 tons | TRANE | HSP-A (Single-Package Heat Pump Air-Source) | WHK048A4**(B,E,G)***0 |  |  |  |  | 49000 | 16.2 | 7.2 | 43000 | 0 |  | 0 | 13.6 | 12.8 |  |  |  | No | R-454B | 4.0833 | Residential & Commercial | No
215610803 | Central HP <5.4 tons | TRANE | HSP-A (Single-Package Heat Pump Air-Source) | DHK048AW*(0,A,C)(L,M,H)***4 |  |  |  |  | 49000 | 16.2 | 7.2 | 43000 | 0 |  | 0 | 13.6 | 12.8 |  |  |  | No | R-454B | 4.0833 | Residential & Commercial | No
215392112 | Central HP <5.4 tons | TRANE | HSP-A (Single-Package Heat Pump Air-Source) | WHK060A3**0***0 |  |  |  |  | 60000 | 15.8 | 7.2 | 53500 | 0 |  | 0 | 13.6 | 12.8 |  |  |  | No | R-454B | 5 | Residential & Commercial | No
215392230 | Central HP <5.4 tons | TRANE | HSP-A (Single-Package Heat Pump Air-Source) | WHK048AW**0***4 |  |  |  |  | 49000 | 16.2 | 7.2 | 43000 | 0 |  | 0 | 13.6 | 12.8 |  |  |  | No | R-454B | 4.0833 | Residential & Commercial | No
212926047 | Central HP <5.4 tons | HEIL | HSP-A (Single-Package Heat Pump Air-Source) | PHR536000H***K1 |  |  |  |  | 34200 | 15.5 | 7.2 | 34400 | 12700 | 36.92% | 1.77 | 0 | 12 |  |  |  | No | R-410A | 2.85 | Residential & Commercial | No
216438539 | Central HP <5.4 tons | THERMAL ZONE | HSP-A (Single-Package Heat Pump Air-Source) | RHPXYC036ADT |  |  |  |  | 34200 | 15.2 | 7.2 | 34200 | 13800 | 40.35% | 1.8 | 0 | 11.5 |  |  |  | No | R-454B | 2.85 | Residential & Commercial | No
215610796 | Central HP <5.4 tons | AMERICAN STANDARD | HSP-A (Single-Package Heat Pump Air-Source) | DHK048A4*(0,A,C)(L,M,H)***2 |  |  |  |  | 49000 | 16.2 | 7.2 | 43000 | 0 |  | 0 | 13.6 | 12.8 |  |  |  | No | R-454B | 4.0833 | Residential & Commercial | No
216030338 | Central HP <5.4 tons | DAIKIN | HSP-A (Single-Package Heat Pump Air-Source) | DPSH05BAPB5****E35**G* |  |  |  |  | 55000 | 19.5 | 7.9 | 49000 | 0 |  | 0 | 0 | 11.85 |  |  |  | No | R-32 | 4.5833 | Residential & Commercial | No
201982842 | Central HP <5.4 tons | AMERICAN STANDARD | HSP-A (Single-Package Heat Pump Air-Source) | WHC036HW*0B |  |  |  |  | 36400 | 15.6 | 8 | 32000 | 0 |  | 0 | 12.5 | 12.5 |  |  |  | No | R-410A | 3.0333 | Residential & Commercial | No
205821813 | Central HP <5.4 tons | DAY & NIGHT | HSP-A (Single-Package Heat Pump Air-Source) | RHW036S* |  |  |  |  | 33800 | 16 | 7.3 | 33200 | 0 |  | 0 | 12.5 | 11.7 |  |  |  | No | R-410A | 2.8167 | Residential & Commercial | No
216019214 | Central HP <5.4 tons | DAIKIN | HSP-A (Single-Package Heat Pump Air-Source) | DHH0484********A* |  |  |  |  | 48000 | 16.8 | 7.7 | 46000 | 21000 | 45.65% | 2 | 0 | 13 |  |  |  | No | R-32 | 4 | Residential & Commercial | No
211239282 | Central HP <5.4 tons | ALLIED COMMERCIAL | HSP-A (Single-Package Heat Pump Air-Source) | LHT060H4E*1J |  |  |  |  | 55000 | 15.2 | 7.2 | 55000 | 42000 | 76.36% | 2.22 | 12.2 | 11.4 |  |  |  | No | R-410A | 4.5833 | Residential & Commercial | No
205821679 | Central HP <5.4 tons | ICP COMMERCIAL | HSP-A (Single-Package Heat Pump Air-Source) | RHW036S* |  |  |  |  | 33800 | 16 | 7.3 | 33200 | 0 |  | 0 | 12.5 | 11.7 |  |  |  | No | R-410A | 2.8167 | Residential & Commercial | No
216437564 | Central HP <5.4 tons | SURE | HSP-A (Single-Package Heat Pump Air-Source) | RHPXYC060ADT |  |  |  |  | 57000 | 15.2 | 7.2 | 55500 | 25000 | 45.05% | 1.6 | 0 | 11.5 |  |  |  | No | R-454B | 4.75 | Residential & Commercial | No
215415955 | Central HP <5.4 tons | AMERICAN STANDARD | HSP-A (Single-Package Heat Pump Air-Source) | WHK060A4**(B,E,G,K)***0 |  |  |  |  | 60000 | 15.8 | 7.2 | 53500 | 0 |  | 0 | 13.6 | 12.8 |  |  |  | No | R-454B | 5 | Residential & Commercial | No
212926054 | Central HP <5.4 tons | KEEPRITE | HSP-A (Single-Package Heat Pump Air-Source) | PHR548000H***K1 |  |  |  |  | 47000 | 15.5 | 7.2 | 45000 | 18200 | 40.44% | 1.95 | 0 | 11.5 |  |  |  | No | R-410A | 3.9167 | Residential & Commercial | No
216438578 | Central HP <5.4 tons | FUJITSU | HSP-A (Single-Package Heat Pump Air-Source) | RHPXYC060ACT |  |  |  |  | 57000 | 15.2 | 7.2 | 55500 | 25000 | 45.05% | 1.6 | 0 | 11.5 |  |  |  | No | R-454B | 4.75 | Residential & Commercial | No
215392250 | Central HP <5.4 tons | TRANE | HSP-A (Single-Package Heat Pump Air-Source) | WHK060A3**0***2 |  |  |  |  | 60000 | 15.8 | 7.2 | 53500 | 0 |  | 0 | 13.6 | 12.8 |  |  |  | No | R-454B | 5 | Residential & Commercial | No
215610818 | Central HP <5.4 tons | AMERICAN STANDARD | HSP-A (Single-Package Heat Pump Air-Source) | DHK060A3*(0,A,C)(L,M,H)***4 |  |  |  |  | 60000 | 15.8 | 7.2 | 53500 | 0 |  | 0 | 13.6 | 12.8 |  |  |  | No | R-454B | 5 | Residential & Commercial | No
215392233 | Central HP <5.4 tons | AMERICAN STANDARD | HSP-A (Single-Package Heat Pump Air-Source) | WHK048AW**0***4 |  |  |  |  | 49000 | 16.2 | 7.2 | 43000 | 0 |  | 0 | 13.6 | 12.8 |  |  |  | No | R-454B | 4.0833 | Residential & Commercial | No
211197991 | Central HP <5.4 tons | LENNOX | HSP-A (Single-Package Heat Pump Air-Source) | LHT036H4E*1G |  |  |  |  | 35000 | 15.2 | 7.2 | 35000 | 26600 | 76% | 2.1 | 12.3 | 11.4 |  |  |  | No | R-410A | 2.9167 | Residential & Commercial | No
216030334 | Central HP <5.4 tons | DAIKIN | HSP-A (Single-Package Heat Pump Air-Source) | DPSH05BAPB5****E31**E* |  |  |  |  | 55000 | 18.7 | 7.8 | 49000 | 0 |  | 0 | 0 | 11.4 |  |  |  | No | R-32 | 4.5833 | Residential & Commercial | No
216030317 | Central HP <5.4 tons | DAIKIN | HSP-A (Single-Package Heat Pump Air-Source) | DPSH05BAPB2****E31**0* |  |  |  |  | 55000 | 19.5 | 7.9 | 49000 | 0 |  | 0 | 0 | 11.75 |  |  |  | No | R-32 | 4.5833 | Residential & Commercial | No
213263734 | Central HP <5.4 tons | CARRIER | HSP-A (Single-Package Heat Pump Air-Source) | 50VR-K36---60* |  |  |  |  | 34200 | 15.5 | 7.2 | 34400 | 12700 | 36.92% | 1.77 | 0 | 12 |  |  |  | No | R-410A | 2.85 | Residential & Commercial | No
212926042 | Central HP <5.4 tons | COMFORTMAKER | HSP-A (Single-Package Heat Pump Air-Source) | PHR548000H***K1 |  |  |  |  | 47000 | 15.5 | 7.2 | 45000 | 18200 | 40.44% | 1.95 | 0 | 11.5 |  |  |  | No | R-410A | 3.9167 | Residential & Commercial | No
215415952 | Central HP <5.4 tons | TRANE | HSP-A (Single-Package Heat Pump Air-Source) | WHK060A4**(B,E,G,K)***0 |  |  |  |  | 60000 | 15.8 | 7.2 | 53500 | 0 |  | 0 | 13.6 | 12.8 |  |  |  | No | R-454B | 5 | Residential & Commercial | No
205821825 | Central HP <5.4 tons | ARCOAIRE | HSP-A (Single-Package Heat Pump Air-Source) | RHW036H* |  |  |  |  | 33800 | 16 | 7.3 | 33200 | 0 |  | 0 | 12.5 | 11.7 |  |  |  | No | R-410A | 2.8167 | Residential & Commercial | No
215610799 | Central HP <5.4 tons | TRANE | HSP-A (Single-Package Heat Pump Air-Source) | DHK048A3*(0,A,C)(L,M,H)***4 |  |  |  |  | 49000 | 16.2 | 7.2 | 43000 | 0 |  | 0 | 13.6 | 12.8 |  |  |  | No | R-454B | 4.0833 | Residential & Commercial | No
216030335 | Central HP <5.4 tons | DAIKIN | HSP-A (Single-Package Heat Pump Air-Source) | DPSH05BAPB5****E31**G* |  |  |  |  | 55000 | 18.9 | 7.8 | 49000 | 0 |  | 0 | 0 | 11.45 |  |  |  | No | R-32 | 4.5833 | Residential & Commercial | No
216437550 | Central HP <5.4 tons | RUSSELL | HSP-A (Single-Package Heat Pump Air-Source) | RHPXYC048ADT |  |  |  |  | 45500 | 15.2 | 7.2 | 45500 | 18000 | 39.56% | 1.44 | 0 | 11.5 |  |  |  | No | R-454B | 3.7917 | Residential & Commercial | No
215392234 | Central HP <5.4 tons | AMERICAN STANDARD | HSP-A (Single-Package Heat Pump Air-Source) | WHK048AW**(B,E,G)***4 |  |  |  |  | 49000 | 16.2 | 7.2 | 43000 | 0 |  | 0 | 13.6 | 12.8 |  |  |  | No | R-454B | 4.0833 | Residential & Commercial | No
216030332 | Central HP <5.4 tons | DAIKIN | HSP-A (Single-Package Heat Pump Air-Source) | DPSH05BAPB4****E35**0* |  |  |  |  | 55500 | 20.3 | 8 | 48000 | 0 |  | 0 | 0 | 12.3 |  |  |  | No | R-32 | 4.625 | Residential & Commercial | No
215392151 | Central HP <5.4 tons | AMERICAN STANDARD | HSP-A (Single-Package Heat Pump Air-Source) | WHK036A3**0***4 |  |  |  |  | 36000 | 16.2 | 7.2 | 32400 | 0 |  | 0 | 13.6 | 12.8 |  |  |  | No | R-454B | 3 | Residential & Commercial | No
216030289 | Central HP <5.4 tons | DAIKIN | HSP-A (Single-Package Heat Pump Air-Source) | DPSH03BAPB5****E31**G* |  |  |  |  | 35000 | 18.3 | 8.05 | 30000 | 0 |  | 0 | 0 | 12.1 |  |  |  | No | R-32 | 2.9167 | Residential & Commercial | No
215610771 | Central HP <5.4 tons | TRANE | HSP-A (Single-Package Heat Pump Air-Source) | DHK036A4*(0,A,C)(L,M,H)***0 |  |  |  |  | 36000 | 16.2 | 7.2 | 32400 | 0 |  | 0 | 13.6 | 12.8 |  |  |  | No | R-454B | 3 | Residential & Commercial | No
211006067 | Central HP <5.4 tons | CARRIER CORPORATION | HSP-A (Single-Package Heat Pump Air-Source) | 50GCQ(M,P)04***5* |  |  |  |  | 33800 | 16 | 7.3 | 33200 | 0 |  | 0 | 12.5 | 11.7 |  |  |  | No | R-454A | 2.8167 | Residential & Commercial | No
215392257 | Central HP <5.4 tons | AMERICAN STANDARD | HSP-A (Single-Package Heat Pump Air-Source) | WHK060A4**0***2 |  |  |  |  | 60000 | 15.8 | 7.2 | 53500 | 0 |  | 0 | 13.6 | 12.8 |  |  |  | No | R-454B | 5 | Residential & Commercial | No
212926063 | Central HP <5.4 tons | TEMPSTAR | HSP-A (Single-Package Heat Pump Air-Source) | PHR548000H***K1 |  |  |  |  | 47000 | 15.5 | 7.2 | 45000 | 18200 | 40.44% | 1.95 | 0 | 11.5 |  |  |  | No | R-410A | 3.9167 | Residential & Commercial | No
216438537 | Central HP <5.4 tons | THERMAL ZONE | HSP-A (Single-Package Heat Pump Air-Source) | RHPXYC060AJT |  |  |  |  | 57000 | 15.2 | 7.2 | 55500 | 25000 | 45.05% | 1.6 | 0 | 11.5 |  |  |  | No | R-454B | 4.75 | Residential & Commercial | No
216437567 | Central HP <5.4 tons | RUUD | HSP-A (Single-Package Heat Pump Air-Source) | RHPXYC060AJT |  |  |  |  | 57000 | 15.2 | 7.2 | 55500 | 25000 | 45.05% | 1.6 | 0 | 11.5 |  |  |  | No | R-454B | 4.75 | Residential & Commercial | No
216437565 | Central HP <5.4 tons | FRIEDRICH | HSP-A (Single-Package Heat Pump Air-Source) | RHPXYC060AJT |  |  |  |  | 57000 | 15.2 | 7.2 | 55500 | 25000 | 45.05% | 1.6 | 0 | 11.5 |  |  |  | No | R-454B | 4.75 | Residential & Commercial | No
216437531 | Central HP <5.4 tons | RHEEM | HSP-A (Single-Package Heat Pump Air-Source) | RHPXYC060AJT |  |  |  |  | 57000 | 15.2 | 7.2 | 55500 | 25000 | 45.05% | 1.6 | 0 | 11.5 |  |  |  | No | R-454B | 4.75 | Residential & Commercial | No
213069102 | Central HP <5.4 tons | ACIQ | HSP-A (Single-Package Heat Pump Air-Source) | RHW037K* |  |  |  |  | 33800 | 16 | 7.3 | 33200 | 0 |  | 0 | 0 | 11.7 |  |  |  | No | R-410A | 2.8167 | Residential & Commercial | No
212406386 | Central HP <5.4 tons | ICP COMMERCIAL | HSP-A (Single-Package Heat Pump Air-Source) | PHR524000K***K1 |  |  |  |  | 22400 | 15.2 | 7.2 | 23800 | 8600 | 36.13% | 1.9 | 0 | 11.5 |  |  |  | No | R-410A | 1.8667 | Residential & Commercial | No
212406385 | Central HP <5.4 tons | HEIL | HSP-A (Single-Package Heat Pump Air-Source) | PHR560000K***K1 |  |  |  |  | 56000 | 15.2 | 7.5 | 56500 | 22200 | 39.29% | 2 | 0 | 11.5 |  |  |  | No | R-410A | 4.6667 | Residential & Commercial | No
212406369 | Central HP <5.4 tons | AIRQUEST | HSP-A (Single-Package Heat Pump Air-Source) | PHR560000K***K1 |  |  |  |  | 56000 | 15.2 | 7.5 | 56500 | 22200 | 39.29% | 2 | 0 | 11.5 |  |  |  | No | R-410A | 4.6667 | Residential & Commercial | No
212406367 | Central HP <5.4 tons | AIRQUEST | HSP-A (Single-Package Heat Pump Air-Source) | PHR536000K***K1 |  |  |  |  | 34200 | 15.5 | 7.2 | 34400 | 12700 | 36.92% | 1.77 | 0 | 12 |  |  |  | No | R-410A | 2.85 | Residential & Commercial | No
205821891 | Central HP <5.4 tons | HEIL | HSP-A (Single-Package Heat Pump Air-Source) | RHW060L* |  |  |  |  | 59500 | 16 | 7.5 | 51000 | 0 |  | 0 | 12.2 | 12 |  |  |  | No | R-410A | 4.9583 | Residential & Commercial | No
211239271 | Central HP <5.4 tons | ALLIED COMMERCIAL | HSP-A (Single-Package Heat Pump Air-Source) | LDT036H4E*1J |  |  |  |  | 35000 | 15.2 | 7.2 | 35000 | 26600 | 76% | 2.1 | 12.3 | 11.4 |  |  |  | No | R-410A | 2.9167 | Residential & Commercial | No
215610800 | Central HP <5.4 tons | AMERICAN STANDARD | HSP-A (Single-Package Heat Pump Air-Source) | DHK048A3*(0,A,C)(L,M,H)***4 |  |  |  |  | 49000 | 16.2 | 7.2 | 43000 | 0 |  | 0 | 13.6 | 12.8 |  |  |  | No | R-454B | 4.0833 | Residential & Commercial | No
216030318 | Central HP <5.4 tons | DAIKIN | HSP-A (Single-Package Heat Pump Air-Source) | DPSH05BAPB2****E31**E* |  |  |  |  | 55000 | 18.7 | 7.8 | 49000 | 0 |  | 0 | 0 | 11.4 |  |  |  | No | R-32 | 4.5833 | Residential & Commercial | No
215610817 | Central HP <5.4 tons | TRANE | HSP-A (Single-Package Heat Pump Air-Source) | DHK060A3*(0,A,C)(L,M,H)***4 |  |  |  |  | 60000 | 15.8 | 7.2 | 53500 | 0 |  | 0 | 13.6 | 12.8 |  |  |  | No | R-454B | 5 | Residential & Commercial | No
212406351 | Central HP <5.4 tons | CARRIER | HSP-A (Single-Package Heat Pump Air-Source) | 50VR-K36---30* |  |  |  |  | 34200 | 15.5 | 7.2 | 34400 | 12700 | 36.92% | 1.77 | 0 | 12 |  |  |  | No | R-410A | 2.85 | Residential & Commercial | No
213880908 | Central HP <5.4 tons | RHEEM | HSP-A (Single-Package Heat Pump Air-Source) | RHPXZS036AJT |  |  |  |  | 35000 | 15.2 | 7.2 | 34000 | 0 |  | 0 | 0 | 11.5 |  |  |  | No | R-410A | 2.9167 | Residential & Commercial | No
211007453 | Central HP <5.4 tons | AIRQUEST | HSP-A (Single-Package Heat Pump Air-Source) | RHW037K* |  |  |  |  | 33800 | 16 | 7.3 | 33200 | 0 |  | 0 | 0 | 11.7 |  |  |  | No | R-410A | 2.8167 | Residential & Commercial | No
211007402 | Central HP <5.4 tons | CARRIER CORPORATION | HSP-A (Single-Package Heat Pump Air-Source) | 50GCQ(T,H)06***3* |  |  |  |  | 59500 | 16 | 7.5 | 51000 | 0 |  | 0 | 0 | 12 |  |  |  | No | R-410A | 4.9583 | Residential & Commercial | No
208106604 | Central HP <5.4 tons | COLEMAN | HSP-A (Single-Package Heat Pump Air-Source) | PHG6B361002X4 |  |  |  |  | 36600 | 15.2 | 7.2 | 32600 | 30600 | 93.87% | 2.14 | 12.5 | 12 |  |  |  | No | R-410A | 3.05 | Residential & Commercial | No
208106603 | Central HP <5.4 tons | FRASER-JOHNSTON | HSP-A (Single-Package Heat Pump Air-Source) | PHG6A240752X4 |  |  |  |  | 24000 | 15.2 | 7.2 | 23000 | 12100 | 52.61% | 2.1 | 12.5 | 12 |  |  |  | No | R-410A | 2 | Residential & Commercial | No
215610783 | Central HP <5.4 tons | TRANE | HSP-A (Single-Package Heat Pump Air-Source) | DHK036A4*(0,A,C)(L,M,H)***4 |  |  |  |  | 36000 | 16.2 | 7.2 | 32400 | 0 |  | 0 | 13.6 | 12.8 |  |  |  | No | R-454B | 3 | Residential & Commercial | No
205821826 | Central HP <5.4 tons | COMFORTMAKER | HSP-A (Single-Package Heat Pump Air-Source) | RHW036H* |  |  |  |  | 33800 | 16 | 7.3 | 33200 | 0 |  | 0 | 12.5 | 11.7 |  |  |  | No | R-410A | 2.8167 | Residential & Commercial | No
216437534 | Central HP <5.4 tons | RUSSELL | HSP-A (Single-Package Heat Pump Air-Source) | RHPXYC036ACT |  |  |  |  | 34200 | 15.2 | 7.2 | 34200 | 13800 | 40.35% | 1.8 | 0 | 11.5 |  |  |  | No | R-454B | 2.85 | Residential & Commercial | No
212926058 | Central HP <5.4 tons | KENMORE | HSP-A (Single-Package Heat Pump Air-Source) | PHR560000H***K1 |  |  |  |  | 56000 | 15.2 | 7.5 | 56500 | 22200 | 39.29% | 2 | 0 | 11.5 |  |  |  | No | R-410A | 4.6667 | Residential & Commercial | No
208128511 | Central HP <5.4 tons | YORK | HSP-A (Single-Package Heat Pump Air-Source) | PHE6B6034 |  |  |  |  | 57000 | 15.2 | 7.2 | 57000 | 31200 | 54.74% | 2.2 | 12.5 | 11.8 |  |  |  | No | R-410A | 4.75 | Residential & Commercial | No
216030319 | Central HP <5.4 tons | DAIKIN | HSP-A (Single-Package Heat Pump Air-Source) | DPSH05BAPB2****E31**G* |  |  |  |  | 55000 | 18.85 | 7.8 | 49000 | 0 |  | 0 | 0 | 11.45 |  |  |  | No | R-32 | 4.5833 | Residential & Commercial | No
211197990 | Central HP <5.4 tons | LENNOX | HSP-A (Single-Package Heat Pump Air-Source) | LDT036H4E*1G |  |  |  |  | 35000 | 15.2 | 7.2 | 35000 | 26600 | 76% | 2.1 | 12.3 | 11.4 |  |  |  | No | R-410A | 2.9167 | Residential & Commercial | No
215610801 | Central HP <5.4 tons | TRANE | HSP-A (Single-Package Heat Pump Air-Source) | DHK048A4*(0,A,C)(L,M,H)***4 |  |  |  |  | 49000 | 16.2 | 7.2 | 43000 | 0 |  | 0 | 13.6 | 12.8 |  |  |  | No | R-454B | 4.0833 | Residential & Commercial | No
215392253 | Central HP <5.4 tons | AMERICAN STANDARD | HSP-A (Single-Package Heat Pump Air-Source) | WHK060A3**0***2 |  |  |  |  | 60000 | 15.8 | 7.2 | 53500 | 0 |  | 0 | 13.6 | 12.8 |  |  |  | No | R-454B | 5 | Residential & Commercial | No
211005897 | Central HP <5.4 tons | CARRIER CORPORATION | HSP-A (Single-Package Heat Pump Air-Source) | 50GCQ(M,P)06***6* |  |  |  |  | 59500 | 16 | 7.5 | 51000 | 0 |  | 0 | 12.2 | 12 |  |  |  | No | R-410A | 4.9583 | Residential & Commercial | No
213075702 | Central HP <5.4 tons | ACIQ | HSP-A (Single-Package Heat Pump Air-Source) | PHR536000H***K1 |  |  |  |  | 34200 | 15.5 | 7.2 | 34400 | 12700 | 36.92% | 1.77 | 0 | 12 |  |  |  | No | R-410A | 2.85 | Residential & Commercial | No
215392136 | Central HP <5.4 tons | TRANE | HSP-A (Single-Package Heat Pump Air-Source) | WHK036A4**0***2 |  |  |  |  | 36000 | 16.2 | 7.2 | 32400 | 0 |  | 0 | 13.6 | 12.8 |  |  |  | No | R-454B | 3 | Residential & Commercial | No
212926059 | Central HP <5.4 tons | MARATHERM | HSP-A (Single-Package Heat Pump Air-Source) | PHR536000H***K1 |  |  |  |  | 34200 | 15.5 | 7.2 | 34400 | 12700 | 36.92% | 1.77 | 0 | 12 |  |  |  | No | R-410A | 2.85 | Residential & Commercial | No
213075705 | Central HP <5.4 tons | ACIQ | HSP-A (Single-Package Heat Pump Air-Source) | PHR548000H***K1 |  |  |  |  | 47000 | 15.5 | 7.2 | 45000 | 18200 | 40.44% | 1.95 | 0 | 11.5 |  |  |  | No | R-410A | 3.9167 | Residential & Commercial | No
212926045 | Central HP <5.4 tons | DAY & NIGHT | HSP-A (Single-Package Heat Pump Air-Source) | PHR548000H***K1 |  |  |  |  | 47000 | 15.5 | 7.2 | 45000 | 18200 | 40.44% | 1.95 | 0 | 11.5 |  |  |  | No | R-410A | 3.9167 | Residential & Commercial | No
215610782 | Central HP <5.4 tons | AMERICAN STANDARD | HSP-A (Single-Package Heat Pump Air-Source) | DHK036A3*(0,A,C)(L,M,H)***4 |  |  |  |  | 36000 | 16.2 | 7.2 | 32400 | 0 |  | 0 | 13.6 | 12.8 |  |  |  | No | R-454B | 3 | Residential & Commercial | No
211006216 | Central HP <5.4 tons | BRYANT HEATING AND COOLING SYSTEMS | HSP-A (Single-Package Heat Pump Air-Source) | 549KP06N* |  |  |  |  | 59500 | 16 | 7.5 | 51000 | 0 |  | 0 | 12.2 | 12 |  |  |  | No | R-457A | 4.9583 | Residential & Commercial | No
205821705 | Central HP <5.4 tons | ICP COMMERCIAL | HSP-A (Single-Package Heat Pump Air-Source) | RHW060H* |  |  |  |  | 59500 | 16 | 7.5 | 51000 | 0 |  | 0 | 12.2 | 12 |  |  |  | No | R-410A | 4.9583 | Residential & Commercial | No
215392183 | Central HP <5.4 tons | TRANE | HSP-A (Single-Package Heat Pump Air-Source) | WHK048A3**(B,E,G)***0 |  |  |  |  | 49000 | 16.2 | 7.2 | 43000 | 0 |  | 0 | 13.6 | 12.8 |  |  |  | No | R-454B | 4.0833 | Residential & Commercial | No
210082199 | Mini/Multi Split | HAIER | HMSV-A-CB | 3U24EH2HD** |  | Ducted Indoor Units |  |  | 21400 | 17 | 9.5 | 26000 | 21000 | 80.77% | 1.85 | 11 | 11 |  |  |  | No | R-410A | 1.7833 | Residential & Commercial | Ducted CEE Tier 1
210151026 | Mini/Multi Split | HAIER | HMSV-A-CB | 2U20EH2HD** |  | Ducted Indoor Units |  |  | 17200 | 16 | 9.8 | 22000 | 18000 | 81.82% | 1.85 | 11 | 11 |  |  |  | No | R-410A | 1.4333 | Residential & Commercial | Ducted CEE Tier 1
210154190 | Mini/Multi Split | GE Appliances | HMSV-A-CB | ASH220NCDD** |  | Ducted Indoor Units |  |  | 17200 | 16 | 9.8 | 22000 | 18000 | 81.82% | 1.85 | 11 | 11 |  |  |  | No | R-410A | 1.4333 | Residential & Commercial | Ducted CEE Tier 1
210154194 | Mini/Multi Split | GE Appliances | HMSV-A-CB | ASH324NCDD** |  | Ducted Indoor Units |  |  | 21400 | 17 | 9.5 | 26000 | 21000 | 80.77% | 1.85 | 11 | 11 |  |  |  | No | R-410A | 1.7833 | Residential & Commercial | Ducted CEE Tier 1
210288129 | Mini/Multi Split | CTMorley | HMSV-A-CB | MOU-2A18G-2 |  | Ducted Indoor Units |  |  | 18000 | 19 | 9.8 | 19000 | 13300 | 70% | 2 | 12 | 12 |  |  |  | No | R-410A | 1.5 | Residential & Commercial | Ducted CEE Tier 1
210288141 | Mini/Multi Split | CTMorley | HMSV-A-CB | MOU-2A18H-2 |  | Ducted Indoor Units |  |  | 19000 | 19 | 9.3 | 20000 | 19000 | 95% | 1.85 | 11.5 | 12 |  |  |  | No | R-410A | 1.5833 | Residential & Commercial | Ducted CEE Tier 1
210288144 | Mini/Multi Split | CTMorley | HMSV-A-CB | MOU-3A27H-2 |  | Ducted Indoor Units |  |  | 28000 | 20 | 9.5 | 28000 | 25000 | 89.29% | 1.8 | 11.5 | 11.7 |  |  |  | No | R-410A | 2.3333 | Residential & Commercial | Ducted CEE Tier 1
210288150 | Mini/Multi Split | CTMorley | HMSV-A-CB | MOU-5A48H-2 |  | Ducted Indoor Units |  |  | 47000 | 20.9 | 9 | 49000 | 42500 | 86.73% | 2 | 11.4 | 11.7 |  |  |  | No | R-410A | 3.9167 | Residential & Commercial | Ducted CEE Tier 1
210474672 | Mini/Multi Split | AIRDACH | HMSV-A-CB | AMSH1800VM1-D |  | Ducted Indoor Units |  |  | 18000 | 19 | 9.8 | 19000 | 13300 | 70% | 2 | 12 | 12 |  |  |  | No | R-410A | 1.5 | Residential & Commercial | Ducted CEE Tier 1
210540182 | Mini/Multi Split | Mitsubishi Electric | HMSV-A-CB | MXZ-SM36NAM2 |  | Ducted Indoor Units |  |  | 36000 | 18.5 | 10 | 41000 | 29000 | 70.73% | 2 | 12.6 | 12 |  |  |  | No | R-410A | 3 | Residential & Commercial | Ducted CEE Tier 1
210529236 | Mini/Multi Split | LG | HMSV-A-CB | LMU543HV |  | Ducted Indoor Units |  |  | 50500 | 18.5 | 9.3 | 58000 | 45000 | 77.59% | 1.97 | 0 | 12.5 |  |  |  | No | R-410A | 4.2083 | Residential & Commercial | Ducted CEE Tier 1
210568212 | Mini/Multi Split | Durastar | HMSV-A-CB | DRA2H18M1A |  | Ducted Indoor Units |  |  | 19000 | 19 | 9.3 | 20000 | 19000 | 95% | 1.85 | 11.5 | 12 |  |  |  | No | R-410A | 1.5833 | Residential & Commercial | Ducted CEE Tier 1
210568215 | Mini/Multi Split | Durastar | HMSV-A-CB | DRA3H28M1A |  | Ducted Indoor Units |  |  | 28000 | 20 | 9.5 | 28000 | 25000 | 89.29% | 1.8 | 11.5 | 11.7 |  |  |  | No | R-410A | 2.3333 | Residential & Commercial | Ducted CEE Tier 1
210568221 | Mini/Multi Split | Durastar | HMSV-A-CB | DRA5H48M1A |  | Ducted Indoor Units |  |  | 47000 | 20.9 | 9 | 49000 | 42500 | 86.73% | 2 | 11.4 | 11.7 |  |  |  | No | R-410A | 3.9167 | Residential & Commercial | Ducted CEE Tier 1
210568224 | Mini/Multi Split | Durastar | HMSV-A-CB | DRA5H55M1A |  | Ducted Indoor Units |  |  | 55000 | 18.8 | 9.3 | 55000 | 46000 | 83.64% | 1.9 | 10.5 | 10.5 |  |  |  | No | R-410A | 4.5833 | Residential & Commercial | Ducted CEE Tier 1
210605820 | Mini/Multi Split | Conforto | HMSV-A-CB | MHMZ548DA |  | Ducted Indoor Units |  |  | 47000 | 20.9 | 9 | 49000 | 42500 | 86.73% | 2 | 11.4 | 11.7 |  |  |  | No | R-410A | 3.9167 | Residential & Commercial | Ducted CEE Tier 1
210586152 | Mini/Multi Split | ECO AC | HMSV-A-CB | EMH-2O18BBH |  | Ducted Indoor Units |  |  | 19000 | 19 | 9.3 | 20000 | 19000 | 95% | 1.85 | 11.5 | 12 |  |  |  | No | R-410A | 1.5833 | Residential & Commercial | Ducted CEE Tier 1
210586155 | Mini/Multi Split | ECO AC | HMSV-A-CB | EMH-3O27BBH |  | Ducted Indoor Units |  |  | 28000 | 20 | 9.5 | 28000 | 25000 | 89.29% | 1.8 | 11.5 | 11.7 |  |  |  | No | R-410A | 2.3333 | Residential & Commercial | Ducted CEE Tier 1
210605811 | Mini/Multi Split | Conforto | HMSV-A-CB | MHMZ218DA |  | Ducted Indoor Units |  |  | 19000 | 19 | 9.3 | 20000 | 19000 | 95% | 1.85 | 11.5 | 12 |  |  |  | No | R-410A | 1.5833 | Residential & Commercial | Ducted CEE Tier 1
210605814 | Mini/Multi Split | Conforto | HMSV-A-CB | MHMZ327DA |  | Ducted Indoor Units |  |  | 28000 | 20 | 9.5 | 28000 | 25000 | 89.29% | 1.8 | 11.5 | 11.7 |  |  |  | No | R-410A | 2.3333 | Residential & Commercial | Ducted CEE Tier 1
210644054 | Mini/Multi Split | MDV | HMSV-A-CB | M2OI-18HFN1-M-L |  | Ducted Indoor Units |  |  | 19000 | 19 | 9.3 | 20000 | 19000 | 95% | 1.85 | 11.5 | 12 |  |  |  | No | R-410A | 1.5833 | Residential & Commercial | Ducted CEE Tier 1
210644051 | Mini/Multi Split | MDV | HMSV-A-CB | M2OA-18HFN1-M-L |  | Ducted Indoor Units |  |  | 18000 | 19 | 9.8 | 19000 | 13300 | 70% | 2 | 12 | 12 |  |  |  | No | R-410A | 1.5 | Residential & Commercial | Ducted CEE Tier 1
210655376 | Mini/Multi Split | Relief Sciences | HMSV-A-CB | LANG24OD25-2 |  | Ducted Indoor Units |  |  | 18000 | 19 | 9.8 | 19000 | 13300 | 70% | 2 | 12 | 12 |  |  |  | No | R-410A | 1.5 | Residential & Commercial | Ducted CEE Tier 1
210799617 | Mini/Multi Split | Cooper&Hunter | HMSV-A-CB | CH-18MES-230VO |  | Ducted Indoor Units |  |  | 18000 | 19 | 9.8 | 19000 | 13300 | 70% | 2 | 12 | 12 |  |  |  | No | R-410A | 1.5 | Residential & Commercial | Ducted CEE Tier 1
210799629 | Mini/Multi Split | Cooper&Hunter | HMSV-A-CB | CH-HPR19M-230VO |  | Ducted Indoor Units |  |  | 19000 | 19 | 9.3 | 20000 | 19000 | 95% | 1.85 | 11.5 | 12 |  |  |  | No | R-410A | 1.5833 | Residential & Commercial | Ducted CEE Tier 1
210799632 | Mini/Multi Split | Cooper&Hunter | HMSV-A-CB | CH-HPR28M-230VO |  | Ducted Indoor Units |  |  | 28000 | 20 | 9.5 | 28000 | 25000 | 89.29% | 1.8 | 11.5 | 11.7 |  |  |  | No | R-410A | 2.3333 | Residential & Commercial | Ducted CEE Tier 1
210799637 | Mini/Multi Split | Cooper&Hunter | HMSV-A-CB | CH-HPR48M-230VO |  | Ducted Indoor Units |  |  | 47000 | 20.9 | 9 | 49000 | 42500 | 86.73% | 2 | 11.4 | 11.7 |  |  |  | No | R-410A | 3.9167 | Residential & Commercial | Ducted CEE Tier 1
212920649 | Mini/Multi Split | Bladex | HMSV-A-CB | B20I-18SPHP1 |  | Ducted Indoor Units |  |  | 19000 | 19 | 9.3 | 20000 | 19000 | 95% | 1.85 | 11.5 | 12 |  |  |  | No | R-410A | 1.5833 | Residential & Commercial | Ducted CEE Tier 1
212920652 | Mini/Multi Split | Bladex | HMSV-A-CB | B30K-27SPHP1 |  | Ducted Indoor Units |  |  | 27000 | 19 | 10 | 27000 | 27000 | 100% | 1.8 | 0 | 11.8 |  |  |  | No | R-410A | 2.25 | Residential & Commercial | Ducted CEE Tier 1
212920657 | Mini/Multi Split | Bladex | HMSV-A-CB | B50G-48SPHP1 |  | Ducted Indoor Units |  |  | 47000 | 20.9 | 9 | 49000 | 42500 | 86.73% | 2 | 11.4 | 11.7 |  |  |  | No | R-410A | 3.9167 | Residential & Commercial | Ducted CEE Tier 1
212920680 | Mini/Multi Split | NOVAIR | HMSV-A-CB | LEA20MZ-2P-35SK-O* |  | Ducted Indoor Units |  |  | 19000 | 19 | 9.3 | 20000 | 19000 | 95% | 1.85 | 11.5 | 12 |  |  |  | No | R-410A | 1.5833 | Residential & Commercial | Ducted CEE Tier 1
210857278 | Mini/Multi Split | DIAMONDAIR | HMSV-A-CB | DF18M2Z2 |  | Ducted Indoor Units |  |  | 18000 | 19 | 9.8 | 19000 | 13300 | 70% | 2 | 12 | 12 |  |  |  | No | R-410A | 1.5 | Residential & Commercial | Ducted CEE Tier 1
212940824 | Mini/Multi Split | CENTURY | HMSV-A-CB | A-VMH28TV-1 |  | Ducted Indoor Units |  |  | 28000 | 20 | 9.5 | 28000 | 25000 | 89.29% | 1.8 | 11.5 | 11.7 |  |  |  | No | R-410A | 2.3333 | Residential & Commercial | Ducted CEE Tier 1
212940820 | Mini/Multi Split | CENTURY | HMSV-A-CB | A-VMH18DV-1 |  | Ducted Indoor Units |  |  | 19000 | 19 | 9.3 | 20000 | 19000 | 95% | 1.85 | 11.5 | 12 |  |  |  | No | R-410A | 1.5833 | Residential & Commercial | Ducted CEE Tier 1
210857363 | Mini/Multi Split | 1HVAC | HMSV-A-CB | ACIQ-55Z-HH-M5B |  | Ducted Indoor Units |  |  | 55000 | 18.8 | 9.3 | 55000 | 46000 | 83.64% | 1.9 | 10.5 | 10.5 |  |  |  | No | R-410A | 4.5833 | Residential & Commercial | Ducted CEE Tier 1
210857366 | Mini/Multi Split | 1HVAC | HMSV-A-CB | ES-18Z-M2B |  | Ducted Indoor Units |  |  | 18000 | 19 | 9.8 | 19000 | 13300 | 70% | 2 | 12 | 12 |  |  |  | No | R-410A | 1.5 | Residential & Commercial | Ducted CEE Tier 1
210857381 | Mini/Multi Split | ACIQ | HMSV-A-CB | ACIQ-55Z-HH-M5B |  | Ducted Indoor Units |  |  | 55000 | 18.8 | 9.3 | 55000 | 46000 | 83.64% | 1.9 | 10.5 | 10.5 |  |  |  | No | R-410A | 4.5833 | Residential & Commercial | Ducted CEE Tier 1
210857384 | Mini/Multi Split | ACIQ | HMSV-A-CB | ES-18Z-M2B |  | Ducted Indoor Units |  |  | 18000 | 19 | 9.8 | 19000 | 13300 | 70% | 2 | 12 | 12 |  |  |  | No | R-410A | 1.5 | Residential & Commercial | Ducted CEE Tier 1
210857399 | Mini/Multi Split | DIYCOOL | HMSV-A-CB | ACIQ-55Z-HH-M5B |  | Ducted Indoor Units |  |  | 55000 | 18.8 | 9.3 | 55000 | 46000 | 83.64% | 1.9 | 10.5 | 10.5 |  |  |  | No | R-410A | 4.5833 | Residential & Commercial | Ducted CEE Tier 1
210857402 | Mini/Multi Split | DIYCOOL | HMSV-A-CB | ES-18Z-M2B |  | Ducted Indoor Units |  |  | 18000 | 19 | 9.8 | 19000 | 13300 | 70% | 2 | 12 | 12 |  |  |  | No | R-410A | 1.5 | Residential & Commercial | Ducted CEE Tier 1
212941756 | Mini/Multi Split | Nutech | HMSV-A-CB | N2OA-18HFN1-M |  | Ducted Indoor Units |  |  | 18000 | 19 | 9.8 | 19000 | 13300 | 70% | 2 | 12 | 12 |  |  |  | No | R-410A | 1.5 | Residential & Commercial | Ducted CEE Tier 1
211016450 | Mini/Multi Split | Mitsubishi Electric | HMSV-A-CB | MXZ-SM36NAMHZ2 |  | Ducted Indoor Units |  |  | 36000 | 18.5 | 11 | 42000 | 38500 | 91.67% | 1.86 | 12.6 | 12 |  |  |  | No | R-410A | 3 | Residential & Commercial | Ducted CEE Tier 1
211016453 | Mini/Multi Split | Mitsubishi Electric | HMSV-A-CB | MXZ-SM42NAMHZ2 |  | Ducted Indoor Units |  |  | 42000 | 18 | 10 | 48000 | 44000 | 91.67% | 1.86 | 11 | 10.6 |  |  |  | No | R-410A | 3.5 | Residential & Commercial | Ducted CEE Tier 1
211016456 | Mini/Multi Split | Mitsubishi Electric | HMSV-A-CB | MXZ-SM48NAM2 |  | Ducted Indoor Units |  |  | 48000 | 16 | 8.9 | 50000 | 35400 | 70.8% | 1.96 | 11.3 | 10.5 |  |  |  | No | R-410A | 4 | Residential & Commercial | Ducted CEE Tier 1
211016459 | Mini/Multi Split | Mitsubishi Electric | HMSV-A-CB | MXZ-SM48NAMHZ2 |  | Ducted Indoor Units |  |  | 48000 | 16 | 9.5 | 54000 | 47000 | 87.04% | 1.8 | 11.3 | 10.5 |  |  |  | No | R-410A | 4 | Residential & Commercial | Ducted CEE Tier 1
211016462 | Mini/Multi Split | Mitsubishi Electric | HMSV-A-CB | MXZ-SM60NAM2 |  | Ducted Indoor Units |  |  | 60000 | 17 | 9 | 66000 | 46500 | 70.45% | 1.8 | 11.1 | 10.6 |  |  |  | No | R-410A | 5 | Residential & Commercial | Ducted CEE Tier 1
211016465 | Mini/Multi Split | Trane / Mitsubishi Electric | HMSV-A-CB | NTXMSM36A142B* |  | Ducted Indoor Units |  |  | 36000 | 18.5 | 10 | 41000 | 29000 | 70.73% | 2 | 12.6 | 12 |  |  |  | No | R-410A | 3 | Residential & Commercial | Ducted CEE Tier 1
211016473 | Mini/Multi Split | Trane / Mitsubishi Electric | HMSV-A-CB | NTXMSM48A182B* |  | Ducted Indoor Units |  |  | 48000 | 16 | 8.9 | 50000 | 35400 | 70.8% | 1.96 | 11.3 | 10.5 |  |  |  | No | R-410A | 4 | Residential & Commercial | Ducted CEE Tier 1
211016468 | Mini/Multi Split | Trane / Mitsubishi Electric | HMSV-A-CB | NTXMSH36A142B* |  | Ducted Indoor Units |  |  | 36000 | 18.5 | 11 | 42000 | 38500 | 91.67% | 1.86 | 12.6 | 12 |  |  |  | No | R-410A | 3 | Residential & Commercial | Ducted CEE Tier 1
211016471 | Mini/Multi Split | Trane / Mitsubishi Electric | HMSV-A-CB | NTXMSH42A152B* |  | Ducted Indoor Units |  |  | 42000 | 18 | 10 | 48000 | 44000 | 91.67% | 1.86 | 11 | 10.6 |  |  |  | No | R-410A | 3.5 | Residential & Commercial | Ducted CEE Tier 1
211016475 | Mini/Multi Split | Trane / Mitsubishi Electric | HMSV-A-CB | NTXMSH48A182B* |  | Ducted Indoor Units |  |  | 48000 | 16 | 9.5 | 54000 | 47000 | 87.04% | 1.8 | 11.3 | 10.5 |  |  |  | No | R-410A | 4 | Residential & Commercial | Ducted CEE Tier 1
211016478 | Mini/Multi Split | Trane / Mitsubishi Electric | HMSV-A-CB | NTXMSM60A182B* |  | Ducted Indoor Units |  |  | 60000 | 17 | 9 | 66000 | 46500 | 70.45% | 1.8 | 11.1 | 10.6 |  |  |  | No | R-410A | 5 | Residential & Commercial | Ducted CEE Tier 1
211044465 | Mini/Multi Split | RHEEM | HMSV-A-CB | RO3HFZ24AJ1H |  | Ducted Indoor Units |  |  | 22000 | 17.8 | 9.2 | 25000 | 25600 | 102.4% | 2.06 | 12.1 | 12.1 |  |  |  | No | R-410A | 1.8333 | Residential & Commercial | Ducted CEE Tier 1
211044466 | Mini/Multi Split | RUUD | HMSV-A-CB | RO3HFZ24AJ1H |  | Ducted Indoor Units |  |  | 22000 | 17.8 | 9.2 | 25000 | 25600 | 102.4% | 2.06 | 12.1 | 12.1 |  |  |  | No | R-410A | 1.8333 | Residential & Commercial | Ducted CEE Tier 1
211044469 | Mini/Multi Split | RHEEM | HMSV-A-CB | RO4HFZ36AJ1H |  | Ducted Indoor Units |  |  | 35200 | 18 | 8.7 | 36400 | 36400 | 100% | 2.02 | 12 | 12 |  |  |  | No | R-410A | 2.9333 | Residential & Commercial | Ducted CEE Tier 1
211044470 | Mini/Multi Split | RUUD | HMSV-A-CB | RO4HFZ36AJ1H |  | Ducted Indoor Units |  |  | 35200 | 18 | 8.7 | 36400 | 36400 | 100% | 2.02 | 12 | 12 |  |  |  | No | R-410A | 2.9333 | Residential & Commercial | Ducted CEE Tier 1
211044461 | Mini/Multi Split | RHEEM | HMSV-A-CB | RO2HFZ18AJ1H |  | Ducted Indoor Units |  |  | 18000 | 19 | 9 | 22000 | 22000 | 100% | 1.84 | 12.4 | 12.4 |  |  |  | No | R-410A | 1.5 | Residential & Commercial | Ducted CEE Tier 1
211044462 | Mini/Multi Split | RUUD | HMSV-A-CB | RO2HFZ18AJ1H |  | Ducted Indoor Units |  |  | 18000 | 19 | 9 | 22000 | 22000 | 100% | 1.84 | 12.4 | 12.4 |  |  |  | No | R-410A | 1.5 | Residential & Commercial | Ducted CEE Tier 1
211253533 | Mini/Multi Split | PERFECTAIRE | HMSV-A-CB | 3PAMS55-HH-MZO5 |  | Ducted Indoor Units |  |  | 55000 | 18.8 | 9.3 | 55000 | 46000 | 83.64% | 1.9 | 10.5 | 10.5 |  |  |  | No | R-410A | 4.5833 | Residential & Commercial | Ducted CEE Tier 1
211289832 | Mini/Multi Split | MDV | HMSV-A-CB | M3OI-28HFN1-M-L |  | Ducted Indoor Units |  |  | 28000 | 20 | 9.5 | 28000 | 25000 | 89.29% | 1.8 | 0 | 11.7 |  |  |  | No | R-410A | 2.3333 | Residential & Commercial | Ducted CEE Tier 1
211306402 | Mini/Multi Split | Mitsutomo | HMSV-A-CB | HO-MD18-AB-Q |  | Ducted Indoor Units |  |  | 19000 | 19 | 9.3 | 20000 | 19000 | 95% | 1.85 | 11.5 | 12 |  |  |  | No | R-410A | 1.5833 | Residential & Commercial | Ducted CEE Tier 1
211306405 | Mini/Multi Split | Mitsutomo | HMSV-A-CB | HO-MT28-AB-Q |  | Ducted Indoor Units |  |  | 28000 | 20 | 9.5 | 28000 | 25000 | 89.29% | 1.8 | 11.5 | 11.7 |  |  |  | No | R-410A | 2.3333 | Residential & Commercial | Ducted CEE Tier 1
211306414 | Mini/Multi Split | Mitsutomo | HMSV-A-CB | HO-MP55-AB-Q |  | Ducted Indoor Units |  |  | 55000 | 18.8 | 9.3 | 55000 | 46000 | 83.64% | 1.9 | 10.5 | 10.5 |  |  |  | No | R-410A | 4.5833 | Residential & Commercial | Ducted CEE Tier 1
211306411 | Mini/Multi Split | Mitsutomo | HMSV-A-CB | HO-MP48-AB-Q |  | Ducted Indoor Units |  |  | 47000 | 20.9 | 9 | 49000 | 42500 | 86.73% | 2 | 11.4 | 11.7 |  |  |  | No | R-410A | 3.9167 | Residential & Commercial | Ducted CEE Tier 1
213248829 | Mini/Multi Split | Mitsubishi Electric | HMSV-A-CB | MXZ-SM36NAMHZ*** |  | Ducted Indoor Units |  |  | 36000 | 15.6 | 9.9 | 42000 | 42000 | 100% | 1.8 | 0 | 11.3 |  |  |  | No | R-410A | 3 | Residential & Commercial | Ducted CEE Tier 1
213248832 | Mini/Multi Split | Mitsubishi Electric | HMSV-A-CB | MXZ-SM42NAMHZ*** |  | Ducted Indoor Units |  |  | 42000 | 16.2 | 9.1 | 48000 | 48000 | 100% | 1.76 | 0 | 10.6 |  |  |  | No | R-410A | 3.5 | Residential & Commercial | Ducted CEE Tier 1
213082088 | Mini/Multi Split | DIAL | HMSV-A-CB | MZME18WW2P230BAJ |  | Ducted Indoor Units |  |  | 18000 | 19 | 9.4 | 20200 | 18000 | 89.11% | 1.84 | 11.5 | 11.5 |  |  |  | No | R-410A | 1.5 | Residential & Commercial | Ducted CEE Tier 1
213248938 | Mini/Multi Split | Mitsubishi Electric | HMSV-A-CB | MXZ-SM36NAM2*** |  | Ducted Indoor Units |  |  | 36000 | 15.6 | 8.6 | 41000 | 29000 | 70.73% | 2 | 0 | 11.3 |  |  |  | No | R-410A | 3 | Residential & Commercial | Ducted CEE Tier 1
213248939 | Mini/Multi Split | Mitsubishi Electric | HMSV-A-CB | MXZ-SM36NAMHZ2*** |  | Ducted Indoor Units |  |  | 36000 | 15.6 | 9.9 | 42000 | 38500 | 91.67% | 1.8 | 0 | 11.3 |  |  |  | No | R-410A | 3 | Residential & Commercial | Ducted CEE Tier 1
213248940 | Mini/Multi Split | Mitsubishi Electric | HMSV-A-CB | MXZ-SM42NAMHZ2*** |  | Ducted Indoor Units |  |  | 42000 | 16.2 | 9.1 | 48000 | 44000 | 91.67% | 1.76 | 0 | 10.6 |  |  |  | No | R-410A | 3.5 | Residential & Commercial | Ducted CEE Tier 1
213248941 | Mini/Multi Split | Mitsubishi Electric | HMSV-A-CB | MXZ-SM60NAM2*** |  | Ducted Indoor Units |  |  | 60000 | 15.5 | 8.6 | 66000 | 46500 | 70.45% | 1.8 | 0 | 10.4 |  |  |  | No | R-410A | 5 | Residential & Commercial | Ducted CEE Tier 1
213248843 | Mini/Multi Split | Mitsubishi Electric | HMSV-A-CB | MXZ-SM60NAM*** |  | Ducted Indoor Units |  |  | 60000 | 15.5 | 8.6 | 66000 | 57000 | 86.36% | 1.8 | 0 | 10.4 |  |  |  | No | R-410A | 5 | Residential & Commercial | Ducted CEE Tier 1
213248945 | Mini/Multi Split | Trane / Mitsubishi Electric | HMSV-A-CB | NTXMSH36A142A** |  | Ducted Indoor Units |  |  | 36000 | 15.6 | 9.9 | 42000 | 42000 | 100% | 1.8 | 0 | 11.3 |  |  |  | No | R-410A | 3 | Residential & Commercial | Ducted CEE Tier 1
213248948 | Mini/Multi Split | Trane / Mitsubishi Electric | HMSV-A-CB | NTXMSH42A152A** |  | Ducted Indoor Units |  |  | 42000 | 16.2 | 9.1 | 48000 | 48000 | 100% | 1.76 | 0 | 10.6 |  |  |  | No | R-410A | 3.5 | Residential & Commercial | Ducted CEE Tier 1
213248968 | Mini/Multi Split | Mitsubishi Electric | HMSV-A-CB | PUMY-HP36NKMU1*** |  | Ducted Indoor Units |  |  | 36000 | 15.6 | 9.9 | 42000 | 42000 | 100% | 1.8 | 0 | 11.3 |  |  |  | No | R-410A | 3 | Residential & Commercial | Ducted CEE Tier 1
213248969 | Mini/Multi Split | Mitsubishi Electric | HMSV-A-CB | PUMY-HP36NKMU2*** |  | Ducted Indoor Units |  |  | 36000 | 15.6 | 9.9 | 42000 | 38500 | 91.67% | 1.8 | 0 | 11.3 |  |  |  | No | R-410A | 3 | Residential & Commercial | Ducted CEE Tier 1
213248970 | Mini/Multi Split | Mitsubishi Electric | HMSV-A-CB | PUMY-HP42NKMU2*** |  | Ducted Indoor Units |  |  | 42000 | 16.2 | 9.1 | 48000 | 44000 | 91.67% | 1.76 | 0 | 10.6 |  |  |  | No | R-410A | 3.5 | Residential & Commercial | Ducted CEE Tier 1
213248974 | Mini/Multi Split | Mitsubishi Electric | HMSV-A-CB | PUMY-P36NKMU4*** |  | Ducted Indoor Units |  |  | 36000 | 15.6 | 8.6 | 41000 | 29000 | 70.73% | 2 | 0 | 11.3 |  |  |  | No | R-410A | 3 | Residential & Commercial | Ducted CEE Tier 1
213248977 | Mini/Multi Split | Mitsubishi Electric | HMSV-A-CB | PUMY-P60NKMU3*** |  | Ducted Indoor Units |  |  | 60000 | 15.5 | 8.6 | 66000 | 57000 | 86.36% | 1.8 | 0 | 10.4 |  |  |  | No | R-410A | 5 | Residential & Commercial | Ducted CEE Tier 1
213248978 | Mini/Multi Split | Mitsubishi Electric | HMSV-A-CB | PUMY-P60NKMU4*** |  | Ducted Indoor Units |  |  | 60000 | 15.5 | 8.6 | 66000 | 46500 | 70.45% | 1.8 | 0 | 10.4 |  |  |  | No | R-410A | 5 | Residential & Commercial | Ducted CEE Tier 1
213248979 | Mini/Multi Split | Trane / Mitsubishi Electric | HMSV-A-CB | NTXMSM36A142B** |  | Ducted Indoor Units |  |  | 36000 | 15.6 | 8.6 | 41000 | 29000 | 70.73% | 2 | 0 | 11.3 |  |  |  | No | R-410A | 3 | Residential & Commercial | Ducted CEE Tier 1
213248980 | Mini/Multi Split | Trane / Mitsubishi Electric | HMSV-A-CB | NTXMSH36A142B** |  | Ducted Indoor Units |  |  | 36000 | 15.6 | 9.9 | 42000 | 38500 | 91.67% | 1.8 | 0 | 11.3 |  |  |  | No | R-410A | 3 | Residential & Commercial | Ducted CEE Tier 1
213248959 | Mini/Multi Split | Trane / Mitsubishi Electric | HMSV-A-CB | NTXMSM60A182A** |  | Ducted Indoor Units |  |  | 60000 | 15.5 | 8.6 | 66000 | 57000 | 86.36% | 1.8 | 0 | 10.4 |  |  |  | No | R-410A | 5 | Residential & Commercial | Ducted CEE Tier 1
213257497 | Mini/Multi Split | MDV | HMSV-A-CB | M2OA-18HFN1-M** |  | Ducted Indoor Units |  |  | 18000 | 19 | 9.8 | 19000 | 13300 | 70% | 2 | 0 | 12 |  |  |  | No | R-410A | 1.5 | Residential & Commercial | Ducted CEE Tier 1
213088007 | Mini/Multi Split | ECO AC | HMSV-A-CB | EMH-5O48BBH |  | Ducted Indoor Units |  |  | 47000 | 20.9 | 9 | 49000 | 42500 | 86.73% | 2 | 11.4 | 11.7 |  |  |  | No | R-410A | 3.9167 | Residential & Commercial | Ducted CEE Tier 1
211698445 | Mini/Multi Split | GREE | HMSV-A-CB | GMV-V48WL/C-T(U) |  | Ducted Indoor Units |  |  | 48000 | 17.1 | 8.55 | 48000 | 33600 | 70% | 2 | 0 | 10.5 |  |  |  | No | R-410A | 4 | Residential & Commercial | Ducted CEE Tier 1
211698446 | Mini/Multi Split | GREE | HMSV-A-CB | GMV-V36WL/C-T(U) |  | Ducted Indoor Units |  |  | 36000 | 18.5 | 8.7 | 36000 | 25200 | 70% | 2.2 | 0 | 11.5 |  |  |  | No | R-410A | 3 | Residential & Commercial | Ducted CEE Tier 1
211726666 | Mini/Multi Split | Star Air Kontrol | HMSV-A-CB | SAK-18-21MUZ/220(OUT)* |  | Ducted Indoor Units |  |  | 18000 | 19 | 9.8 | 19000 | 13300 | 70% | 2 | 12 | 12 |  |  |  | No | R-410A | 1.5 | Residential & Commercial | Ducted CEE Tier 1
211756557 | Mini/Multi Split | LPS Legacy | HMSV-A-CB | DLCMRBH18BAK |  | Ducted Indoor Units |  |  | 18000 | 19 | 9.8 | 19000 | 13300 | 70% | 2 | 12 | 12 |  |  |  | No | R-410A | 1.5 | Residential & Commercial | Ducted CEE Tier 1
211756576 | Mini/Multi Split | LPS Legacy | HMSV-A-CB | DLCMHBH48EAK |  | Ducted Indoor Units |  |  | 47000 | 20.9 | 9 | 49000 | 42500 | 86.73% | 2 | 11.4 | 11.7 |  |  |  | No | R-410A | 3.9167 | Residential & Commercial | Ducted CEE Tier 1
211756555 | Mini/Multi Split | LPS Legacy | HMSV-A-CB | DLCMHBH24CAK |  | Ducted Indoor Units |  |  | 24000 | 21.3 | 9.7 | 24000 | 18000 | 75% | 1.9 | 12.5 | 12.5 |  |  |  | No | R-410A | 2 | Residential & Commercial | Ducted CEE Tier 1
211793561 | Mini/Multi Split | KADEN | HMSV-A-CB | KO-PS218HP-2AAMA |  | Ducted Indoor Units |  |  | 18000 | 19 | 9.8 | 19000 | 13300 | 70% | 2 | 12 | 12 |  |  |  | No | R-410A | 1.5 | Residential & Commercial | Ducted CEE Tier 1
211911389 | Mini/Multi Split | DUOHOME | HMSV-A-CB | D2OA-18HFN1-M |  | Ducted Indoor Units |  |  | 18000 | 19 | 9.8 | 19000 | 13300 | 70% | 2 | 12 | 12 |  |  |  | No | R-410A | 1.5 | Residential & Commercial | Ducted CEE Tier 1
211991187 | Mini/Multi Split | PREMIUM LEVELLA | HMSV-A-CB | PIAWMZ188800B |  | Ducted Indoor Units |  |  | 18000 | 19 | 9.8 | 19000 | 13300 | 70% | 2 | 12 | 12 |  |  |  | No | R-410A | 1.5 | Residential & Commercial | Ducted CEE Tier 1
211994918 | Mini/Multi Split | Daizuki | HMSV-A-CB | DXFM-1823-2Z |  | Ducted Indoor Units |  |  | 18000 | 19 | 9.8 | 19000 | 13300 | 70% | 2 | 12 | 12 |  |  |  | No | R-410A | 1.5 | Residential & Commercial | Ducted CEE Tier 1
212316086 | Mini/Multi Split | PolarWave | HMSV-A-CB | ACIQ-18Z-HH-M2B |  | Ducted Indoor Units |  |  | 19000 | 19 | 9.3 | 20000 | 19000 | 95% | 1.85 | 11.5 | 12 |  |  |  | No | R-410A | 1.5833 | Residential & Commercial | Ducted CEE Tier 1
212316089 | Mini/Multi Split | PolarWave | HMSV-A-CB | ACIQ-27Z-HH-M3B |  | Ducted Indoor Units |  |  | 28000 | 20 | 9.5 | 28000 | 25000 | 89.29% | 1.8 | 11.5 | 11.7 |  |  |  | No | R-410A | 2.3333 | Residential & Commercial | Ducted CEE Tier 1
212316095 | Mini/Multi Split | PolarWave | HMSV-A-CB | ACIQ-48Z-HH-M5B |  | Ducted Indoor Units |  |  | 47000 | 20.9 | 9 | 49000 | 42500 | 86.73% | 2 | 11.4 | 11.7 |  |  |  | No | R-410A | 3.9167 | Residential & Commercial | Ducted CEE Tier 1
212316121 | Mini/Multi Split | PolarWave | HMSV-A-CB | ES-18Z-M2B |  | Ducted Indoor Units |  |  | 18000 | 19 | 9.8 | 19000 | 13300 | 70% | 2 | 12 | 12 |  |  |  | No | R-410A | 1.5 | Residential & Commercial | Ducted CEE Tier 1
212316181 | Mini/Multi Split | STEALTH | HMSV-A-CB | ACIQ-48Z-HH-M5B |  | Ducted Indoor Units |  |  | 47000 | 20.9 | 9 | 49000 | 42500 | 86.73% | 2 | 11.4 | 11.7 |  |  |  | No | R-410A | 3.9167 | Residential & Commercial | Ducted CEE Tier 1
212316172 | Mini/Multi Split | STEALTH | HMSV-A-CB | ACIQ-18Z-HH-M2B |  | Ducted Indoor Units |  |  | 19000 | 19 | 9.3 | 20000 | 19000 | 95% | 1.85 | 11.5 | 12 |  |  |  | No | R-410A | 1.5833 | Residential & Commercial | Ducted CEE Tier 1
212316175 | Mini/Multi Split | STEALTH | HMSV-A-CB | ACIQ-27Z-HH-M3B |  | Ducted Indoor Units |  |  | 28000 | 20 | 9.5 | 28000 | 25000 | 89.29% | 1.8 | 11.5 | 11.7 |  |  |  | No | R-410A | 2.3333 | Residential & Commercial | Ducted CEE Tier 1
212316204 | Mini/Multi Split | STEALTH | HMSV-A-CB | ACIQ-55Z-HH-M5B |  | Ducted Indoor Units |  |  | 55000 | 18.8 | 9.3 | 55000 | 46000 | 83.64% | 1.9 | 10.5 | 10.5 |  |  |  | No | R-410A | 4.5833 | Residential & Commercial | Ducted CEE Tier 1
212316207 | Mini/Multi Split | STEALTH | HMSV-A-CB | ES-18Z-M2B |  | Ducted Indoor Units |  |  | 18000 | 19 | 9.8 | 19000 | 13300 | 70% | 2 | 12 | 12 |  |  |  | No | R-410A | 1.5 | Residential & Commercial | Ducted CEE Tier 1
212360145 | Mini/Multi Split | KANIONco | HMSV-A-CB | KWSMO-18R410AIHH |  | Ducted Indoor Units |  |  | 18000 | 19 | 9.8 | 19000 | 13300 | 70% | 2 | 12 | 12 |  |  |  | No | R-410A | 1.5 | Residential & Commercial | Ducted CEE Tier 1
212360179 | Mini/Multi Split | BLUERIDGE | HMSV-A-CB | BMM27HH2C |  | Ducted Indoor Units |  |  | 27000 | 19 | 10 | 27000 | 27000 | 100% | 1.8 | 0 | 11.8 |  |  |  | No | R-410A | 2.25 | Residential & Commercial | Ducted CEE Tier 1
212365443 | Mini/Multi Split | Custom Comfort | HMSV-A-CB | CCOXHAMZ555HP |  | Ducted Indoor Units |  |  | 55000 | 18.8 | 9.3 | 55000 | 46000 | 83.64% | 1.9 | 10.5 | 10.5 |  |  |  | No | R-410A | 4.5833 | Residential & Commercial | Ducted CEE Tier 1
212360174 | Mini/Multi Split | MDV | HMSV-A-CB | M3OK-27HFN1-M |  | Ducted Indoor Units |  |  | 27000 | 19 | 10 | 27000 | 27000 | 100% | 1.8 | 0 | 11.8 |  |  |  | No | R-410A | 2.25 | Residential & Commercial | Ducted CEE Tier 1
212360175 | Mini/Multi Split | MDV | HMSV-A-CB | M3OK-27HFN1-M* |  | Ducted Indoor Units |  |  | 27000 | 19 | 10 | 27000 | 27000 | 100% | 1.8 | 0 | 11.8 |  |  |  | No | R-410A | 2.25 | Residential & Commercial | Ducted CEE Tier 1
212365434 | Mini/Multi Split | Custom Comfort | HMSV-A-CB | CCOXHAMZ218HP |  | Ducted Indoor Units |  |  | 19000 | 19 | 9.3 | 20000 | 19000 | 95% | 1.85 | 11.5 | 12 |  |  |  | No | R-410A | 1.5833 | Residential & Commercial | Ducted CEE Tier 1
213479399 | Mini/Multi Split | TEMP SHIFT | HMSV-A-CB | TSM5OG48HFN1M[X] |  | Ducted Indoor Units |  |  | 47000 | 20.9 | 9 | 49000 | 42500 | 86.73% | 2 | 11.4 | 11.7 |  |  |  | No | R-410A | 3.9167 | Residential & Commercial | Ducted CEE Tier 1
213307863 | Mini/Multi Split | NG Trade | HMSV-A-CB | MOBMH180C |  | Ducted Indoor Units |  |  | 18000 | 19 | 9.8 | 19000 | 13300 | 70% | 2 | 12 | 12 |  |  |  | No | R-410A | 1.5 | Residential & Commercial | Ducted CEE Tier 1
215746006 | Mini/Multi Split | Custom Comfort | HMSV-A-CB | CCOXHBMZ318HP |  | Ducted Indoor Units |  |  | 19000 | 20 | 10 | 20000 | 18000 | 90% | 2 | 0 | 13 |  |  |  | No | R-454B | 1.5833 | Residential & Commercial | Ducted CEE Tier 1
213307916 | Mini/Multi Split | ECO-AIR | HMSV-A-CB | M4OX630-36HFN1-M1X |  | Ducted Indoor Units |  |  | 36000 | 19.4 | 10 | 36000 | 36000 | 100% | 1.9 | 0 | 12 |  |  |  | No | R-410A | 3 | Residential & Commercial | Ducted CEE Tier 1
213307894 | Mini/Multi Split | Bladex | HMSV-A-CB | B40XS-36SPHP1 |  | Ducted Indoor Units |  |  | 36000 | 19.4 | 10 | 36000 | 36000 | 100% | 1.9 | 0 | 12 |  |  |  | No | R-410A | 3 | Residential & Commercial | Ducted CEE Tier 1
213307897 | Mini/Multi Split | Wells | HMSV-A-CB | WMCA-36HFMO |  | Ducted Indoor Units |  |  | 36000 | 19.4 | 10 | 36000 | 36000 | 100% | 1.9 | 0 | 12 |  |  |  | No | R-410A | 3 | Residential & Commercial | Ducted CEE Tier 1
213363377 | Mini/Multi Split | BLUERIDGE | HMSV-A-CB | BMM36HH2C |  | Ducted Indoor Units |  |  | 36000 | 19.4 | 10 | 36000 | 36000 | 100% | 1.9 | 0 | 12 |  |  |  | No | R-410A | 3 | Residential & Commercial | Ducted CEE Tier 1
215735324 | Mini/Multi Split | SENVILLE | HMSV-A-CB | SENA-55HF-MOA |  | Ducted Indoor Units |  |  | 53000 | 20 | 10.7 | 55000 | 48000 | 87.27% | 2.1 | 0 | 11.7 |  |  |  | No | R-454B | 4.4167 | Residential & Commercial | Ducted CEE Tier 1
215735321 | Mini/Multi Split | SENVILLE | HMSV-A-CB | SENA-48HF-MOA |  | Ducted Indoor Units |  |  | 47000 | 20.4 | 11 | 48000 | 48000 | 100% | 2 | 0 | 11.7 |  |  |  | No | R-454B | 3.9167 | Residential & Commercial | Ducted CEE Tier 1
215735341 | Mini/Multi Split | HISENSE | HMSV-A-CB | AMW5-42U3TQA |  | Ducted Indoor Units |  |  | 42000 | 18 | 8.8 | 45000 | 34000 | 75.56% | 1.83 | 0 | 11.35 |  |  |  | No | R-454B | 3.5 | Residential & Commercial | Ducted CEE Tier 1
215735344 | Mini/Multi Split | HISENSE | HMSV-A-CB | AMW4-36U3TQA |  | Ducted Indoor Units |  |  | 36000 | 19 | 9 | 36000 | 32400 | 90% | 1.83 | 0 | 12.85 |  |  |  | No | R-454B | 3 | Residential & Commercial | Ducted CEE Tier 1
213350253 | Mini/Multi Split | TOSHIBA CARRIER | HMSV-A-CB | MCY-MAP0367HS-UL* |  | Ducted Indoor Units |  |  | 36000 | 20.1 | 10.9 | 40000 | 28200 | 70.5% | 2.7 | 0 | 12.1 |  |  |  | No | R-410A | 3 | Residential & Commercial | Ducted CEE Tier 1
213350254 | Mini/Multi Split | TOSHIBA CARRIER | HMSV-A-CB | MCY-MAP0487HS-UL* |  | Ducted Indoor Units |  |  | 48000 | 17.9 | 10 | 54000 | 39000 | 72.22% | 2.5 | 0 | 11.7 |  |  |  | No | R-410A | 4 | Residential & Commercial | Ducted CEE Tier 1
213350263 | Mini/Multi Split | DIAL | HMSV-A-CB | MZME24WW3P230BBJ |  | Ducted Indoor Units |  |  | 24000 | 21 | 8.6 | 24600 | 24000 | 97.56% | 1.84 | 12.1 | 12.1 |  |  |  | No | R-410A | 2 | Residential & Commercial | Ducted CEE Tier 1
213350264 | Mini/Multi Split | DIAL | HMSV-A-CB | MZME36WW4P230BAJ |  | Ducted Indoor Units |  |  | 32000 | 19.5 | 8.9 | 37600 | 36000 | 95.74% | 1.84 | 12 | 12 |  |  |  | No | R-410A | 2.6667 | Residential & Commercial | Ducted CEE Tier 1
213353371 | Mini/Multi Split | SAMSUNG | HMSV-A-CB | AJ020CXS3CH |  | Ducted Indoor Units |  |  | 21000 | 20.5 | 9.5 | 22000 | 22000 | 100% | 1.83 | 0 | 13.45 |  |  |  | No | R-410A | 1.75 | Residential & Commercial | Ducted CEE Tier 1
213353372 | Mini/Multi Split | SAMSUNG | HMSV-A-CB | AJ024CXS4CH |  | Ducted Indoor Units |  |  | 25000 | 20 | 9.5 | 25000 | 25000 | 100% | 1.82 | 0 | 13.5 |  |  |  | No | R-410A | 2.0833 | Residential & Commercial | Ducted CEE Tier 1
213353373 | Mini/Multi Split | SAMSUNG | HMSV-A-CB | AJ030CXS4CH |  | Ducted Indoor Units |  |  | 28400 | 20 | 9.5 | 28600 | 28600 | 100% | 1.81 | 0 | 13 |  |  |  | No | R-410A | 2.3667 | Residential & Commercial | Ducted CEE Tier 1
213479390 | Mini/Multi Split | TEMP SHIFT | HMSV-A-CB | TSM2OI18HFN1M |  | Ducted Indoor Units |  |  | 19000 | 19 | 9.3 | 20000 | 19000 | 95% | 1.85 | 11.5 | 12 |  |  |  | No | R-410A | 1.5833 | Residential & Commercial | Ducted CEE Tier 1
213479393 | Mini/Multi Split | TEMP SHIFT | HMSV-A-CB | TSM3OK27HFN1M |  | Ducted Indoor Units |  |  | 27000 | 19 | 10 | 27000 | 27000 | 100% | 1.8 | 0 | 11.8 |  |  |  | No | R-410A | 2.25 | Residential & Commercial | Ducted CEE Tier 1
213479396 | Mini/Multi Split | TEMP SHIFT | HMSV-A-CB | TSM4OX63036HFN1M1X |  | Ducted Indoor Units |  |  | 36000 | 19.4 | 10 | 36000 | 36000 | 100% | 1.9 | 0 | 12 |  |  |  | No | R-410A | 3 | Residential & Commercial | Ducted CEE Tier 1
213479411 | Mini/Multi Split | CanAir | HMSV-A-CB | C28MC218H22 |  | Ducted Indoor Units |  |  | 19000 | 19 | 9.3 | 20000 | 19000 | 95% | 1.85 | 11.5 | 12 |  |  |  | No | R-410A | 1.5833 | Residential & Commercial | Ducted CEE Tier 1
213479405 | Mini/Multi Split | CanAir | HMSV-A-CB | C28MC328H21 |  | Ducted Indoor Units |  |  | 28000 | 20 | 9.5 | 28000 | 25000 | 89.29% | 1.8 | 11.5 | 11.7 |  |  |  | No | R-410A | 2.3333 | Residential & Commercial | Ducted CEE Tier 1
213732651 | Mini/Multi Split | SENVILLE | HMSV-A-CB | SENA-18HF-MOB |  | Ducted Indoor Units |  |  | 19000 | 19 | 9.3 | 20000 | 19000 | 95% | 1.85 | 11.5 | 12 |  |  |  | No | R-410A | 1.5833 | Residential & Commercial | Ducted CEE Tier 1
213732654 | Mini/Multi Split | SENVILLE | HMSV-A-CB | SENA-28HF-MOB |  | Ducted Indoor Units |  |  | 28000 | 20 | 9.5 | 28000 | 25000 | 89.29% | 1.8 | 11.5 | 11.7 |  |  |  | No | R-410A | 2.3333 | Residential & Commercial | Ducted CEE Tier 1
213732657 | Mini/Multi Split | SENVILLE | HMSV-A-CB | SENA-36HF-MOB |  | Ducted Indoor Units |  |  | 36000 | 19.4 | 10 | 36000 | 36000 | 100% | 1.9 | 0 | 12 |  |  |  | No | R-410A | 3 | Residential & Commercial | Ducted CEE Tier 1
205967238 | Mini/Multi Split | LG | HMSR-A-CB | ARUM036GSS5 |  | Ducted Indoor Units |  |  | 36000 | 17 | 10.1 | 43500 | 48000 | 110.3% | 1.83 | 13 | 13 |  |  |  | No | R-410A | 3 | Residential & Commercial | Ducted CEE Tier 1
213732669 | Mini/Multi Split | ZERO | HMSV-A-CB | Z5SOV-48HDM-US |  | Ducted Indoor Units |  |  | 47000 | 20.9 | 9 | 49000 | 42500 | 86.73% | 2 | 11.4 | 11.7 |  |  |  | No | R-410A | 3.9167 | Residential & Commercial | Ducted CEE Tier 1
213927614 | Mini/Multi Split | QUEBEC VAIR | HMSV-A-CB | NE-T53-MULTI28E |  | Ducted Indoor Units |  |  | 28000 | 20 | 9.5 | 28000 | 25000 | 89.29% | 1.8 | 11.5 | 11.7 |  |  |  | No | R-410A | 2.3333 | Residential & Commercial | Ducted CEE Tier 1
213927620 | Mini/Multi Split | MAXI AIR | HMSV-A-CB | NE-T53-MULTI28E |  | Ducted Indoor Units |  |  | 28000 | 20 | 9.5 | 28000 | 25000 | 89.29% | 1.8 | 11.5 | 11.7 |  |  |  | No | R-410A | 2.3333 | Residential & Commercial | Ducted CEE Tier 1
207641256 | Mini/Multi Split | MDV | HMSV-A-CB | M2OI-18HFN1-M* |  | Ducted Indoor Units |  |  | 19000 | 19 | 9.3 | 20000 | 19000 | 95% | 1.85 | 11.5 | 12 |  |  |  | No | R-410A | 1.5833 | Residential & Commercial | Ducted CEE Tier 1
214065609 | Mini/Multi Split | Bladex | HMSV-A-CB | B30I-28SPHP1 |  | Ducted Indoor Units |  |  | 28000 | 20 | 9.5 | 28000 | 25000 | 89.29% | 1.8 | 11.5 | 11.7 |  |  |  | No | R-410A | 2.3333 | Residential & Commercial | Ducted CEE Tier 1
213479402 | Mini/Multi Split | TEMP SHIFT | HMSV-A-CB | TSM5OA55HFN1M[X] |  | Ducted Indoor Units |  |  | 55000 | 18.8 | 9.3 | 55000 | 46000 | 83.64% | 1.9 | 10.5 | 10.5 |  |  |  | No | R-410A | 4.5833 | Residential & Commercial | Ducted CEE Tier 1
213769953 | Mini/Multi Split | AI AIR CONDITIONING | HMSV-A-CB | A2MO22-18N1-M1H |  | Ducted Indoor Units |  |  | 19000 | 19 | 9.3 | 20000 | 19000 | 95% | 1.85 | 11.5 | 12 |  |  |  | No | R-410A | 1.5833 | Residential & Commercial | Ducted CEE Tier 1
213785769 | Mini/Multi Split | Mitsutomo | HMSV-A-CB | HO-MQ36-AC-Q |  | Ducted Indoor Units |  |  | 36000 | 19.4 | 10 | 36000 | 36000 | 100% | 1.9 | 0 | 12 |  |  |  | No | R-410A | 3 | Residential & Commercial | Ducted CEE Tier 1
213769956 | Mini/Multi Split | AI AIR CONDITIONING | HMSV-A-CB | A3MO22-27N1-M1H |  | Ducted Indoor Units |  |  | 27000 | 19 | 10 | 27000 | 27000 | 100% | 1.8 | 0 | 11.8 |  |  |  | No | R-410A | 2.25 | Residential & Commercial | Ducted CEE Tier 1
213769959 | Mini/Multi Split | AI AIR CONDITIONING | HMSV-A-CB | A4MO22-36N1-M1H |  | Ducted Indoor Units |  |  | 36000 | 19.4 | 10 | 36000 | 36000 | 100% | 1.9 | 0 | 12 |  |  |  | No | R-410A | 3 | Residential & Commercial | Ducted CEE Tier 1
213769962 | Mini/Multi Split | AI AIR CONDITIONING | HMSV-A-CB | A5MO22-48N1-M1H |  | Ducted Indoor Units |  |  | 47000 | 20.9 | 9 | 49000 | 42500 | 86.73% | 2 | 11.4 | 11.7 |  |  |  | No | R-410A | 3.9167 | Residential & Commercial | Ducted CEE Tier 1
213785766 | Mini/Multi Split | Mitsutomo | HMSV-A-CB | HO-MT28-AC-Q |  | Ducted Indoor Units |  |  | 27000 | 19 | 10 | 27000 | 27000 | 100% | 1.8 | 0 | 11.8 |  |  |  | No | R-410A | 2.25 | Residential & Commercial | Ducted CEE Tier 1
212615017 | Mini/Multi Split | Relief Sciences | HMSV-A-CB | LANG27OD35-3 |  | Ducted Indoor Units |  |  | 28000 | 20 | 9.5 | 28000 | 25000 | 89.29% | 1.8 | 11.5 | 11.7 |  |  |  | No | R-410A | 2.3333 | Residential & Commercial | Ducted CEE Tier 1
212510995 | Mini/Multi Split | HAXXAIR | HMSV-A-CB | HVHM-42T2D |  | Ducted Indoor Units |  |  | 41000 | 18 | 8.8 | 45000 | 36000 | 80% | 1.84 | 10 | 10 |  |  |  | No | R-410A | 3.4167 | Residential & Commercial | Ducted CEE Tier 1
214232412 | Mini/Multi Split | Bladex | HMSV-A-CB | B20I-18SPHP1* |  | Ducted Indoor Units |  |  | 19000 | 19 | 9.3 | 20000 | 19000 | 95% | 1.85 | 11.5 | 12 |  |  |  | No | R-410A | 1.5833 | Residential & Commercial | Ducted CEE Tier 1
214232415 | Mini/Multi Split | Bladex | HMSV-A-CB | B30K-27SPHP1* |  | Ducted Indoor Units |  |  | 27000 | 19 | 10 | 27000 | 27000 | 100% | 1.8 | 0 | 11.8 |  |  |  | No | R-410A | 2.25 | Residential & Commercial | Ducted CEE Tier 1
214232418 | Mini/Multi Split | Bladex | HMSV-A-CB | B30I-28SPHP1* |  | Ducted Indoor Units |  |  | 28000 | 20 | 9.5 | 28000 | 25000 | 89.29% | 1.8 | 11.5 | 11.7 |  |  |  | No | R-410A | 2.3333 | Residential & Commercial | Ducted CEE Tier 1
214232424 | Mini/Multi Split | Bladex | HMSV-A-CB | B40X-36SPHP1S* |  | Ducted Indoor Units |  |  | 36000 | 19.4 | 10 | 36000 | 36000 | 100% | 1.9 | 0 | 12 |  |  |  | No | R-410A | 3 | Residential & Commercial | Ducted CEE Tier 1
214232427 | Mini/Multi Split | Bladex | HMSV-A-CB | B50G-48SPHP1* |  | Ducted Indoor Units |  |  | 47000 | 20.9 | 9 | 49000 | 42500 | 86.73% | 2 | 11.4 | 11.7 |  |  |  | No | R-410A | 3.9167 | Residential & Commercial | Ducted CEE Tier 1
204344212 | Mini/Multi Split | Hisense | HMSV-A-CB | AVW-36H3FH |  | Ducted Indoor Units |  |  | 36000 | 16.5 | 10 | 42000 | 31000 | 73.81% | 2.1 | 12.6 | 12.6 |  |  |  | No | R-410A | 3 | Residential & Commercial | Ducted CEE Tier 1
204344213 | Mini/Multi Split | Hisense | HMSV-A-CB | AVW-48H3FH |  | Ducted Indoor Units |  |  | 48000 | 16.5 | 8.55 | 54000 | 38000 | 70.37% | 2 | 10.2 | 10.2 |  |  |  | No | R-410A | 4 | Residential & Commercial | Ducted CEE Tier 1
214232442 | Mini/Multi Split | Multi MFG | HMSV-A-CB | 48MPC5-HH-A |  | Ducted Indoor Units |  |  | 47000 | 20.9 | 9 | 49000 | 42500 | 86.73% | 2 | 11.4 | 11.7 |  |  |  | No | R-410A | 3.9167 | Residential & Commercial | Ducted CEE Tier 1
214232456 | Mini/Multi Split | COMFORT-AIRE | HMSV-A-CB | A-VMH55PV-1 |  | Ducted Indoor Units |  |  | 55000 | 18.8 | 9.3 | 55000 | 46000 | 83.64% | 1.9 | 10.5 | 10.5 |  |  |  | No | R-410A | 4.5833 | Residential & Commercial | Ducted CEE Tier 1
213732660 | Mini/Multi Split | SENVILLE | HMSV-A-CB | SENA-48HF-MOB |  | Ducted Indoor Units |  |  | 47000 | 20.9 | 9 | 49000 | 42500 | 86.73% | 2 | 11.4 | 11.7 |  |  |  | No | R-410A | 3.9167 | Residential & Commercial | Ducted CEE Tier 1
214914949 | Mini/Multi Split | LG | HMSV-A-CB | ZRUM048GSS0 |  | Ducted Indoor Units |  |  | 48000 | 17 | 10 | 54000 | 54000 | 100% | 2 | 0 | 12.2 |  |  |  | No | R-32 | 4 | Residential & Commercial | Ducted CEE Tier 1
214914956 | Mini/Multi Split | LG | HMSV-A-CB | ZRUN024GSS0 |  | Ducted Indoor Units |  |  | 24000 | 18.15 | 10.2 | 27000 | 27000 | 100% | 2 | 0 | 14.8 |  |  |  | No | R-32 | 2 | Residential & Commercial | Ducted CEE Tier 1
214931593 | Mini/Multi Split | GREE | HMSV-A-CB | GWHD(24)ND6MO |  | Ducted Indoor Units |  |  | 24000 | 18 | 8.1 | 24000 | 21600 | 90% | 1.86 | 0 | 12 |  |  |  | No | R-32 | 2 | Residential & Commercial | Ducted CEE Tier 1
214931594 | Mini/Multi Split | GREE | HMSV-A-CB | GWHD(30)ND6MO |  | Ducted Indoor Units |  |  | 28400 | 18 | 8.1 | 30000 | 26000 | 86.67% | 1.88 | 0 | 12 |  |  |  | No | R-32 | 2.3667 | Residential & Commercial | Ducted CEE Tier 1
214931595 | Mini/Multi Split | GREE | HMSV-A-CB | GWHD(36)ND6MO |  | Ducted Indoor Units |  |  | 36000 | 18 | 8.1 | 36000 | 33000 | 91.67% | 1.9 | 0 | 11.7 |  |  |  | No | R-32 | 3 | Residential & Commercial | Ducted CEE Tier 1
214931596 | Mini/Multi Split | GREE | HMSV-A-CB | GWHD(42)ND6MO |  | Ducted Indoor Units |  |  | 42000 | 18 | 8.1 | 42000 | 36000 | 85.71% | 1.9 | 0 | 12 |  |  |  | No | R-32 | 3.5 | Residential & Commercial | Ducted CEE Tier 1
214914952 | Mini/Multi Split | LG | HMSV-A-CB | ZRUM036GSS0 |  | Ducted Indoor Units |  |  | 36000 | 17 | 10.1 | 42000 | 42000 | 100% | 2.2 | 0 | 13.5 |  |  |  | No | R-32 | 3 | Residential & Commercial | Ducted CEE Tier 1
214931591 | Mini/Multi Split | GREE | HMSV-A-CB | GWHD(18)ND6MO |  | Ducted Indoor Units |  |  | 18000 | 18 | 8.1 | 18000 | 13600 | 75.56% | 1.86 | 0 | 11.7 |  |  |  | No | R-32 | 1.5 | Residential & Commercial | Ducted CEE Tier 1
214797737 | Mini/Multi Split | Multi MFG | HMSV-A-CB | 19MPC2-HH-A |  | Ducted Indoor Units |  |  | 19000 | 19 | 9.3 | 20000 | 19000 | 95% | 1.85 | 11.5 | 12 |  |  |  | No | R-410A | 1.5833 | Residential & Commercial | Ducted CEE Tier 1
215213720 | Mini/Multi Split | NAPOLEON | HMSV-A-CB | NDHAMB-27-O |  | Ducted Indoor Units |  |  | 28000 | 19 | 9.5 | 28000 | 27000 | 96.43% | 2 | 0 | 12 |  |  |  | No | R-454B | 2.3333 | Residential & Commercial | Ducted CEE Tier 1
214797722 | Mini/Multi Split | Multi MFG | HMSV-A-CB | 18MPC2-XX-A |  | Ducted Indoor Units |  |  | 18000 | 19 | 9.8 | 19000 | 13300 | 70% | 2 | 12 | 12 |  |  |  | No | R-410A | 1.5 | Residential & Commercial | Ducted CEE Tier 1
214311545 | Mini/Multi Split | AI AIR CONDITIONING | HMSV-A-CB | A2MO21-18N1-M1 |  | Ducted Indoor Units |  |  | 18000 | 19 | 9.8 | 19000 | 13300 | 70% | 2 | 12 | 12 |  |  |  | No | R-410A | 1.5 | Residential & Commercial | Ducted CEE Tier 1
10271657 | Mini/Multi Split | LG | HMSR-A-CB | ARUB060GSS4 |  | Ducted Indoor Units |  |  | 60000 | 16.2 | 9.1 | 67000 | 50000 | 74.63% | 1.83 | 10 | 10 |  |  |  | No | R-410A | 5 | Residential & Commercial | Ducted CEE Tier 1
214848474 | Mini/Multi Split | LG | HMSV-A-CB | KUMXA181A |  | Ducted Indoor Units |  |  | 17200 | 17 | 9 | 22000 | 19800 | 90% | 1.85 | 0 | 12 |  |  |  | No | R-32 | 1.4333 | Residential & Commercial | Ducted CEE Tier 1
214377777 | Mini/Multi Split | Kepler | HMSV-A-CB | ODUM2OI-18HFN1-M |  | Ducted Indoor Units |  |  | 19000 | 19 | 9.3 | 20000 | 19000 | 95% | 1.85 | 11.5 | 12 |  |  |  | No | R-410A | 1.5833 | Residential & Commercial | Ducted CEE Tier 1
214377780 | Mini/Multi Split | Kepler | HMSV-A-CB | ODUM3OK-27HFN1-M |  | Ducted Indoor Units |  |  | 27000 | 19 | 10 | 27000 | 27000 | 100% | 1.8 | 0 | 11.8 |  |  |  | No | R-410A | 2.25 | Residential & Commercial | Ducted CEE Tier 1
214377786 | Mini/Multi Split | Kepler | HMSV-A-CB | ODUM4OX630-36HFN1-M1X |  | Ducted Indoor Units |  |  | 36000 | 19.4 | 10 | 36000 | 36000 | 100% | 1.9 | 0 | 12 |  |  |  | No | R-410A | 3 | Residential & Commercial | Ducted CEE Tier 1
214383449 | Mini/Multi Split | FRANKLIN | HMSV-A-CB | MST483F25MHAA |  | Ducted Indoor Units |  |  | 47000 | 20.9 | 9 | 49000 | 42500 | 86.73% | 2 | 11.4 | 11.7 |  |  |  | No | R-410A | 3.9167 | Residential & Commercial | Ducted CEE Tier 1
214377789 | Mini/Multi Split | Kepler | HMSV-A-CB | ODUM5OG-48HFN1-M-[X] |  | Ducted Indoor Units |  |  | 47000 | 20.9 | 9 | 49000 | 42500 | 86.73% | 2 | 11.4 | 11.7 |  |  |  | No | R-410A | 3.9167 | Residential & Commercial | Ducted CEE Tier 1
214383440 | Mini/Multi Split | FRANKLIN | HMSV-A-CB | MST183F25MHAA |  | Ducted Indoor Units |  |  | 19000 | 19 | 9.3 | 20000 | 19000 | 95% | 1.85 | 11.5 | 12 |  |  |  | No | R-410A | 1.5833 | Residential & Commercial | Ducted CEE Tier 1
214383443 | Mini/Multi Split | FRANKLIN | HMSV-A-CB | MST273F25MHAA |  | Ducted Indoor Units |  |  | 27000 | 19 | 10 | 27000 | 27000 | 100% | 1.8 | 0 | 11.8 |  |  |  | No | R-410A | 2.25 | Residential & Commercial | Ducted CEE Tier 1
214383446 | Mini/Multi Split | FRANKLIN | HMSV-A-CB | MST363F25MHAA |  | Ducted Indoor Units |  |  | 36000 | 19.4 | 10 | 36000 | 36000 | 100% | 1.9 | 0 | 12 |  |  |  | No | R-410A | 3 | Residential & Commercial | Ducted CEE Tier 1
214389501 | Mini/Multi Split | ICONIC AIR SOLUTION | HMSV-A-CB | ICMO18BK |  | Ducted Indoor Units |  |  | 18000 | 19 | 9.8 | 19000 | 13300 | 70% | 2 | 12 | 12 |  |  |  | No | R-410A | 1.5 | Residential & Commercial | Ducted CEE Tier 1
214389522 | Mini/Multi Split | ICONIC AIR SOLUTION | HMSV-A-CB | ICMZ18BK |  | Ducted Indoor Units |  |  | 19000 | 19 | 9.3 | 20000 | 19000 | 95% | 1.85 | 11.5 | 12 |  |  |  | No | R-410A | 1.5833 | Residential & Commercial | Ducted CEE Tier 1
214389526 | Mini/Multi Split | ICONIC AIR SOLUTION | HMSV-A-CB | ICMZ24CK |  | Ducted Indoor Units |  |  | 24000 | 21.3 | 9.7 | 24000 | 18000 | 75% | 1.9 | 12.5 | 12.5 |  |  |  | No | R-410A | 2 | Residential & Commercial | Ducted CEE Tier 1
214389528 | Mini/Multi Split | ICONIC AIR SOLUTION | HMSV-A-CB | ICMZ27CK |  | Ducted Indoor Units |  |  | 28000 | 20 | 9.5 | 28000 | 25000 | 89.29% | 1.8 | 11.5 | 11.7 |  |  |  | No | R-410A | 2.3333 | Residential & Commercial | Ducted CEE Tier 1
214389534 | Mini/Multi Split | ICONIC AIR SOLUTION | HMSV-A-CB | ICMZ48EK |  | Ducted Indoor Units |  |  | 47000 | 20.9 | 9 | 49000 | 42500 | 86.73% | 2 | 11.4 | 11.7 |  |  |  | No | R-410A | 3.9167 | Residential & Commercial | Ducted CEE Tier 1
214389537 | Mini/Multi Split | ICONIC AIR SOLUTION | HMSV-A-CB | ICMZ60EK |  | Ducted Indoor Units |  |  | 55000 | 18.8 | 9.3 | 55000 | 46000 | 83.64% | 1.9 | 10.5 | 10.5 |  |  |  | No | R-410A | 4.5833 | Residential & Commercial | Ducted CEE Tier 1
214442638 | Mini/Multi Split | CENTURY | HMSV-A-CB | A-VMH48PV-1 |  | Ducted Indoor Units |  |  | 47000 | 20.9 | 9 | 49000 | 42500 | 86.73% | 2 | 11.4 | 11.7 |  |  |  | No | R-410A | 3.9167 | Residential & Commercial | Ducted CEE Tier 1
214415109 | Mini/Multi Split | CENTURY | HMSV-A-CB | A-VMH36QV-1A |  | Ducted Indoor Units |  |  | 36000 | 19.4 | 10 | 36000 | 36000 | 100% | 1.9 | 0 | 12 |  |  |  | No | R-410A | 3 | Residential & Commercial | Ducted CEE Tier 1
214232459 | Mini/Multi Split | KERR | HMSV-A-CB | A-KMH55PV-1 |  | Ducted Indoor Units |  |  | 55000 | 18.8 | 9.3 | 55000 | 46000 | 83.64% | 1.9 | 10.5 | 10.5 |  |  |  | No | R-410A | 4.5833 | Residential & Commercial | Ducted CEE Tier 1
212920660 | Mini/Multi Split | Bladex | HMSV-A-CB | B50A-55SPHP1 |  | Ducted Indoor Units |  |  | 55000 | 18.8 | 9.3 | 55000 | 46000 | 83.64% | 1.9 | 10.5 | 10.5 |  |  |  | No | R-410A | 4.5833 | Residential & Commercial | Ducted CEE Tier 1
208136314 | Mini/Multi Split | ELIOS | HMSV-A-CB | DEA55HOM25230X3 |  | Ducted Indoor Units |  |  | 55000 | 18.8 | 9.3 | 55000 | 46000 | 83.64% | 1.9 | 10.5 | 10.5 |  |  |  | No | R-410A | 4.5833 | Residential & Commercial | Ducted CEE Tier 1
210799645 | Mini/Multi Split | Cooper&Hunter | HMSV-A-CB | CH-HPR55M-230VO |  | Ducted Indoor Units |  |  | 55000 | 18.8 | 9.3 | 55000 | 46000 | 83.64% | 1.9 | 10.5 | 10.5 |  |  |  | No | R-410A | 4.5833 | Residential & Commercial | Ducted CEE Tier 1
212316118 | Mini/Multi Split | PolarWave | HMSV-A-CB | ACIQ-55Z-HH-M5B |  | Ducted Indoor Units |  |  | 55000 | 18.8 | 9.3 | 55000 | 46000 | 83.64% | 1.9 | 10.5 | 10.5 |  |  |  | No | R-410A | 4.5833 | Residential & Commercial | Ducted CEE Tier 1
214232430 | Mini/Multi Split | Bladex | HMSV-A-CB | B50A-55SPHP1* |  | Ducted Indoor Units |  |  | 55000 | 18.8 | 9.3 | 55000 | 46000 | 83.64% | 1.9 | 10.5 | 10.5 |  |  |  | No | R-410A | 4.5833 | Residential & Commercial | Ducted CEE Tier 1
214377792 | Mini/Multi Split | Kepler | HMSV-A-CB | ODUM5OA-55HFN1-M-[X] |  | Ducted Indoor Units |  |  | 55000 | 18.8 | 9.3 | 55000 | 46000 | 83.64% | 1.9 | 10.5 | 10.5 |  |  |  | No | R-410A | 4.5833 | Residential & Commercial | Ducted CEE Tier 1
213769965 | Mini/Multi Split | AI AIR CONDITIONING | HMSV-A-CB | A5MO22-55N1-M1H |  | Ducted Indoor Units |  |  | 55000 | 18.8 | 9.3 | 55000 | 46000 | 83.64% | 1.9 | 10.5 | 10.5 |  |  |  | No | R-410A | 4.5833 | Residential & Commercial | Ducted CEE Tier 1
214848476 | Mini/Multi Split | LG | HMSV-A-CB | KUMXA241A |  | Ducted Indoor Units |  |  | 22000 | 18.5 | 9.5 | 24000 | 21600 | 90% | 1.85 | 0 | 12.5 |  |  |  | No | R-32 | 1.8333 | Residential & Commercial | Ducted CEE Tier 1
214848478 | Mini/Multi Split | LG | HMSV-A-CB | KUMXA301A |  | Ducted Indoor Units |  |  | 24600 | 18.5 | 9.5 | 30000 | 23000 | 76.67% | 1.85 | 0 | 11.7 |  |  |  | No | R-32 | 2.05 | Residential & Commercial | Ducted CEE Tier 1
214848484 | Mini/Multi Split | LG | HMSV-A-CB | KUMXB241A |  | Ducted Indoor Units |  |  | 22000 | 18.5 | 9 | 23000 | 16800 | 73.04% | 2.1 | 0 | 12.5 |  |  |  | No | R-32 | 1.8333 | Residential & Commercial | Ducted CEE Tier 1
214432064 | Mini/Multi Split | Multi MFG | HMSV-A-CB | 55MPC5-HH-A |  | Ducted Indoor Units |  |  | 55000 | 18.8 | 9.3 | 55000 | 46000 | 83.64% | 1.9 | 10.5 | 10.5 |  |  |  | No | R-410A | 4.5833 | Residential & Commercial | Ducted CEE Tier 1
214848482 | Mini/Multi Split | LG | HMSV-A-CB | KUMXB181A |  | Ducted Indoor Units |  |  | 17200 | 18.5 | 9 | 20000 | 15600 | 78% | 2 | 0 | 12.5 |  |  |  | No | R-32 | 1.4333 | Residential & Commercial | Ducted CEE Tier 1
214432061 | Mini/Multi Split | Multi MFG | HMSV-A-CB | 28MPC3-HH-A |  | Ducted Indoor Units |  |  | 28000 | 20 | 9.5 | 28000 | 25000 | 89.29% | 1.8 | 11.5 | 11.7 |  |  |  | No | R-410A | 2.3333 | Residential & Commercial | Ducted CEE Tier 1
214861693 | Mini/Multi Split | MDV | HMSV-A-CB | M3OD31-18HFN10-M1XD |  | Ducted Indoor Units |  |  | 19000 | 20 | 10 | 20000 | 18000 | 90% | 2 | 0 | 13 |  |  |  | No | R-454B | 1.5833 | Residential & Commercial | Ducted CEE Tier 1
214438126 | Mini/Multi Split | GOODMAN | HMSV-A-CB | MST183G22MHAA |  | Ducted Indoor Units |  |  | 19000 | 19 | 9.3 | 20000 | 19000 | 95% | 1.85 | 11.5 | 12 |  |  |  | No | R-410A | 1.5833 | Residential & Commercial | Ducted CEE Tier 1
214438129 | Mini/Multi Split | GOODMAN | HMSV-A-CB | MST273G22MHAA |  | Ducted Indoor Units |  |  | 27000 | 19 | 10 | 27000 | 27000 | 100% | 1.8 | 0 | 11.8 |  |  |  | No | R-410A | 2.25 | Residential & Commercial | Ducted CEE Tier 1
214438132 | Mini/Multi Split | GOODMAN | HMSV-A-CB | MST363G22MHAA |  | Ducted Indoor Units |  |  | 36000 | 19.4 | 10 | 36000 | 36000 | 100% | 1.9 | 0 | 12 |  |  |  | No | R-410A | 3 | Residential & Commercial | Ducted CEE Tier 1
214438135 | Mini/Multi Split | GOODMAN | HMSV-A-CB | MST483G22MHAA |  | Ducted Indoor Units |  |  | 47000 | 20.9 | 9 | 49000 | 42500 | 86.73% | 2 | 11.4 | 11.7 |  |  |  | No | R-410A | 3.9167 | Residential & Commercial | Ducted CEE Tier 1
215213723 | Mini/Multi Split | CONTINENTAL | HMSV-A-CB | CDHAMB-27-O |  | Ducted Indoor Units |  |  | 28000 | 19 | 9.5 | 28000 | 27000 | 96.43% | 2 | 0 | 12 |  |  |  | No | R-454B | 2.3333 | Residential & Commercial | Ducted CEE Tier 1
215213726 | Mini/Multi Split | NAPOLEON | HMSV-A-CB | NDHAMB-36-O |  | Ducted Indoor Units |  |  | 36000 | 19.4 | 10.4 | 36000 | 38000 | 105.6% | 2 | 0 | 12 |  |  |  | No | R-454B | 3 | Residential & Commercial | Ducted CEE Tier 1
215213729 | Mini/Multi Split | CONTINENTAL | HMSV-A-CB | NDHAMB-36-O |  | Ducted Indoor Units |  |  | 36000 | 19.4 | 10.4 | 36000 | 38000 | 105.6% | 2 | 0 | 12 |  |  |  | No | R-454B | 3 | Residential & Commercial | Ducted CEE Tier 1
215213788 | Mini/Multi Split | DIRECT AIR | HMSV-A-CB | DIRM4-18DA25-2Z |  | Ducted Indoor Units |  |  | 18000 | 20 | 10 | 19000 | 14600 | 76.84% | 2.3 | 0 | 12 |  |  |  | No | R-454B | 1.5 | Residential & Commercial | Ducted CEE Tier 1
215213791 | Mini/Multi Split | DIRECT AIR | HMSV-A-CB | DIRM4-27DA25-3Z |  | Ducted Indoor Units |  |  | 28000 | 19 | 9.5 | 28000 | 27000 | 96.43% | 2 | 0 | 12 |  |  |  | No | R-454B | 2.3333 | Residential & Commercial | Ducted CEE Tier 1
215213794 | Mini/Multi Split | DIRECT AIR | HMSV-A-CB | DIRM4-36DA25-4Z |  | Ducted Indoor Units |  |  | 35000 | 20 | 9.2 | 37000 | 26000 | 70.27% | 2 | 0 | 11.7 |  |  |  | No | R-454B | 2.9167 | Residential & Commercial | Ducted CEE Tier 1
215213797 | Mini/Multi Split | DIRECT AIR | HMSV-A-CB | DIRM4-48DA25-5Z |  | Ducted Indoor Units |  |  | 45000 | 20.4 | 10.6 | 47000 | 38000 | 80.85% | 2.1 | 0 | 12 |  |  |  | No | R-454B | 3.75 | Residential & Commercial | Ducted CEE Tier 1
215213800 | Mini/Multi Split | DIRECT AIR | HMSV-A-CB | DIRM4-18HXPRO28-2Z |  | Ducted Indoor Units |  |  | 19000 | 20 | 10 | 20000 | 18000 | 90% | 2 | 0 | 13 |  |  |  | No | R-454B | 1.5833 | Residential & Commercial | Ducted CEE Tier 1
215213803 | Mini/Multi Split | DIRECT AIR | HMSV-A-CB | DIRM4-28HXPRO28-3Z |  | Ducted Indoor Units |  |  | 28000 | 19 | 9.5 | 28000 | 27000 | 96.43% | 2 | 0 | 12 |  |  |  | No | R-454B | 2.3333 | Residential & Commercial | Ducted CEE Tier 1
215213806 | Mini/Multi Split | DIRECT AIR | HMSV-A-CB | DIRM4-36HXPRO28-4Z |  | Ducted Indoor Units |  |  | 36000 | 19.4 | 10.4 | 36000 | 38000 | 105.6% | 2 | 0 | 12 |  |  |  | No | R-454B | 3 | Residential & Commercial | Ducted CEE Tier 1
215213809 | Mini/Multi Split | DIRECT AIR | HMSV-A-CB | DIRM4-48HXPRO28-5Z |  | Ducted Indoor Units |  |  | 47000 | 20.4 | 11 | 48000 | 48000 | 100% | 2 | 0 | 11.7 |  |  |  | No | R-454B | 3.9167 | Residential & Commercial | Ducted CEE Tier 1
215218918 | Mini/Multi Split | GREE | HMSV-A-CB | MUL18HP230V1R32AO |  | Ducted Indoor Units |  |  | 18000 | 18 | 8.1 | 18000 | 13600 | 75.56% | 1.86 | 0 | 11.7 |  |  |  | No | R-32 | 1.5 | Residential & Commercial | Ducted CEE Tier 1
215218919 | Mini/Multi Split | GREE | HMSV-A-CB | MUL24HP230V1R32AO |  | Ducted Indoor Units |  |  | 24000 | 18 | 8.1 | 24000 | 21600 | 90% | 1.86 | 0 | 12 |  |  |  | No | R-32 | 2 | Residential & Commercial | Ducted CEE Tier 1
215218920 | Mini/Multi Split | GREE | HMSV-A-CB | MUL30HP230V1R32AO |  | Ducted Indoor Units |  |  | 28400 | 18 | 8.1 | 30000 | 26000 | 86.67% | 1.88 | 0 | 12 |  |  |  | No | R-32 | 2.3667 | Residential & Commercial | Ducted CEE Tier 1
215218921 | Mini/Multi Split | GREE | HMSV-A-CB | MUL36HP230V1R32AO |  | Ducted Indoor Units |  |  | 36000 | 18 | 8.1 | 36000 | 33000 | 91.67% | 1.9 | 0 | 11.7 |  |  |  | No | R-32 | 3 | Residential & Commercial | Ducted CEE Tier 1
215218922 | Mini/Multi Split | GREE | HMSV-A-CB | MUL42HP230V1R32AO |  | Ducted Indoor Units |  |  | 42000 | 18 | 8.1 | 42000 | 36000 | 85.71% | 1.9 | 0 | 12 |  |  |  | No | R-32 | 3.5 | Residential & Commercial | Ducted CEE Tier 1
212365440 | Mini/Multi Split | Custom Comfort | HMSV-A-CB | CCOXHAMZ548HP |  | Ducted Indoor Units |  |  | 47000 | 20.9 | 9 | 49000 | 42500 | 86.73% | 2 | 11.4 | 11.7 |  |  |  | No | R-410A | 3.9167 | Residential & Commercial | Ducted CEE Tier 1
215223317 | Mini/Multi Split | BOSCH | HMSV-A-CB | BMS500-AAM018-1CSXHD |  | Ducted Indoor Units |  |  | 19000 | 20 | 10 | 20000 | 18000 | 90% | 2 | 0 | 13 |  |  |  | No | R-454B | 1.5833 | Residential & Commercial | Ducted CEE Tier 1
215223320 | Mini/Multi Split | BOSCH | HMSV-A-CB | BMS500-AAM027-1CSXHD |  | Ducted Indoor Units |  |  | 28000 | 19 | 9.5 | 28000 | 27000 | 96.43% | 2 | 0 | 12 |  |  |  | No | R-454B | 2.3333 | Residential & Commercial | Ducted CEE Tier 1
215223323 | Mini/Multi Split | BOSCH | HMSV-A-CB | BMS500-AAM036-1CSXHD |  | Ducted Indoor Units |  |  | 36000 | 19.4 | 10.4 | 36000 | 38000 | 105.6% | 2 | 0 | 12 |  |  |  | No | R-454B | 3 | Residential & Commercial | Ducted CEE Tier 1
215223326 | Mini/Multi Split | BOSCH | HMSV-A-CB | BMS500-AAM048-1CSXHD |  | Ducted Indoor Units |  |  | 47000 | 20.4 | 11 | 48000 | 48000 | 100% | 2 | 0 | 11.7 |  |  |  | No | R-454B | 3.9167 | Residential & Commercial | Ducted CEE Tier 1
215223329 | Mini/Multi Split | BOSCH | HMSV-A-CB | BMS500-AAM018-1CSXRD |  | Ducted Indoor Units |  |  | 18000 | 20 | 10 | 19000 | 14600 | 76.84% | 2.3 | 0 | 12 |  |  |  | No | R-454B | 1.5 | Residential & Commercial | Ducted CEE Tier 1
215223332 | Mini/Multi Split | BOSCH | HMSV-A-CB | BMS500-AAM027-1CSXRD |  | Ducted Indoor Units |  |  | 26600 | 21 | 9 | 26600 | 18800 | 70.68% | 2 | 0 | 12 |  |  |  | No | R-454B | 2.2167 | Residential & Commercial | Ducted CEE Tier 1
215223335 | Mini/Multi Split | BOSCH | HMSV-A-CB | BMS500-AAM036-1CSXRD |  | Ducted Indoor Units |  |  | 35000 | 20 | 9.2 | 37000 | 26000 | 70.27% | 2 | 0 | 11.7 |  |  |  | No | R-454B | 2.9167 | Residential & Commercial | Ducted CEE Tier 1
215223338 | Mini/Multi Split | BOSCH | HMSV-A-CB | BMS500-AAM048-1CSXRD |  | Ducted Indoor Units |  |  | 45000 | 20.4 | 10.6 | 47000 | 38000 | 80.85% | 2.1 | 0 | 12 |  |  |  | No | R-454B | 3.75 | Residential & Commercial | Ducted CEE Tier 1
214723150 | Mini/Multi Split | ZERO | HMSV-A-CB | Z3SOV-18HDM-US |  | Ducted Indoor Units |  |  | 18000 | 19 | 9.8 | 19000 | 13300 | 70% | 2 | 12 | 12 |  |  |  | No | R-410A | 1.5 | Residential & Commercial | Ducted CEE Tier 1
213286785 | Mini/Multi Split | Wells | HMSV-A-CB | WMCA-55HFMO |  | Ducted Indoor Units |  |  | 55000 | 18.8 | 9.3 | 55000 | 46000 | 83.64% | 1.9 | 10.5 | 10.5 |  |  |  | No | R-410A | 4.5833 | Residential & Commercial | Ducted CEE Tier 1
213248981 | Mini/Multi Split | Trane / Mitsubishi Electric | HMSV-A-CB | NTXMSH42A152B** |  | Ducted Indoor Units |  |  | 42000 | 16.2 | 9.1 | 48000 | 44000 | 91.67% | 1.76 | 0 | 10.6 |  |  |  | No | R-410A | 3.5 | Residential & Commercial | Ducted CEE Tier 1
213248982 | Mini/Multi Split | Trane / Mitsubishi Electric | HMSV-A-CB | NTXMSM60A182B** |  | Ducted Indoor Units |  |  | 60000 | 15.5 | 8.6 | 66000 | 46500 | 70.45% | 1.8 | 0 | 10.4 |  |  |  | No | R-410A | 5 | Residential & Commercial | Ducted CEE Tier 1
215853968 | Mini/Multi Split | BLUERIDGE | HMSV-A-CB | BMMZ18C |  | Ducted Indoor Units |  |  | 18000 | 20 | 10 | 19000 | 14600 | 76.84% | 2.3 | 0 | 12 |  |  |  | No | R-454B | 1.5 | Residential & Commercial | Ducted CEE Tier 1
215853971 | Mini/Multi Split | BLUERIDGE | HMSV-A-CB | BMMZ27C |  | Ducted Indoor Units |  |  | 26600 | 21 | 9 | 26600 | 18800 | 70.68% | 2 | 0 | 12 |  |  |  | No | R-454B | 2.2167 | Residential & Commercial | Ducted CEE Tier 1
215853974 | Mini/Multi Split | BLUERIDGE | HMSV-A-CB | BMMZ36C |  | Ducted Indoor Units |  |  | 35000 | 20 | 9.2 | 37000 | 26000 | 70.27% | 2 | 0 | 11.7 |  |  |  | No | R-454B | 2.9167 | Residential & Commercial | Ducted CEE Tier 1
215853980 | Mini/Multi Split | BLUERIDGE | HMSV-A-CB | BMMZ18HHC |  | Ducted Indoor Units |  |  | 19000 | 20 | 10 | 20000 | 18000 | 90% | 2 | 0 | 13 |  |  |  | No | R-454B | 1.5833 | Residential & Commercial | Ducted CEE Tier 1
215853977 | Mini/Multi Split | BLUERIDGE | HMSV-A-CB | BMMZ48C |  | Ducted Indoor Units |  |  | 45000 | 20.4 | 10.6 | 47000 | 38000 | 80.85% | 2.1 | 0 | 12 |  |  |  | No | R-454B | 3.75 | Residential & Commercial | Ducted CEE Tier 1
215853983 | Mini/Multi Split | BLUERIDGE | HMSV-A-CB | BMMZ27HHC |  | Ducted Indoor Units |  |  | 28000 | 19 | 9.5 | 28000 | 27000 | 96.43% | 2 | 0 | 12 |  |  |  | No | R-454B | 2.3333 | Residential & Commercial | Ducted CEE Tier 1
215853986 | Mini/Multi Split | BLUERIDGE | HMSV-A-CB | BMMZ36HHC |  | Ducted Indoor Units |  |  | 36000 | 19.4 | 10.4 | 36000 | 38000 | 105.6% | 2 | 0 | 12 |  |  |  | No | R-454B | 3 | Residential & Commercial | Ducted CEE Tier 1
215853989 | Mini/Multi Split | BLUERIDGE | HMSV-A-CB | BMMZ48HHC |  | Ducted Indoor Units |  |  | 47000 | 20.4 | 11 | 48000 | 48000 | 100% | 2 | 0 | 11.7 |  |  |  | No | R-454B | 3.9167 | Residential & Commercial | Ducted CEE Tier 1
215853992 | Mini/Multi Split | BLUERIDGE | HMSV-A-CB | BMMZ55HHC |  | Ducted Indoor Units |  |  | 53000 | 20 | 10.7 | 55000 | 48000 | 87.27% | 2.1 | 0 | 11.7 |  |  |  | No | R-454B | 4.4167 | Residential & Commercial | Ducted CEE Tier 1
215351182 | Mini/Multi Split | MDV | HMSV-A-CB | M4OD30-24HFN10-M1D |  | Ducted Indoor Units |  |  | 24000 | 21 | 9.5 | 25000 | 18000 | 72% | 2 | 0 | 12.5 |  |  |  | No | R-454B | 2 | Residential & Commercial | Ducted CEE Tier 1
215351184 | Mini/Multi Split | MDV | HMSV-A-CB | M4OD31-24HFN10-M1XD |  | Ducted Indoor Units |  |  | 24000 | 20 | 9.5 | 25000 | 25000 | 100% | 1.9 | 0 | 13 |  |  |  | No | R-454B | 2 | Residential & Commercial | Ducted CEE Tier 1
215351188 | Mini/Multi Split | MDV | HMSV-A-CB | M5OX631-30HFN10-M1XD |  | Ducted Indoor Units |  |  | 30000 | 19.5 | 10.5 | 31000 | 36000 | 116.1% | 1.95 | 0 | 12.5 |  |  |  | No | R-454B | 2.5 | Residential & Commercial | Ducted CEE Tier 1
215351197 | Mini/Multi Split | TCL | HMSV-A-CB | TMH18HEI2NAO0U24 |  | Ducted Indoor Units |  |  | 17000 | 21 | 9.5 | 19000 | 16000 | 84.21% | 1.9 | 0 | 12 |  |  |  | No | R-454B | 1.4167 | Residential & Commercial | Ducted CEE Tier 1
215351198 | Mini/Multi Split | TCL | HMSV-A-CB | TMH27HEI2NAO0U24 |  | Ducted Indoor Units |  |  | 27000 | 22 | 9 | 27000 | 19000 | 70.37% | 1.9 | 0 | 12 |  |  |  | No | R-454B | 2.25 | Residential & Commercial | Ducted CEE Tier 1
215351199 | Mini/Multi Split | TCL | HMSV-A-CB | TMH36HEI2NAM5U24 |  | Ducted Indoor Units |  |  | 34000 | 20 | 8.5 | 36000 | 25200 | 70% | 1.9 | 0 | 11.7 |  |  |  | No | R-454B | 2.8333 | Residential & Commercial | Ducted CEE Tier 1
215351200 | Mini/Multi Split | TCL | HMSV-A-CB | TMH42HEI2NAM0U24 |  | Ducted Indoor Units |  |  | 41000 | 20 | 8.5 | 42000 | 30400 | 72.38% | 1.9 | 0 | 11.7 |  |  |  | No | R-454B | 3.4167 | Residential & Commercial | Ducted CEE Tier 1
215351186 | Mini/Multi Split | MDV | HMSV-A-CB | M5OD30-30HFN10-M1D |  | Ducted Indoor Units |  |  | 30000 | 21 | 9.5 | 31000 | 25000 | 80.65% | 2 | 0 | 12 |  |  |  | No | R-454B | 2.5 | Residential & Commercial | Ducted CEE Tier 1
215357107 | Mini/Multi Split | BRYANT | HMSV-A-CB | 37MGHAQ18CA3 |  | Ducted Indoor Units |  |  | 19000 | 20 | 10 | 20000 | 18000 | 90% | 2 | 0 | 13 |  |  |  | No | R-454B | 1.5833 | Residential & Commercial | Ducted CEE Tier 1
215357110 | Mini/Multi Split | BRYANT | HMSV-A-CB | 37MGHAQ24DA3 |  | Ducted Indoor Units |  |  | 24000 | 20 | 9.5 | 25000 | 25000 | 100% | 1.9 | 0 | 13 |  |  |  | No | R-454B | 2 | Residential & Commercial | Ducted CEE Tier 1
215357116 | Mini/Multi Split | BRYANT | HMSV-A-CB | 37MGHAQ30EA3 |  | Ducted Indoor Units |  |  | 30000 | 19.5 | 10.5 | 31000 | 36000 | 116.1% | 1.95 | 0 | 12.5 |  |  |  | No | R-454B | 2.5 | Residential & Commercial | Ducted CEE Tier 1
215357119 | Mini/Multi Split | BRYANT | HMSV-A-CB | 37MGHAQ36EA3 |  | Ducted Indoor Units |  |  | 36000 | 19.5 | 10.5 | 36000 | 38000 | 105.6% | 2 | 0 | 12 |  |  |  | No | R-454B | 3 | Residential & Commercial | Ducted CEE Tier 1
215357143 | Mini/Multi Split | ARCOAIRE | HMSV-A-CB | D5CMHAH30EAK |  | Ducted Indoor Units |  |  | 30000 | 19.5 | 10.5 | 31000 | 36000 | 116.1% | 1.95 | 0 | 12.5 |  |  |  | No | R-454B | 2.5 | Residential & Commercial | Ducted CEE Tier 1
215357149 | Mini/Multi Split | ARCOAIRE | HMSV-A-CB | D5CMHAH36EAK |  | Ducted Indoor Units |  |  | 36000 | 19.5 | 10.5 | 36000 | 38000 | 105.6% | 2 | 0 | 12 |  |  |  | No | R-454B | 3 | Residential & Commercial | Ducted CEE Tier 1
215357153 | Mini/Multi Split | BRYANT | HMSV-A-CB | 37MGRAQ30EA3 |  | Ducted Indoor Units |  |  | 30000 | 21 | 9.5 | 31000 | 25000 | 80.65% | 2 | 0 | 12 |  |  |  | No | R-454B | 2.5 | Residential & Commercial | Ducted CEE Tier 1
215357154 | Mini/Multi Split | ARCOAIRE | HMSV-A-CB | D5CMHAH48FAK |  | Ducted Indoor Units |  |  | 47000 | 20.5 | 11 | 48000 | 48000 | 100% | 2 | 0 | 11.7 |  |  |  | No | R-454B | 3.9167 | Residential & Commercial | Ducted CEE Tier 1
215357159 | Mini/Multi Split | BRYANT | HMSV-A-CB | 37MGRAQ36EA3 |  | Ducted Indoor Units |  |  | 35000 | 20 | 9.2 | 37000 | 26000 | 70.27% | 2 | 0 | 11.7 |  |  |  | No | R-454B | 2.9167 | Residential & Commercial | Ducted CEE Tier 1
215357160 | Mini/Multi Split | ARCOAIRE | HMSV-A-CB | D5CMHAH55FAK |  | Ducted Indoor Units |  |  | 53000 | 20.2 | 10.7 | 55000 | 48000 | 87.27% | 2.1 | 0 | 11.7 |  |  |  | No | R-454B | 4.4167 | Residential & Commercial | Ducted CEE Tier 1
215357165 | Mini/Multi Split | ARCOAIRE | HMSV-A-CB | D5CMRAH18CAK |  | Ducted Indoor Units |  |  | 18000 | 20 | 10 | 19000 | 14600 | 76.84% | 2.3 | 0 | 12 |  |  |  | No | R-454B | 1.5 | Residential & Commercial | Ducted CEE Tier 1
215357166 | Mini/Multi Split | BRYANT | HMSV-A-CB | 37MGRAQ48FA3 |  | Ducted Indoor Units |  |  | 45000 | 20.5 | 10.6 | 47000 | 38000 | 80.85% | 2.1 | 0 | 12 |  |  |  | No | R-454B | 3.75 | Residential & Commercial | Ducted CEE Tier 1
215357171 | Mini/Multi Split | ARCOAIRE | HMSV-A-CB | D5CMRAH24DAK |  | Ducted Indoor Units |  |  | 24000 | 21 | 9.5 | 25000 | 18000 | 72% | 2 | 0 | 12.5 |  |  |  | No | R-454B | 2 | Residential & Commercial | Ducted CEE Tier 1
215357179 | Mini/Multi Split | ARCOAIRE | HMSV-A-CB | D5CMRAH30EAK |  | Ducted Indoor Units |  |  | 30000 | 21 | 9.5 | 31000 | 25000 | 80.65% | 2 | 0 | 12 |  |  |  | No | R-454B | 2.5 | Residential & Commercial | Ducted CEE Tier 1
215357182 | Mini/Multi Split | ARCOAIRE | HMSV-A-CB | D5CMRAH36EAK |  | Ducted Indoor Units |  |  | 35000 | 20 | 9.2 | 37000 | 26000 | 70.27% | 2 | 0 | 11.7 |  |  |  | No | R-454B | 2.9167 | Residential & Commercial | Ducted CEE Tier 1
215357185 | Mini/Multi Split | ARCOAIRE | HMSV-A-CB | D5CMRAH48FAK |  | Ducted Indoor Units |  |  | 45000 | 20.5 | 10.6 | 47000 | 38000 | 80.85% | 2.1 | 0 | 12 |  |  |  | No | R-454B | 3.75 | Residential & Commercial | Ducted CEE Tier 1
215357191 | Mini/Multi Split | COMFORTMAKER | HMSV-A-CB | D5CMHAH18CAK |  | Ducted Indoor Units |  |  | 19000 | 20 | 10 | 20000 | 18000 | 90% | 2 | 0 | 13 |  |  |  | No | R-454B | 1.5833 | Residential & Commercial | Ducted CEE Tier 1
215357194 | Mini/Multi Split | COMFORTMAKER | HMSV-A-CB | D5CMHAH24DAK |  | Ducted Indoor Units |  |  | 24000 | 20 | 9.5 | 25000 | 25000 | 100% | 1.9 | 0 | 13 |  |  |  | No | R-454B | 2 | Residential & Commercial | Ducted CEE Tier 1
215357200 | Mini/Multi Split | COMFORTMAKER | HMSV-A-CB | D5CMHAH30EAK |  | Ducted Indoor Units |  |  | 30000 | 19.5 | 10.5 | 31000 | 36000 | 116.1% | 1.95 | 0 | 12.5 |  |  |  | No | R-454B | 2.5 | Residential & Commercial | Ducted CEE Tier 1
215357203 | Mini/Multi Split | COMFORTMAKER | HMSV-A-CB | D5CMHAH36EAK |  | Ducted Indoor Units |  |  | 36000 | 19.5 | 10.5 | 36000 | 38000 | 105.6% | 2 | 0 | 12 |  |  |  | No | R-454B | 3 | Residential & Commercial | Ducted CEE Tier 1
215357206 | Mini/Multi Split | COMFORTMAKER | HMSV-A-CB | D5CMHAH48FAK |  | Ducted Indoor Units |  |  | 47000 | 20.5 | 11 | 48000 | 48000 | 100% | 2 | 0 | 11.7 |  |  |  | No | R-454B | 3.9167 | Residential & Commercial | Ducted CEE Tier 1
215357209 | Mini/Multi Split | COMFORTMAKER | HMSV-A-CB | D5CMHAH55FAK |  | Ducted Indoor Units |  |  | 53000 | 20.2 | 10.7 | 55000 | 48000 | 87.27% | 2.1 | 0 | 11.7 |  |  |  | No | R-454B | 4.4167 | Residential & Commercial | Ducted CEE Tier 1
215357212 | Mini/Multi Split | COMFORTMAKER | HMSV-A-CB | D5CMRAH18CAK |  | Ducted Indoor Units |  |  | 18000 | 20 | 10 | 19000 | 14600 | 76.84% | 2.3 | 0 | 12 |  |  |  | No | R-454B | 1.5 | Residential & Commercial | Ducted CEE Tier 1
215357215 | Mini/Multi Split | COMFORTMAKER | HMSV-A-CB | D5CMRAH24DAK |  | Ducted Indoor Units |  |  | 24000 | 21 | 9.5 | 25000 | 18000 | 72% | 2 | 0 | 12.5 |  |  |  | No | R-454B | 2 | Residential & Commercial | Ducted CEE Tier 1
215357221 | Mini/Multi Split | COMFORTMAKER | HMSV-A-CB | D5CMRAH30EAK |  | Ducted Indoor Units |  |  | 30000 | 21 | 9.5 | 31000 | 25000 | 80.65% | 2 | 0 | 12 |  |  |  | No | R-454B | 2.5 | Residential & Commercial | Ducted CEE Tier 1
215357224 | Mini/Multi Split | COMFORTMAKER | HMSV-A-CB | D5CMRAH36EAK |  | Ducted Indoor Units |  |  | 35000 | 20 | 9.2 | 37000 | 26000 | 70.27% | 2 | 0 | 11.7 |  |  |  | No | R-454B | 2.9167 | Residential & Commercial | Ducted CEE Tier 1
215357227 | Mini/Multi Split | COMFORTMAKER | HMSV-A-CB | D5CMRAH48FAK |  | Ducted Indoor Units |  |  | 45000 | 20.5 | 10.6 | 47000 | 38000 | 80.85% | 2.1 | 0 | 12 |  |  |  | No | R-454B | 3.75 | Residential & Commercial | Ducted CEE Tier 1
215357233 | Mini/Multi Split | DAY & NIGHT | HMSV-A-CB | D5CMHAH18CAK |  | Ducted Indoor Units |  |  | 19000 | 20 | 10 | 20000 | 18000 | 90% | 2 | 0 | 13 |  |  |  | No | R-454B | 1.5833 | Residential & Commercial | Ducted CEE Tier 1
215357236 | Mini/Multi Split | DAY & NIGHT | HMSV-A-CB | D5CMHAH24DAK |  | Ducted Indoor Units |  |  | 24000 | 20 | 9.5 | 25000 | 25000 | 100% | 1.9 | 0 | 13 |  |  |  | No | R-454B | 2 | Residential & Commercial | Ducted CEE Tier 1
215357242 | Mini/Multi Split | DAY & NIGHT | HMSV-A-CB | D5CMHAH30EAK |  | Ducted Indoor Units |  |  | 30000 | 19.5 | 10.5 | 31000 | 36000 | 116.1% | 1.95 | 0 | 12.5 |  |  |  | No | R-454B | 2.5 | Residential & Commercial | Ducted CEE Tier 1
215357245 | Mini/Multi Split | DAY & NIGHT | HMSV-A-CB | D5CMHAH36EAK |  | Ducted Indoor Units |  |  | 36000 | 19.5 | 10.5 | 36000 | 38000 | 105.6% | 2 | 0 | 12 |  |  |  | No | R-454B | 3 | Residential & Commercial | Ducted CEE Tier 1
215357248 | Mini/Multi Split | DAY & NIGHT | HMSV-A-CB | D5CMHAH48FAK |  | Ducted Indoor Units |  |  | 47000 | 20.5 | 11 | 48000 | 48000 | 100% | 2 | 0 | 11.7 |  |  |  | No | R-454B | 3.9167 | Residential & Commercial | Ducted CEE Tier 1
215357251 | Mini/Multi Split | DAY & NIGHT | HMSV-A-CB | D5CMHAH55FAK |  | Ducted Indoor Units |  |  | 53000 | 20.2 | 10.7 | 55000 | 48000 | 87.27% | 2.1 | 0 | 11.7 |  |  |  | No | R-454B | 4.4167 | Residential & Commercial | Ducted CEE Tier 1
215357254 | Mini/Multi Split | DAY & NIGHT | HMSV-A-CB | D5CMRAH18CAK |  | Ducted Indoor Units |  |  | 18000 | 20 | 10 | 19000 | 14600 | 76.84% | 2.3 | 0 | 12 |  |  |  | No | R-454B | 1.5 | Residential & Commercial | Ducted CEE Tier 1
215357257 | Mini/Multi Split | DAY & NIGHT | HMSV-A-CB | D5CMRAH24DAK |  | Ducted Indoor Units |  |  | 24000 | 21 | 9.5 | 25000 | 18000 | 72% | 2 | 0 | 12.5 |  |  |  | No | R-454B | 2 | Residential & Commercial | Ducted CEE Tier 1
215357263 | Mini/Multi Split | DAY & NIGHT | HMSV-A-CB | D5CMRAH30EAK |  | Ducted Indoor Units |  |  | 30000 | 21 | 9.5 | 31000 | 25000 | 80.65% | 2 | 0 | 12 |  |  |  | No | R-454B | 2.5 | Residential & Commercial | Ducted CEE Tier 1
215357266 | Mini/Multi Split | DAY & NIGHT | HMSV-A-CB | D5CMRAH36EAK |  | Ducted Indoor Units |  |  | 35000 | 20 | 9.2 | 37000 | 26000 | 70.27% | 2 | 0 | 11.7 |  |  |  | No | R-454B | 2.9167 | Residential & Commercial | Ducted CEE Tier 1
215357269 | Mini/Multi Split | DAY & NIGHT | HMSV-A-CB | D5CMRAH48FAK |  | Ducted Indoor Units |  |  | 45000 | 20.5 | 10.6 | 47000 | 38000 | 80.85% | 2.1 | 0 | 12 |  |  |  | No | R-454B | 3.75 | Residential & Commercial | Ducted CEE Tier 1
215357275 | Mini/Multi Split | HEIL | HMSV-A-CB | D5CMHAH18CAK |  | Ducted Indoor Units |  |  | 19000 | 20 | 10 | 20000 | 18000 | 90% | 2 | 0 | 13 |  |  |  | No | R-454B | 1.5833 | Residential & Commercial | Ducted CEE Tier 1
215357278 | Mini/Multi Split | HEIL | HMSV-A-CB | D5CMHAH24DAK |  | Ducted Indoor Units |  |  | 24000 | 20 | 9.5 | 25000 | 25000 | 100% | 1.9 | 0 | 13 |  |  |  | No | R-454B | 2 | Residential & Commercial | Ducted CEE Tier 1
215357284 | Mini/Multi Split | HEIL | HMSV-A-CB | D5CMHAH30EAK |  | Ducted Indoor Units |  |  | 30000 | 19.5 | 10.5 | 31000 | 36000 | 116.1% | 1.95 | 0 | 12.5 |  |  |  | No | R-454B | 2.5 | Residential & Commercial | Ducted CEE Tier 1
215357287 | Mini/Multi Split | HEIL | HMSV-A-CB | D5CMHAH36EAK |  | Ducted Indoor Units |  |  | 36000 | 19.5 | 10.5 | 36000 | 38000 | 105.6% | 2 | 0 | 12 |  |  |  | No | R-454B | 3 | Residential & Commercial | Ducted CEE Tier 1
215357290 | Mini/Multi Split | HEIL | HMSV-A-CB | D5CMHAH48FAK |  | Ducted Indoor Units |  |  | 47000 | 20.5 | 11 | 48000 | 48000 | 100% | 2 | 0 | 11.7 |  |  |  | No | R-454B | 3.9167 | Residential & Commercial | Ducted CEE Tier 1
215357293 | Mini/Multi Split | HEIL | HMSV-A-CB | D5CMHAH55FAK |  | Ducted Indoor Units |  |  | 53000 | 20.2 | 10.7 | 55000 | 48000 | 87.27% | 2.1 | 0 | 11.7 |  |  |  | No | R-454B | 4.4167 | Residential & Commercial | Ducted CEE Tier 1
215357296 | Mini/Multi Split | HEIL | HMSV-A-CB | D5CMRAH18CAK |  | Ducted Indoor Units |  |  | 18000 | 20 | 10 | 19000 | 14600 | 76.84% | 2.3 | 0 | 12 |  |  |  | No | R-454B | 1.5 | Residential & Commercial | Ducted CEE Tier 1
215357299 | Mini/Multi Split | HEIL | HMSV-A-CB | D5CMRAH24DAK |  | Ducted Indoor Units |  |  | 24000 | 21 | 9.5 | 25000 | 18000 | 72% | 2 | 0 | 12.5 |  |  |  | No | R-454B | 2 | Residential & Commercial | Ducted CEE Tier 1
215357305 | Mini/Multi Split | HEIL | HMSV-A-CB | D5CMRAH30EAK |  | Ducted Indoor Units |  |  | 30000 | 21 | 9.5 | 31000 | 25000 | 80.65% | 2 | 0 | 12 |  |  |  | No | R-454B | 2.5 | Residential & Commercial | Ducted CEE Tier 1
215357308 | Mini/Multi Split | HEIL | HMSV-A-CB | D5CMRAH36EAK |  | Ducted Indoor Units |  |  | 35000 | 20 | 9.2 | 37000 | 26000 | 70.27% | 2 | 0 | 11.7 |  |  |  | No | R-454B | 2.9167 | Residential & Commercial | Ducted CEE Tier 1
215357311 | Mini/Multi Split | HEIL | HMSV-A-CB | D5CMRAH48FAK |  | Ducted Indoor Units |  |  | 45000 | 20.5 | 10.6 | 47000 | 38000 | 80.85% | 2.1 | 0 | 12 |  |  |  | No | R-454B | 3.75 | Residential & Commercial | Ducted CEE Tier 1
215357317 | Mini/Multi Split | KEEPRITE | HMSV-A-CB | D5CMHAH18CAK |  | Ducted Indoor Units |  |  | 19000 | 20 | 10 | 20000 | 18000 | 90% | 2 | 0 | 13 |  |  |  | No | R-454B | 1.5833 | Residential & Commercial | Ducted CEE Tier 1
215357320 | Mini/Multi Split | KEEPRITE | HMSV-A-CB | D5CMHAH24DAK |  | Ducted Indoor Units |  |  | 24000 | 20 | 9.5 | 25000 | 25000 | 100% | 1.9 | 0 | 13 |  |  |  | No | R-454B | 2 | Residential & Commercial | Ducted CEE Tier 1
215357326 | Mini/Multi Split | KEEPRITE | HMSV-A-CB | D5CMHAH30EAK |  | Ducted Indoor Units |  |  | 30000 | 19.5 | 10.5 | 31000 | 36000 | 116.1% | 1.95 | 0 | 12.5 |  |  |  | No | R-454B | 2.5 | Residential & Commercial | Ducted CEE Tier 1
215357329 | Mini/Multi Split | KEEPRITE | HMSV-A-CB | D5CMHAH36EAK |  | Ducted Indoor Units |  |  | 36000 | 19.5 | 10.5 | 36000 | 38000 | 105.6% | 2 | 0 | 12 |  |  |  | No | R-454B | 3 | Residential & Commercial | Ducted CEE Tier 1
215357332 | Mini/Multi Split | KEEPRITE | HMSV-A-CB | D5CMHAH48FAK |  | Ducted Indoor Units |  |  | 47000 | 20.5 | 11 | 48000 | 48000 | 100% | 2 | 0 | 11.7 |  |  |  | No | R-454B | 3.9167 | Residential & Commercial | Ducted CEE Tier 1
215357335 | Mini/Multi Split | KEEPRITE | HMSV-A-CB | D5CMHAH55FAK |  | Ducted Indoor Units |  |  | 53000 | 20.2 | 10.7 | 55000 | 48000 | 87.27% | 2.1 | 0 | 11.7 |  |  |  | No | R-454B | 4.4167 | Residential & Commercial | Ducted CEE Tier 1
215357338 | Mini/Multi Split | KEEPRITE | HMSV-A-CB | D5CMRAH18CAK |  | Ducted Indoor Units |  |  | 18000 | 20 | 10 | 19000 | 14600 | 76.84% | 2.3 | 0 | 12 |  |  |  | No | R-454B | 1.5 | Residential & Commercial | Ducted CEE Tier 1
215357341 | Mini/Multi Split | KEEPRITE | HMSV-A-CB | D5CMRAH24DAK |  | Ducted Indoor Units |  |  | 24000 | 21 | 9.5 | 25000 | 18000 | 72% | 2 | 0 | 12.5 |  |  |  | No | R-454B | 2 | Residential & Commercial | Ducted CEE Tier 1
215357347 | Mini/Multi Split | KEEPRITE | HMSV-A-CB | D5CMRAH30EAK |  | Ducted Indoor Units |  |  | 30000 | 21 | 9.5 | 31000 | 25000 | 80.65% | 2 | 0 | 12 |  |  |  | No | R-454B | 2.5 | Residential & Commercial | Ducted CEE Tier 1
215357350 | Mini/Multi Split | KEEPRITE | HMSV-A-CB | D5CMRAH36EAK |  | Ducted Indoor Units |  |  | 35000 | 20 | 9.2 | 37000 | 26000 | 70.27% | 2 | 0 | 11.7 |  |  |  | No | R-454B | 2.9167 | Residential & Commercial | Ducted CEE Tier 1
215357353 | Mini/Multi Split | KEEPRITE | HMSV-A-CB | D5CMRAH48FAK |  | Ducted Indoor Units |  |  | 45000 | 20.5 | 10.6 | 47000 | 38000 | 80.85% | 2.1 | 0 | 12 |  |  |  | No | R-454B | 3.75 | Residential & Commercial | Ducted CEE Tier 1
215357359 | Mini/Multi Split | KENMORE | HMSV-A-CB | D5CMHAH18CAK |  | Ducted Indoor Units |  |  | 19000 | 20 | 10 | 20000 | 18000 | 90% | 2 | 0 | 13 |  |  |  | No | R-454B | 1.5833 | Residential & Commercial | Ducted CEE Tier 1
215357362 | Mini/Multi Split | KENMORE | HMSV-A-CB | D5CMHAH24DAK |  | Ducted Indoor Units |  |  | 24000 | 20 | 9.5 | 25000 | 25000 | 100% | 1.9 | 0 | 13 |  |  |  | No | R-454B | 2 | Residential & Commercial | Ducted CEE Tier 1
215357368 | Mini/Multi Split | KENMORE | HMSV-A-CB | D5CMHAH30EAK |  | Ducted Indoor Units |  |  | 30000 | 19.5 | 10.5 | 31000 | 36000 | 116.1% | 1.95 | 0 | 12.5 |  |  |  | No | R-454B | 2.5 | Residential & Commercial | Ducted CEE Tier 1
215357371 | Mini/Multi Split | KENMORE | HMSV-A-CB | D5CMHAH36EAK |  | Ducted Indoor Units |  |  | 36000 | 19.5 | 10.5 | 36000 | 38000 | 105.6% | 2 | 0 | 12 |  |  |  | No | R-454B | 3 | Residential & Commercial | Ducted CEE Tier 1
215357374 | Mini/Multi Split | KENMORE | HMSV-A-CB | D5CMHAH48FAK |  | Ducted Indoor Units |  |  | 47000 | 20.5 | 11 | 48000 | 48000 | 100% | 2 | 0 | 11.7 |  |  |  | No | R-454B | 3.9167 | Residential & Commercial | Ducted CEE Tier 1
215357377 | Mini/Multi Split | KENMORE | HMSV-A-CB | D5CMHAH55FAK |  | Ducted Indoor Units |  |  | 53000 | 20.2 | 10.7 | 55000 | 48000 | 87.27% | 2.1 | 0 | 11.7 |  |  |  | No | R-454B | 4.4167 | Residential & Commercial | Ducted CEE Tier 1
215357380 | Mini/Multi Split | KENMORE | HMSV-A-CB | D5CMRAH18CAK |  | Ducted Indoor Units |  |  | 18000 | 20 | 10 | 19000 | 14600 | 76.84% | 2.3 | 0 | 12 |  |  |  | No | R-454B | 1.5 | Residential & Commercial | Ducted CEE Tier 1
215357383 | Mini/Multi Split | KENMORE | HMSV-A-CB | D5CMRAH24DAK |  | Ducted Indoor Units |  |  | 24000 | 21 | 9.5 | 25000 | 18000 | 72% | 2 | 0 | 12.5 |  |  |  | No | R-454B | 2 | Residential & Commercial | Ducted CEE Tier 1
215357389 | Mini/Multi Split | KENMORE | HMSV-A-CB | D5CMRAH30EAK |  | Ducted Indoor Units |  |  | 30000 | 21 | 9.5 | 31000 | 25000 | 80.65% | 2 | 0 | 12 |  |  |  | No | R-454B | 2.5 | Residential & Commercial | Ducted CEE Tier 1
215357392 | Mini/Multi Split | KENMORE | HMSV-A-CB | D5CMRAH36EAK |  | Ducted Indoor Units |  |  | 35000 | 20 | 9.2 | 37000 | 26000 | 70.27% | 2 | 0 | 11.7 |  |  |  | No | R-454B | 2.9167 | Residential & Commercial | Ducted CEE Tier 1
215357395 | Mini/Multi Split | KENMORE | HMSV-A-CB | D5CMRAH48FAK |  | Ducted Indoor Units |  |  | 45000 | 20.5 | 10.6 | 47000 | 38000 | 80.85% | 2.1 | 0 | 12 |  |  |  | No | R-454B | 3.75 | Residential & Commercial | Ducted CEE Tier 1
215357401 | Mini/Multi Split | MIDEA | HMSV-A-CB | D5CMHAH18CAK |  | Ducted Indoor Units |  |  | 19000 | 20 | 10 | 20000 | 18000 | 90% | 2 | 0 | 13 |  |  |  | No | R-454B | 1.5833 | Residential & Commercial | Ducted CEE Tier 1
215357404 | Mini/Multi Split | MIDEA | HMSV-A-CB | D5CMHAH24DAK |  | Ducted Indoor Units |  |  | 24000 | 20 | 9.5 | 25000 | 25000 | 100% | 1.9 | 0 | 13 |  |  |  | No | R-454B | 2 | Residential & Commercial | Ducted CEE Tier 1
215357410 | Mini/Multi Split | MIDEA | HMSV-A-CB | D5CMHAH30EAK |  | Ducted Indoor Units |  |  | 30000 | 19.5 | 10.5 | 31000 | 36000 | 116.1% | 1.95 | 0 | 12.5 |  |  |  | No | R-454B | 2.5 | Residential & Commercial | Ducted CEE Tier 1
215357413 | Mini/Multi Split | MIDEA | HMSV-A-CB | D5CMHAH36EAK |  | Ducted Indoor Units |  |  | 36000 | 19.5 | 10.5 | 36000 | 38000 | 105.6% | 2 | 0 | 12 |  |  |  | No | R-454B | 3 | Residential & Commercial | Ducted CEE Tier 1
215357416 | Mini/Multi Split | MIDEA | HMSV-A-CB | D5CMHAH48FAK |  | Ducted Indoor Units |  |  | 47000 | 20.5 | 11 | 48000 | 48000 | 100% | 2 | 0 | 11.7 |  |  |  | No | R-454B | 3.9167 | Residential & Commercial | Ducted CEE Tier 1
215357419 | Mini/Multi Split | MIDEA | HMSV-A-CB | D5CMHAH55FAK |  | Ducted Indoor Units |  |  | 53000 | 20.2 | 10.7 | 55000 | 48000 | 87.27% | 2.1 | 0 | 11.7 |  |  |  | No | R-454B | 4.4167 | Residential & Commercial | Ducted CEE Tier 1
215357422 | Mini/Multi Split | MIDEA | HMSV-A-CB | D5CMRAH18CAK |  | Ducted Indoor Units |  |  | 18000 | 20 | 10 | 19000 | 14600 | 76.84% | 2.3 | 0 | 12 |  |  |  | No | R-454B | 1.5 | Residential & Commercial | Ducted CEE Tier 1
215357425 | Mini/Multi Split | MIDEA | HMSV-A-CB | D5CMRAH24DAK |  | Ducted Indoor Units |  |  | 24000 | 21 | 9.5 | 25000 | 18000 | 72% | 2 | 0 | 12.5 |  |  |  | No | R-454B | 2 | Residential & Commercial | Ducted CEE Tier 1
215357435 | Mini/Multi Split | CARRIER | HMSV-A-CB | 37MGHAQ18CA3 |  | Ducted Indoor Units |  |  | 19000 | 20 | 10 | 20000 | 18000 | 90% | 2 | 0 | 13 |  |  |  | No | R-454B | 1.5833 | Residential & Commercial | Ducted CEE Tier 1
215357436 | Mini/Multi Split | MIDEA | HMSV-A-CB | D5CMRAH36EAK |  | Ducted Indoor Units |  |  | 35000 | 20 | 9.2 | 37000 | 26000 | 70.27% | 2 | 0 | 11.7 |  |  |  | No | R-454B | 2.9167 | Residential & Commercial | Ducted CEE Tier 1
215357440 | Mini/Multi Split | CARRIER | HMSV-A-CB | 37MGHAQ24DA3 |  | Ducted Indoor Units |  |  | 24000 | 20 | 9.5 | 25000 | 25000 | 100% | 1.9 | 0 | 13 |  |  |  | No | R-454B | 2 | Residential & Commercial | Ducted CEE Tier 1
215357431 | Mini/Multi Split | MIDEA | HMSV-A-CB | D5CMRAH30EAK |  | Ducted Indoor Units |  |  | 30000 | 21 | 9.5 | 31000 | 25000 | 80.65% | 2 | 0 | 12 |  |  |  | No | R-454B | 2.5 | Residential & Commercial | Ducted CEE Tier 1
215357445 | Mini/Multi Split | MIDEA | HMSV-A-CB | D5CMRAH48FAK |  | Ducted Indoor Units |  |  | 45000 | 20.5 | 10.6 | 47000 | 38000 | 80.85% | 2.1 | 0 | 12 |  |  |  | No | R-454B | 3.75 | Residential & Commercial | Ducted CEE Tier 1
215357449 | Mini/Multi Split | CARRIER | HMSV-A-CB | 37MGHAQ30EA3 |  | Ducted Indoor Units |  |  | 30000 | 19.5 | 10.5 | 31000 | 36000 | 116.1% | 1.95 | 0 | 12.5 |  |  |  | No | R-454B | 2.5 | Residential & Commercial | Ducted CEE Tier 1
215357454 | Mini/Multi Split | CARRIER | HMSV-A-CB | 37MGHAQ36EA3 |  | Ducted Indoor Units |  |  | 36000 | 19.5 | 10.5 | 36000 | 38000 | 105.6% | 2 | 0 | 12 |  |  |  | No | R-454B | 3 | Residential & Commercial | Ducted CEE Tier 1
215357459 | Mini/Multi Split | TEMPSTAR | HMSV-A-CB | D5CMHAH18CAK |  | Ducted Indoor Units |  |  | 19000 | 20 | 10 | 20000 | 18000 | 90% | 2 | 0 | 13 |  |  |  | No | R-454B | 1.5833 | Residential & Commercial | Ducted CEE Tier 1
215357460 | Mini/Multi Split | CARRIER | HMSV-A-CB | 37MGHAQ48FA3 |  | Ducted Indoor Units |  |  | 47000 | 20.5 | 11 | 48000 | 48000 | 100% | 2 | 0 | 11.7 |  |  |  | No | R-454B | 3.9167 | Residential & Commercial | Ducted CEE Tier 1
215357465 | Mini/Multi Split | TEMPSTAR | HMSV-A-CB | D5CMHAH24DAK |  | Ducted Indoor Units |  |  | 24000 | 20 | 9.5 | 25000 | 25000 | 100% | 1.9 | 0 | 13 |  |  |  | No | R-454B | 2 | Residential & Commercial | Ducted CEE Tier 1
215357466 | Mini/Multi Split | CARRIER | HMSV-A-CB | 37MGHAQ55FA3 |  | Ducted Indoor Units |  |  | 53000 | 20.2 | 10.7 | 55000 | 48000 | 87.27% | 2.1 | 0 | 11.7 |  |  |  | No | R-454B | 4.4167 | Residential & Commercial | Ducted CEE Tier 1
215357473 | Mini/Multi Split | CARRIER | HMSV-A-CB | 37MGRAQ18CA3 |  | Ducted Indoor Units |  |  | 18000 | 20 | 10 | 19000 | 14600 | 76.84% | 2.3 | 0 | 12 |  |  |  | No | R-454B | 1.5 | Residential & Commercial | Ducted CEE Tier 1
215357476 | Mini/Multi Split | TEMPSTAR | HMSV-A-CB | D5CMHAH30EAK |  | Ducted Indoor Units |  |  | 30000 | 19.5 | 10.5 | 31000 | 36000 | 116.1% | 1.95 | 0 | 12.5 |  |  |  | No | R-454B | 2.5 | Residential & Commercial | Ducted CEE Tier 1
215357479 | Mini/Multi Split | CARRIER | HMSV-A-CB | 37MGRAQ24DA3 |  | Ducted Indoor Units |  |  | 24000 | 21 | 9.5 | 25000 | 18000 | 72% | 2 | 0 | 12.5 |  |  |  | No | R-454B | 2 | Residential & Commercial | Ducted CEE Tier 1
215357482 | Mini/Multi Split | TEMPSTAR | HMSV-A-CB | D5CMHAH36EAK |  | Ducted Indoor Units |  |  | 36000 | 19.5 | 10.5 | 36000 | 38000 | 105.6% | 2 | 0 | 12 |  |  |  | No | R-454B | 3 | Residential & Commercial | Ducted CEE Tier 1
215357487 | Mini/Multi Split | TEMPSTAR | HMSV-A-CB | D5CMHAH48FAK |  | Ducted Indoor Units |  |  | 47000 | 20.5 | 11 | 48000 | 48000 | 100% | 2 | 0 | 11.7 |  |  |  | No | R-454B | 3.9167 | Residential & Commercial | Ducted CEE Tier 1
215357492 | Mini/Multi Split | CARRIER | HMSV-A-CB | 37MGRAQ30EA3 |  | Ducted Indoor Units |  |  | 30000 | 21 | 9.5 | 31000 | 25000 | 80.65% | 2 | 0 | 12 |  |  |  | No | R-454B | 2.5 | Residential & Commercial | Ducted CEE Tier 1
215357493 | Mini/Multi Split | TEMPSTAR | HMSV-A-CB | D5CMHAH55FAK |  | Ducted Indoor Units |  |  | 53000 | 20.2 | 10.7 | 55000 | 48000 | 87.27% | 2.1 | 0 | 11.7 |  |  |  | No | R-454B | 4.4167 | Residential & Commercial | Ducted CEE Tier 1
215357499 | Mini/Multi Split | TEMPSTAR | HMSV-A-CB | D5CMRAH18CAK |  | Ducted Indoor Units |  |  | 18000 | 20 | 10 | 19000 | 14600 | 76.84% | 2.3 | 0 | 12 |  |  |  | No | R-454B | 1.5 | Residential & Commercial | Ducted CEE Tier 1
215357498 | Mini/Multi Split | CARRIER | HMSV-A-CB | 37MGRAQ36EA3 |  | Ducted Indoor Units |  |  | 35000 | 20 | 9.2 | 37000 | 26000 | 70.27% | 2 | 0 | 11.7 |  |  |  | No | R-454B | 2.9167 | Residential & Commercial | Ducted CEE Tier 1
215357504 | Mini/Multi Split | TEMPSTAR | HMSV-A-CB | D5CMRAH24DAK |  | Ducted Indoor Units |  |  | 24000 | 21 | 9.5 | 25000 | 18000 | 72% | 2 | 0 | 12.5 |  |  |  | No | R-454B | 2 | Residential & Commercial | Ducted CEE Tier 1
215357505 | Mini/Multi Split | CARRIER | HMSV-A-CB | 37MGRAQ48FA3 |  | Ducted Indoor Units |  |  | 45000 | 20.5 | 10.6 | 47000 | 38000 | 80.85% | 2.1 | 0 | 12 |  |  |  | No | R-454B | 3.75 | Residential & Commercial | Ducted CEE Tier 1
215357515 | Mini/Multi Split | TEMPSTAR | HMSV-A-CB | D5CMRAH30EAK |  | Ducted Indoor Units |  |  | 30000 | 21 | 9.5 | 31000 | 25000 | 80.65% | 2 | 0 | 12 |  |  |  | No | R-454B | 2.5 | Residential & Commercial | Ducted CEE Tier 1
215357518 | Mini/Multi Split | TEMPSTAR | HMSV-A-CB | D5CMRAH36EAK |  | Ducted Indoor Units |  |  | 35000 | 20 | 9.2 | 37000 | 26000 | 70.27% | 2 | 0 | 11.7 |  |  |  | No | R-454B | 2.9167 | Residential & Commercial | Ducted CEE Tier 1
215357521 | Mini/Multi Split | TEMPSTAR | HMSV-A-CB | D5CMRAH48FAK |  | Ducted Indoor Units |  |  | 45000 | 20.5 | 10.6 | 47000 | 38000 | 80.85% | 2.1 | 0 | 12 |  |  |  | No | R-454B | 3.75 | Residential & Commercial | Ducted CEE Tier 1
215357527 | Mini/Multi Split | SMART COMFORT | HMSV-A-CB | D5CMHAH18CAK |  | Ducted Indoor Units |  |  | 19000 | 20 | 10 | 20000 | 18000 | 90% | 2 | 0 | 13 |  |  |  | No | R-454B | 1.5833 | Residential & Commercial | Ducted CEE Tier 1
215357530 | Mini/Multi Split | SMART COMFORT | HMSV-A-CB | D5CMHAH24DAK |  | Ducted Indoor Units |  |  | 24000 | 20 | 9.5 | 25000 | 25000 | 100% | 1.9 | 0 | 13 |  |  |  | No | R-454B | 2 | Residential & Commercial | Ducted CEE Tier 1
215357536 | Mini/Multi Split | SMART COMFORT | HMSV-A-CB | D5CMHAH30EAK |  | Ducted Indoor Units |  |  | 30000 | 19.5 | 10.5 | 31000 | 36000 | 116.1% | 1.95 | 0 | 12.5 |  |  |  | No | R-454B | 2.5 | Residential & Commercial | Ducted CEE Tier 1
215357539 | Mini/Multi Split | SMART COMFORT | HMSV-A-CB | D5CMHAH36EAK |  | Ducted Indoor Units |  |  | 36000 | 19.5 | 10.5 | 36000 | 38000 | 105.6% | 2 | 0 | 12 |  |  |  | No | R-454B | 3 | Residential & Commercial | Ducted CEE Tier 1
215357542 | Mini/Multi Split | SMART COMFORT | HMSV-A-CB | D5CMHAH48FAK |  | Ducted Indoor Units |  |  | 47000 | 20.5 | 11 | 48000 | 48000 | 100% | 2 | 0 | 11.7 |  |  |  | No | R-454B | 3.9167 | Residential & Commercial | Ducted CEE Tier 1
215357545 | Mini/Multi Split | SMART COMFORT | HMSV-A-CB | D5CMHAH55FAK |  | Ducted Indoor Units |  |  | 53000 | 20.2 | 10.7 | 55000 | 48000 | 87.27% | 2.1 | 0 | 11.7 |  |  |  | No | R-454B | 4.4167 | Residential & Commercial | Ducted CEE Tier 1
215357548 | Mini/Multi Split | SMART COMFORT | HMSV-A-CB | D5CMRAH18CAK |  | Ducted Indoor Units |  |  | 18000 | 20 | 10 | 19000 | 14600 | 76.84% | 2.3 | 0 | 12 |  |  |  | No | R-454B | 1.5 | Residential & Commercial | Ducted CEE Tier 1
215357551 | Mini/Multi Split | SMART COMFORT | HMSV-A-CB | D5CMRAH24DAK |  | Ducted Indoor Units |  |  | 24000 | 21 | 9.5 | 25000 | 18000 | 72% | 2 | 0 | 12.5 |  |  |  | No | R-454B | 2 | Residential & Commercial | Ducted CEE Tier 1
215357557 | Mini/Multi Split | SMART COMFORT | HMSV-A-CB | D5CMRAH30EAK |  | Ducted Indoor Units |  |  | 30000 | 21 | 9.5 | 31000 | 25000 | 80.65% | 2 | 0 | 12 |  |  |  | No | R-454B | 2.5 | Residential & Commercial | Ducted CEE Tier 1
215357560 | Mini/Multi Split | SMART COMFORT | HMSV-A-CB | D5CMRAH36EAK |  | Ducted Indoor Units |  |  | 35000 | 20 | 9.2 | 37000 | 26000 | 70.27% | 2 | 0 | 11.7 |  |  |  | No | R-454B | 2.9167 | Residential & Commercial | Ducted CEE Tier 1
215357563 | Mini/Multi Split | SMART COMFORT | HMSV-A-CB | D5CMRAH48FAK |  | Ducted Indoor Units |  |  | 45000 | 20.5 | 10.6 | 47000 | 38000 | 80.85% | 2.1 | 0 | 12 |  |  |  | No | R-454B | 3.75 | Residential & Commercial | Ducted CEE Tier 1
215357569 | Mini/Multi Split | AIRQUEST | HMSV-A-CB | D5CMHAH18CAK |  | Ducted Indoor Units |  |  | 19000 | 20 | 10 | 20000 | 18000 | 90% | 2 | 0 | 13 |  |  |  | No | R-454B | 1.5833 | Residential & Commercial | Ducted CEE Tier 1
215357572 | Mini/Multi Split | AIRQUEST | HMSV-A-CB | D5CMHAH24DAK |  | Ducted Indoor Units |  |  | 24000 | 20 | 9.5 | 25000 | 25000 | 100% | 1.9 | 0 | 13 |  |  |  | No | R-454B | 2 | Residential & Commercial | Ducted CEE Tier 1
215357578 | Mini/Multi Split | AIRQUEST | HMSV-A-CB | D5CMHAH30EAK |  | Ducted Indoor Units |  |  | 30000 | 19.5 | 10.5 | 31000 | 36000 | 116.1% | 1.95 | 0 | 12.5 |  |  |  | No | R-454B | 2.5 | Residential & Commercial | Ducted CEE Tier 1
215357581 | Mini/Multi Split | AIRQUEST | HMSV-A-CB | D5CMHAH36EAK |  | Ducted Indoor Units |  |  | 36000 | 19.5 | 10.5 | 36000 | 38000 | 105.6% | 2 | 0 | 12 |  |  |  | No | R-454B | 3 | Residential & Commercial | Ducted CEE Tier 1
215357584 | Mini/Multi Split | AIRQUEST | HMSV-A-CB | D5CMHAH48FAK |  | Ducted Indoor Units |  |  | 47000 | 20.5 | 11 | 48000 | 48000 | 100% | 2 | 0 | 11.7 |  |  |  | No | R-454B | 3.9167 | Residential & Commercial | Ducted CEE Tier 1
215357587 | Mini/Multi Split | AIRQUEST | HMSV-A-CB | D5CMHAH55FAK |  | Ducted Indoor Units |  |  | 53000 | 20.2 | 10.7 | 55000 | 48000 | 87.27% | 2.1 | 0 | 11.7 |  |  |  | No | R-454B | 4.4167 | Residential & Commercial | Ducted CEE Tier 1
215357590 | Mini/Multi Split | AIRQUEST | HMSV-A-CB | D5CMRAH18CAK |  | Ducted Indoor Units |  |  | 18000 | 20 | 10 | 19000 | 14600 | 76.84% | 2.3 | 0 | 12 |  |  |  | No | R-454B | 1.5 | Residential & Commercial | Ducted CEE Tier 1
215357593 | Mini/Multi Split | AIRQUEST | HMSV-A-CB | D5CMRAH24DAK |  | Ducted Indoor Units |  |  | 24000 | 21 | 9.5 | 25000 | 18000 | 72% | 2 | 0 | 12.5 |  |  |  | No | R-454B | 2 | Residential & Commercial | Ducted CEE Tier 1
215357599 | Mini/Multi Split | AIRQUEST | HMSV-A-CB | D5CMRAH30EAK |  | Ducted Indoor Units |  |  | 30000 | 21 | 9.5 | 31000 | 25000 | 80.65% | 2 | 0 | 12 |  |  |  | No | R-454B | 2.5 | Residential & Commercial | Ducted CEE Tier 1
215357602 | Mini/Multi Split | AIRQUEST | HMSV-A-CB | D5CMRAH36EAK |  | Ducted Indoor Units |  |  | 35000 | 20 | 9.2 | 37000 | 26000 | 70.27% | 2 | 0 | 11.7 |  |  |  | No | R-454B | 2.9167 | Residential & Commercial | Ducted CEE Tier 1
215357605 | Mini/Multi Split | AIRQUEST | HMSV-A-CB | D5CMRAH48FAK |  | Ducted Indoor Units |  |  | 45000 | 20.5 | 10.6 | 47000 | 38000 | 80.85% | 2.1 | 0 | 12 |  |  |  | No | R-454B | 3.75 | Residential & Commercial | Ducted CEE Tier 1
215357611 | Mini/Multi Split | LPS Legacy | HMSV-A-CB | D5CMHAH18CAK |  | Ducted Indoor Units |  |  | 19000 | 20 | 10 | 20000 | 18000 | 90% | 2 | 0 | 13 |  |  |  | No | R-454B | 1.5833 | Residential & Commercial | Ducted CEE Tier 1
215357614 | Mini/Multi Split | LPS Legacy | HMSV-A-CB | D5CMHAH24DAK |  | Ducted Indoor Units |  |  | 24000 | 20 | 9.5 | 25000 | 25000 | 100% | 1.9 | 0 | 13 |  |  |  | No | R-454B | 2 | Residential & Commercial | Ducted CEE Tier 1
215357620 | Mini/Multi Split | LPS Legacy | HMSV-A-CB | D5CMHAH30EAK |  | Ducted Indoor Units |  |  | 30000 | 19.5 | 10.5 | 31000 | 36000 | 116.1% | 1.95 | 0 | 12.5 |  |  |  | No | R-454B | 2.5 | Residential & Commercial | Ducted CEE Tier 1
215357623 | Mini/Multi Split | LPS Legacy | HMSV-A-CB | D5CMHAH36EAK |  | Ducted Indoor Units |  |  | 36000 | 19.5 | 10.5 | 36000 | 38000 | 105.6% | 2 | 0 | 12 |  |  |  | No | R-454B | 3 | Residential & Commercial | Ducted CEE Tier 1
215357626 | Mini/Multi Split | LPS Legacy | HMSV-A-CB | D5CMHAH48FAK |  | Ducted Indoor Units |  |  | 47000 | 20.5 | 11 | 48000 | 48000 | 100% | 2 | 0 | 11.7 |  |  |  | No | R-454B | 3.9167 | Residential & Commercial | Ducted CEE Tier 1
215357629 | Mini/Multi Split | LPS Legacy | HMSV-A-CB | D5CMHAH55FAK |  | Ducted Indoor Units |  |  | 53000 | 20.2 | 10.7 | 55000 | 48000 | 87.27% | 2.1 | 0 | 11.7 |  |  |  | No | R-454B | 4.4167 | Residential & Commercial | Ducted CEE Tier 1
215357632 | Mini/Multi Split | LPS Legacy | HMSV-A-CB | D5CMRAH18CAK |  | Ducted Indoor Units |  |  | 18000 | 20 | 10 | 19000 | 14600 | 76.84% | 2.3 | 0 | 12 |  |  |  | No | R-454B | 1.5 | Residential & Commercial | Ducted CEE Tier 1
215357635 | Mini/Multi Split | LPS Legacy | HMSV-A-CB | D5CMRAH24DAK |  | Ducted Indoor Units |  |  | 24000 | 21 | 9.5 | 25000 | 18000 | 72% | 2 | 0 | 12.5 |  |  |  | No | R-454B | 2 | Residential & Commercial | Ducted CEE Tier 1
215357641 | Mini/Multi Split | LPS Legacy | HMSV-A-CB | D5CMRAH30EAK |  | Ducted Indoor Units |  |  | 30000 | 21 | 9.5 | 31000 | 25000 | 80.65% | 2 | 0 | 12 |  |  |  | No | R-454B | 2.5 | Residential & Commercial | Ducted CEE Tier 1
215357644 | Mini/Multi Split | LPS Legacy | HMSV-A-CB | D5CMRAH36EAK |  | Ducted Indoor Units |  |  | 35000 | 20 | 9.2 | 37000 | 26000 | 70.27% | 2 | 0 | 11.7 |  |  |  | No | R-454B | 2.9167 | Residential & Commercial | Ducted CEE Tier 1
215357647 | Mini/Multi Split | LPS Legacy | HMSV-A-CB | D5CMRAH48FAK |  | Ducted Indoor Units |  |  | 45000 | 20.5 | 10.6 | 47000 | 38000 | 80.85% | 2.1 | 0 | 12 |  |  |  | No | R-454B | 3.75 | Residential & Commercial | Ducted CEE Tier 1
215357653 | Mini/Multi Split | Grandaire | HMSV-A-CB | D5CMHAH18CAK |  | Ducted Indoor Units |  |  | 19000 | 20 | 10 | 20000 | 18000 | 90% | 2 | 0 | 13 |  |  |  | No | R-454B | 1.5833 | Residential & Commercial | Ducted CEE Tier 1
215357656 | Mini/Multi Split | Grandaire | HMSV-A-CB | D5CMHAH24DAK |  | Ducted Indoor Units |  |  | 24000 | 20 | 9.5 | 25000 | 25000 | 100% | 1.9 | 0 | 13 |  |  |  | No | R-454B | 2 | Residential & Commercial | Ducted CEE Tier 1
215357662 | Mini/Multi Split | Grandaire | HMSV-A-CB | D5CMHAH30EAK |  | Ducted Indoor Units |  |  | 30000 | 19.5 | 10.5 | 31000 | 36000 | 116.1% | 1.95 | 0 | 12.5 |  |  |  | No | R-454B | 2.5 | Residential & Commercial | Ducted CEE Tier 1
215357665 | Mini/Multi Split | Grandaire | HMSV-A-CB | D5CMHAH36EAK |  | Ducted Indoor Units |  |  | 36000 | 19.5 | 10.5 | 36000 | 38000 | 105.6% | 2 | 0 | 12 |  |  |  | No | R-454B | 3 | Residential & Commercial | Ducted CEE Tier 1
215357668 | Mini/Multi Split | Grandaire | HMSV-A-CB | D5CMHAH48FAK |  | Ducted Indoor Units |  |  | 47000 | 20.5 | 11 | 48000 | 48000 | 100% | 2 | 0 | 11.7 |  |  |  | No | R-454B | 3.9167 | Residential & Commercial | Ducted CEE Tier 1
215357671 | Mini/Multi Split | Grandaire | HMSV-A-CB | D5CMHAH55FAK |  | Ducted Indoor Units |  |  | 53000 | 20.2 | 10.7 | 55000 | 48000 | 87.27% | 2.1 | 0 | 11.7 |  |  |  | No | R-454B | 4.4167 | Residential & Commercial | Ducted CEE Tier 1
215357674 | Mini/Multi Split | Grandaire | HMSV-A-CB | D5CMRAH18CAK |  | Ducted Indoor Units |  |  | 18000 | 20 | 10 | 19000 | 14600 | 76.84% | 2.3 | 0 | 12 |  |  |  | No | R-454B | 1.5 | Residential & Commercial | Ducted CEE Tier 1
215357677 | Mini/Multi Split | Grandaire | HMSV-A-CB | D5CMRAH24DAK |  | Ducted Indoor Units |  |  | 24000 | 21 | 9.5 | 25000 | 18000 | 72% | 2 | 0 | 12.5 |  |  |  | No | R-454B | 2 | Residential & Commercial | Ducted CEE Tier 1
215357683 | Mini/Multi Split | Grandaire | HMSV-A-CB | D5CMRAH30EAK |  | Ducted Indoor Units |  |  | 30000 | 21 | 9.5 | 31000 | 25000 | 80.65% | 2 | 0 | 12 |  |  |  | No | R-454B | 2.5 | Residential & Commercial | Ducted CEE Tier 1
215357686 | Mini/Multi Split | Grandaire | HMSV-A-CB | D5CMRAH36EAK |  | Ducted Indoor Units |  |  | 35000 | 20 | 9.2 | 37000 | 26000 | 70.27% | 2 | 0 | 11.7 |  |  |  | No | R-454B | 2.9167 | Residential & Commercial | Ducted CEE Tier 1
215357689 | Mini/Multi Split | Grandaire | HMSV-A-CB | D5CMRAH48FAK |  | Ducted Indoor Units |  |  | 45000 | 20.5 | 10.6 | 47000 | 38000 | 80.85% | 2.1 | 0 | 12 |  |  |  | No | R-454B | 3.75 | Residential & Commercial | Ducted CEE Tier 1
215357695 | Mini/Multi Split | PAYNE | HMSV-A-CB | 37MGHAQ18CA3 |  | Ducted Indoor Units |  |  | 19000 | 20 | 10 | 20000 | 18000 | 90% | 2 | 0 | 13 |  |  |  | No | R-454B | 1.5833 | Residential & Commercial | Ducted CEE Tier 1
215357698 | Mini/Multi Split | PAYNE | HMSV-A-CB | 37MGHAQ24DA3 |  | Ducted Indoor Units |  |  | 24000 | 20 | 9.5 | 25000 | 25000 | 100% | 1.9 | 0 | 13 |  |  |  | No | R-454B | 2 | Residential & Commercial | Ducted CEE Tier 1
215357704 | Mini/Multi Split | PAYNE | HMSV-A-CB | 37MGHAQ30EA3 |  | Ducted Indoor Units |  |  | 30000 | 19.5 | 10.5 | 31000 | 36000 | 116.1% | 1.95 | 0 | 12.5 |  |  |  | No | R-454B | 2.5 | Residential & Commercial | Ducted CEE Tier 1
215357707 | Mini/Multi Split | PAYNE | HMSV-A-CB | 37MGHAQ36EA3 |  | Ducted Indoor Units |  |  | 36000 | 19.5 | 10.5 | 36000 | 38000 | 105.6% | 2 | 0 | 12 |  |  |  | No | R-454B | 3 | Residential & Commercial | Ducted CEE Tier 1
215357710 | Mini/Multi Split | PAYNE | HMSV-A-CB | 37MGHAQ48FA3 |  | Ducted Indoor Units |  |  | 47000 | 20.5 | 11 | 48000 | 48000 | 100% | 2 | 0 | 11.7 |  |  |  | No | R-454B | 3.9167 | Residential & Commercial | Ducted CEE Tier 1
215357713 | Mini/Multi Split | PAYNE | HMSV-A-CB | 37MGHAQ55FA3 |  | Ducted Indoor Units |  |  | 53000 | 20.2 | 10.7 | 55000 | 48000 | 87.27% | 2.1 | 0 | 11.7 |  |  |  | No | R-454B | 4.4167 | Residential & Commercial | Ducted CEE Tier 1
215357716 | Mini/Multi Split | PAYNE | HMSV-A-CB | 37MGRAQ18CA3 |  | Ducted Indoor Units |  |  | 18000 | 20 | 10 | 19000 | 14600 | 76.84% | 2.3 | 0 | 12 |  |  |  | No | R-454B | 1.5 | Residential & Commercial | Ducted CEE Tier 1
215357719 | Mini/Multi Split | PAYNE | HMSV-A-CB | 37MGRAQ24DA3 |  | Ducted Indoor Units |  |  | 24000 | 21 | 9.5 | 25000 | 18000 | 72% | 2 | 0 | 12.5 |  |  |  | No | R-454B | 2 | Residential & Commercial | Ducted CEE Tier 1
215357725 | Mini/Multi Split | PAYNE | HMSV-A-CB | 37MGRAQ30EA3 |  | Ducted Indoor Units |  |  | 30000 | 21 | 9.5 | 31000 | 25000 | 80.65% | 2 | 0 | 12 |  |  |  | No | R-454B | 2.5 | Residential & Commercial | Ducted CEE Tier 1
215357728 | Mini/Multi Split | PAYNE | HMSV-A-CB | 37MGRAQ36EA3 |  | Ducted Indoor Units |  |  | 35000 | 20 | 9.2 | 37000 | 26000 | 70.27% | 2 | 0 | 11.7 |  |  |  | No | R-454B | 2.9167 | Residential & Commercial | Ducted CEE Tier 1
215357731 | Mini/Multi Split | PAYNE | HMSV-A-CB | 37MGRAQ48FA3 |  | Ducted Indoor Units |  |  | 45000 | 20.5 | 10.6 | 47000 | 38000 | 80.85% | 2.1 | 0 | 12 |  |  |  | No | R-454B | 3.75 | Residential & Commercial | Ducted CEE Tier 1
215357737 | Mini/Multi Split | Weathermaker | HMSV-A-CB | 37MGHAQ18CA3 |  | Ducted Indoor Units |  |  | 19000 | 20 | 10 | 20000 | 18000 | 90% | 2 | 0 | 13 |  |  |  | No | R-454B | 1.5833 | Residential & Commercial | Ducted CEE Tier 1
215357740 | Mini/Multi Split | Weathermaker | HMSV-A-CB | 37MGHAQ24DA3 |  | Ducted Indoor Units |  |  | 24000 | 20 | 9.5 | 25000 | 25000 | 100% | 1.9 | 0 | 13 |  |  |  | No | R-454B | 2 | Residential & Commercial | Ducted CEE Tier 1
215357746 | Mini/Multi Split | Weathermaker | HMSV-A-CB | 37MGHAQ30EA3 |  | Ducted Indoor Units |  |  | 30000 | 19.5 | 10.5 | 31000 | 36000 | 116.1% | 1.95 | 0 | 12.5 |  |  |  | No | R-454B | 2.5 | Residential & Commercial | Ducted CEE Tier 1
215357749 | Mini/Multi Split | Weathermaker | HMSV-A-CB | 37MGHAQ36EA3 |  | Ducted Indoor Units |  |  | 36000 | 19.5 | 10.5 | 36000 | 38000 | 105.6% | 2 | 0 | 12 |  |  |  | No | R-454B | 3 | Residential & Commercial | Ducted CEE Tier 1
215357752 | Mini/Multi Split | Weathermaker | HMSV-A-CB | 37MGHAQ48FA3 |  | Ducted Indoor Units |  |  | 47000 | 20.5 | 11 | 48000 | 48000 | 100% | 2 | 0 | 11.7 |  |  |  | No | R-454B | 3.9167 | Residential & Commercial | Ducted CEE Tier 1
215357755 | Mini/Multi Split | Weathermaker | HMSV-A-CB | 37MGHAQ55FA3 |  | Ducted Indoor Units |  |  | 53000 | 20.2 | 10.7 | 55000 | 48000 | 87.27% | 2.1 | 0 | 11.7 |  |  |  | No | R-454B | 4.4167 | Residential & Commercial | Ducted CEE Tier 1
215357758 | Mini/Multi Split | Weathermaker | HMSV-A-CB | 37MGRAQ18CA3 |  | Ducted Indoor Units |  |  | 18000 | 20 | 10 | 19000 | 14600 | 76.84% | 2.3 | 0 | 12 |  |  |  | No | R-454B | 1.5 | Residential & Commercial | Ducted CEE Tier 1
215357761 | Mini/Multi Split | Weathermaker | HMSV-A-CB | 37MGRAQ24DA3 |  | Ducted Indoor Units |  |  | 24000 | 21 | 9.5 | 25000 | 18000 | 72% | 2 | 0 | 12.5 |  |  |  | No | R-454B | 2 | Residential & Commercial | Ducted CEE Tier 1
215357767 | Mini/Multi Split | Weathermaker | HMSV-A-CB | 37MGRAQ30EA3 |  | Ducted Indoor Units |  |  | 30000 | 21 | 9.5 | 31000 | 25000 | 80.65% | 2 | 0 | 12 |  |  |  | No | R-454B | 2.5 | Residential & Commercial | Ducted CEE Tier 1
215357770 | Mini/Multi Split | Weathermaker | HMSV-A-CB | 37MGRAQ36EA3 |  | Ducted Indoor Units |  |  | 35000 | 20 | 9.2 | 37000 | 26000 | 70.27% | 2 | 0 | 11.7 |  |  |  | No | R-454B | 2.9167 | Residential & Commercial | Ducted CEE Tier 1
215357773 | Mini/Multi Split | Weathermaker | HMSV-A-CB | 37MGRAQ48FA3 |  | Ducted Indoor Units |  |  | 45000 | 20.5 | 10.6 | 47000 | 38000 | 80.85% | 2.1 | 0 | 12 |  |  |  | No | R-454B | 3.75 | Residential & Commercial | Ducted CEE Tier 1
215357779 | Mini/Multi Split | MIDEA | HMSV-A-CB | 37MGHAQ18CA3 |  | Ducted Indoor Units |  |  | 19000 | 20 | 10 | 20000 | 18000 | 90% | 2 | 0 | 13 |  |  |  | No | R-454B | 1.5833 | Residential & Commercial | Ducted CEE Tier 1
215357782 | Mini/Multi Split | MIDEA | HMSV-A-CB | 37MGHAQ24DA3 |  | Ducted Indoor Units |  |  | 24000 | 20 | 9.5 | 25000 | 25000 | 100% | 1.9 | 0 | 13 |  |  |  | No | R-454B | 2 | Residential & Commercial | Ducted CEE Tier 1
215357788 | Mini/Multi Split | MIDEA | HMSV-A-CB | 37MGHAQ30EA3 |  | Ducted Indoor Units |  |  | 30000 | 19.5 | 10.5 | 31000 | 36000 | 116.1% | 1.95 | 0 | 12.5 |  |  |  | No | R-454B | 2.5 | Residential & Commercial | Ducted CEE Tier 1
215357791 | Mini/Multi Split | MIDEA | HMSV-A-CB | 37MGHAQ36EA3 |  | Ducted Indoor Units |  |  | 36000 | 19.5 | 10.5 | 36000 | 38000 | 105.6% | 2 | 0 | 12 |  |  |  | No | R-454B | 3 | Residential & Commercial | Ducted CEE Tier 1
215357794 | Mini/Multi Split | MIDEA | HMSV-A-CB | 37MGHAQ48FA3 |  | Ducted Indoor Units |  |  | 47000 | 20.5 | 11 | 48000 | 48000 | 100% | 2 | 0 | 11.7 |  |  |  | No | R-454B | 3.9167 | Residential & Commercial | Ducted CEE Tier 1
215357797 | Mini/Multi Split | MIDEA | HMSV-A-CB | 37MGHAQ55FA3 |  | Ducted Indoor Units |  |  | 53000 | 20.2 | 10.7 | 55000 | 48000 | 87.27% | 2.1 | 0 | 11.7 |  |  |  | No | R-454B | 4.4167 | Residential & Commercial | Ducted CEE Tier 1
215357800 | Mini/Multi Split | MIDEA | HMSV-A-CB | 37MGRAQ18CA3 |  | Ducted Indoor Units |  |  | 18000 | 20 | 10 | 19000 | 14600 | 76.84% | 2.3 | 0 | 12 |  |  |  | No | R-454B | 1.5 | Residential & Commercial | Ducted CEE Tier 1
215357803 | Mini/Multi Split | MIDEA | HMSV-A-CB | 37MGRAQ24DA3 |  | Ducted Indoor Units |  |  | 24000 | 21 | 9.5 | 25000 | 18000 | 72% | 2 | 0 | 12.5 |  |  |  | No | R-454B | 2 | Residential & Commercial | Ducted CEE Tier 1
215357809 | Mini/Multi Split | MIDEA | HMSV-A-CB | 37MGRAQ30EA3 |  | Ducted Indoor Units |  |  | 30000 | 21 | 9.5 | 31000 | 25000 | 80.65% | 2 | 0 | 12 |  |  |  | No | R-454B | 2.5 | Residential & Commercial | Ducted CEE Tier 1
215357812 | Mini/Multi Split | MIDEA | HMSV-A-CB | 37MGRAQ36EA3 |  | Ducted Indoor Units |  |  | 35000 | 20 | 9.2 | 37000 | 26000 | 70.27% | 2 | 0 | 11.7 |  |  |  | No | R-454B | 2.9167 | Residential & Commercial | Ducted CEE Tier 1
215359237 | Mini/Multi Split | Durastar | HMSV-A-CB | DRA5U36M2A |  | Ducted Indoor Units |  |  | 35000 | 20 | 9.2 | 37000 | 26000 | 70.27% | 2 | 0 | 11.7 |  |  |  | No | R-454B | 2.9167 | Residential & Commercial | Ducted CEE Tier 1
215357815 | Mini/Multi Split | MIDEA | HMSV-A-CB | 37MGRAQ48FA3 |  | Ducted Indoor Units |  |  | 45000 | 20.5 | 10.6 | 47000 | 38000 | 80.85% | 2.1 | 0 | 12 |  |  |  | No | R-454B | 3.75 | Residential & Commercial | Ducted CEE Tier 1
215359216 | Mini/Multi Split | Durastar | HMSV-A-CB | DRA3H18M2A |  | Ducted Indoor Units |  |  | 19000 | 20 | 10 | 20000 | 18000 | 90% | 2 | 0 | 13 |  |  |  | No | R-454B | 1.5833 | Residential & Commercial | Ducted CEE Tier 1
215359219 | Mini/Multi Split | Durastar | HMSV-A-CB | DRA4H28M2A |  | Ducted Indoor Units |  |  | 28000 | 19 | 9.5 | 28000 | 27000 | 96.43% | 2 | 0 | 12 |  |  |  | No | R-454B | 2.3333 | Residential & Commercial | Ducted CEE Tier 1
215359222 | Mini/Multi Split | Durastar | HMSV-A-CB | DRA5H36M2A |  | Ducted Indoor Units |  |  | 36000 | 19.4 | 10.4 | 36000 | 38000 | 105.6% | 2 | 0 | 12 |  |  |  | No | R-454B | 3 | Residential & Commercial | Ducted CEE Tier 1
215359231 | Mini/Multi Split | Durastar | HMSV-A-CB | DRA3U18M2A |  | Ducted Indoor Units |  |  | 18000 | 20 | 10 | 19000 | 14600 | 76.84% | 2.3 | 0 | 12 |  |  |  | No | R-454B | 1.5 | Residential & Commercial | Ducted CEE Tier 1
215359234 | Mini/Multi Split | Durastar | HMSV-A-CB | DRA4U28M2A |  | Ducted Indoor Units |  |  | 26600 | 21 | 9 | 26600 | 18800 | 70.68% | 2 | 0 | 12 |  |  |  | No | R-454B | 2.2167 | Residential & Commercial | Ducted CEE Tier 1
215569812 | Mini/Multi Split | Viessmann | HMSV-A-CB | DLCMRBH18BAK |  | Ducted Indoor Units |  |  | 18000 | 19 | 9.8 | 19000 | 13300 | 70% | 2 | 12 | 12 |  |  |  | No | R-410A | 1.5 | Residential & Commercial | Ducted CEE Tier 1
215569815 | Mini/Multi Split | Viessmann | HMSV-A-CB | DLCMHBH24CAK |  | Ducted Indoor Units |  |  | 24000 | 21.3 | 9.7 | 24000 | 18000 | 75% | 1.9 | 12.5 | 12.5 |  |  |  | No | R-410A | 2 | Residential & Commercial | Ducted CEE Tier 1
215569823 | Mini/Multi Split | Viessmann | HMSV-A-CB | DLCMHBH48EAK |  | Ducted Indoor Units |  |  | 47000 | 20.9 | 9 | 49000 | 42500 | 86.73% | 2 | 11.4 | 11.7 |  |  |  | No | R-410A | 3.9167 | Residential & Commercial | Ducted CEE Tier 1
215387135 | Mini/Multi Split | Mitsubishi Electric | HMSV-A-CB | MXZ-3D24NL* |  | Ducted Indoor Units |  |  | 23600 | 16 | 8.6 | 25400 | 19800 | 77.95% | 2 | 0 | 11.7 |  |  |  | No | R-454B | 1.9667 | Residential & Commercial | Ducted CEE Tier 1
215387267 | Mini/Multi Split | TCL | HMSV-A-CB | H18FMH22XPC |  | Ducted Indoor Units |  |  | 17000 | 21 | 9.5 | 19000 | 16000 | 84.21% | 1.9 | 0 | 12 |  |  |  | No | R-454B | 1.4167 | Residential & Commercial | Ducted CEE Tier 1
215387268 | Mini/Multi Split | TCL | HMSV-A-CB | H27FMH22XPC |  | Ducted Indoor Units |  |  | 27000 | 22 | 9 | 27000 | 19000 | 70.37% | 1.9 | 0 | 12 |  |  |  | No | R-454B | 2.25 | Residential & Commercial | Ducted CEE Tier 1
215387269 | Mini/Multi Split | TCL | HMSV-A-CB | H36FMH21XPC |  | Ducted Indoor Units |  |  | 34000 | 20 | 8.5 | 36000 | 25200 | 70% | 1.9 | 0 | 11.7 |  |  |  | No | R-454B | 2.8333 | Residential & Commercial | Ducted CEE Tier 1
215387270 | Mini/Multi Split | TCL | HMSV-A-CB | H42FMH20XPC |  | Ducted Indoor Units |  |  | 41000 | 20 | 8.5 | 42000 | 30400 | 72.38% | 1.9 | 0 | 11.7 |  |  |  | No | R-454B | 3.4167 | Residential & Commercial | Ducted CEE Tier 1
215399254 | Mini/Multi Split | TOSOT | HMSV-A-CB | TM24H32MO |  | Ducted Indoor Units |  |  | 24000 | 18 | 8.1 | 24000 | 21600 | 90% | 1.86 | 0 | 12 |  |  |  | No | R-32 | 2 | Residential & Commercial | Ducted CEE Tier 1
215399255 | Mini/Multi Split | TOSOT | HMSV-A-CB | TM30H32MO |  | Ducted Indoor Units |  |  | 28400 | 18 | 8.1 | 30000 | 26000 | 86.67% | 1.88 | 0 | 12 |  |  |  | No | R-32 | 2.3667 | Residential & Commercial | Ducted CEE Tier 1
215399256 | Mini/Multi Split | TOSOT | HMSV-A-CB | TM36H32MO |  | Ducted Indoor Units |  |  | 36000 | 18 | 8.1 | 36000 | 33000 | 91.67% | 1.9 | 0 | 11.7 |  |  |  | No | R-32 | 3 | Residential & Commercial | Ducted CEE Tier 1
215399257 | Mini/Multi Split | TOSOT | HMSV-A-CB | TM42H32MO |  | Ducted Indoor Units |  |  | 42000 | 18 | 8.1 | 42000 | 36000 | 85.71% | 1.9 | 0 | 12 |  |  |  | No | R-32 | 3.5 | Residential & Commercial | Ducted CEE Tier 1
215399252 | Mini/Multi Split | TOSOT | HMSV-A-CB | TM18H32MO |  | Ducted Indoor Units |  |  | 18000 | 18 | 8.1 | 18000 | 13600 | 75.56% | 1.86 | 0 | 11.7 |  |  |  | No | R-32 | 1.5 | Residential & Commercial | Ducted CEE Tier 1
215402340 | Mini/Multi Split | LG | HMSV-A-CB | KUMXB481A |  | Ducted Indoor Units |  |  | 48000 | 19 | 9.5 | 54000 | 37800 | 70% | 2.17 | 0 | 12.6 |  |  |  | No | R-32 | 4 | Residential & Commercial | Ducted CEE Tier 1
215402342 | Mini/Multi Split | LG | HMSV-A-CB | KUMXB541A |  | Ducted Indoor Units |  |  | 50500 | 18.5 | 9.3 | 58000 | 41000 | 70.69% | 2.16 | 0 | 12.5 |  |  |  | No | R-32 | 4.2083 | Residential & Commercial | Ducted CEE Tier 1
215402344 | Mini/Multi Split | LG | HMSV-A-CB | KUMXB601A |  | Ducted Indoor Units |  |  | 60000 | 18.5 | 9.5 | 64000 | 45000 | 70.31% | 1.97 | 0 | 11.7 |  |  |  | No | R-32 | 5 | Residential & Commercial | Ducted CEE Tier 1
215402346 | Mini/Multi Split | LG | HMSV-A-CB | KUMXA361A |  | Ducted Indoor Units |  |  | 36000 | 19 | 10 | 45000 | 40500 | 90% | 1.88 | 0 | 13.5 |  |  |  | No | R-32 | 3 | Residential & Commercial | Ducted CEE Tier 1
215402348 | Mini/Multi Split | LG | HMSV-A-CB | KUMXA421A |  | Ducted Indoor Units |  |  | 42000 | 19 | 10 | 48000 | 43000 | 89.58% | 1.92 | 0 | 13.1 |  |  |  | No | R-32 | 3.5 | Residential & Commercial | Ducted CEE Tier 1
215408637 | Mini/Multi Split | LG | HMSV-A-CB | KUMXA481A |  | Ducted Indoor Units |  |  | 48000 | 18.5 | 10 | 52500 | 47000 | 89.52% | 2.11 | 0 | 12.6 |  |  |  | No | R-32 | 4 | Residential & Commercial | Ducted CEE Tier 1
216369233 | Mini/Multi Split | Star Air Kontrol | HMSV-A-CB | SAK-18-DZ/220V |  | Ducted Indoor Units |  |  | 18000 | 20 | 10 | 19000 | 14600 | 76.84% | 2.3 | 0 | 12 |  |  |  | No | R-454B | 1.5 | Residential & Commercial | Ducted CEE Tier 1
216369707 | Mini/Multi Split | CARRIER | HMSV-A-CB | 37VMB030HDS3-1 |  | Ducted Indoor Units |  |  | 30000 | 17.8 | 9.8 | 30000 | 30000 | 100% | 2 | 0 | 12 |  |  |  | No | R-454B | 2.5 | Residential & Commercial | Ducted CEE Tier 1
216369708 | Mini/Multi Split | CARRIER | HMSV-A-CB | 37VMB036HDS3-1 |  | Ducted Indoor Units |  |  | 36000 | 17.8 | 9.6 | 40000 | 34000 | 85% | 2 | 0 | 12 |  |  |  | No | R-454B | 3 | Residential & Commercial | Ducted CEE Tier 1
216369709 | Mini/Multi Split | CARRIER | HMSV-A-CB | 37VMB048HDS3-1 |  | Ducted Indoor Units |  |  | 47000 | 17.6 | 10 | 50000 | 35000 | 70% | 2 | 0 | 11.7 |  |  |  | No | R-454B | 3.9167 | Residential & Commercial | Ducted CEE Tier 1
216369236 | Mini/Multi Split | Star Air Kontrol | HMSV-A-CB | SAK-27-TZ/220V |  | Ducted Indoor Units |  |  | 26600 | 21 | 9 | 26600 | 18800 | 70.68% | 2 | 0 | 12 |  |  |  | No | R-454B | 2.2167 | Residential & Commercial | Ducted CEE Tier 1
216369239 | Mini/Multi Split | Star Air Kontrol | HMSV-A-CB | SAK-36-QZ/220V |  | Ducted Indoor Units |  |  | 35000 | 20 | 9.2 | 37000 | 26000 | 70.27% | 2 | 0 | 11.7 |  |  |  | No | R-454B | 2.9167 | Residential & Commercial | Ducted CEE Tier 1
216369242 | Mini/Multi Split | Star Air Kontrol | HMSV-A-CB | SAK-48-QZ/220V |  | Ducted Indoor Units |  |  | 45000 | 20.4 | 10.6 | 47000 | 38000 | 80.85% | 2.1 | 0 | 12 |  |  |  | No | R-454B | 3.75 | Residential & Commercial | Ducted CEE Tier 1
215424773 | Mini/Multi Split | BOREAL | HMSV-A-CB | MUL18HPJ132OA |  | Ducted Indoor Units |  |  | 18000 | 18 | 8.1 | 18000 | 13600 | 75.56% | 1.86 | 0 | 11.7 |  |  |  | No | R-32 | 1.5 | Residential & Commercial | Ducted CEE Tier 1
215424774 | Mini/Multi Split | BOREAL | HMSV-A-CB | MUL24HPJ132OA |  | Ducted Indoor Units |  |  | 24000 | 18 | 8.1 | 24000 | 21600 | 90% | 1.86 | 0 | 12 |  |  |  | No | R-32 | 2 | Residential & Commercial | Ducted CEE Tier 1
215424775 | Mini/Multi Split | BOREAL | HMSV-A-CB | MUL30HPJ132OA |  | Ducted Indoor Units |  |  | 28400 | 18 | 8.1 | 30000 | 26000 | 86.67% | 1.88 | 0 | 12 |  |  |  | No | R-32 | 2.3667 | Residential & Commercial | Ducted CEE Tier 1
215424776 | Mini/Multi Split | BOREAL | HMSV-A-CB | MUL36HPJ132OA |  | Ducted Indoor Units |  |  | 36000 | 18 | 8.1 | 36000 | 33000 | 91.67% | 1.9 | 0 | 11.7 |  |  |  | No | R-32 | 3 | Residential & Commercial | Ducted CEE Tier 1
215424777 | Mini/Multi Split | BOREAL | HMSV-A-CB | MUL42HPJ132OA |  | Ducted Indoor Units |  |  | 42000 | 18 | 8.1 | 42000 | 36000 | 85.71% | 1.9 | 0 | 12 |  |  |  | No | R-32 | 3.5 | Residential & Commercial | Ducted CEE Tier 1
215427955 | Mini/Multi Split | TUTTOKOOL | HMSV-A-CB | TDV-V36WMN1TE |  | Ducted Indoor Units |  |  | 36000 | 17.7 | 9.2 | 40000 | 28000 | 70% | 1.8 | 0 | 11.7 |  |  |  | No | R-410A | 3 | Residential & Commercial | Ducted CEE Tier 1
216369719 | Mini/Multi Split | LENNOX | HMSV-A-CB | VPC018H5M-3P |  | Ducted Indoor Units |  |  | 18200 | 17 | 9 | 20000 | 18000 | 90% | 1.85 | 0 | 11.7 |  |  |  | No | R-454B | 1.5167 | Residential & Commercial | Ducted CEE Tier 1
216369720 | Mini/Multi Split | LENNOX | HMSV-A-CB | VPC024H5M-3P |  | Ducted Indoor Units |  |  | 22000 | 17 | 9 | 25000 | 20000 | 80% | 1.8 | 0 | 11.7 |  |  |  | No | R-454B | 1.8333 | Residential & Commercial | Ducted CEE Tier 1
216369721 | Mini/Multi Split | LENNOX | HMSV-A-CB | VPC030H5M-3P |  | Ducted Indoor Units |  |  | 30000 | 17.8 | 9.8 | 30000 | 30000 | 100% | 2 | 0 | 12 |  |  |  | No | R-454B | 2.5 | Residential & Commercial | Ducted CEE Tier 1
216369722 | Mini/Multi Split | LENNOX | HMSV-A-CB | VPC036H5M-3P |  | Ducted Indoor Units |  |  | 36000 | 17.8 | 9.6 | 40000 | 34000 | 85% | 2 | 0 | 12 |  |  |  | No | R-454B | 3 | Residential & Commercial | Ducted CEE Tier 1
216369723 | Mini/Multi Split | LENNOX | HMSV-A-CB | VPC048H5M-3P |  | Ducted Indoor Units |  |  | 47000 | 17.6 | 10 | 50000 | 35000 | 70% | 2 | 0 | 11.7 |  |  |  | No | R-454B | 3.9167 | Residential & Commercial | Ducted CEE Tier 1
216372780 | Mini/Multi Split | FUJITSU | HMSV-A-CB | AOUK024SSAN7 |  | Ducted Indoor Units |  |  | 24000 | 16 | 9.2 | 28000 | 23000 | 82.14% | 2.06 | 0 | 12.6 |  |  |  | No | R-32 | 2 | Residential & Commercial | Ducted CEE Tier 1
216372782 | Mini/Multi Split | FUJITSU | HMSV-A-CB | AOUK036SSAN7 |  | Ducted Indoor Units |  |  | 36000 | 16.1 | 9.4 | 42000 | 33800 | 80.48% | 1.94 | 0 | 11.3 |  |  |  | No | R-32 | 3 | Residential & Commercial | Ducted CEE Tier 1
216372784 | Mini/Multi Split | FUJITSU | HMSV-A-CB | AOUK048SSAN7 |  | Ducted Indoor Units |  |  | 48000 | 15.4 | 9 | 54000 | 40500 | 75% | 2 | 0 | 10 |  |  |  | No | R-32 | 4 | Residential & Commercial | Ducted CEE Tier 1
216014145 | Mini/Multi Split | SEA BREEZE+ | HMSV-A-CB | MZ18H525ZMO |  | Ducted Indoor Units |  |  | 18000 | 20 | 10 | 19000 | 14600 | 76.84% | 2.3 | 0 | 12 |  |  |  | No | R-454B | 1.5 | Residential & Commercial | Ducted CEE Tier 1
216014148 | Mini/Multi Split | SEA BREEZE+ | HMSV-A-CB | MZ27H525ZMO |  | Ducted Indoor Units |  |  | 26600 | 21 | 9 | 26600 | 18800 | 70.68% | 2 | 0 | 12 |  |  |  | No | R-454B | 2.2167 | Residential & Commercial | Ducted CEE Tier 1
216014151 | Mini/Multi Split | SEA BREEZE+ | HMSV-A-CB | MZ36H525ZMO |  | Ducted Indoor Units |  |  | 35000 | 20 | 9.2 | 37000 | 26000 | 70.27% | 2 | 0 | 11.7 |  |  |  | No | R-454B | 2.9167 | Residential & Commercial | Ducted CEE Tier 1
216014154 | Mini/Multi Split | SEA BREEZE+ | HMSV-A-CB | MZ48H525ZMO |  | Ducted Indoor Units |  |  | 45000 | 20.4 | 10.6 | 47000 | 38000 | 80.85% | 2.1 | 0 | 12 |  |  |  | No | R-454B | 3.75 | Residential & Commercial | Ducted CEE Tier 1
216014160 | Mini/Multi Split | SEA BREEZE+ | HMSV-A-CB | HMZ18H525ZMO |  | Ducted Indoor Units |  |  | 19000 | 20 | 10 | 20000 | 18000 | 90% | 2 | 0 | 13 |  |  |  | No | R-454B | 1.5833 | Residential & Commercial | Ducted CEE Tier 1
216014163 | Mini/Multi Split | SEA BREEZE+ | HMSV-A-CB | HMZ27H525ZMO |  | Ducted Indoor Units |  |  | 28000 | 19 | 9.5 | 28000 | 27000 | 96.43% | 2 | 0 | 12 |  |  |  | No | R-454B | 2.3333 | Residential & Commercial | Ducted CEE Tier 1
216014166 | Mini/Multi Split | SEA BREEZE+ | HMSV-A-CB | HMZ36H525ZMO |  | Ducted Indoor Units |  |  | 36000 | 19.4 | 10.4 | 36000 | 38000 | 105.6% | 2 | 0 | 12 |  |  |  | No | R-454B | 3 | Residential & Commercial | Ducted CEE Tier 1
216014182 | Mini/Multi Split | SAMSUNG | HMSV-A-CB | AM036FCMDCG |  | Ducted Indoor Units |  |  | 38000 | 19 | 10 | 42000 | 31000 | 73.81% | 2.1 | 0 | 12 |  |  |  | No | R-32 | 3.1667 | Residential & Commercial | Ducted CEE Tier 1
216014183 | Mini/Multi Split | SAMSUNG | HMSV-A-CB | AM048FCMDCG |  | Ducted Indoor Units |  |  | 48000 | 19 | 10 | 54000 | 38000 | 70.37% | 2.1 | 0 | 11.7 |  |  |  | No | R-32 | 4 | Residential & Commercial | Ducted CEE Tier 1
216016315 | Mini/Multi Split | SAMSUNG | HMSV-A-CB | AM060FCMDCG |  | Ducted Indoor Units |  |  | 60000 | 16.5 | 9.5 | 66000 | 47000 | 71.21% | 2.1 | 0 | 10 |  |  |  | No | R-32 | 5 | Residential & Commercial | Ducted CEE Tier 1
216016316 | Mini/Multi Split | SAMSUNG | HMSV-A-CB | AM060FCMDCG1 |  | Ducted Indoor Units |  |  | 60000 | 19 | 10.5 | 66000 | 47000 | 71.21% | 2.3 | 0 | 11.7 |  |  |  | No | R-32 | 5 | Residential & Commercial | Ducted CEE Tier 1
215428284 | Mini/Multi Split | Hisense | HMSV-A-CB | AVW-24H3DH2H1 |  | Ducted Indoor Units |  |  | 24000 | 18.15 | 8.5 | 27000 | 20000 | 74.07% | 2.1 | 0 | 11.5 |  |  |  | No | R-32 | 2 | Residential & Commercial | Ducted CEE Tier 1
215428285 | Mini/Multi Split | Hisense | HMSV-A-CB | AVW-36H3DH2H1 |  | Ducted Indoor Units |  |  | 36000 | 17 | 9 | 42000 | 29400 | 70% | 2.1 | 0 | 11.3 |  |  |  | No | R-32 | 3 | Residential & Commercial | Ducted CEE Tier 1
216014169 | Mini/Multi Split | SEA BREEZE+ | HMSV-A-CB | HMZ48H525ZMO |  | Ducted Indoor Units |  |  | 47000 | 20.4 | 11 | 48000 | 48000 | 100% | 2 | 0 | 11.7 |  |  |  | No | R-454B | 3.9167 | Residential & Commercial | Ducted CEE Tier 1
216014172 | Mini/Multi Split | SEA BREEZE+ | HMSV-A-CB | HMZ55H525ZMO |  | Ducted Indoor Units |  |  | 53000 | 20 | 10.7 | 55000 | 48000 | 87.27% | 2.1 | 0 | 11.7 |  |  |  | No | R-454B | 4.4167 | Residential & Commercial | Ducted CEE Tier 1
215444941 | Mini/Multi Split | EMI | HMSV-A-CB | EMXMZ218DA |  | Ducted Indoor Units |  |  | 19000 | 20 | 10 | 20000 | 18000 | 90% | 2 | 0 | 13 |  |  |  | No | R-454B | 1.5833 | Residential & Commercial | Ducted CEE Tier 1
215444944 | Mini/Multi Split | EMI | HMSV-A-CB | EMXMZ327DA |  | Ducted Indoor Units |  |  | 28000 | 19 | 9.5 | 28000 | 27000 | 96.43% | 2 | 0 | 12 |  |  |  | No | R-454B | 2.3333 | Residential & Commercial | Ducted CEE Tier 1
215444947 | Mini/Multi Split | EMI | HMSV-A-CB | EMXMZ436DA |  | Ducted Indoor Units |  |  | 36000 | 19.4 | 10.4 | 36000 | 38000 | 105.6% | 2 | 0 | 12 |  |  |  | No | R-454B | 3 | Residential & Commercial | Ducted CEE Tier 1
215444950 | Mini/Multi Split | EMI | HMSV-A-CB | EMXMZ548DA |  | Ducted Indoor Units |  |  | 47000 | 20.4 | 11 | 48000 | 48000 | 100% | 2 | 0 | 11.7 |  |  |  | No | R-454B | 3.9167 | Residential & Commercial | Ducted CEE Tier 1
215447694 | Mini/Multi Split | FUJITSU | HMSV-A-CB | AOUH24KWAH3 |  | Ducted Indoor Units |  |  | 22000 | 20.5 | 10.5 | 25000 | 25200 | 100.8% | 2.08 | 0 | 12.5 |  |  |  | No | R-32 | 1.8333 | Residential & Commercial | Ducted CEE Tier 1
215449737 | Mini/Multi Split | CanAir | HMSV-A-CB | 4C28MC655H21 |  | Ducted Indoor Units |  |  | 53000 | 20 | 10.7 | 55000 | 48000 | 87.27% | 2.1 | 0 | 11.7 |  |  |  | No | R-454B | 4.4167 | Residential & Commercial | Ducted CEE Tier 1
215449812 | Mini/Multi Split | Breeze33 | HMSV-A-CB | BZ33-HYP556Z2-454-G3-P |  | Ducted Indoor Units |  |  | 53000 | 20 | 10.7 | 55000 | 48000 | 87.27% | 2.1 | 0 | 11.7 |  |  |  | No | R-454B | 4.4167 | Residential & Commercial | Ducted CEE Tier 1
215447686 | Mini/Multi Split | FUJITSU | HMSV-A-CB | AOUH18KWAS2 |  | Ducted Indoor Units |  |  | 18000 | 19 | 9.5 | 22000 | 17000 | 77.27% | 2.28 | 0 | 12.7 |  |  |  | No | R-32 | 1.5 | Residential & Commercial | Ducted CEE Tier 1
215447688 | Mini/Multi Split | FUJITSU | HMSV-A-CB | AOUH24KWAS3 |  | Ducted Indoor Units |  |  | 22000 | 19.5 | 9.5 | 24000 | 19200 | 80% | 2.04 | 0 | 12 |  |  |  | No | R-32 | 1.8333 | Residential & Commercial | Ducted CEE Tier 1
215447692 | Mini/Multi Split | FUJITSU | HMSV-A-CB | AOUH18KWAH2 |  | Ducted Indoor Units |  |  | 18000 | 19 | 10 | 22000 | 22000 | 100% | 2 | 0 | 13 |  |  |  | No | R-32 | 1.5 | Residential & Commercial | Ducted CEE Tier 1
215449725 | Mini/Multi Split | CanAir | HMSV-A-CB | 4C28MC318H21 |  | Ducted Indoor Units |  |  | 19000 | 20 | 10 | 20000 | 18000 | 90% | 2 | 0 | 13 |  |  |  | No | R-454B | 1.5833 | Residential & Commercial | Ducted CEE Tier 1
215449728 | Mini/Multi Split | CanAir | HMSV-A-CB | 4C28MC428H21 |  | Ducted Indoor Units |  |  | 28000 | 19 | 9.5 | 28000 | 27000 | 96.43% | 2 | 0 | 12 |  |  |  | No | R-454B | 2.3333 | Residential & Commercial | Ducted CEE Tier 1
215449731 | Mini/Multi Split | CanAir | HMSV-A-CB | 4C28MC536H21 |  | Ducted Indoor Units |  |  | 36000 | 19.4 | 10.4 | 36000 | 38000 | 105.6% | 2 | 0 | 12 |  |  |  | No | R-454B | 3 | Residential & Commercial | Ducted CEE Tier 1
215449734 | Mini/Multi Split | CanAir | HMSV-A-CB | 4C28MC648H21 |  | Ducted Indoor Units |  |  | 47000 | 20.4 | 11 | 48000 | 48000 | 100% | 2 | 0 | 11.7 |  |  |  | No | R-454B | 3.9167 | Residential & Commercial | Ducted CEE Tier 1
215449788 | Mini/Multi Split | Breeze33 | HMSV-A-CB | BZ33-HP183Z2-454-G3-P |  | Ducted Indoor Units |  |  | 18000 | 20 | 10 | 19000 | 14600 | 76.84% | 2.3 | 0 | 12 |  |  |  | No | R-454B | 1.5 | Residential & Commercial | Ducted CEE Tier 1
215449791 | Mini/Multi Split | Breeze33 | HMSV-A-CB | BZ33-HP274Z2-454-G3-P |  | Ducted Indoor Units |  |  | 26600 | 21 | 9 | 26600 | 18800 | 70.68% | 2 | 0 | 12 |  |  |  | No | R-454B | 2.2167 | Residential & Commercial | Ducted CEE Tier 1
215449794 | Mini/Multi Split | Breeze33 | HMSV-A-CB | BZ33-HP365Z2-454-G3-P |  | Ducted Indoor Units |  |  | 35000 | 20 | 9.2 | 37000 | 26000 | 70.27% | 2 | 0 | 11.7 |  |  |  | No | R-454B | 2.9167 | Residential & Commercial | Ducted CEE Tier 1
215449797 | Mini/Multi Split | Breeze33 | HMSV-A-CB | BZ33-HP486Z2-454-G3-P |  | Ducted Indoor Units |  |  | 45000 | 20.4 | 10.6 | 47000 | 38000 | 80.85% | 2.1 | 0 | 12 |  |  |  | No | R-454B | 3.75 | Residential & Commercial | Ducted CEE Tier 1
215449800 | Mini/Multi Split | Breeze33 | HMSV-A-CB | BZ33-HYP183Z2-454-G3-P |  | Ducted Indoor Units |  |  | 19000 | 20 | 10 | 20000 | 18000 | 90% | 2 | 0 | 13 |  |  |  | No | R-454B | 1.5833 | Residential & Commercial | Ducted CEE Tier 1
215449803 | Mini/Multi Split | Breeze33 | HMSV-A-CB | BZ33-HYP274Z2-454-G3-P |  | Ducted Indoor Units |  |  | 28000 | 19 | 9.5 | 28000 | 27000 | 96.43% | 2 | 0 | 12 |  |  |  | No | R-454B | 2.3333 | Residential & Commercial | Ducted CEE Tier 1
215449806 | Mini/Multi Split | Breeze33 | HMSV-A-CB | BZ33-HYP365Z2-454-G3-P |  | Ducted Indoor Units |  |  | 36000 | 19.4 | 10.4 | 36000 | 38000 | 105.6% | 2 | 0 | 12 |  |  |  | No | R-454B | 3 | Residential & Commercial | Ducted CEE Tier 1
215449809 | Mini/Multi Split | Breeze33 | HMSV-A-CB | BZ33-HYP486Z2-454-G3-P |  | Ducted Indoor Units |  |  | 47000 | 20.4 | 11 | 48000 | 48000 | 100% | 2 | 0 | 11.7 |  |  |  | No | R-454B | 3.9167 | Residential & Commercial | Ducted CEE Tier 1
215471446 | Mini/Multi Split | MIDEA | HMSV-A-CB | MO4EX-H27B-2A |  | Ducted Indoor Units |  |  | 26600 | 21 | 9 | 26600 | 18800 | 70.68% | 2 | 0 | 12 |  |  |  | No | R-454B | 2.2167 | Residential & Commercial | Ducted CEE Tier 1
215471449 | Mini/Multi Split | MIDEA | HMSV-A-CB | MO5EX-H36B-2A |  | Ducted Indoor Units |  |  | 35000 | 20 | 9.2 | 37000 | 26000 | 70.27% | 2 | 0 | 11.7 |  |  |  | No | R-454B | 2.9167 | Residential & Commercial | Ducted CEE Tier 1
215471452 | Mini/Multi Split | MIDEA | HMSV-A-CB | MO6EX-H48B-2A |  | Ducted Indoor Units |  |  | 45000 | 20.4 | 10.6 | 47000 | 38000 | 80.85% | 2.1 | 0 | 12 |  |  |  | No | R-454B | 3.75 | Residential & Commercial | Ducted CEE Tier 1
215471458 | Mini/Multi Split | MIDEA | HMSV-A-CB | MO3HX-H18B-2A |  | Ducted Indoor Units |  |  | 19000 | 20 | 10 | 20000 | 18000 | 90% | 2 | 0 | 13 |  |  |  | No | R-454B | 1.5833 | Residential & Commercial | Ducted CEE Tier 1
215471473 | Mini/Multi Split | MIDEA | HMSV-A-CB | MO3EX-H18B-2A |  | Ducted Indoor Units |  |  | 18000 | 20 | 10 | 19000 | 14600 | 76.84% | 2.3 | 0 | 12 |  |  |  | No | R-454B | 1.5 | Residential & Commercial | Ducted CEE Tier 1
215471461 | Mini/Multi Split | MIDEA | HMSV-A-CB | MO4HX-H27B-2A |  | Ducted Indoor Units |  |  | 28000 | 19 | 9.5 | 28000 | 27000 | 96.43% | 2 | 0 | 12 |  |  |  | No | R-454B | 2.3333 | Residential & Commercial | Ducted CEE Tier 1
215471464 | Mini/Multi Split | MIDEA | HMSV-A-CB | MO5HX-H36B-2A |  | Ducted Indoor Units |  |  | 36000 | 19.4 | 10.4 | 36000 | 38000 | 105.6% | 2 | 0 | 12 |  |  |  | No | R-454B | 3 | Residential & Commercial | Ducted CEE Tier 1
215471467 | Mini/Multi Split | MIDEA | HMSV-A-CB | MO6HX-H48B-2A |  | Ducted Indoor Units |  |  | 47000 | 20.4 | 11 | 48000 | 48000 | 100% | 2 | 0 | 11.7 |  |  |  | No | R-454B | 3.9167 | Residential & Commercial | Ducted CEE Tier 1
215588620 | Mini/Multi Split | TEMP SHIFT | HMSV-A-CB | TSM3OI28HFN1M |  | Ducted Indoor Units |  |  | 28000 | 20 | 9.5 | 28000 | 25000 | 89.29% | 1.8 | 11.5 | 11.7 |  |  |  | No | R-410A | 2.3333 | Residential & Commercial | Ducted CEE Tier 1
216372797 | Mini/Multi Split | SAMSUNG | HMSV-A-CB | AJ036DXJ4CG |  | Ducted Indoor Units |  |  | 32000 | 19 | 8.6 | 36000 | 26400 | 73.33% | 1.81 | 0 | 11.7 |  |  |  | No | R-32 | 2.6667 | Residential & Commercial | Ducted CEE Tier 1
216372800 | Mini/Multi Split | SAMSUNG | HMSV-A-CB | AJ036DXS4CG |  | Ducted Indoor Units |  |  | 34000 | 18.5 | 8.5 | 34600 | 34600 | 100% | 1.81 | 0 | 11.7 |  |  |  | No | R-32 | 2.8333 | Residential & Commercial | Ducted CEE Tier 1
216372801 | Mini/Multi Split | SAMSUNG | HMSV-A-CB | AJ030DXS4CG |  | Ducted Indoor Units |  |  | 28400 | 20 | 9.5 | 28600 | 28600 | 100% | 1.81 | 0 | 13 |  |  |  | No | R-32 | 2.3667 | Residential & Commercial | Ducted CEE Tier 1
216372802 | Mini/Multi Split | SAMSUNG | HMSV-A-CB | AJ024DXS4CG |  | Ducted Indoor Units |  |  | 25000 | 20 | 9.5 | 25000 | 25000 | 100% | 1.82 | 0 | 13.5 |  |  |  | No | R-32 | 2.0833 | Residential & Commercial | Ducted CEE Tier 1
216372803 | Mini/Multi Split | SAMSUNG | HMSV-A-CB | AJ020DXS3CG |  | Ducted Indoor Units |  |  | 21000 | 20.5 | 9.5 | 22000 | 22000 | 100% | 1.83 | 0 | 13.45 |  |  |  | No | R-32 | 1.75 | Residential & Commercial | Ducted CEE Tier 1
215708460 | Mini/Multi Split | TOSOT | HMSV-A-CB | MZ-COSMO18/O |  | Ducted Indoor Units |  |  | 18000 | 18 | 8.1 | 18000 | 13600 | 75.56% | 1.86 | 0 | 11.7 |  |  |  | No | R-32 | 1.5 | Residential & Commercial | Ducted CEE Tier 1
215708461 | Mini/Multi Split | TOSOT | HMSV-A-CB | MZ-COSMO24/O |  | Ducted Indoor Units |  |  | 24000 | 18 | 8.1 | 24000 | 21600 | 90% | 1.86 | 0 | 12 |  |  |  | No | R-32 | 2 | Residential & Commercial | Ducted CEE Tier 1
215708462 | Mini/Multi Split | TOSOT | HMSV-A-CB | MZ-COSMO30/O |  | Ducted Indoor Units |  |  | 28400 | 18 | 8.1 | 30000 | 26000 | 86.67% | 1.88 | 0 | 12 |  |  |  | No | R-32 | 2.3667 | Residential & Commercial | Ducted CEE Tier 1
215708463 | Mini/Multi Split | TOSOT | HMSV-A-CB | MZ-COSMO36/O |  | Ducted Indoor Units |  |  | 36000 | 18 | 8.1 | 36000 | 33000 | 91.67% | 1.9 | 0 | 11.7 |  |  |  | No | R-32 | 3 | Residential & Commercial | Ducted CEE Tier 1
216441121 | Mini/Multi Split | APOWER | HMSV-A-CB | AP4M36HP230VMO |  | Ducted Indoor Units |  |  | 36000 | 18 | 8.1 | 36000 | 33000 | 91.67% | 1.9 | 0 | 11.7 |  |  |  | No | R-32 | 3 | Residential & Commercial | Ducted CEE Tier 1
213307913 | Mini/Multi Split | Alsetria | HMSV-A-CB | M4OX630-36HFN1-M1X |  | Ducted Indoor Units |  |  | 36000 | 19.4 | 10 | 36000 | 36000 | 100% | 1.9 | 0 | 12 |  |  |  | No | R-410A | 3 | Residential & Commercial | Ducted CEE Tier 1
215708446 | Mini/Multi Split | KINGHOME | HMSV-A-CB | KM18X6O |  | Ducted Indoor Units |  |  | 18000 | 18 | 8.1 | 18000 | 13600 | 75.56% | 1.86 | 0 | 11.7 |  |  |  | No | R-32 | 1.5 | Residential & Commercial | Ducted CEE Tier 1
215708447 | Mini/Multi Split | KINGHOME | HMSV-A-CB | KM24X6O |  | Ducted Indoor Units |  |  | 24000 | 18 | 8.1 | 24000 | 21600 | 90% | 1.86 | 0 | 12 |  |  |  | No | R-32 | 2 | Residential & Commercial | Ducted CEE Tier 1
215708448 | Mini/Multi Split | KINGHOME | HMSV-A-CB | KM30X6O |  | Ducted Indoor Units |  |  | 28400 | 18 | 8.1 | 30000 | 26000 | 86.67% | 1.88 | 0 | 12 |  |  |  | No | R-32 | 2.3667 | Residential & Commercial | Ducted CEE Tier 1
215708449 | Mini/Multi Split | KINGHOME | HMSV-A-CB | KM36X6O |  | Ducted Indoor Units |  |  | 36000 | 18 | 8.1 | 36000 | 33000 | 91.67% | 1.9 | 0 | 11.7 |  |  |  | No | R-32 | 3 | Residential & Commercial | Ducted CEE Tier 1
215708450 | Mini/Multi Split | KINGHOME | HMSV-A-CB | KM42X6O |  | Ducted Indoor Units |  |  | 42000 | 18 | 8.1 | 42000 | 36000 | 85.71% | 1.9 | 0 | 12 |  |  |  | No | R-32 | 3.5 | Residential & Commercial | Ducted CEE Tier 1
215471470 | Mini/Multi Split | MIDEA | HMSV-A-CB | MO6HX-H60B-2A |  | Ducted Indoor Units |  |  | 53000 | 20 | 10.7 | 55000 | 48000 | 87.27% | 2.1 | 0 | 11.7 |  |  |  | No | R-454B | 4.4167 | Residential & Commercial | Ducted CEE Tier 1
209319648 | Mini/Multi Split | ECO AIR | HMSV-A-CB | M5OG-48HFN1-M-[X] |  | Ducted Indoor Units |  |  | 47000 | 20.9 | 9 | 49000 | 42500 | 86.73% | 2 | 11.4 | 11.7 |  |  |  | No | R-410A | 3.9167 | Residential & Commercial | Ducted CEE Tier 1
215725490 | Mini/Multi Split | INNOVAIR | HMSV-A-CB | MOM18H2BM3A |  | Ducted Indoor Units |  |  | 18000 | 20 | 10 | 19000 | 14600 | 76.84% | 2.3 | 0 | 12 |  |  |  | No | R-454B | 1.5 | Residential & Commercial | Ducted CEE Tier 1
215725493 | Mini/Multi Split | INNOVAIR | HMSV-A-CB | MOM27H2BM4A |  | Ducted Indoor Units |  |  | 26600 | 21 | 9 | 26600 | 18800 | 70.68% | 2 | 0 | 12 |  |  |  | No | R-454B | 2.2167 | Residential & Commercial | Ducted CEE Tier 1
215725496 | Mini/Multi Split | INNOVAIR | HMSV-A-CB | MOM36H2BM5A |  | Ducted Indoor Units |  |  | 35000 | 20 | 9.2 | 37000 | 26000 | 70.27% | 2 | 0 | 11.7 |  |  |  | No | R-454B | 2.9167 | Residential & Commercial | Ducted CEE Tier 1
215725499 | Mini/Multi Split | INNOVAIR | HMSV-A-CB | MOM48H2BM6A |  | Ducted Indoor Units |  |  | 45000 | 20.4 | 10.6 | 47000 | 38000 | 80.85% | 2.1 | 0 | 12 |  |  |  | No | R-454B | 3.75 | Residential & Commercial | Ducted CEE Tier 1
215725505 | Mini/Multi Split | INNOVAIR | HMSV-A-CB | MOM27H2BM4B |  | Ducted Indoor Units |  |  | 26600 | 21 | 9 | 26600 | 18800 | 70.68% | 2 | 0 | 12 |  |  |  | No | R-454B | 2.2167 | Residential & Commercial | Ducted CEE Tier 1
215725508 | Mini/Multi Split | INNOVAIR | HMSV-A-CB | MOM36H2BM5B |  | Ducted Indoor Units |  |  | 35000 | 20 | 9.2 | 37000 | 26000 | 70.27% | 2 | 0 | 11.7 |  |  |  | No | R-454B | 2.9167 | Residential & Commercial | Ducted CEE Tier 1
215725511 | Mini/Multi Split | INNOVAIR | HMSV-A-CB | MOM48H2BM6B |  | Ducted Indoor Units |  |  | 45000 | 20.4 | 10.6 | 47000 | 38000 | 80.85% | 2.1 | 0 | 12 |  |  |  | No | R-454B | 3.75 | Residential & Commercial | Ducted CEE Tier 1
215725517 | Mini/Multi Split | INNOVAIR | HMSV-A-CB | MOM18H2BH3A |  | Ducted Indoor Units |  |  | 19000 | 20 | 10 | 20000 | 18000 | 90% | 2 | 0 | 13 |  |  |  | No | R-454B | 1.5833 | Residential & Commercial | Ducted CEE Tier 1
215725520 | Mini/Multi Split | INNOVAIR | HMSV-A-CB | MOM27H2BH4A |  | Ducted Indoor Units |  |  | 28000 | 19 | 9.5 | 28000 | 27000 | 96.43% | 2 | 0 | 12 |  |  |  | No | R-454B | 2.3333 | Residential & Commercial | Ducted CEE Tier 1
215725523 | Mini/Multi Split | INNOVAIR | HMSV-A-CB | MOM36H2BH5A |  | Ducted Indoor Units |  |  | 36000 | 19.4 | 10.4 | 36000 | 38000 | 105.6% | 2 | 0 | 12 |  |  |  | No | R-454B | 3 | Residential & Commercial | Ducted CEE Tier 1
215725526 | Mini/Multi Split | INNOVAIR | HMSV-A-CB | MOM48H2BH6A |  | Ducted Indoor Units |  |  | 47000 | 20.4 | 11 | 48000 | 48000 | 100% | 2 | 0 | 11.7 |  |  |  | No | R-454B | 3.9167 | Residential & Commercial | Ducted CEE Tier 1
215735283 | Mini/Multi Split | FUJITSU | HMSV-A-CB | AOUH36KWAH4 |  | Ducted Indoor Units |  |  | 35200 | 19 | 9 | 36400 | 36400 | 100% | 1.9 | 0 | 12.5 |  |  |  | No | R-32 | 2.9333 | Residential & Commercial | Ducted CEE Tier 1
215725532 | Mini/Multi Split | INNOVAIR | HMSV-A-CB | MOM18H2BH3B |  | Ducted Indoor Units |  |  | 19000 | 20 | 10 | 20000 | 18000 | 90% | 2 | 0 | 13 |  |  |  | No | R-454B | 1.5833 | Residential & Commercial | Ducted CEE Tier 1
215725535 | Mini/Multi Split | INNOVAIR | HMSV-A-CB | MOM27H2BH4B |  | Ducted Indoor Units |  |  | 28000 | 19 | 9.5 | 28000 | 27000 | 96.43% | 2 | 0 | 12 |  |  |  | No | R-454B | 2.3333 | Residential & Commercial | Ducted CEE Tier 1
215725538 | Mini/Multi Split | INNOVAIR | HMSV-A-CB | MOM36H2BH5B |  | Ducted Indoor Units |  |  | 36000 | 19.4 | 10.4 | 36000 | 38000 | 105.6% | 2 | 0 | 12 |  |  |  | No | R-454B | 3 | Residential & Commercial | Ducted CEE Tier 1
215725541 | Mini/Multi Split | INNOVAIR | HMSV-A-CB | MOM48H2BH6B |  | Ducted Indoor Units |  |  | 47000 | 20.4 | 11 | 48000 | 48000 | 100% | 2 | 0 | 11.7 |  |  |  | No | R-454B | 3.9167 | Residential & Commercial | Ducted CEE Tier 1
215731791 | Mini/Multi Split | HISENSE | HMSV-A-CB | AMW2-18U3TJA |  | Ducted Indoor Units |  |  | 18000 | 17.5 | 9.4 | 18000 | 17000 | 94.44% | 1.96 | 0 | 12 |  |  |  | No | R-454B | 1.5 | Residential & Commercial | Ducted CEE Tier 1
215735281 | Mini/Multi Split | FUJITSU | HMSV-A-CB | AOUH45KWAS5 |  | Ducted Indoor Units |  |  | 43000 | 19 | 9 | 46000 | 35600 | 77.39% | 2.14 | 0 | 11.7 |  |  |  | No | R-32 | 3.5833 | Residential & Commercial | Ducted CEE Tier 1
215735312 | Mini/Multi Split | SENVILLE | HMSV-A-CB | SENA-18HF-MOA |  | Ducted Indoor Units |  |  | 19000 | 20 | 10 | 20000 | 18000 | 90% | 2 | 0 | 13 |  |  |  | No | R-454B | 1.5833 | Residential & Commercial | Ducted CEE Tier 1
215735315 | Mini/Multi Split | SENVILLE | HMSV-A-CB | SENA-28HF-MOA |  | Ducted Indoor Units |  |  | 28000 | 19 | 9.5 | 28000 | 27000 | 96.43% | 2 | 0 | 12 |  |  |  | No | R-454B | 2.3333 | Residential & Commercial | Ducted CEE Tier 1
215735318 | Mini/Multi Split | SENVILLE | HMSV-A-CB | SENA-36HF-MOA |  | Ducted Indoor Units |  |  | 36000 | 19.4 | 10.4 | 36000 | 38000 | 105.6% | 2 | 0 | 12 |  |  |  | No | R-454B | 3 | Residential & Commercial | Ducted CEE Tier 1
215735550 | Mini/Multi Split | HISENSE | HMSV-A-CB | AMW3-27U3TQA |  | Ducted Indoor Units |  |  | 27000 | 18 | 8.8 | 27000 | 26400 | 97.78% | 1.84 | 0 | 11.5 |  |  |  | No | R-454B | 2.25 | Residential & Commercial | Ducted CEE Tier 1
216453533 | Mini/Multi Split | OUELLET | HMSV-A-CB | OFRM2X1-H18A-O |  | Ducted Indoor Units |  |  | 18000 | 18 | 8.1 | 18000 | 13600 | 75.56% | 1.86 | 0 | 11.7 |  |  |  | No | R-32 | 1.5 | Residential & Commercial | Ducted CEE Tier 1
216453534 | Mini/Multi Split | OUELLET | HMSV-A-CB | OFRM3X1-H24A-O |  | Ducted Indoor Units |  |  | 24000 | 18 | 8.1 | 24000 | 21600 | 90% | 1.86 | 0 | 12 |  |  |  | No | R-32 | 2 | Residential & Commercial | Ducted CEE Tier 1
216453535 | Mini/Multi Split | OUELLET | HMSV-A-CB | OFRM4X1-H30A-O |  | Ducted Indoor Units |  |  | 28400 | 18 | 8.1 | 30000 | 26000 | 86.67% | 1.88 | 0 | 12 |  |  |  | No | R-32 | 2.3667 | Residential & Commercial | Ducted CEE Tier 1
216453536 | Mini/Multi Split | OUELLET | HMSV-A-CB | OFRM4X1-H36A-O |  | Ducted Indoor Units |  |  | 36000 | 18 | 8.1 | 36000 | 33000 | 91.67% | 1.9 | 0 | 11.7 |  |  |  | No | R-32 | 3 | Residential & Commercial | Ducted CEE Tier 1
216453537 | Mini/Multi Split | OUELLET | HMSV-A-CB | OFRM5X1-H42A-O |  | Ducted Indoor Units |  |  | 42000 | 18 | 8.1 | 42000 | 36000 | 85.71% | 1.9 | 0 | 12 |  |  |  | No | R-32 | 3.5 | Residential & Commercial | Ducted CEE Tier 1
216472833 | Mini/Multi Split | HISENSE | HMSV-A-CB | AMO2-18U3T25U |  | Ducted Indoor Units |  |  | 18000 | 17.5 | 9.4 | 18000 | 17000 | 94.44% | 1.96 | 0 | 12 |  |  |  | No | R-454B | 1.5 | Residential & Commercial | Ducted CEE Tier 1
215746009 | Mini/Multi Split | Custom Comfort | HMSV-A-CB | CCOXHBMZ427HP |  | Ducted Indoor Units |  |  | 28000 | 19 | 9.5 | 28000 | 27000 | 96.43% | 2 | 0 | 12 |  |  |  | No | R-454B | 2.3333 | Residential & Commercial | Ducted CEE Tier 1
215746012 | Mini/Multi Split | Custom Comfort | HMSV-A-CB | CCOXHBMZ536HP |  | Ducted Indoor Units |  |  | 36000 | 19.4 | 10.4 | 36000 | 38000 | 105.6% | 2 | 0 | 12 |  |  |  | No | R-454B | 3 | Residential & Commercial | Ducted CEE Tier 1
215746018 | Mini/Multi Split | Custom Comfort | HMSV-A-CB | CCOXHBMZ655HP |  | Ducted Indoor Units |  |  | 53000 | 20 | 10.7 | 55000 | 48000 | 87.27% | 2.1 | 0 | 11.7 |  |  |  | No | R-454B | 4.4167 | Residential & Commercial | Ducted CEE Tier 1
215746287 | Mini/Multi Split | AireForce | HMSV-A-CB | DXH24FMK3IH |  | Ducted Indoor Units |  |  | 24000 | 18 | 8.1 | 24000 | 21600 | 90% | 1.86 | 0 | 12 |  |  |  | No | R-32 | 2 | Residential & Commercial | Ducted CEE Tier 1
215746288 | Mini/Multi Split | AireForce | HMSV-A-CB | DXH30FMK3IH |  | Ducted Indoor Units |  |  | 28400 | 18 | 8.1 | 30000 | 26000 | 86.67% | 1.88 | 0 | 12 |  |  |  | No | R-32 | 2.3667 | Residential & Commercial | Ducted CEE Tier 1
215746289 | Mini/Multi Split | AireForce | HMSV-A-CB | DXH36FMK3IH |  | Ducted Indoor Units |  |  | 36000 | 18 | 8.1 | 36000 | 33000 | 91.67% | 1.9 | 0 | 11.7 |  |  |  | No | R-32 | 3 | Residential & Commercial | Ducted CEE Tier 1
215746290 | Mini/Multi Split | AireForce | HMSV-A-CB | DXH42FMK3IH |  | Ducted Indoor Units |  |  | 42000 | 18 | 8.1 | 42000 | 36000 | 85.71% | 1.9 | 0 | 12 |  |  |  | No | R-32 | 3.5 | Residential & Commercial | Ducted CEE Tier 1
215746015 | Mini/Multi Split | Custom Comfort | HMSV-A-CB | CCOXHBMZ648HP |  | Ducted Indoor Units |  |  | 47000 | 20.4 | 11 | 48000 | 48000 | 100% | 2 | 0 | 11.7 |  |  |  | No | R-454B | 3.9167 | Residential & Commercial | Ducted CEE Tier 1
215746285 | Mini/Multi Split | AireForce | HMSV-A-CB | DXH18FMK3IH |  | Ducted Indoor Units |  |  | 18000 | 18 | 8.1 | 18000 | 13600 | 75.56% | 1.86 | 0 | 11.7 |  |  |  | No | R-32 | 1.5 | Residential & Commercial | Ducted CEE Tier 1
215746302 | Mini/Multi Split | AIRTEMP | HMSV-A-CB | DXH24FMK3IH |  | Ducted Indoor Units |  |  | 24000 | 18 | 8.1 | 24000 | 21600 | 90% | 1.86 | 0 | 12 |  |  |  | No | R-32 | 2 | Residential & Commercial | Ducted CEE Tier 1
215746303 | Mini/Multi Split | AIRTEMP | HMSV-A-CB | DXH30FMK3IH |  | Ducted Indoor Units |  |  | 28400 | 18 | 8.1 | 30000 | 26000 | 86.67% | 1.88 | 0 | 12 |  |  |  | No | R-32 | 2.3667 | Residential & Commercial | Ducted CEE Tier 1
215746304 | Mini/Multi Split | AIRTEMP | HMSV-A-CB | DXH36FMK3IH |  | Ducted Indoor Units |  |  | 36000 | 18 | 8.1 | 36000 | 33000 | 91.67% | 1.9 | 0 | 11.7 |  |  |  | No | R-32 | 3 | Residential & Commercial | Ducted CEE Tier 1
215746305 | Mini/Multi Split | AIRTEMP | HMSV-A-CB | DXH42FMK3IH |  | Ducted Indoor Units |  |  | 42000 | 18 | 8.1 | 42000 | 36000 | 85.71% | 1.9 | 0 | 12 |  |  |  | No | R-32 | 3.5 | Residential & Commercial | Ducted CEE Tier 1
215746300 | Mini/Multi Split | AIRTEMP | HMSV-A-CB | DXH18FMK3IH |  | Ducted Indoor Units |  |  | 18000 | 18 | 8.1 | 18000 | 13600 | 75.56% | 1.86 | 0 | 11.7 |  |  |  | No | R-32 | 1.5 | Residential & Commercial | Ducted CEE Tier 1
215746315 | Mini/Multi Split | GIBSON | HMSV-A-CB | DXH18FMK3IH |  | Ducted Indoor Units |  |  | 18000 | 18 | 8.1 | 18000 | 13600 | 75.56% | 1.86 | 0 | 11.7 |  |  |  | No | R-32 | 1.5 | Residential & Commercial | Ducted CEE Tier 1
215746317 | Mini/Multi Split | GIBSON | HMSV-A-CB | DXH24FMK3IH |  | Ducted Indoor Units |  |  | 24000 | 18 | 8.1 | 24000 | 21600 | 90% | 1.86 | 0 | 12 |  |  |  | No | R-32 | 2 | Residential & Commercial | Ducted CEE Tier 1
215746318 | Mini/Multi Split | GIBSON | HMSV-A-CB | DXH30FMK3IH |  | Ducted Indoor Units |  |  | 28400 | 18 | 8.1 | 30000 | 26000 | 86.67% | 1.88 | 0 | 12 |  |  |  | No | R-32 | 2.3667 | Residential & Commercial | Ducted CEE Tier 1
215746319 | Mini/Multi Split | GIBSON | HMSV-A-CB | DXH36FMK3IH |  | Ducted Indoor Units |  |  | 36000 | 18 | 8.1 | 36000 | 33000 | 91.67% | 1.9 | 0 | 11.7 |  |  |  | No | R-32 | 3 | Residential & Commercial | Ducted CEE Tier 1
215746320 | Mini/Multi Split | GIBSON | HMSV-A-CB | DXH42FMK3IH |  | Ducted Indoor Units |  |  | 42000 | 18 | 8.1 | 42000 | 36000 | 85.71% | 1.9 | 0 | 12 |  |  |  | No | R-32 | 3.5 | Residential & Commercial | Ducted CEE Tier 1
215746332 | Mini/Multi Split | Intertherm | HMSV-A-CB | DXH24FMK3IH |  | Ducted Indoor Units |  |  | 24000 | 18 | 8.1 | 24000 | 21600 | 90% | 1.86 | 0 | 12 |  |  |  | No | R-32 | 2 | Residential & Commercial | Ducted CEE Tier 1
215746333 | Mini/Multi Split | Intertherm | HMSV-A-CB | DXH30FMK3IH |  | Ducted Indoor Units |  |  | 28400 | 18 | 8.1 | 30000 | 26000 | 86.67% | 1.88 | 0 | 12 |  |  |  | No | R-32 | 2.3667 | Residential & Commercial | Ducted CEE Tier 1
215746334 | Mini/Multi Split | Intertherm | HMSV-A-CB | DXH36FMK3IH |  | Ducted Indoor Units |  |  | 36000 | 18 | 8.1 | 36000 | 33000 | 91.67% | 1.9 | 0 | 11.7 |  |  |  | No | R-32 | 3 | Residential & Commercial | Ducted CEE Tier 1
215746335 | Mini/Multi Split | Intertherm | HMSV-A-CB | DXH42FMK3IH |  | Ducted Indoor Units |  |  | 42000 | 18 | 8.1 | 42000 | 36000 | 85.71% | 1.9 | 0 | 12 |  |  |  | No | R-32 | 3.5 | Residential & Commercial | Ducted CEE Tier 1
215746330 | Mini/Multi Split | Intertherm | HMSV-A-CB | DXH18FMK3IH |  | Ducted Indoor Units |  |  | 18000 | 18 | 8.1 | 18000 | 13600 | 75.56% | 1.86 | 0 | 11.7 |  |  |  | No | R-32 | 1.5 | Residential & Commercial | Ducted CEE Tier 1
215747714 | Mini/Multi Split | GUARDIAN | HMSV-A-CB | UMC18CN23STG1 |  | Ducted Indoor Units |  |  | 18000 | 17.5 | 9.4 | 18000 | 17000 | 94.44% | 1.96 | 0 | 12 |  |  |  | No | R-454B | 1.5 | Residential & Commercial | Ducted CEE Tier 1
215747784 | Mini/Multi Split | Innovair | HMSV-A-CB | QOM36H2BM4A |  | Ducted Indoor Units |  |  | 36000 | 19 | 9 | 36000 | 32400 | 90% | 1.83 | 0 | 12.85 |  |  |  | No | R-454B | 3 | Residential & Commercial | Ducted CEE Tier 1
216472841 | Mini/Multi Split | HISENSE | HMSV-A-CB | AMO3-27U3T25U |  | Ducted Indoor Units |  |  | 27000 | 18 | 8.8 | 27000 | 26400 | 97.78% | 1.84 | 0 | 11.5 |  |  |  | No | R-454B | 2.25 | Residential & Commercial | Ducted CEE Tier 1
215747716 | Mini/Multi Split | GUARDIAN | HMSV-A-CB | UMC24CN23STG1 |  | Ducted Indoor Units |  |  | 27000 | 18 | 8.8 | 27000 | 26400 | 97.78% | 1.84 | 0 | 11.5 |  |  |  | No | R-454B | 2.25 | Residential & Commercial | Ducted CEE Tier 1
215747718 | Mini/Multi Split | GUARDIAN | HMSV-A-CB | UMC48CN23STG1 |  | Ducted Indoor Units |  |  | 42000 | 18 | 8.8 | 45000 | 34000 | 75.56% | 1.83 | 0 | 11.35 |  |  |  | No | R-454B | 3.5 | Residential & Commercial | Ducted CEE Tier 1
215747721 | Mini/Multi Split | GUARDIAN | HMSV-A-CB | UMC36CN23STG1 |  | Ducted Indoor Units |  |  | 36000 | 19 | 9 | 36000 | 32400 | 90% | 1.83 | 0 | 12.85 |  |  |  | No | R-454B | 3 | Residential & Commercial | Ducted CEE Tier 1
215747776 | Mini/Multi Split | Innovair | HMSV-A-CB | QOM18H2BM2A |  | Ducted Indoor Units |  |  | 18000 | 17.5 | 9.4 | 18000 | 17000 | 94.44% | 1.96 | 0 | 12 |  |  |  | No | R-454B | 1.5 | Residential & Commercial | Ducted CEE Tier 1
215747779 | Mini/Multi Split | Innovair | HMSV-A-CB | QOM27H2BM3A |  | Ducted Indoor Units |  |  | 27000 | 18 | 8.8 | 27000 | 26400 | 97.78% | 1.84 | 0 | 11.5 |  |  |  | No | R-454B | 2.25 | Residential & Commercial | Ducted CEE Tier 1
215747781 | Mini/Multi Split | Innovair | HMSV-A-CB | QOM42H2BM5A |  | Ducted Indoor Units |  |  | 42000 | 18 | 8.8 | 45000 | 34000 | 75.56% | 1.83 | 0 | 11.35 |  |  |  | No | R-454B | 3.5 | Residential & Commercial | Ducted CEE Tier 1
216472834 | Mini/Multi Split | HISENSE | HMSV-A-CB | AMO5-45U3T25U |  | Ducted Indoor Units |  |  | 42000 | 18 | 8.8 | 45000 | 34000 | 75.56% | 1.83 | 0 | 11.35 |  |  |  | No | R-454B | 3.5 | Residential & Commercial | Ducted CEE Tier 1
215832413 | Mini/Multi Split | APOWER | HMSV-A-CB | AP2M18HP230VMO |  | Ducted Indoor Units |  |  | 18000 | 18 | 8.1 | 18000 | 13600 | 75.56% | 1.86 | 0 | 11.7 |  |  |  | No | R-32 | 1.5 | Residential & Commercial | Ducted CEE Tier 1
215835706 | Mini/Multi Split | INNOVAIR | HMSV-A-CB | MOM60H2BH6B |  | Ducted Indoor Units |  |  | 53000 | 20 | 10.7 | 55000 | 48000 | 87.27% | 2.1 | 0 | 11.7 |  |  |  | No | R-454B | 4.4167 | Residential & Commercial | Ducted CEE Tier 1
215864118 | Mini/Multi Split | Wells | HMSV-A-CB | WOM-60HH6/230 |  | Ducted Indoor Units |  |  | 53000 | 20 | 10.7 | 55000 | 48000 | 87.27% | 2.1 | 0 | 11.7 |  |  |  | No | R-454B | 4.4167 | Residential & Commercial | Ducted CEE Tier 1
216472837 | Mini/Multi Split | HISENSE | HMSV-A-CB | AMO4-36U3T25U |  | Ducted Indoor Units |  |  | 36000 | 19 | 9 | 36000 | 32400 | 90% | 1.83 | 0 | 12.85 |  |  |  | No | R-454B | 3 | Residential & Commercial | Ducted CEE Tier 1
215832436 | Mini/Multi Split | APOWER | HMSV-A-CB | AP3M24HP230VMO |  | Ducted Indoor Units |  |  | 24000 | 18 | 8.1 | 24000 | 21600 | 90% | 1.86 | 0 | 12 |  |  |  | No | R-32 | 2 | Residential & Commercial | Ducted CEE Tier 1
215832439 | Mini/Multi Split | APOWER | HMSV-A-CB | AP4M30HP230VMO |  | Ducted Indoor Units |  |  | 28400 | 18 | 8.1 | 30000 | 26000 | 86.67% | 1.88 | 0 | 12 |  |  |  | No | R-32 | 2.3667 | Residential & Commercial | Ducted CEE Tier 1
215832442 | Mini/Multi Split | APOWER | HMSV-A-CB | AP5M36HP230VMO |  | Ducted Indoor Units |  |  | 36000 | 18 | 8.1 | 36000 | 33000 | 91.67% | 1.9 | 0 | 11.7 |  |  |  | No | R-32 | 3 | Residential & Commercial | Ducted CEE Tier 1
215832445 | Mini/Multi Split | APOWER | HMSV-A-CB | AP5M42HP230VMO |  | Ducted Indoor Units |  |  | 42000 | 18 | 8.1 | 42000 | 36000 | 85.71% | 1.9 | 0 | 12 |  |  |  | No | R-32 | 3.5 | Residential & Commercial | Ducted CEE Tier 1
215835703 | Mini/Multi Split | INNOVAIR | HMSV-A-CB | MOM60H2BH6A |  | Ducted Indoor Units |  |  | 53000 | 20 | 10.7 | 55000 | 48000 | 87.27% | 2.1 | 0 | 11.7 |  |  |  | No | R-454B | 4.4167 | Residential & Commercial | Ducted CEE Tier 1
215864091 | Mini/Multi Split | Wells | HMSV-A-CB | WOM-18RH3/230 |  | Ducted Indoor Units |  |  | 18000 | 20 | 10 | 19000 | 14600 | 76.84% | 2.3 | 0 | 12 |  |  |  | No | R-454B | 1.5 | Residential & Commercial | Ducted CEE Tier 1
215864094 | Mini/Multi Split | Wells | HMSV-A-CB | WOM-27RH4/230 |  | Ducted Indoor Units |  |  | 26600 | 21 | 9 | 26600 | 18800 | 70.68% | 2 | 0 | 12 |  |  |  | No | R-454B | 2.2167 | Residential & Commercial | Ducted CEE Tier 1
215864097 | Mini/Multi Split | Wells | HMSV-A-CB | WOM-36RH5/230 |  | Ducted Indoor Units |  |  | 35000 | 20 | 9.2 | 37000 | 26000 | 70.27% | 2 | 0 | 11.7 |  |  |  | No | R-454B | 2.9167 | Residential & Commercial | Ducted CEE Tier 1
215864100 | Mini/Multi Split | Wells | HMSV-A-CB | WOM-48RH6/230 |  | Ducted Indoor Units |  |  | 45000 | 20.4 | 10.6 | 47000 | 38000 | 80.85% | 2.1 | 0 | 12 |  |  |  | No | R-454B | 3.75 | Residential & Commercial | Ducted CEE Tier 1
215864106 | Mini/Multi Split | Wells | HMSV-A-CB | WOM-18HH3/230 |  | Ducted Indoor Units |  |  | 19000 | 20 | 10 | 20000 | 18000 | 90% | 2 | 0 | 13 |  |  |  | No | R-454B | 1.5833 | Residential & Commercial | Ducted CEE Tier 1
215864109 | Mini/Multi Split | Wells | HMSV-A-CB | WOM-27HH4/230 |  | Ducted Indoor Units |  |  | 28000 | 19 | 9.5 | 28000 | 27000 | 96.43% | 2 | 0 | 12 |  |  |  | No | R-454B | 2.3333 | Residential & Commercial | Ducted CEE Tier 1
215864112 | Mini/Multi Split | Wells | HMSV-A-CB | WOM-36HH5/230 |  | Ducted Indoor Units |  |  | 36000 | 19.4 | 10.4 | 36000 | 38000 | 105.6% | 2 | 0 | 12 |  |  |  | No | R-454B | 3 | Residential & Commercial | Ducted CEE Tier 1
215864115 | Mini/Multi Split | Wells | HMSV-A-CB | WOM-48HH6/230 |  | Ducted Indoor Units |  |  | 47000 | 20.4 | 11 | 48000 | 48000 | 100% | 2 | 0 | 11.7 |  |  |  | No | R-454B | 3.9167 | Residential & Commercial | Ducted CEE Tier 1
215864255 | Mini/Multi Split | Cooper&Hunter | HMSV-A-CB | CH-R18MES-230VO |  | Ducted Indoor Units |  |  | 18000 | 20 | 10 | 19000 | 14600 | 76.84% | 2.3 | 0 | 12 |  |  |  | No | R-454B | 1.5 | Residential & Commercial | Ducted CEE Tier 1
215864258 | Mini/Multi Split | Cooper&Hunter | HMSV-A-CB | CH-R28MES-230VO |  | Ducted Indoor Units |  |  | 26600 | 21 | 9 | 26600 | 18800 | 70.68% | 2 | 0 | 12 |  |  |  | No | R-454B | 2.2167 | Residential & Commercial | Ducted CEE Tier 1
215864261 | Mini/Multi Split | Cooper&Hunter | HMSV-A-CB | CH-R36MES-230VO |  | Ducted Indoor Units |  |  | 35000 | 20 | 9.2 | 37000 | 26000 | 70.27% | 2 | 0 | 11.7 |  |  |  | No | R-454B | 2.9167 | Residential & Commercial | Ducted CEE Tier 1
215864282 | Mini/Multi Split | Cooper&Hunter | HMSV-A-CB | CH-RVHP55M-230VO |  | Ducted Indoor Units |  |  | 53000 | 20 | 10.7 | 55000 | 48000 | 87.27% | 2.1 | 0 | 11.7 |  |  |  | No | R-454B | 4.4167 | Residential & Commercial | Ducted CEE Tier 1
215864264 | Mini/Multi Split | Cooper&Hunter | HMSV-A-CB | CH-R48MES-230VO |  | Ducted Indoor Units |  |  | 45000 | 20.4 | 10.6 | 47000 | 38000 | 80.85% | 2.1 | 0 | 12 |  |  |  | No | R-454B | 3.75 | Residential & Commercial | Ducted CEE Tier 1
215864270 | Mini/Multi Split | Cooper&Hunter | HMSV-A-CB | CH-RVHP19M-230VO |  | Ducted Indoor Units |  |  | 19000 | 20 | 10 | 20000 | 18000 | 90% | 2 | 0 | 13 |  |  |  | No | R-454B | 1.5833 | Residential & Commercial | Ducted CEE Tier 1
215864273 | Mini/Multi Split | Cooper&Hunter | HMSV-A-CB | CH-RVHP28M-230VO |  | Ducted Indoor Units |  |  | 28000 | 19 | 9.5 | 28000 | 27000 | 96.43% | 2 | 0 | 12 |  |  |  | No | R-454B | 2.3333 | Residential & Commercial | Ducted CEE Tier 1
215864276 | Mini/Multi Split | Cooper&Hunter | HMSV-A-CB | CH-RVHP36M-230VO |  | Ducted Indoor Units |  |  | 36000 | 19.4 | 10.4 | 36000 | 38000 | 105.6% | 2 | 0 | 12 |  |  |  | No | R-454B | 3 | Residential & Commercial | Ducted CEE Tier 1
215864279 | Mini/Multi Split | Cooper&Hunter | HMSV-A-CB | CH-RVHP48M-230VO |  | Ducted Indoor Units |  |  | 47000 | 20.4 | 11 | 48000 | 48000 | 100% | 2 | 0 | 11.7 |  |  |  | No | R-454B | 3.9167 | Residential & Commercial | Ducted CEE Tier 1
215864407 | Mini/Multi Split | MAINLINE | HMSV-A-CB | ML18HP230MUL-O |  | Ducted Indoor Units |  |  | 18000 | 20 | 10 | 19000 | 14600 | 76.84% | 2.3 | 0 | 12 |  |  |  | No | R-454B | 1.5 | Residential & Commercial | Ducted CEE Tier 1
215864410 | Mini/Multi Split | MAINLINE | HMSV-A-CB | ML27HP230MUL-O |  | Ducted Indoor Units |  |  | 26600 | 21 | 9 | 26600 | 18800 | 70.68% | 2 | 0 | 12 |  |  |  | No | R-454B | 2.2167 | Residential & Commercial | Ducted CEE Tier 1
215864413 | Mini/Multi Split | MAINLINE | HMSV-A-CB | ML36HP230MUL-O |  | Ducted Indoor Units |  |  | 35000 | 20 | 9.2 | 37000 | 26000 | 70.27% | 2 | 0 | 11.7 |  |  |  | No | R-454B | 2.9167 | Residential & Commercial | Ducted CEE Tier 1
215864416 | Mini/Multi Split | MAINLINE | HMSV-A-CB | ML48HP230MUL-O |  | Ducted Indoor Units |  |  | 45000 | 20.4 | 10.6 | 47000 | 38000 | 80.85% | 2.1 | 0 | 12 |  |  |  | No | R-454B | 3.75 | Residential & Commercial | Ducted CEE Tier 1
215866696 | Mini/Multi Split | KADEN | HMSV-A-CB | KOB-HH-PS555HP-2AAMA |  | Ducted Indoor Units |  |  | 53000 | 20 | 10.7 | 55000 | 48000 | 87.27% | 2.1 | 0 | 11.7 |  |  |  | No | R-454B | 4.4167 | Residential & Commercial | Ducted CEE Tier 1
215864422 | Mini/Multi Split | MAINLINE | HMSV-A-CB | ML18HP230MULH-O |  | Ducted Indoor Units |  |  | 19000 | 20 | 10 | 20000 | 18000 | 90% | 2 | 0 | 13 |  |  |  | No | R-454B | 1.5833 | Residential & Commercial | Ducted CEE Tier 1
215864425 | Mini/Multi Split | MAINLINE | HMSV-A-CB | ML27HP230MULH-O |  | Ducted Indoor Units |  |  | 28000 | 19 | 9.5 | 28000 | 27000 | 96.43% | 2 | 0 | 12 |  |  |  | No | R-454B | 2.3333 | Residential & Commercial | Ducted CEE Tier 1
215864428 | Mini/Multi Split | MAINLINE | HMSV-A-CB | ML36HP230MULH-O |  | Ducted Indoor Units |  |  | 36000 | 19.4 | 10.4 | 36000 | 38000 | 105.6% | 2 | 0 | 12 |  |  |  | No | R-454B | 3 | Residential & Commercial | Ducted CEE Tier 1
215864431 | Mini/Multi Split | MAINLINE | HMSV-A-CB | ML48HP230MULH-O |  | Ducted Indoor Units |  |  | 47000 | 20.4 | 11 | 48000 | 48000 | 100% | 2 | 0 | 11.7 |  |  |  | No | R-454B | 3.9167 | Residential & Commercial | Ducted CEE Tier 1
215864434 | Mini/Multi Split | MAINLINE | HMSV-A-CB | ML55HP230MULH-O |  | Ducted Indoor Units |  |  | 53000 | 20 | 10.7 | 55000 | 48000 | 87.27% | 2.1 | 0 | 11.7 |  |  |  | No | R-454B | 4.4167 | Residential & Commercial | Ducted CEE Tier 1
215866669 | Mini/Multi Split | KADEN | HMSV-A-CB | KOB-PS218HP-2AAMA |  | Ducted Indoor Units |  |  | 18000 | 20 | 10 | 19000 | 14600 | 76.84% | 2.3 | 0 | 12 |  |  |  | No | R-454B | 1.5 | Residential & Commercial | Ducted CEE Tier 1
215866672 | Mini/Multi Split | KADEN | HMSV-A-CB | KOB-PS327HP-2AAMA |  | Ducted Indoor Units |  |  | 26600 | 21 | 9 | 26600 | 18800 | 70.68% | 2 | 0 | 12 |  |  |  | No | R-454B | 2.2167 | Residential & Commercial | Ducted CEE Tier 1
215866675 | Mini/Multi Split | KADEN | HMSV-A-CB | KOB-PS436HP-2AAMA |  | Ducted Indoor Units |  |  | 35000 | 20 | 9.2 | 37000 | 26000 | 70.27% | 2 | 0 | 11.7 |  |  |  | No | R-454B | 2.9167 | Residential & Commercial | Ducted CEE Tier 1
215866678 | Mini/Multi Split | KADEN | HMSV-A-CB | KOB-PS548HP-2AAMA |  | Ducted Indoor Units |  |  | 45000 | 20.4 | 10.6 | 47000 | 38000 | 80.85% | 2.1 | 0 | 12 |  |  |  | No | R-454B | 3.75 | Residential & Commercial | Ducted CEE Tier 1
215866684 | Mini/Multi Split | KADEN | HMSV-A-CB | KOB-HH-PS218HP-2AAMA |  | Ducted Indoor Units |  |  | 19000 | 20 | 10 | 20000 | 18000 | 90% | 2 | 0 | 13 |  |  |  | No | R-454B | 1.5833 | Residential & Commercial | Ducted CEE Tier 1
215866687 | Mini/Multi Split | KADEN | HMSV-A-CB | KOB-HH-PS327HP-2AAMA |  | Ducted Indoor Units |  |  | 28000 | 19 | 9.5 | 28000 | 27000 | 96.43% | 2 | 0 | 12 |  |  |  | No | R-454B | 2.3333 | Residential & Commercial | Ducted CEE Tier 1
215866690 | Mini/Multi Split | KADEN | HMSV-A-CB | KOB-HH-PS436HP-2AAMA |  | Ducted Indoor Units |  |  | 36000 | 19.4 | 10.4 | 36000 | 38000 | 105.6% | 2 | 0 | 12 |  |  |  | No | R-454B | 3 | Residential & Commercial | Ducted CEE Tier 1
215866693 | Mini/Multi Split | KADEN | HMSV-A-CB | KOB-HH-PS548HP-2AAMA |  | Ducted Indoor Units |  |  | 47000 | 20.4 | 11 | 48000 | 48000 | 100% | 2 | 0 | 11.7 |  |  |  | No | R-454B | 3.9167 | Residential & Commercial | Ducted CEE Tier 1
215866801 | Mini/Multi Split | AI AIR CONDITIONING | HMSV-A-CB | A3MO21-18N2-M1 |  | Ducted Indoor Units |  |  | 18000 | 20 | 10 | 19000 | 14600 | 76.84% | 2.3 | 0 | 12 |  |  |  | No | R-454B | 1.5 | Residential & Commercial | Ducted CEE Tier 1
215866804 | Mini/Multi Split | AI AIR CONDITIONING | HMSV-A-CB | A4MO21-27N2-M1 |  | Ducted Indoor Units |  |  | 26600 | 21 | 9 | 26600 | 18800 | 70.68% | 2 | 0 | 12 |  |  |  | No | R-454B | 2.2167 | Residential & Commercial | Ducted CEE Tier 1
215866807 | Mini/Multi Split | AI AIR CONDITIONING | HMSV-A-CB | A5MO21-36N2-M1 |  | Ducted Indoor Units |  |  | 35000 | 20 | 9.2 | 37000 | 26000 | 70.27% | 2 | 0 | 11.7 |  |  |  | No | R-454B | 2.9167 | Residential & Commercial | Ducted CEE Tier 1
215866810 | Mini/Multi Split | AI AIR CONDITIONING | HMSV-A-CB | A6MO21-48N2-M1 |  | Ducted Indoor Units |  |  | 45000 | 20.4 | 10.6 | 47000 | 38000 | 80.85% | 2.1 | 0 | 12 |  |  |  | No | R-454B | 3.75 | Residential & Commercial | Ducted CEE Tier 1
215866816 | Mini/Multi Split | AI AIR CONDITIONING | HMSV-A-CB | A3MO23-18N2-M1H |  | Ducted Indoor Units |  |  | 19000 | 20 | 10 | 20000 | 18000 | 90% | 2 | 0 | 13 |  |  |  | No | R-454B | 1.5833 | Residential & Commercial | Ducted CEE Tier 1
215866828 | Mini/Multi Split | AI AIR CONDITIONING | HMSV-A-CB | A6MO23-55N2-M1H |  | Ducted Indoor Units |  |  | 53000 | 20 | 10.7 | 55000 | 48000 | 87.27% | 2.1 | 0 | 11.7 |  |  |  | No | R-454B | 4.4167 | Residential & Commercial | Ducted CEE Tier 1
215866819 | Mini/Multi Split | AI AIR CONDITIONING | HMSV-A-CB | A4MO23-27N2-M1H |  | Ducted Indoor Units |  |  | 28000 | 19 | 9.5 | 28000 | 27000 | 96.43% | 2 | 0 | 12 |  |  |  | No | R-454B | 2.3333 | Residential & Commercial | Ducted CEE Tier 1
215866822 | Mini/Multi Split | AI AIR CONDITIONING | HMSV-A-CB | A5MO23-36N2-M1H |  | Ducted Indoor Units |  |  | 36000 | 19.4 | 10.4 | 36000 | 38000 | 105.6% | 2 | 0 | 12 |  |  |  | No | R-454B | 3 | Residential & Commercial | Ducted CEE Tier 1
215866825 | Mini/Multi Split | AI AIR CONDITIONING | HMSV-A-CB | A6MO23-48N2-M1H |  | Ducted Indoor Units |  |  | 47000 | 20.4 | 11 | 48000 | 48000 | 100% | 2 | 0 | 11.7 |  |  |  | No | R-454B | 3.9167 | Residential & Commercial | Ducted CEE Tier 1
215894272 | Mini/Multi Split | Nutech | HMSV-A-CB | N3OX430-18HFN10-M1-D |  | Ducted Indoor Units |  |  | 18000 | 20 | 10 | 19000 | 14600 | 76.84% | 2.3 | 0 | 12 |  |  |  | No | R-454B | 1.5 | Residential & Commercial | Ducted CEE Tier 1
215894275 | Mini/Multi Split | Nutech | HMSV-A-CB | N4OD30-27HFN10-M1D-D |  | Ducted Indoor Units |  |  | 26600 | 21 | 9 | 26600 | 18800 | 70.68% | 2 | 0 | 12 |  |  |  | No | R-454B | 2.2167 | Residential & Commercial | Ducted CEE Tier 1
215894278 | Mini/Multi Split | Nutech | HMSV-A-CB | N5OD30-36HFN10-M1D-D |  | Ducted Indoor Units |  |  | 35000 | 20 | 9.2 | 37000 | 26000 | 70.27% | 2 | 0 | 11.7 |  |  |  | No | R-454B | 2.9167 | Residential & Commercial | Ducted CEE Tier 1
215894281 | Mini/Multi Split | Nutech | HMSV-A-CB | N6OE30-48HFN10-M1D-D |  | Ducted Indoor Units |  |  | 45000 | 20.4 | 10.6 | 47000 | 38000 | 80.85% | 2.1 | 0 | 12 |  |  |  | No | R-454B | 3.75 | Residential & Commercial | Ducted CEE Tier 1
216021057 | Mini/Multi Split | MIDEA | HMSV-A-CB | MDV-V18WMN10T |  | Ducted Indoor Units |  |  | 18200 | 17 | 9 | 20000 | 18000 | 90% | 1.85 | 0 | 11.7 |  |  |  | No | R-454B | 1.5167 | Residential & Commercial | Ducted CEE Tier 1
216021058 | Mini/Multi Split | MIDEA | HMSV-A-CB | MDV-V24WMN10T |  | Ducted Indoor Units |  |  | 22000 | 17 | 9 | 25000 | 20000 | 80% | 1.8 | 0 | 11.7 |  |  |  | No | R-454B | 1.8333 | Residential & Commercial | Ducted CEE Tier 1
216021059 | Mini/Multi Split | MIDEA | HMSV-A-CB | MDV-V30WMN10T |  | Ducted Indoor Units |  |  | 30000 | 17.8 | 9.8 | 30000 | 30000 | 100% | 2 | 0 | 12 |  |  |  | No | R-454B | 2.5 | Residential & Commercial | Ducted CEE Tier 1
216021060 | Mini/Multi Split | MIDEA | HMSV-A-CB | MDV-V36WMN10T |  | Ducted Indoor Units |  |  | 36000 | 17.8 | 9.6 | 40000 | 34000 | 85% | 2 | 0 | 12 |  |  |  | No | R-454B | 3 | Residential & Commercial | Ducted CEE Tier 1
216021061 | Mini/Multi Split | MIDEA | HMSV-A-CB | MDV-V48WMN10T |  | Ducted Indoor Units |  |  | 47000 | 17.6 | 10 | 50000 | 35000 | 70% | 2 | 0 | 11.7 |  |  |  | No | R-454B | 3.9167 | Residential & Commercial | Ducted CEE Tier 1
216021091 | Mini/Multi Split | MDV | HMSV-A-CB | M4OD30-27HFPN10-M1D |  | Ducted Indoor Units |  |  | 26000 | 20 | 9.5 | 27000 | 19200 | 71.11% | 2.1 | 0 | 12 |  |  |  | No | R-454B | 2.1667 | Residential & Commercial | Ducted CEE Tier 1
216021093 | Mini/Multi Split | MDV | HMSV-A-CB | M5OD30-36HFPN10-M1D |  | Ducted Indoor Units |  |  | 33000 | 19 | 9.5 | 36000 | 25200 | 70% | 2 | 0 | 11.7 |  |  |  | No | R-454B | 2.75 | Residential & Commercial | Ducted CEE Tier 1
216021095 | Mini/Multi Split | MDV | HMSV-A-CB | M6OE30-48HFPN10-M1D |  | Ducted Indoor Units |  |  | 43000 | 20 | 10.5 | 47000 | 37000 | 78.72% | 2 | 0 | 12 |  |  |  | No | R-454B | 3.5833 | Residential & Commercial | Ducted CEE Tier 1
216021097 | Mini/Multi Split | MDV | HMSV-A-CB | M6OE31-53HFPN10-M1XD |  | Ducted Indoor Units |  |  | 47000 | 20 | 10.5 | 55000 | 46000 | 83.64% | 2 | 0 | 12 |  |  |  | No | R-454B | 3.9167 | Residential & Commercial | Ducted CEE Tier 1
216027633 | Mini/Multi Split | Capella | HMSV-A-CB | CPM2B1-H18A-O |  | Ducted Indoor Units |  |  | 19000 | 20 | 10 | 20000 | 18000 | 90% | 2 | 0 | 13 |  |  |  | No | R-454B | 1.5833 | Residential & Commercial | Ducted CEE Tier 1
216027636 | Mini/Multi Split | Capella | HMSV-A-CB | CPM3B1-H27A-O |  | Ducted Indoor Units |  |  | 28000 | 19 | 9.5 | 28000 | 27000 | 96.43% | 2 | 0 | 12 |  |  |  | No | R-454B | 2.3333 | Residential & Commercial | Ducted CEE Tier 1
216027639 | Mini/Multi Split | Capella | HMSV-A-CB | CPM4B1-H36A-O |  | Ducted Indoor Units |  |  | 36000 | 19.4 | 10.4 | 36000 | 38000 | 105.6% | 2 | 0 | 12 |  |  |  | No | R-454B | 3 | Residential & Commercial | Ducted CEE Tier 1
216027642 | Mini/Multi Split | Capella | HMSV-A-CB | CPM5B1-H48A-O |  | Ducted Indoor Units |  |  | 47000 | 20.4 | 11 | 48000 | 48000 | 100% | 2 | 0 | 11.7 |  |  |  | No | R-454B | 3.9167 | Residential & Commercial | Ducted CEE Tier 1
216027645 | Mini/Multi Split | Capella | HMSV-A-CB | CPM5B1-H55A-O |  | Ducted Indoor Units |  |  | 53000 | 20 | 10.7 | 55000 | 48000 | 87.27% | 2.1 | 0 | 11.7 |  |  |  | No | R-454B | 4.4167 | Residential & Commercial | Ducted CEE Tier 1
216027648 | Mini/Multi Split | Capella | HMSV-A-CB | CPM2B1V-H18A-O |  | Ducted Indoor Units |  |  | 19000 | 20 | 10 | 20000 | 18000 | 90% | 2 | 0 | 13 |  |  |  | No | R-454B | 1.5833 | Residential & Commercial | Ducted CEE Tier 1
216027651 | Mini/Multi Split | Capella | HMSV-A-CB | CPM3B1V-H27A-O |  | Ducted Indoor Units |  |  | 28000 | 19 | 9.5 | 28000 | 27000 | 96.43% | 2 | 0 | 12 |  |  |  | No | R-454B | 2.3333 | Residential & Commercial | Ducted CEE Tier 1
216027654 | Mini/Multi Split | Capella | HMSV-A-CB | CPM4B1V-H36A-O |  | Ducted Indoor Units |  |  | 36000 | 19.4 | 10.4 | 36000 | 38000 | 105.6% | 2 | 0 | 12 |  |  |  | No | R-454B | 3 | Residential & Commercial | Ducted CEE Tier 1
216031078 | Mini/Multi Split | MOOVAIR | HMSV-A-CB | MXHZA4862AV1 |  | Ducted Indoor Units |  |  | 47000 | 20.4 | 11 | 48000 | 48000 | 100% | 2 | 0 | 11.7 |  |  |  | No | R-454B | 3.9167 | Residential & Commercial | Ducted CEE Tier 1
216027657 | Mini/Multi Split | Capella | HMSV-A-CB | CPM5B1V-H48A-O |  | Ducted Indoor Units |  |  | 47000 | 20.4 | 11 | 48000 | 48000 | 100% | 2 | 0 | 11.7 |  |  |  | No | R-454B | 3.9167 | Residential & Commercial | Ducted CEE Tier 1
216027660 | Mini/Multi Split | Capella | HMSV-A-CB | CPM5B1V-H55A-O |  | Ducted Indoor Units |  |  | 53000 | 20 | 10.7 | 55000 | 48000 | 87.27% | 2.1 | 0 | 11.7 |  |  |  | No | R-454B | 4.4167 | Residential & Commercial | Ducted CEE Tier 1
216031060 | Mini/Multi Split | MOOVAIR | HMSV-A-CB | MXHSA2742AV1 |  | Ducted Indoor Units |  |  | 26600 | 21 | 9 | 26600 | 18800 | 70.68% | 2 | 0 | 12 |  |  |  | No | R-454B | 2.2167 | Residential & Commercial | Ducted CEE Tier 1
216031063 | Mini/Multi Split | MOOVAIR | HMSV-A-CB | MXHSA3652AV1 |  | Ducted Indoor Units |  |  | 35000 | 20 | 9.2 | 37000 | 26000 | 70.27% | 2 | 0 | 11.7 |  |  |  | No | R-454B | 2.9167 | Residential & Commercial | Ducted CEE Tier 1
216031066 | Mini/Multi Split | MOOVAIR | HMSV-A-CB | MXHSA4862AV1 |  | Ducted Indoor Units |  |  | 45000 | 20.4 | 10.6 | 47000 | 38000 | 80.85% | 2.1 | 0 | 12 |  |  |  | No | R-454B | 3.75 | Residential & Commercial | Ducted CEE Tier 1
216031069 | Mini/Multi Split | MOOVAIR | HMSV-A-CB | MXHZA1832AV1 |  | Ducted Indoor Units |  |  | 19000 | 20 | 10 | 20000 | 18000 | 90% | 2 | 0 | 13 |  |  |  | No | R-454B | 1.5833 | Residential & Commercial | Ducted CEE Tier 1
216031072 | Mini/Multi Split | MOOVAIR | HMSV-A-CB | MXHZA2742AV1 |  | Ducted Indoor Units |  |  | 28000 | 19 | 9.5 | 28000 | 27000 | 96.43% | 2 | 0 | 12 |  |  |  | No | R-454B | 2.3333 | Residential & Commercial | Ducted CEE Tier 1
216031075 | Mini/Multi Split | MOOVAIR | HMSV-A-CB | MXHZA3652AV1 |  | Ducted Indoor Units |  |  | 36000 | 19.4 | 10.4 | 36000 | 38000 | 105.6% | 2 | 0 | 12 |  |  |  | No | R-454B | 3 | Residential & Commercial | Ducted CEE Tier 1
216032296 | Mini/Multi Split | 1HVAC | HMSV-A-CB | ACIQ-18Z-HH-M3C |  | Ducted Indoor Units |  |  | 19000 | 20 | 10 | 20000 | 18000 | 90% | 2 | 0 | 13 |  |  |  | No | R-454B | 1.5833 | Residential & Commercial | Ducted CEE Tier 1
216032299 | Mini/Multi Split | 1HVAC | HMSV-A-CB | ACIQ-27Z-HH-M4C |  | Ducted Indoor Units |  |  | 28000 | 19 | 9.5 | 28000 | 27000 | 96.43% | 2 | 0 | 12 |  |  |  | No | R-454B | 2.3333 | Residential & Commercial | Ducted CEE Tier 1
216054509 | Mini/Multi Split | LENNOX | HMSV-A-CB | VPD036S6M-5P |  | Ducted Indoor Units |  |  | 38000 | 19 | 10 | 42000 | 31000 | 73.81% | 2.1 | 0 | 12 |  |  |  | No | R-32 | 3.1667 | Residential & Commercial | Ducted CEE Tier 1
216054510 | Mini/Multi Split | LENNOX | HMSV-A-CB | VPD048S6M-5P |  | Ducted Indoor Units |  |  | 48000 | 19 | 10 | 54000 | 38000 | 70.37% | 2.1 | 0 | 11.7 |  |  |  | No | R-32 | 4 | Residential & Commercial | Ducted CEE Tier 1
216054511 | Mini/Multi Split | LENNOX | HMSV-A-CB | VPD060S6M-5P |  | Ducted Indoor Units |  |  | 60000 | 16.5 | 9.5 | 66000 | 47000 | 71.21% | 2.1 | 0 | 10 |  |  |  | No | R-32 | 5 | Residential & Commercial | Ducted CEE Tier 1
216054512 | Mini/Multi Split | LENNOX | HMSV-A-CB | VPD060H6M-5P |  | Ducted Indoor Units |  |  | 60000 | 19 | 10.5 | 66000 | 47000 | 71.21% | 2.3 | 0 | 11.7 |  |  |  | No | R-32 | 5 | Residential & Commercial | Ducted CEE Tier 1
216032302 | Mini/Multi Split | 1HVAC | HMSV-A-CB | ACIQ-36Z-HH-M5C |  | Ducted Indoor Units |  |  | 36000 | 19.4 | 10.4 | 36000 | 38000 | 105.6% | 2 | 0 | 12 |  |  |  | No | R-454B | 3 | Residential & Commercial | Ducted CEE Tier 1
216032305 | Mini/Multi Split | 1HVAC | HMSV-A-CB | ACIQ-48Z-HH-M6C |  | Ducted Indoor Units |  |  | 47000 | 20.4 | 11 | 48000 | 48000 | 100% | 2 | 0 | 11.7 |  |  |  | No | R-454B | 3.9167 | Residential & Commercial | Ducted CEE Tier 1
216032308 | Mini/Multi Split | 1HVAC | HMSV-A-CB | ACIQ-55Z-HH-M6C |  | Ducted Indoor Units |  |  | 53000 | 20 | 10.7 | 55000 | 48000 | 87.27% | 2.1 | 0 | 11.7 |  |  |  | No | R-454B | 4.4167 | Residential & Commercial | Ducted CEE Tier 1
216032311 | Mini/Multi Split | 1HVAC | HMSV-A-CB | ES-18Z-M3C |  | Ducted Indoor Units |  |  | 18000 | 20 | 10 | 19000 | 14600 | 76.84% | 2.3 | 0 | 12 |  |  |  | No | R-454B | 1.5 | Residential & Commercial | Ducted CEE Tier 1
216032314 | Mini/Multi Split | 1HVAC | HMSV-A-CB | ES-27Z-M4C |  | Ducted Indoor Units |  |  | 26600 | 21 | 9 | 26600 | 18800 | 70.68% | 2 | 0 | 12 |  |  |  | No | R-454B | 2.2167 | Residential & Commercial | Ducted CEE Tier 1
216032317 | Mini/Multi Split | 1HVAC | HMSV-A-CB | ES-36Z-M5C |  | Ducted Indoor Units |  |  | 35000 | 20 | 9.2 | 37000 | 26000 | 70.27% | 2 | 0 | 11.7 |  |  |  | No | R-454B | 2.9167 | Residential & Commercial | Ducted CEE Tier 1
216032320 | Mini/Multi Split | 1HVAC | HMSV-A-CB | ES-48Z-M6C |  | Ducted Indoor Units |  |  | 45000 | 20.4 | 10.6 | 47000 | 38000 | 80.85% | 2.1 | 0 | 12 |  |  |  | No | R-454B | 3.75 | Residential & Commercial | Ducted CEE Tier 1
216032362 | Mini/Multi Split | ACIQ | HMSV-A-CB | ACIQ-18Z-HH-M3C |  | Ducted Indoor Units |  |  | 19000 | 20 | 10 | 20000 | 18000 | 90% | 2 | 0 | 13 |  |  |  | No | R-454B | 1.5833 | Residential & Commercial | Ducted CEE Tier 1
216032365 | Mini/Multi Split | ACIQ | HMSV-A-CB | ACIQ-27Z-HH-M4C |  | Ducted Indoor Units |  |  | 28000 | 19 | 9.5 | 28000 | 27000 | 96.43% | 2 | 0 | 12 |  |  |  | No | R-454B | 2.3333 | Residential & Commercial | Ducted CEE Tier 1
216032368 | Mini/Multi Split | ACIQ | HMSV-A-CB | ACIQ-36Z-HH-M5C |  | Ducted Indoor Units |  |  | 36000 | 19.4 | 10.4 | 36000 | 38000 | 105.6% | 2 | 0 | 12 |  |  |  | No | R-454B | 3 | Residential & Commercial | Ducted CEE Tier 1
216032371 | Mini/Multi Split | ACIQ | HMSV-A-CB | ACIQ-48Z-HH-M6C |  | Ducted Indoor Units |  |  | 47000 | 20.4 | 11 | 48000 | 48000 | 100% | 2 | 0 | 11.7 |  |  |  | No | R-454B | 3.9167 | Residential & Commercial | Ducted CEE Tier 1
216032374 | Mini/Multi Split | ACIQ | HMSV-A-CB | ACIQ-55Z-HH-M6C |  | Ducted Indoor Units |  |  | 53000 | 20 | 10.7 | 55000 | 48000 | 87.27% | 2.1 | 0 | 11.7 |  |  |  | No | R-454B | 4.4167 | Residential & Commercial | Ducted CEE Tier 1
216032377 | Mini/Multi Split | ACIQ | HMSV-A-CB | ES-18Z-M3C |  | Ducted Indoor Units |  |  | 18000 | 20 | 10 | 19000 | 14600 | 76.84% | 2.3 | 0 | 12 |  |  |  | No | R-454B | 1.5 | Residential & Commercial | Ducted CEE Tier 1
216032380 | Mini/Multi Split | ACIQ | HMSV-A-CB | ES-27Z-M4C |  | Ducted Indoor Units |  |  | 26600 | 21 | 9 | 26600 | 18800 | 70.68% | 2 | 0 | 12 |  |  |  | No | R-454B | 2.2167 | Residential & Commercial | Ducted CEE Tier 1
216032383 | Mini/Multi Split | ACIQ | HMSV-A-CB | ES-36Z-M5C |  | Ducted Indoor Units |  |  | 35000 | 20 | 9.2 | 37000 | 26000 | 70.27% | 2 | 0 | 11.7 |  |  |  | No | R-454B | 2.9167 | Residential & Commercial | Ducted CEE Tier 1
216032437 | Mini/Multi Split | AUX | HMSV-A-CB | ASUM18HPMULO |  | Ducted Indoor Units |  |  | 18000 | 20.5 | 9.8 | 21000 | 19000 | 90.48% | 2 | 0 | 12.3 |  |  |  | No | R-32 | 1.5 | Residential & Commercial | Ducted CEE Tier 1
216032438 | Mini/Multi Split | AUX | HMSV-A-CB | ASUM24HPMULO |  | Ducted Indoor Units |  |  | 24000 | 21 | 10 | 26000 | 19800 | 76.15% | 1.9 | 0 | 13 |  |  |  | No | R-32 | 2 | Residential & Commercial | Ducted CEE Tier 1
216032439 | Mini/Multi Split | AUX | HMSV-A-CB | ASUM36HPMULO |  | Ducted Indoor Units |  |  | 36000 | 21.5 | 10 | 36000 | 34000 | 94.44% | 1.9 | 0 | 12.5 |  |  |  | No | R-32 | 3 | Residential & Commercial | Ducted CEE Tier 1
216032440 | Mini/Multi Split | AUX | HMSV-A-CB | ASUM42HPMULO |  | Ducted Indoor Units |  |  | 42000 | 22 | 10 | 42000 | 35000 | 83.33% | 2.1 | 0 | 12.3 |  |  |  | No | R-32 | 3.5 | Residential & Commercial | Ducted CEE Tier 1
216032386 | Mini/Multi Split | ACIQ | HMSV-A-CB | ES-48Z-M6C |  | Ducted Indoor Units |  |  | 45000 | 20.4 | 10.6 | 47000 | 38000 | 80.85% | 2.1 | 0 | 12 |  |  |  | No | R-454B | 3.75 | Residential & Commercial | Ducted CEE Tier 1
216032590 | Mini/Multi Split | MRCOOL | HMSV-A-CB | DIY-MULTI4-27HP230D-O |  | Ducted Indoor Units |  |  | 26000 | 20 | 9.5 | 27000 | 19200 | 71.11% | 2.1 | 0 | 12 |  |  |  | No | R-454B | 2.1667 | Residential & Commercial | Ducted CEE Tier 1
216032593 | Mini/Multi Split | MRCOOL | HMSV-A-CB | DIY-MULTI5-36HP230D-O |  | Ducted Indoor Units |  |  | 33000 | 19 | 9.5 | 36000 | 25200 | 70% | 2 | 0 | 11.7 |  |  |  | No | R-454B | 2.75 | Residential & Commercial | Ducted CEE Tier 1
216032596 | Mini/Multi Split | MRCOOL | HMSV-A-CB | DIY-MULTI6-48HP230D-O |  | Ducted Indoor Units |  |  | 43000 | 20 | 10.5 | 47000 | 37000 | 78.72% | 2 | 0 | 12 |  |  |  | No | R-454B | 3.5833 | Residential & Commercial | Ducted CEE Tier 1
216032599 | Mini/Multi Split | MRCOOL | HMSV-A-CB | DIY-MULTI6-55HP230D-O |  | Ducted Indoor Units |  |  | 47000 | 20 | 10.5 | 55000 | 46000 | 83.64% | 2 | 0 | 12 |  |  |  | No | R-454B | 3.9167 | Residential & Commercial | Ducted CEE Tier 1
216046640 | Mini/Multi Split | ELIOS | HMSV-A-CB | EXHSA2742AV1 |  | Ducted Indoor Units |  |  | 26600 | 21 | 9 | 26600 | 18800 | 70.68% | 2 | 0 | 12 |  |  |  | No | R-454B | 2.2167 | Residential & Commercial | Ducted CEE Tier 1
216046646 | Mini/Multi Split | ELIOS | HMSV-A-CB | EXHSA4862AV1 |  | Ducted Indoor Units |  |  | 45000 | 20.4 | 10.6 | 47000 | 38000 | 80.85% | 2.1 | 0 | 12 |  |  |  | No | R-454B | 3.75 | Residential & Commercial | Ducted CEE Tier 1
216051352 | Mini/Multi Split | Kepler | HMSV-A-CB | ODUM3OK-27HFN1-M* |  | Ducted Indoor Units |  |  | 28000 | 20 | 9.5 | 28000 | 25000 | 89.29% | 1.8 | 11.5 | 11.7 |  |  |  | No | R-410A | 2.3333 | Residential & Commercial | Ducted CEE Tier 1
216046643 | Mini/Multi Split | ELIOS | HMSV-A-CB | EXHSA3652AV1 |  | Ducted Indoor Units |  |  | 35000 | 20 | 9.2 | 37000 | 26000 | 70.27% | 2 | 0 | 11.7 |  |  |  | No | R-454B | 2.9167 | Residential & Commercial | Ducted CEE Tier 1
216097125 | Mini/Multi Split | COMFORT-AIRE | HMSV-A-CB | A-VHP183A-1 |  | Ducted Indoor Units |  |  | 19000 | 20 | 10 | 20000 | 18000 | 90% | 2 | 0 | 13 |  |  |  | No | R-454B | 1.5833 | Residential & Commercial | Ducted CEE Tier 1
216097128 | Mini/Multi Split | COMFORT-AIRE | HMSV-A-CB | A-VHP284A-1 |  | Ducted Indoor Units |  |  | 28000 | 19 | 9.5 | 28000 | 27000 | 96.43% | 2 | 0 | 12 |  |  |  | No | R-454B | 2.3333 | Residential & Commercial | Ducted CEE Tier 1
216097131 | Mini/Multi Split | COMFORT-AIRE | HMSV-A-CB | A-VHP365A-1 |  | Ducted Indoor Units |  |  | 36000 | 19.4 | 10.4 | 36000 | 38000 | 105.6% | 2 | 0 | 12 |  |  |  | No | R-454B | 3 | Residential & Commercial | Ducted CEE Tier 1
216097134 | Mini/Multi Split | COMFORT-AIRE | HMSV-A-CB | A-VHP486A-1 |  | Ducted Indoor Units |  |  | 47000 | 20.4 | 11 | 48000 | 48000 | 100% | 2 | 0 | 11.7 |  |  |  | No | R-454B | 3.9167 | Residential & Commercial | Ducted CEE Tier 1
216097137 | Mini/Multi Split | COMFORT-AIRE | HMSV-A-CB | A-VHP556A-1 |  | Ducted Indoor Units |  |  | 53000 | 20 | 10.7 | 55000 | 48000 | 87.27% | 2.1 | 0 | 11.7 |  |  |  | No | R-454B | 4.4167 | Residential & Commercial | Ducted CEE Tier 1
216097140 | Mini/Multi Split | Kerr | HMSV-A-CB | A-KHP183A-1 |  | Ducted Indoor Units |  |  | 19000 | 20 | 10 | 20000 | 18000 | 90% | 2 | 0 | 13 |  |  |  | No | R-454B | 1.5833 | Residential & Commercial | Ducted CEE Tier 1
216097143 | Mini/Multi Split | Kerr | HMSV-A-CB | A-KHP284A-1 |  | Ducted Indoor Units |  |  | 28000 | 19 | 9.5 | 28000 | 27000 | 96.43% | 2 | 0 | 12 |  |  |  | No | R-454B | 2.3333 | Residential & Commercial | Ducted CEE Tier 1
216097146 | Mini/Multi Split | Kerr | HMSV-A-CB | A-KHP365A-1 |  | Ducted Indoor Units |  |  | 36000 | 19.4 | 10.4 | 36000 | 38000 | 105.6% | 2 | 0 | 12 |  |  |  | No | R-454B | 3 | Residential & Commercial | Ducted CEE Tier 1
216097154 | Mini/Multi Split | Kerr | HMSV-A-CB | A-KHP556A-1 |  | Ducted Indoor Units |  |  | 53000 | 20 | 10.7 | 55000 | 48000 | 87.27% | 2.1 | 0 | 11.7 |  |  |  | No | R-454B | 4.4167 | Residential & Commercial | Ducted CEE Tier 1
216097150 | Mini/Multi Split | Kerr | HMSV-A-CB | A-KHP486A-1 |  | Ducted Indoor Units |  |  | 47000 | 20.4 | 11 | 48000 | 48000 | 100% | 2 | 0 | 11.7 |  |  |  | No | R-454B | 3.9167 | Residential & Commercial | Ducted CEE Tier 1
215357122 | Mini/Multi Split | BRYANT | HMSV-A-CB | 37MGHAQ48FA3 |  | Ducted Indoor Units |  |  | 47000 | 20.5 | 11 | 48000 | 48000 | 100% | 2 | 0 | 11.7 |  |  |  | No | R-454B | 3.9167 | Residential & Commercial | Ducted CEE Tier 1
214717095 | Mini/Multi Split | TOSOT | HMSV-A-CB | TVRF-V48WL/C |  | Ducted Indoor Units |  |  | 48000 | 17.1 | 8.55 | 48000 | 33600 | 70% | 2 | 0 | 10.5 |  |  |  | No | R-410A | 4 | Residential & Commercial | Ducted CEE Tier 1
214717096 | Mini/Multi Split | TOSOT | HMSV-A-CB | TVRF-V36WL/C |  | Ducted Indoor Units |  |  | 36000 | 18.5 | 8.7 | 36000 | 25200 | 70% | 2.2 | 0 | 11.5 |  |  |  | No | R-410A | 3 | Residential & Commercial | Ducted CEE Tier 1
215357126 | Mini/Multi Split | BRYANT | HMSV-A-CB | 37MGHAQ55FA3 |  | Ducted Indoor Units |  |  | 53000 | 20.2 | 10.7 | 55000 | 48000 | 87.27% | 2.1 | 0 | 11.7 |  |  |  | No | R-454B | 4.4167 | Residential & Commercial | Ducted CEE Tier 1
215357127 | Mini/Multi Split | ARCOAIRE | HMSV-A-CB | D5CMHAH18CAK |  | Ducted Indoor Units |  |  | 19000 | 20 | 10 | 20000 | 18000 | 90% | 2 | 0 | 13 |  |  |  | No | R-454B | 1.5833 | Residential & Commercial | Ducted CEE Tier 1
215357133 | Mini/Multi Split | BRYANT | HMSV-A-CB | 37MGRAQ18CA3 |  | Ducted Indoor Units |  |  | 18000 | 20 | 10 | 19000 | 14600 | 76.84% | 2.3 | 0 | 12 |  |  |  | No | R-454B | 1.5 | Residential & Commercial | Ducted CEE Tier 1
215357132 | Mini/Multi Split | ARCOAIRE | HMSV-A-CB | D5CMHAH24DAK |  | Ducted Indoor Units |  |  | 24000 | 20 | 9.5 | 25000 | 25000 | 100% | 1.9 | 0 | 13 |  |  |  | No | R-454B | 2 | Residential & Commercial | Ducted CEE Tier 1
215357140 | Mini/Multi Split | BRYANT | HMSV-A-CB | 37MGRAQ24DA3 |  | Ducted Indoor Units |  |  | 24000 | 21 | 9.5 | 25000 | 18000 | 72% | 2 | 0 | 12.5 |  |  |  | No | R-454B | 2 | Residential & Commercial | Ducted CEE Tier 1
214861696 | Mini/Multi Split | MDV | HMSV-A-CB | M4OD31-27HFN10-M1XD |  | Ducted Indoor Units |  |  | 28000 | 19 | 9.5 | 28000 | 27000 | 96.43% | 2 | 0 | 12 |  |  |  | No | R-454B | 2.3333 | Residential & Commercial | Ducted CEE Tier 1
214861699 | Mini/Multi Split | MDV | HMSV-A-CB | M5OX631-36HFN10-M1XD |  | Ducted Indoor Units |  |  | 36000 | 19.5 | 10.5 | 36000 | 38000 | 105.6% | 2 | 0 | 12 |  |  |  | No | R-454B | 3 | Residential & Commercial | Ducted CEE Tier 1
214861702 | Mini/Multi Split | MDV | HMSV-A-CB | M6OE31-48HFN10-M1XD |  | Ducted Indoor Units |  |  | 47000 | 20.5 | 11 | 48000 | 48000 | 100% | 2 | 0 | 11.7 |  |  |  | No | R-454B | 3.9167 | Residential & Commercial | Ducted CEE Tier 1
214861705 | Mini/Multi Split | MDV | HMSV-A-CB | M6OE31-53HFN10-M1XD |  | Ducted Indoor Units |  |  | 53000 | 20.2 | 10.7 | 55000 | 48000 | 87.27% | 2.1 | 0 | 11.7 |  |  |  | No | R-454B | 4.4167 | Residential & Commercial | Ducted CEE Tier 1
214861708 | Mini/Multi Split | MDV | HMSV-A-CB | M3OX430-18HFN10-M1 |  | Ducted Indoor Units |  |  | 18000 | 20 | 10 | 19000 | 14600 | 76.84% | 2.3 | 0 | 12 |  |  |  | No | R-454B | 1.5 | Residential & Commercial | Ducted CEE Tier 1
214861711 | Mini/Multi Split | MDV | HMSV-A-CB | M4OD30-27HFN10-M1D |  | Ducted Indoor Units |  |  | 26600 | 21 | 9.2 | 26600 | 18800 | 70.68% | 2 | 0 | 12 |  |  |  | No | R-454B | 2.2167 | Residential & Commercial | Ducted CEE Tier 1
214861714 | Mini/Multi Split | MDV | HMSV-A-CB | M5OD30-36HFN10-M1D |  | Ducted Indoor Units |  |  | 35000 | 20 | 9.2 | 37000 | 26000 | 70.27% | 2 | 0 | 11.7 |  |  |  | No | R-454B | 2.9167 | Residential & Commercial | Ducted CEE Tier 1
214861717 | Mini/Multi Split | MDV | HMSV-A-CB | M6OE30-48HFN10-M1D |  | Ducted Indoor Units |  |  | 45000 | 20.5 | 10.6 | 47000 | 38000 | 80.85% | 2.1 | 0 | 12 |  |  |  | No | R-454B | 3.75 | Residential & Commercial | Ducted CEE Tier 1
214861720 | Mini/Multi Split | MDV | HMSV-A-CB | M3OD31-18HFN10-M1X |  | Ducted Indoor Units |  |  | 19000 | 20 | 10 | 20000 | 18000 | 90% | 2 | 0 | 13 |  |  |  | No | R-454B | 1.5833 | Residential & Commercial | Ducted CEE Tier 1
214861723 | Mini/Multi Split | MDV | HMSV-A-CB | M4OD31-27HFN10-M1X |  | Ducted Indoor Units |  |  | 28000 | 19 | 9.5 | 28000 | 27000 | 96.43% | 2 | 0 | 12 |  |  |  | No | R-454B | 2.3333 | Residential & Commercial | Ducted CEE Tier 1
214861727 | Mini/Multi Split | MDV | HMSV-A-CB | M6OE31-48HFN10-M1X |  | Ducted Indoor Units |  |  | 47000 | 20.5 | 11 | 48000 | 48000 | 100% | 2 | 0 | 11.7 |  |  |  | No | R-454B | 3.9167 | Residential & Commercial | Ducted CEE Tier 1
214861730 | Mini/Multi Split | MDV | HMSV-A-CB | M6OE31-53HFN10-M1X |  | Ducted Indoor Units |  |  | 53000 | 20.2 | 10.7 | 55000 | 48000 | 87.27% | 2.1 | 0 | 11.7 |  |  |  | No | R-454B | 4.4167 | Residential & Commercial | Ducted CEE Tier 1
214861735 | Mini/Multi Split | MDV | HMSV-A-CB | M4OD30-27HFN10-M1 |  | Ducted Indoor Units |  |  | 26600 | 21 | 9.2 | 26600 | 18800 | 70.68% | 2 | 0 | 12 |  |  |  | No | R-454B | 2.2167 | Residential & Commercial | Ducted CEE Tier 1
214861738 | Mini/Multi Split | MDV | HMSV-A-CB | M5OD30-36HFN10-M1 |  | Ducted Indoor Units |  |  | 35000 | 20 | 9.2 | 37000 | 26000 | 70.27% | 2 | 0 | 11.7 |  |  |  | No | R-454B | 2.9167 | Residential & Commercial | Ducted CEE Tier 1
214861741 | Mini/Multi Split | MDV | HMSV-A-CB | M6OE30-48HFN10-M1 |  | Ducted Indoor Units |  |  | 45000 | 20.5 | 10.6 | 47000 | 38000 | 80.85% | 2.1 | 0 | 12 |  |  |  | No | R-454B | 3.75 | Residential & Commercial | Ducted CEE Tier 1
214861750 | Mini/Multi Split | MDV | HMSV-A-CB | M3OD31-18HFN10-M1XD* |  | Ducted Indoor Units |  |  | 19000 | 20 | 10 | 20000 | 18000 | 90% | 2 | 0 | 13 |  |  |  | No | R-454B | 1.5833 | Residential & Commercial | Ducted CEE Tier 1
214861753 | Mini/Multi Split | MDV | HMSV-A-CB | M4OD31-27HFN10-M1XD* |  | Ducted Indoor Units |  |  | 28000 | 19 | 9.5 | 28000 | 27000 | 96.43% | 2 | 0 | 12 |  |  |  | No | R-454B | 2.3333 | Residential & Commercial | Ducted CEE Tier 1
214861756 | Mini/Multi Split | MDV | HMSV-A-CB | M5OX631-36HFN10-M1XD* |  | Ducted Indoor Units |  |  | 36000 | 19.5 | 10.5 | 36000 | 38000 | 105.6% | 2 | 0 | 12 |  |  |  | No | R-454B | 3 | Residential & Commercial | Ducted CEE Tier 1
214861759 | Mini/Multi Split | MDV | HMSV-A-CB | M6OE31-48HFN10-M1XD* |  | Ducted Indoor Units |  |  | 47000 | 20.5 | 11 | 48000 | 48000 | 100% | 2 | 0 | 11.7 |  |  |  | No | R-454B | 3.9167 | Residential & Commercial | Ducted CEE Tier 1
214861762 | Mini/Multi Split | MDV | HMSV-A-CB | M6OE31-53HFN10-M1XD* |  | Ducted Indoor Units |  |  | 53000 | 20.2 | 10.7 | 55000 | 48000 | 87.27% | 2.1 | 0 | 11.7 |  |  |  | No | R-454B | 4.4167 | Residential & Commercial | Ducted CEE Tier 1
214861765 | Mini/Multi Split | MDV | HMSV-A-CB | M3OX430-18HFN10-M1* |  | Ducted Indoor Units |  |  | 18000 | 20 | 10 | 19000 | 14600 | 76.84% | 2.3 | 0 | 12 |  |  |  | No | R-454B | 1.5 | Residential & Commercial | Ducted CEE Tier 1
214861768 | Mini/Multi Split | MDV | HMSV-A-CB | M4OD30-27HFN10-M1D* |  | Ducted Indoor Units |  |  | 26600 | 21 | 9.2 | 26600 | 18800 | 70.68% | 2 | 0 | 12 |  |  |  | No | R-454B | 2.2167 | Residential & Commercial | Ducted CEE Tier 1
214861771 | Mini/Multi Split | MDV | HMSV-A-CB | M5OD30-36HFN10-M1D* |  | Ducted Indoor Units |  |  | 35000 | 20 | 9.2 | 37000 | 26000 | 70.27% | 2 | 0 | 11.7 |  |  |  | No | R-454B | 2.9167 | Residential & Commercial | Ducted CEE Tier 1
214861774 | Mini/Multi Split | MDV | HMSV-A-CB | M6OE30-48HFN10-M1D* |  | Ducted Indoor Units |  |  | 45000 | 20.5 | 10.6 | 47000 | 38000 | 80.85% | 2.1 | 0 | 12 |  |  |  | No | R-454B | 3.75 | Residential & Commercial | Ducted CEE Tier 1
214861780 | Mini/Multi Split | MDV | HMSV-A-CB | M3OD31-18HFN10-M1X* |  | Ducted Indoor Units |  |  | 19000 | 20 | 10 | 20000 | 18000 | 90% | 2 | 0 | 13 |  |  |  | No | R-454B | 1.5833 | Residential & Commercial | Ducted CEE Tier 1
214861783 | Mini/Multi Split | MDV | HMSV-A-CB | M4OD31-27HFN10-M1X* |  | Ducted Indoor Units |  |  | 28000 | 19 | 9.5 | 28000 | 27000 | 96.43% | 2 | 0 | 12 |  |  |  | No | R-454B | 2.3333 | Residential & Commercial | Ducted CEE Tier 1
214861786 | Mini/Multi Split | MDV | HMSV-A-CB | M5OX631-36HFN10-M1X* |  | Ducted Indoor Units |  |  | 36000 | 19.5 | 10.5 | 36000 | 38000 | 105.6% | 2 | 0 | 12 |  |  |  | No | R-454B | 3 | Residential & Commercial | Ducted CEE Tier 1
214861789 | Mini/Multi Split | MDV | HMSV-A-CB | M5OX631-36HFN10-M1X** |  | Ducted Indoor Units |  |  | 36000 | 19.5 | 10.5 | 36000 | 38000 | 105.6% | 2 | 0 | 12 |  |  |  | No | R-454B | 3 | Residential & Commercial | Ducted CEE Tier 1
214861792 | Mini/Multi Split | MDV | HMSV-A-CB | M6OE31-48HFN10-M1X* |  | Ducted Indoor Units |  |  | 47000 | 20.5 | 11 | 48000 | 48000 | 100% | 2 | 0 | 11.7 |  |  |  | No | R-454B | 3.9167 | Residential & Commercial | Ducted CEE Tier 1
214861795 | Mini/Multi Split | MDV | HMSV-A-CB | M6OE31-53HFN10-M1X* |  | Ducted Indoor Units |  |  | 53000 | 20.2 | 10.7 | 55000 | 48000 | 87.27% | 2.1 | 0 | 11.7 |  |  |  | No | R-454B | 4.4167 | Residential & Commercial | Ducted CEE Tier 1
214861798 | Mini/Multi Split | MDV | HMSV-A-CB | M4OD30-27HFN10-M1* |  | Ducted Indoor Units |  |  | 26600 | 21 | 9.2 | 26600 | 18800 | 70.68% | 2 | 0 | 12 |  |  |  | No | R-454B | 2.2167 | Residential & Commercial | Ducted CEE Tier 1
214861801 | Mini/Multi Split | MDV | HMSV-A-CB | M5OD30-36HFN10-M1* |  | Ducted Indoor Units |  |  | 35000 | 20 | 9.2 | 37000 | 26000 | 70.27% | 2 | 0 | 11.7 |  |  |  | No | R-454B | 2.9167 | Residential & Commercial | Ducted CEE Tier 1
214861804 | Mini/Multi Split | MDV | HMSV-A-CB | M6OE30-48HFN10-M1* |  | Ducted Indoor Units |  |  | 45000 | 20.5 | 10.6 | 47000 | 38000 | 80.85% | 2.1 | 0 | 12 |  |  |  | No | R-454B | 3.75 | Residential & Commercial | Ducted CEE Tier 1
214861810 | Mini/Multi Split | MDV | HMSV-A-CB | M3OD31-18HFN10-M1XD-D |  | Ducted Indoor Units |  |  | 19000 | 20 | 10 | 20000 | 18000 | 90% | 2 | 0 | 13 |  |  |  | No | R-454B | 1.5833 | Residential & Commercial | Ducted CEE Tier 1
214861813 | Mini/Multi Split | MDV | HMSV-A-CB | M4OD31-27HFN10-M1XD-D |  | Ducted Indoor Units |  |  | 28000 | 19 | 9.5 | 28000 | 27000 | 96.43% | 2 | 0 | 12 |  |  |  | No | R-454B | 2.3333 | Residential & Commercial | Ducted CEE Tier 1
214861816 | Mini/Multi Split | MDV | HMSV-A-CB | M5OX631-36HFN10-M1XD-D |  | Ducted Indoor Units |  |  | 36000 | 19.4 | 10.4 | 36000 | 38000 | 105.6% | 2 | 0 | 12 |  |  |  | No | R-454B | 3 | Residential & Commercial | Ducted CEE Tier 1
214861819 | Mini/Multi Split | MDV | HMSV-A-CB | M6OE31-48HFN10-M1XD-D |  | Ducted Indoor Units |  |  | 47000 | 20.4 | 11 | 48000 | 48000 | 100% | 2 | 0 | 11.7 |  |  |  | No | R-454B | 3.9167 | Residential & Commercial | Ducted CEE Tier 1
214861822 | Mini/Multi Split | MDV | HMSV-A-CB | M6OE31-53HFN10-M1XD-D |  | Ducted Indoor Units |  |  | 53000 | 20 | 10.7 | 55000 | 48000 | 87.27% | 2.1 | 0 | 11.7 |  |  |  | No | R-454B | 4.4167 | Residential & Commercial | Ducted CEE Tier 1
214861825 | Mini/Multi Split | MDV | HMSV-A-CB | M3OD31-18HFN10-M1XD-D* |  | Ducted Indoor Units |  |  | 19000 | 20 | 10 | 20000 | 18000 | 90% | 2 | 0 | 13 |  |  |  | No | R-454B | 1.5833 | Residential & Commercial | Ducted CEE Tier 1
214861831 | Mini/Multi Split | MDV | HMSV-A-CB | M5OX631-36HFN10-M1XD-D* |  | Ducted Indoor Units |  |  | 36000 | 19.4 | 10.4 | 36000 | 38000 | 105.6% | 2 | 0 | 12 |  |  |  | No | R-454B | 3 | Residential & Commercial | Ducted CEE Tier 1
214861834 | Mini/Multi Split | MDV | HMSV-A-CB | M6OE31-48HFN10-M1XD-D* |  | Ducted Indoor Units |  |  | 47000 | 20.4 | 11 | 48000 | 48000 | 100% | 2 | 0 | 11.7 |  |  |  | No | R-454B | 3.9167 | Residential & Commercial | Ducted CEE Tier 1
214861837 | Mini/Multi Split | MDV | HMSV-A-CB | M6OE31-53HFN10-M1XD-D* |  | Ducted Indoor Units |  |  | 53000 | 20 | 10.7 | 55000 | 48000 | 87.27% | 2.1 | 0 | 11.7 |  |  |  | No | R-454B | 4.4167 | Residential & Commercial | Ducted CEE Tier 1
214861840 | Mini/Multi Split | MDV | HMSV-A-CB | M3OX430-18HFN10-M1-D |  | Ducted Indoor Units |  |  | 18000 | 20 | 10 | 19000 | 14600 | 76.84% | 2.3 | 0 | 12 |  |  |  | No | R-454B | 1.5 | Residential & Commercial | Ducted CEE Tier 1
214861843 | Mini/Multi Split | MDV | HMSV-A-CB | M4OD30-27HFN10-M1D-D |  | Ducted Indoor Units |  |  | 26600 | 21 | 9 | 26600 | 18800 | 70.68% | 2 | 0 | 12 |  |  |  | No | R-454B | 2.2167 | Residential & Commercial | Ducted CEE Tier 1
214861846 | Mini/Multi Split | MDV | HMSV-A-CB | M5OD30-36HFN10-M1D-D |  | Ducted Indoor Units |  |  | 35000 | 20 | 9.2 | 37000 | 26000 | 70.27% | 2 | 0 | 11.7 |  |  |  | No | R-454B | 2.9167 | Residential & Commercial | Ducted CEE Tier 1
214861849 | Mini/Multi Split | MDV | HMSV-A-CB | M6OE30-48HFN10-M1D-D |  | Ducted Indoor Units |  |  | 45000 | 20.4 | 10.6 | 47000 | 38000 | 80.85% | 2.1 | 0 | 12 |  |  |  | No | R-454B | 3.75 | Residential & Commercial | Ducted CEE Tier 1
214861855 | Mini/Multi Split | MDV | HMSV-A-CB | M3OX430-18HFN10-M1-D* |  | Ducted Indoor Units |  |  | 18000 | 20 | 10 | 19000 | 14600 | 76.84% | 2.3 | 0 | 12 |  |  |  | No | R-454B | 1.5 | Residential & Commercial | Ducted CEE Tier 1
214861858 | Mini/Multi Split | MDV | HMSV-A-CB | M4OD30-27HFN10-M1D-D* |  | Ducted Indoor Units |  |  | 26600 | 21 | 9 | 26600 | 18800 | 70.68% | 2 | 0 | 12 |  |  |  | No | R-454B | 2.2167 | Residential & Commercial | Ducted CEE Tier 1
214861861 | Mini/Multi Split | MDV | HMSV-A-CB | M5OD30-36HFN10-M1D-D* |  | Ducted Indoor Units |  |  | 35000 | 20 | 9.2 | 37000 | 26000 | 70.27% | 2 | 0 | 11.7 |  |  |  | No | R-454B | 2.9167 | Residential & Commercial | Ducted CEE Tier 1
214861864 | Mini/Multi Split | MDV | HMSV-A-CB | M6OE30-48HFN10-M1D-D* |  | Ducted Indoor Units |  |  | 45000 | 20.4 | 10.6 | 47000 | 38000 | 80.85% | 2.1 | 0 | 12 |  |  |  | No | R-454B | 3.75 | Residential & Commercial | Ducted CEE Tier 1
214861870 | Mini/Multi Split | MDV | HMSV-A-CB | M3OD31-18HFN10-M1X-D |  | Ducted Indoor Units |  |  | 19000 | 20 | 10 | 20000 | 18000 | 90% | 2 | 0 | 13 |  |  |  | No | R-454B | 1.5833 | Residential & Commercial | Ducted CEE Tier 1
214861873 | Mini/Multi Split | MDV | HMSV-A-CB | M4OD31-27HFN10-M1X-D |  | Ducted Indoor Units |  |  | 28000 | 19 | 9.5 | 28000 | 27000 | 96.43% | 2 | 0 | 12 |  |  |  | No | R-454B | 2.3333 | Residential & Commercial | Ducted CEE Tier 1
214861876 | Mini/Multi Split | MDV | HMSV-A-CB | M5OX631-36HFN10-M1X-D |  | Ducted Indoor Units |  |  | 36000 | 19.4 | 10.4 | 36000 | 38000 | 105.6% | 2 | 0 | 12 |  |  |  | No | R-454B | 3 | Residential & Commercial | Ducted CEE Tier 1
214861879 | Mini/Multi Split | MDV | HMSV-A-CB | M6OE31-48HFN10-M1X-D |  | Ducted Indoor Units |  |  | 47000 | 20.4 | 11 | 48000 | 48000 | 100% | 2 | 0 | 11.7 |  |  |  | No | R-454B | 3.9167 | Residential & Commercial | Ducted CEE Tier 1
214861882 | Mini/Multi Split | MDV | HMSV-A-CB | M6OE31-53HFN10-M1X-D |  | Ducted Indoor Units |  |  | 53000 | 20 | 10.7 | 55000 | 48000 | 87.27% | 2.1 | 0 | 11.7 |  |  |  | No | R-454B | 4.4167 | Residential & Commercial | Ducted CEE Tier 1
214861885 | Mini/Multi Split | MDV | HMSV-A-CB | M3OD31-18HFN10-M1X-D* |  | Ducted Indoor Units |  |  | 19000 | 20 | 10 | 20000 | 18000 | 90% | 2 | 0 | 13 |  |  |  | No | R-454B | 1.5833 | Residential & Commercial | Ducted CEE Tier 1
214861888 | Mini/Multi Split | MDV | HMSV-A-CB | M4OD31-27HFN10-M1X-D* |  | Ducted Indoor Units |  |  | 28000 | 19 | 9.5 | 28000 | 27000 | 96.43% | 2 | 0 | 12 |  |  |  | No | R-454B | 2.3333 | Residential & Commercial | Ducted CEE Tier 1
214861891 | Mini/Multi Split | MDV | HMSV-A-CB | M5OX631-36HFN10-M1X-D* |  | Ducted Indoor Units |  |  | 36000 | 19.4 | 10.4 | 36000 | 38000 | 105.6% | 2 | 0 | 12 |  |  |  | No | R-454B | 3 | Residential & Commercial | Ducted CEE Tier 1
214861894 | Mini/Multi Split | MDV | HMSV-A-CB | M6OE31-48HFN10-M1X-D* |  | Ducted Indoor Units |  |  | 47000 | 20.4 | 11 | 48000 | 48000 | 100% | 2 | 0 | 11.7 |  |  |  | No | R-454B | 3.9167 | Residential & Commercial | Ducted CEE Tier 1
214861897 | Mini/Multi Split | MDV | HMSV-A-CB | M6OE31-53HFN10-M1X-D* |  | Ducted Indoor Units |  |  | 53000 | 20 | 10.7 | 55000 | 48000 | 87.27% | 2.1 | 0 | 11.7 |  |  |  | No | R-454B | 4.4167 | Residential & Commercial | Ducted CEE Tier 1
214861900 | Mini/Multi Split | MDV | HMSV-A-CB | M4OD30-27HFN10-M1-D |  | Ducted Indoor Units |  |  | 26600 | 21 | 9 | 26600 | 18800 | 70.68% | 2 | 0 | 12 |  |  |  | No | R-454B | 2.2167 | Residential & Commercial | Ducted CEE Tier 1
214861903 | Mini/Multi Split | MDV | HMSV-A-CB | M5OD30-36HFN10-M1-D |  | Ducted Indoor Units |  |  | 35000 | 20 | 9.2 | 37000 | 26000 | 70.27% | 2 | 0 | 11.7 |  |  |  | No | R-454B | 2.9167 | Residential & Commercial | Ducted CEE Tier 1
214861906 | Mini/Multi Split | MDV | HMSV-A-CB | M6OE30-48HFN10-M1-D |  | Ducted Indoor Units |  |  | 45000 | 20.4 | 10.6 | 47000 | 38000 | 80.85% | 2.1 | 0 | 12 |  |  |  | No | R-454B | 3.75 | Residential & Commercial | Ducted CEE Tier 1
214861912 | Mini/Multi Split | MDV | HMSV-A-CB | M4OD30-27HFN10-M1-D* |  | Ducted Indoor Units |  |  | 26600 | 21 | 9 | 26600 | 18800 | 70.68% | 2 | 0 | 12 |  |  |  | No | R-454B | 2.2167 | Residential & Commercial | Ducted CEE Tier 1
214861915 | Mini/Multi Split | MDV | HMSV-A-CB | M5OD30-36HFN10-M1-D* |  | Ducted Indoor Units |  |  | 35000 | 20 | 9.2 | 37000 | 26000 | 70.27% | 2 | 0 | 11.7 |  |  |  | No | R-454B | 2.9167 | Residential & Commercial | Ducted CEE Tier 1
214861918 | Mini/Multi Split | MDV | HMSV-A-CB | M6OE30-48HFN10-M1-D* |  | Ducted Indoor Units |  |  | 45000 | 20.4 | 10.6 | 47000 | 38000 | 80.85% | 2.1 | 0 | 12 |  |  |  | No | R-454B | 3.75 | Residential & Commercial | Ducted CEE Tier 1
214861828 | Mini/Multi Split | MDV | HMSV-A-CB | M4OD31-27HFN10-M1XD-D* |  | Ducted Indoor Units |  |  | 28000 | 19 | 9.5 | 28000 | 27000 | 96.43% | 2 | 0 | 12 |  |  |  | No | R-454B | 2.3333 | Residential & Commercial | Ducted CEE Tier 1
214914945 | Mini/Multi Split | LG | HMSV-A-CB | ZRUM060GSS0 |  | Ducted Indoor Units |  |  | 60000 | 16.2 | 9.1 | 67000 | 54000 | 80.6% | 2 | 0 | 11.7 |  |  |  | No | R-32 | 5 | Residential & Commercial | Ducted CEE Tier 1
216566088 | Mini/Multi Split | Coleman | HMSV-A-CB | UMC18CN23STG1 |  | Ducted Indoor Units |  |  | 18000 | 17.5 | 9.4 | 18000 | 17000 | 94.44% | 1.96 | 0 | 12 |  |  |  | No | R-454B | 1.5 | Residential & Commercial | Ducted CEE Tier 1
216566090 | Mini/Multi Split | Coleman | HMSV-A-CB | UMC24CN23STG1 |  | Ducted Indoor Units |  |  | 27000 | 18 | 8.8 | 27000 | 26400 | 97.78% | 1.84 | 0 | 11.5 |  |  |  | No | R-454B | 2.25 | Residential & Commercial | Ducted CEE Tier 1
216566092 | Mini/Multi Split | Coleman | HMSV-A-CB | UMC48CN23STG1 |  | Ducted Indoor Units |  |  | 42000 | 18 | 8.8 | 45000 | 34000 | 75.56% | 1.83 | 0 | 11.35 |  |  |  | No | R-454B | 3.5 | Residential & Commercial | Ducted CEE Tier 1
216566095 | Mini/Multi Split | Coleman | HMSV-A-CB | UMC36CN23STG1 |  | Ducted Indoor Units |  |  | 36000 | 19 | 9 | 36000 | 32400 | 90% | 1.83 | 0 | 12.85 |  |  |  | No | R-454B | 3 | Residential & Commercial | Ducted CEE Tier 1
216566105 | Mini/Multi Split | LUXAIRE | HMSV-A-CB | UMC36CN23STG1 |  | Ducted Indoor Units |  |  | 36000 | 19 | 9 | 36000 | 32400 | 90% | 1.83 | 0 | 12.85 |  |  |  | No | R-454B | 3 | Residential & Commercial | Ducted CEE Tier 1
216566098 | Mini/Multi Split | LUXAIRE | HMSV-A-CB | UMC18CN23STG1 |  | Ducted Indoor Units |  |  | 18000 | 17.5 | 9.4 | 18000 | 17000 | 94.44% | 1.96 | 0 | 12 |  |  |  | No | R-454B | 1.5 | Residential & Commercial | Ducted CEE Tier 1
216566100 | Mini/Multi Split | LUXAIRE | HMSV-A-CB | UMC24CN23STG1 |  | Ducted Indoor Units |  |  | 27000 | 18 | 8.8 | 27000 | 26400 | 97.78% | 1.84 | 0 | 11.5 |  |  |  | No | R-454B | 2.25 | Residential & Commercial | Ducted CEE Tier 1
214594898 | Mini/Multi Split | COMFORTSTAR | HMSV-A-CB | CVH-60-5SH |  | Ducted Indoor Units |  |  | 55000 | 18.8 | 9.3 | 55000 | 46000 | 83.64% | 1.9 | 10.5 | 10.5 |  |  |  | No | R-410A | 4.5833 | Residential & Commercial | Ducted CEE Tier 1
216566102 | Mini/Multi Split | LUXAIRE | HMSV-A-CB | UMC48CN23STG1 |  | Ducted Indoor Units |  |  | 42000 | 18 | 8.8 | 45000 | 34000 | 75.56% | 1.83 | 0 | 11.35 |  |  |  | No | R-454B | 3.5 | Residential & Commercial | Ducted CEE Tier 1
214594924 | Mini/Multi Split | TKS | HMSV-A-CB | T2C-18MODU |  | Ducted Indoor Units |  |  | 18000 | 19 | 9.8 | 19000 | 13300 | 70% | 2 | 12 | 12 |  |  |  | No | R-410A | 1.5 | Residential & Commercial | Ducted CEE Tier 1
214383396 | Mini/Multi Split | Simply The Best Minisplits | HMSV-A-CB | SBM-48HFN1-M-[X] |  | Ducted Indoor Units |  |  | 47000 | 20.9 | 9 | 49000 | 42500 | 86.73% | 2 | 11.4 | 11.7 |  |  |  | No | R-410A | 3.9167 | Residential & Commercial | Ducted CEE Tier 1
216571394 | Mini/Multi Split | TOSOT | HMSV-A-CB | TM18D6MO |  | Ducted Indoor Units |  |  | 18000 | 18 | 8.1 | 18000 | 13600 | 75.56% | 1.86 | 0 | 11.7 |  |  |  | No | R-32 | 1.5 | Residential & Commercial | Ducted CEE Tier 1
216571396 | Mini/Multi Split | TOSOT | HMSV-A-CB | TM24D6MO |  | Ducted Indoor Units |  |  | 24000 | 18 | 8.1 | 24000 | 21600 | 90% | 1.86 | 0 | 12 |  |  |  | No | R-32 | 2 | Residential & Commercial | Ducted CEE Tier 1
216571397 | Mini/Multi Split | TOSOT | HMSV-A-CB | TM30D6MO |  | Ducted Indoor Units |  |  | 28400 | 18 | 8.1 | 30000 | 26000 | 86.67% | 1.88 | 0 | 12 |  |  |  | No | R-32 | 2.3667 | Residential & Commercial | Ducted CEE Tier 1
216571398 | Mini/Multi Split | TOSOT | HMSV-A-CB | TM36D6MO |  | Ducted Indoor Units |  |  | 36000 | 18 | 8.1 | 36000 | 33000 | 91.67% | 1.9 | 0 | 11.7 |  |  |  | No | R-32 | 3 | Residential & Commercial | Ducted CEE Tier 1
216571399 | Mini/Multi Split | TOSOT | HMSV-A-CB | TM42D6MO |  | Ducted Indoor Units |  |  | 42000 | 18 | 8.1 | 42000 | 36000 | 85.71% | 1.9 | 0 | 12 |  |  |  | No | R-32 | 3.5 | Residential & Commercial | Ducted CEE Tier 1
213867404 | Mini/Multi Split | TRUST AIR CONDITIONERS | HMSV-A-CB | M5H60H/O4S4P |  | Ducted Indoor Units |  |  | 55000 | 18.8 | 9.3 | 55000 | 46000 | 83.64% | 1.9 | 10.5 | 10.5 |  |  |  | No | R-410A | 4.5833 | Residential & Commercial | Ducted CEE Tier 1
207643000 | Mini/Multi Split | ARCOAIRE | HMSV-A-CB | DLCMHBH48EAK |  | Ducted Indoor Units |  |  | 47000 | 20.9 | 9 | 49000 | 42500 | 86.73% | 2 | 11.4 | 11.7 |  |  |  | No | R-410A | 3.9167 | Residential & Commercial | Ducted CEE Tier 1
207643084 | Mini/Multi Split | KEEPRITE | HMSV-A-CB | DLCMHBH48EAK |  | Ducted Indoor Units |  |  | 47000 | 20.9 | 9 | 49000 | 42500 | 86.73% | 2 | 11.4 | 11.7 |  |  |  | No | R-410A | 3.9167 | Residential & Commercial | Ducted CEE Tier 1
207643168 | Mini/Multi Split | SMART COMFORT | HMSV-A-CB | DLCMHBH48EAK |  | Ducted Indoor Units |  |  | 47000 | 20.9 | 9 | 49000 | 42500 | 86.73% | 2 | 11.4 | 11.7 |  |  |  | No | R-410A | 3.9167 | Residential & Commercial | Ducted CEE Tier 1
214377757 | Mini/Multi Split | COMFORT-AIRE | HMSV-A-CB | A-VMH36QV-1A |  | Ducted Indoor Units |  |  | 36000 | 19.4 | 10 | 36000 | 36000 | 100% | 1.9 | 0 | 12 |  |  |  | No | R-410A | 3 | Residential & Commercial | Ducted CEE Tier 1
213350251 | Mini/Multi Split | TOSHIBA CARRIER | HMSV-A-CB | MCY-MAP0607HS-UL* |  | Ducted Indoor Units |  |  | 60000 | 18.4 | 9.8 | 66000 | 46500 | 70.45% | 2.2 | 0 | 10.3 |  |  |  | No | R-410A | 5 | Residential & Commercial | Ducted CEE Tier 1
8033585 | Mini/Multi Split | FUJITSU | HMSV-A-CB | AOU18RLXFZH |  | Ducted Indoor Units |  |  | 18000 | 19 | 9 | 22000 | 22000 | 100% | 1.84 | 12.4 | 12.4 |  |  |  | No | R-410A | 1.5 | Residential & Commercial | Ducted CEE Tier 1
8033742 | Mini/Multi Split | FUJITSU | HMSV-A-CB | AOU24RLXFZH |  | Ducted Indoor Units |  |  | 22000 | 17.8 | 9.2 | 25000 | 25600 | 102.4% | 2.06 | 12.1 | 12.1 |  |  |  | No | R-410A | 1.8333 | Residential & Commercial | Ducted CEE Tier 1
8717932 | Mini/Multi Split | LG | HMSV-A-CB | ARUN038GSS4 |  | Ducted Indoor Units |  |  | 38000 | 20.1 | 10.6 | 51000 | 39000 | 76.47% | 2.16 | 11.5 | 11.5 |  |  |  | No | R-410A | 3.1667 | Residential & Commercial | Ducted CEE Tier 1
8717930 | Mini/Multi Split | LG | HMSV-A-CB | ARUN048GSS4 |  | Ducted Indoor Units |  |  | 48000 | 20 | 10.2 | 54500 | 39000 | 71.56% | 2.16 | 10.5 | 13.2 |  |  |  | No | R-410A | 4 | Residential & Commercial | Ducted CEE Tier 1
8908616 | Mini/Multi Split | FUJITSU | HMSV-A-CB | AOU36RLXFZH |  | Ducted Indoor Units |  |  | 35200 | 18 | 8.7 | 36400 | 36400 | 100% | 2.02 | 12 | 12 |  |  |  | No | R-410A | 2.9333 | Residential & Commercial | Ducted CEE Tier 1
212925475 | Mini/Multi Split | Mitsubishi Electric | HMSV-A-CB | MXZ-3C30NAHZ4-** |  | Ducted Indoor Units |  |  | 27400 | 16 | 8.5 | 27600 | 26800 | 97.1% | 1.75 | 0 | 10.3 |  |  |  | No | R-410A | 2.2833 | Residential & Commercial | Ducted CEE Tier 1
212925481 | Mini/Multi Split | American Standard / Mitsubishi Electric | HMSV-A-CB | NTXMPH30A132C** |  | Ducted Indoor Units |  |  | 27400 | 16 | 8.5 | 27600 | 26800 | 97.1% | 1.75 | 0 | 10.3 |  |  |  | No | R-410A | 2.2833 | Residential & Commercial | Ducted CEE Tier 1
212925485 | Mini/Multi Split | Trane / Mitsubishi Electric | HMSV-A-CB | NTXMPH30A132C** |  | Ducted Indoor Units |  |  | 27400 | 16 | 8.5 | 27600 | 26800 | 97.1% | 1.75 | 0 | 10.3 |  |  |  | No | R-410A | 2.2833 | Residential & Commercial | Ducted CEE Tier 1
208132542 | Mini/Multi Split | MDV | HMSV-A-CB | M5OA-55HFN1-M-[X](2) |  | Ducted Indoor Units |  |  | 55000 | 18.8 | 9.3 | 55000 | 46000 | 83.64% | 1.9 | 10.5 | 10.5 |  |  |  | No | R-410A | 4.5833 | Residential & Commercial | Ducted CEE Tier 1
207642952 | Mini/Multi Split | Weathermaker | HMSV-A-CB | 38MGHBQ48EA3 |  | Ducted Indoor Units |  |  | 47000 | 20.9 | 9 | 49000 | 42500 | 86.73% | 2 | 11.4 | 11.7 |  |  |  | No | R-410A | 3.9167 | Residential & Commercial | Ducted CEE Tier 1
207683484 | Mini/Multi Split | MIDEA | HMSV-A-CB | MMCMHAQ48EA3 |  | Ducted Indoor Units |  |  | 47000 | 20.9 | 9 | 49000 | 42500 | 86.73% | 2 | 11.4 | 11.7 |  |  |  | No | R-410A | 3.9167 | Residential & Commercial | Ducted CEE Tier 1
207742382 | Mini/Multi Split | C&H | HMSV-A-CB | CH-HPR48M-230VO |  | Ducted Indoor Units |  |  | 47000 | 20.9 | 9 | 49000 | 42500 | 86.73% | 2 | 11.4 | 11.7 |  |  |  | No | R-410A | 3.9167 | Residential & Commercial | Ducted CEE Tier 1
214442635 | Mini/Multi Split | CENTURY | HMSV-A-CB | A-VMH55PV-1 |  | Ducted Indoor Units |  |  | 55000 | 18.8 | 9.3 | 55000 | 46000 | 83.64% | 1.9 | 10.5 | 10.5 |  |  |  | No | R-410A | 4.5833 | Residential & Commercial | Ducted CEE Tier 1
207742470 | Mini/Multi Split | ELIOS | HMSV-A-CB | DEA48HOM25230X3 |  | Ducted Indoor Units |  |  | 47000 | 20.9 | 9 | 49000 | 42500 | 86.73% | 2 | 11.4 | 11.7 |  |  |  | No | R-410A | 3.9167 | Residential & Commercial | Ducted CEE Tier 1
10052878 | Mini/Multi Split | TOSHIBA CARRIER | HMSV-A-CB | MCY-MAP0487HS-UL |  | Ducted Indoor Units |  |  | 48000 | 17.2 | 9.5 | 54000 | 37800 | 70% | 2.5 | 9.85 | 10.2 |  |  |  | No | R-410A | 4 | Residential & Commercial | Ducted CEE Tier 1
10070563 | Mini/Multi Split | LG | HMSV-A-CB | ARUN024GSS4 |  | Ducted Indoor Units |  |  | 24000 | 18.15 | 10.2 | 31200 | 26200 | 83.97% | 2.16 | 12.2 | 12.2 |  |  |  | No | R-410A | 2 | Residential & Commercial | Ducted CEE Tier 1
10221208 | Mini/Multi Split | PANASONIC | HMSV-A-CB | CU-2E18SBU-5 |  | Ducted Indoor Units |  |  | 16700 | 19 | 8.8 | 20200 | 17700 | 87.62% | 2 | 12.55 | 12.55 |  |  |  | No | R-410A | 1.3917 | Residential & Commercial | Ducted CEE Tier 1
10221209 | Mini/Multi Split | PANASONIC | HMSV-A-CB | CU-3E19RBU-5 |  | Ducted Indoor Units |  |  | 19000 | 18.5 | 8.8 | 26000 | 18800 | 72.31% | 1.85 | 10.85 | 12.55 |  |  |  | No | R-410A | 1.5833 | Residential & Commercial | Ducted CEE Tier 1
10445377 | Mini/Multi Split | LG | HMSV-A-CB | LMU300HHV |  | Ducted Indoor Units |  |  | 24600 | 17.5 | 9.2 | 27000 | 23000 | 85.19% | 1.85 | 10.5 | 11.7 |  |  |  | No | R-410A | 2.05 | Residential & Commercial | Ducted CEE Tier 1
10445373 | Mini/Multi Split | LG | HMSV-A-CB | LMU180HHV |  | Ducted Indoor Units |  |  | 16500 | 17.5 | 8.6 | 22000 | 19800 | 90% | 1.83 | 12 | 12 |  |  |  | No | R-410A | 1.375 | Residential & Commercial | Ducted CEE Tier 1
10514711 | Mini/Multi Split | LG | HMSV-A-CB | ARUN060GSS4 |  | Ducted Indoor Units |  |  | 60000 | 16.2 | 9.1 | 67000 | 50000 | 74.63% | 1.83 | 10 | 10 |  |  |  | No | R-410A | 5 | Residential & Commercial | Ducted CEE Tier 1
10445375 | Mini/Multi Split | LG | HMSV-A-CB | LMU240HHV |  | Ducted Indoor Units |  |  | 20000 | 17 | 9.2 | 24000 | 21600 | 90% | 1.83 | 11.5 | 11.7 |  |  |  | No | R-410A | 1.6667 | Residential & Commercial | Ducted CEE Tier 1
10595420 | Mini/Multi Split | RHEEM | HMSV-A-CB | ROMH18FXZHJ |  | Ducted Indoor Units |  |  | 18000 | 19 | 9 | 22000 | 22000 | 100% | 1.84 | 12.4 | 12.4 |  |  |  | No | R-410A | 1.5 | Residential & Commercial | Ducted CEE Tier 1
10595421 | Mini/Multi Split | RUUD | HMSV-A-CB | UOMH18FXZHJ |  | Ducted Indoor Units |  |  | 18000 | 19 | 9 | 22000 | 22000 | 100% | 1.84 | 12.4 | 12.4 |  |  |  | No | R-410A | 1.5 | Residential & Commercial | Ducted CEE Tier 1
10595426 | Mini/Multi Split | RHEEM | HMSV-A-CB | ROMH24FXZHJ |  | Ducted Indoor Units |  |  | 22000 | 17.8 | 9.2 | 25000 | 25600 | 102.4% | 2.06 | 12.1 | 12.1 |  |  |  | No | R-410A | 1.8333 | Residential & Commercial | Ducted CEE Tier 1
10595427 | Mini/Multi Split | RUUD | HMSV-A-CB | UOMH24FXZHJ |  | Ducted Indoor Units |  |  | 22000 | 17.8 | 9.2 | 25000 | 25600 | 102.4% | 2.06 | 12.1 | 12.1 |  |  |  | No | R-410A | 1.8333 | Residential & Commercial | Ducted CEE Tier 1
202064264 | Mini/Multi Split | SAMSUNG | HMSV-A-CB | AM036NXMDCR |  | Ducted Indoor Units |  |  | 38000 | 16.5 | 8.2 | 42000 | 31000 | 73.81% | 1.9 | 11.2 | 11.2 |  |  |  | No | R-410A | 3.1667 | Residential & Commercial | Ducted CEE Tier 1
202083773 | Mini/Multi Split | SAMSUNG | HMSV-A-CB | AM048NXMDCR |  | Ducted Indoor Units |  |  | 48000 | 17.2 | 8.8 | 54000 | 38000 | 70.37% | 1.9 | 10.2 | 10.2 |  |  |  | No | R-410A | 4 | Residential & Commercial | Ducted CEE Tier 1
203446790 | Mini/Multi Split | HISENSE | HMSV-A-CB | AMW3-24U3SAA |  | Ducted Indoor Units |  |  | 24000 | 21 | 8.6 | 24600 | 24000 | 97.56% | 1.84 | 12.1 | 12.1 |  |  |  | No | R-410A | 2 | Residential & Commercial | Ducted CEE Tier 1
203459336 | Mini/Multi Split | HISENSE | HMSV-A-CB | AMW4-36U3STA |  | Ducted Indoor Units |  |  | 32000 | 19.5 | 8.9 | 37600 | 36000 | 95.74% | 1.84 | 12 | 12 |  |  |  | No | R-410A | 2.6667 | Residential & Commercial | Ducted CEE Tier 1
203994973 | Mini/Multi Split | YORK | HMSV-A-CB | YVAHP036B21S* |  | Ducted Indoor Units |  |  | 36000 | 18.5 | 9.5 | 40000 | 31600 | 79% | 1.77 | 13.8 | 13.2 |  |  |  | No | R-410A | 3 | Residential & Commercial | Ducted CEE Tier 1
203994975 | Mini/Multi Split | HITACHI | HMSV-A-CB | HVAHP036B21S* |  | Ducted Indoor Units |  |  | 36000 | 18.5 | 9.5 | 40000 | 31600 | 79% | 1.77 | 13.8 | 13.2 |  |  |  | No | R-410A | 3 | Residential & Commercial | Ducted CEE Tier 1
203994979 | Mini/Multi Split | Coleman | HMSV-A-CB | CVAHP036B21S* |  | Ducted Indoor Units |  |  | 36000 | 18.5 | 9.5 | 40000 | 31600 | 79% | 1.77 | 13.8 | 13.2 |  |  |  | No | R-410A | 3 | Residential & Commercial | Ducted CEE Tier 1
203996910 | Mini/Multi Split | FRIEDRICH | HMSV-A-CB | FPHMR36A3A |  | Ducted Indoor Units |  |  | 32000 | 19.5 | 8.9 | 37600 | 36000 | 95.74% | 1.84 | 12 | 12 |  |  |  | No | R-410A | 2.6667 | Residential & Commercial | Ducted CEE Tier 1
204005731 | Mini/Multi Split | FRIEDRICH | HMSV-A-CB | FPHMR24A3A |  | Ducted Indoor Units |  |  | 24000 | 21 | 8.6 | 24600 | 24000 | 97.56% | 1.84 | 12.1 | 12.1 |  |  |  | No | R-410A | 2 | Residential & Commercial | Ducted CEE Tier 1
204032224 | Mini/Multi Split | HAXXAIR | HMSV-A-CB | HVHM-24T2D |  | Ducted Indoor Units |  |  | 24000 | 21 | 8.6 | 24600 | 24000 | 97.56% | 1.84 | 12.1 | 12.1 |  |  |  | No | R-410A | 2 | Residential & Commercial | Ducted CEE Tier 1
204032225 | Mini/Multi Split | HAXXAIR | HMSV-A-CB | HVHM-36T2D |  | Ducted Indoor Units |  |  | 32000 | 19.5 | 8.9 | 37600 | 36000 | 95.74% | 1.84 | 12 | 12 |  |  |  | No | R-410A | 2.6667 | Residential & Commercial | Ducted CEE Tier 1
213886039 | Mini/Multi Split | SLIMAIR | HMSV-A-CB | SHC2Z18VE2AG |  | Ducted Indoor Units |  |  | 19000 | 19 | 9.3 | 20000 | 19000 | 95% | 1.85 | 11.5 | 12 |  |  |  | No | R-410A | 1.5833 | Residential & Commercial | Ducted CEE Tier 1
213886042 | Mini/Multi Split | SLIMAIR | HMSV-A-CB | SHC3Z27VE2AG |  | Ducted Indoor Units |  |  | 28000 | 20 | 9.5 | 28000 | 25000 | 89.29% | 1.8 | 11.5 | 11.7 |  |  |  | No | R-410A | 2.3333 | Residential & Commercial | Ducted CEE Tier 1
213886048 | Mini/Multi Split | SLIMAIR | HMSV-A-CB | SHC5Z48VE2AG |  | Ducted Indoor Units |  |  | 47000 | 20.9 | 9 | 49000 | 42500 | 86.73% | 2 | 11.4 | 11.7 |  |  |  | No | R-410A | 3.9167 | Residential & Commercial | Ducted CEE Tier 1
213886051 | Mini/Multi Split | SLIMAIR | HMSV-A-CB | SHC5Z55VE2AG |  | Ducted Indoor Units |  |  | 55000 | 18.8 | 9.3 | 55000 | 46000 | 83.64% | 1.9 | 10.5 | 10.5 |  |  |  | No | R-410A | 4.5833 | Residential & Commercial | Ducted CEE Tier 1
204462798 | Mini/Multi Split | AIR-CON | HMSV-A-CB | AMSCI4H4S24 |  | Ducted Indoor Units |  |  | 24000 | 21 | 8.6 | 24600 | 24000 | 97.56% | 1.84 | 12.1 | 12.1 |  |  |  | No | R-410A | 2 | Residential & Commercial | Ducted CEE Tier 1
204462799 | Mini/Multi Split | AIR-CON | HMSV-A-CB | AMSCI4H4S36 |  | Ducted Indoor Units |  |  | 32000 | 19.5 | 8.9 | 37600 | 36000 | 95.74% | 1.84 | 12 | 12 |  |  |  | No | R-410A | 2.6667 | Residential & Commercial | Ducted CEE Tier 1
213927656 | Mini/Multi Split | Bladex | HMSV-A-CB | BME20A-18SPHP1 |  | Ducted Indoor Units |  |  | 18000 | 19 | 9.8 | 19000 | 13300 | 70% | 2 | 12 | 12 |  |  |  | No | R-410A | 1.5 | Residential & Commercial | Ducted CEE Tier 1
204631559 | Mini/Multi Split | MIDEA | HMSV-A-CB | MV1-36DMN1-(C) |  | Ducted Indoor Units |  |  | 36000 | 17 | 9.2 | 37000 | 26000 | 70.27% | 1.9 | 11.9 | 11.7 |  |  |  | No | R-410A | 3 | Residential & Commercial | Ducted CEE Tier 1
204631569 | Mini/Multi Split | LENNOX | HMSV-A-CB | VPB036H4M-3P |  | Ducted Indoor Units |  |  | 36000 | 17 | 9.2 | 37000 | 26000 | 70.27% | 1.9 | 11.9 | 11.7 |  |  |  | No | R-410A | 3 | Residential & Commercial | Ducted CEE Tier 1
204793304 | Mini/Multi Split | DIAL | HMSV-A-CB | 24000Z-03-O |  | Ducted Indoor Units |  |  | 24000 | 21 | 8.6 | 24600 | 24000 | 97.56% | 1.84 | 12.1 | 12.1 |  |  |  | No | R-410A | 2 | Residential & Commercial | Ducted CEE Tier 1
204793305 | Mini/Multi Split | DIAL | HMSV-A-CB | 36000Z-04-O |  | Ducted Indoor Units |  |  | 32000 | 19.5 | 8.9 | 37600 | 36000 | 95.74% | 1.84 | 12 | 12 |  |  |  | No | R-410A | 2.6667 | Residential & Commercial | Ducted CEE Tier 1
214056552 | Mini/Multi Split | AIR TECH | HMSV-A-CB | ATVO36NGUG2 |  | Ducted Indoor Units |  |  | 36000 | 18.5 | 8.7 | 36000 | 25200 | 70% | 2.2 | 0 | 11.5 |  |  |  | No | R-410A | 3 | Residential & Commercial | Ducted CEE Tier 1
204816625 | Mini/Multi Split | HISENSE | HMSV-A-CB | AMW2-18U3SFA |  | Ducted Indoor Units |  |  | 18000 | 19 | 9.4 | 20200 | 18000 | 89.11% | 1.84 | 11.5 | 11.5 |  |  |  | No | R-410A | 1.5 | Residential & Commercial | Ducted CEE Tier 1
214056549 | Mini/Multi Split | AIR TECH | HMSV-A-CB | ATVO48NGUG2 |  | Ducted Indoor Units |  |  | 48000 | 17.1 | 8.55 | 48000 | 33600 | 70% | 2 | 0 | 10.5 |  |  |  | No | R-410A | 4 | Residential & Commercial | Ducted CEE Tier 1
212528007 | Mini/Multi Split | TK'S | HMSV-A-CB | T2C-18HFN1* |  | Ducted Indoor Units |  |  | 18000 | 19 | 9.8 | 19000 | 13300 | 70% | 2 | 12 | 12 |  |  |  | No | R-410A | 1.5 | Residential & Commercial | Ducted CEE Tier 1
205123811 | Mini/Multi Split | HISENSE | HMSV-A-CB | AMW5-42U3STA |  | Ducted Indoor Units |  |  | 41000 | 18 | 8.8 | 45000 | 36000 | 80% | 1.84 | 10 | 10 |  |  |  | No | R-410A | 3.4167 | Residential & Commercial | Ducted CEE Tier 1
205141511 | Mini/Multi Split | FRIEDRICH | HMSV-A-CB | FPHMR42A3A |  | Ducted Indoor Units |  |  | 41000 | 18 | 8.8 | 45000 | 36000 | 80% | 1.84 | 10 | 10 |  |  |  | No | R-410A | 3.4167 | Residential & Commercial | Ducted CEE Tier 1
205150425 | Mini/Multi Split | AIR-CON | HMSV-A-CB | AMSCI4H4S42 |  | Ducted Indoor Units |  |  | 41000 | 18 | 8.8 | 45000 | 36000 | 80% | 1.84 | 10 | 10 |  |  |  | No | R-410A | 3.4167 | Residential & Commercial | Ducted CEE Tier 1
205150431 | Mini/Multi Split | AIR-CON | HMSV-A-CB | AMSCI4H4S18 |  | Ducted Indoor Units |  |  | 18000 | 19 | 9.4 | 20200 | 18000 | 89.11% | 1.84 | 11.5 | 11.5 |  |  |  | No | R-410A | 1.5 | Residential & Commercial | Ducted CEE Tier 1
205230038 | Mini/Multi Split | SAMSUNG | HMSR-A-CB | AM036TXMDCH |  | Ducted Indoor Units |  |  | 38000 | 16.5 | 8.2 | 42000 | 31000 | 73.81% | 1.9 | 11.2 | 11.2 |  |  |  | No | R-410A | 3.1667 | Residential & Commercial | Ducted CEE Tier 1
205230039 | Mini/Multi Split | SAMSUNG | HMSR-A-CB | AM048TXMDCH |  | Ducted Indoor Units |  |  | 48000 | 17.2 | 8.8 | 54000 | 38000 | 70.37% | 1.9 | 10.2 | 10.2 |  |  |  | No | R-410A | 4 | Residential & Commercial | Ducted CEE Tier 1
205150428 | Mini/Multi Split | FRIEDRICH | HMSV-A-CB | FPHMR18A3A |  | Ducted Indoor Units |  |  | 18000 | 19 | 9.4 | 20200 | 18000 | 89.11% | 1.84 | 11.5 | 11.5 |  |  |  | No | R-410A | 1.5 | Residential & Commercial | Ducted CEE Tier 1
205967236 | Mini/Multi Split | LG | HMSR-A-CB | ARUM048GSS5 |  | Ducted Indoor Units |  |  | 48000 | 17 | 10 | 56000 | 48000 | 85.71% | 1.83 | 13 | 13 |  |  |  | No | R-410A | 4 | Residential & Commercial | Ducted CEE Tier 1
206221521 | Mini/Multi Split | RUUD | HMSV-A-CB | ROMH18FXZHJ |  | Ducted Indoor Units |  |  | 18000 | 19 | 9 | 22000 | 22000 | 100% | 1.84 | 12.4 | 12.4 |  |  |  | No | R-410A | 1.5 | Residential & Commercial | Ducted CEE Tier 1
206221524 | Mini/Multi Split | RUUD | HMSV-A-CB | ROMH24FXZHJ |  | Ducted Indoor Units |  |  | 22000 | 17.8 | 9.2 | 25000 | 25600 | 102.4% | 2.06 | 12.1 | 12.1 |  |  |  | No | R-410A | 1.8333 | Residential & Commercial | Ducted CEE Tier 1
206714974 | Mini/Multi Split | MDV | HMSV-A-CB | M2OI-18HFN1-M |  | Ducted Indoor Units |  |  | 19000 | 19 | 9.3 | 20000 | 19000 | 95% | 1.85 | 11.5 | 12 |  |  |  | No | R-410A | 1.5833 | Residential & Commercial | Ducted CEE Tier 1
206714980 | Mini/Multi Split | MDV | HMSV-A-CB | M2OA-18HFN1-M |  | Ducted Indoor Units |  |  | 18000 | 19 | 9.8 | 19000 | 13300 | 70% | 2 | 12 | 12 |  |  |  | No | R-410A | 1.5 | Residential & Commercial | Ducted CEE Tier 1
206714982 | Mini/Multi Split | MDV | HMSV-A-CB | M3OI-28HFN1-M |  | Ducted Indoor Units |  |  | 28000 | 20 | 9.5 | 28000 | 25000 | 89.29% | 1.8 | 11.5 | 11.7 |  |  |  | No | R-410A | 2.3333 | Residential & Commercial | Ducted CEE Tier 1
206717003 | Mini/Multi Split | LG | HMSV-A-CB | LMU601HV |  | Ducted Indoor Units |  |  | 60000 | 18.5 | 9.5 | 64000 | 45000 | 70.31% | 1.97 | 11 | 11 |  |  |  | No | R-410A | 5 | Residential & Commercial | Ducted CEE Tier 1
206717006 | Mini/Multi Split | LG | HMSV-A-CB | LMU361HHV |  | Ducted Indoor Units |  |  | 36000 | 19 | 10 | 45000 | 40500 | 90% | 1.93 | 13.5 | 13.5 |  |  |  | No | R-410A | 3 | Residential & Commercial | Ducted CEE Tier 1
206717008 | Mini/Multi Split | LG | HMSV-A-CB | LMU421HHV |  | Ducted Indoor Units |  |  | 42000 | 19 | 10 | 48000 | 43000 | 89.58% | 1.92 | 13.1 | 13.1 |  |  |  | No | R-410A | 3.5 | Residential & Commercial | Ducted CEE Tier 1
206717009 | Mini/Multi Split | LG | HMSV-A-CB | LMU480HHV |  | Ducted Indoor Units |  |  | 48000 | 18.5 | 10 | 52500 | 47000 | 89.52% | 2.02 | 12.6 | 12.6 |  |  |  | No | R-410A | 4 | Residential & Commercial | Ducted CEE Tier 1
206714985 | Mini/Multi Split | MDV | HMSV-A-CB | M5OG-48HFN1-M-[X]-20 |  | Ducted Indoor Units |  |  | 47000 | 20.9 | 9 | 49000 | 42500 | 86.73% | 2 | 11.4 | 11.7 |  |  |  | No | R-410A | 3.9167 | Residential & Commercial | Ducted CEE Tier 1
206764069 | Mini/Multi Split | FRANKLIN | HMSV-A-CB | MST183E23MHAA |  | Ducted Indoor Units |  |  | 19000 | 19 | 9.3 | 20000 | 19000 | 95% | 1.85 | 11.5 | 12 |  |  |  | No | R-410A | 1.5833 | Residential & Commercial | Ducted CEE Tier 1
207590853 | Mini/Multi Split | Convectair | HMSV-A-CB | 8522-C48-O |  | Ducted Indoor Units |  |  | 47000 | 20.9 | 9 | 49000 | 42500 | 86.73% | 2 | 11.4 | 11.7 |  |  |  | No | R-410A | 3.9167 | Residential & Commercial | Ducted CEE Tier 1
207590847 | Mini/Multi Split | Convectair | HMSV-A-CB | 8222-C18-O |  | Ducted Indoor Units |  |  | 19000 | 19 | 9.3 | 20000 | 19000 | 95% | 1.85 | 11.5 | 12 |  |  |  | No | R-410A | 1.5833 | Residential & Commercial | Ducted CEE Tier 1
207590850 | Mini/Multi Split | Convectair | HMSV-A-CB | 8322-C27-O |  | Ducted Indoor Units |  |  | 28000 | 20 | 9.5 | 28000 | 25000 | 89.29% | 1.8 | 11.5 | 11.7 |  |  |  | No | R-410A | 2.3333 | Residential & Commercial | Ducted CEE Tier 1
207617659 | Mini/Multi Split | MDV | HMSV-A-CB | M5OG-42HFN1-M-[X] |  | Ducted Indoor Units |  |  | 43000 | 18.7 | 9.6 | 43000 | 42500 | 98.84% | 2 | 12.5 | 11.7 |  |  |  | No | R-410A | 3.5833 | Residential & Commercial | Ducted CEE Tier 1
207617651 | Mini/Multi Split | MDV | HMSV-A-CB | M3OJ-24HFN1-M |  | Ducted Indoor Units |  |  | 24000 | 21.3 | 9.7 | 24000 | 18000 | 75% | 1.9 | 12.5 | 12.5 |  |  |  | No | R-410A | 2 | Residential & Commercial | Ducted CEE Tier 1
207617656 | Mini/Multi Split | MDV | HMSV-A-CB | M3OI-24HFN1-M |  | Ducted Indoor Units |  |  | 24000 | 19.4 | 9.9 | 24000 | 24000 | 100% | 1.8 | 11.7 | 12 |  |  |  | No | R-410A | 2 | Residential & Commercial | Ducted CEE Tier 1
207641239 | Mini/Multi Split | MDV | HMSV-A-CB | M2OA-18HFN1-M* |  | Ducted Indoor Units |  |  | 18000 | 19 | 9.8 | 19000 | 13300 | 70% | 2 | 12 | 12 |  |  |  | No | R-410A | 1.5 | Residential & Commercial | Ducted CEE Tier 1
207641241 | Mini/Multi Split | MDV | HMSV-A-CB | M3OJ-24HFN1-M* |  | Ducted Indoor Units |  |  | 24000 | 21.3 | 9.7 | 24000 | 18000 | 75% | 1.9 | 12.5 | 12.5 |  |  |  | No | R-410A | 2 | Residential & Commercial | Ducted CEE Tier 1
207641247 | Mini/Multi Split | MDV | HMSV-A-CB | M3OI-28HFN1-M* |  | Ducted Indoor Units |  |  | 28000 | 20 | 9.5 | 28000 | 25000 | 89.29% | 1.8 | 11.5 | 11.7 |  |  |  | No | R-410A | 2.3333 | Residential & Commercial | Ducted CEE Tier 1
207641250 | Mini/Multi Split | MDV | HMSV-A-CB | M5OG-48HFN1-M-[X]-20* |  | Ducted Indoor Units |  |  | 47000 | 20.9 | 9 | 49000 | 42500 | 86.73% | 2 | 11.4 | 11.7 |  |  |  | No | R-410A | 3.9167 | Residential & Commercial | Ducted CEE Tier 1
207641277 | Mini/Multi Split | NOVAIR | HMSV-A-CB | LEA18MZ-2P-25SK-O |  | Ducted Indoor Units |  |  | 18000 | 19 | 9.8 | 19000 | 13300 | 70% | 2 | 12 | 12 |  |  |  | No | R-410A | 1.5 | Residential & Commercial | Ducted CEE Tier 1
207641280 | Mini/Multi Split | BLUERIDGE | HMSV-A-CB | BMM18C |  | Ducted Indoor Units |  |  | 18000 | 19 | 9.8 | 19000 | 13300 | 70% | 2 | 12 | 12 |  |  |  | No | R-410A | 1.5 | Residential & Commercial | Ducted CEE Tier 1
207641292 | Mini/Multi Split | BLUERIDGE | HMSV-A-CB | BMM18HHC |  | Ducted Indoor Units |  |  | 19000 | 19 | 9.3 | 20000 | 19000 | 95% | 1.85 | 11.5 | 12 |  |  |  | No | R-410A | 1.5833 | Residential & Commercial | Ducted CEE Tier 1
207641294 | Mini/Multi Split | BLUERIDGE | HMSV-A-CB | BMM27HHC |  | Ducted Indoor Units |  |  | 28000 | 20 | 9.5 | 28000 | 25000 | 89.29% | 1.8 | 11.5 | 11.7 |  |  |  | No | R-410A | 2.3333 | Residential & Commercial | Ducted CEE Tier 1
207641301 | Mini/Multi Split | BLUERIDGE | HMSV-A-CB | BMM48HHC |  | Ducted Indoor Units |  |  | 47000 | 20.9 | 9 | 49000 | 42500 | 86.73% | 2 | 11.4 | 11.7 |  |  |  | No | R-410A | 3.9167 | Residential & Commercial | Ducted CEE Tier 1
207641305 | Mini/Multi Split | LBG Products | HMSV-A-CB | LMHB18DO |  | Ducted Indoor Units |  |  | 18000 | 19 | 9.8 | 19000 | 13300 | 70% | 2 | 12 | 12 |  |  |  | No | R-410A | 1.5 | Residential & Commercial | Ducted CEE Tier 1
207641317 | Mini/Multi Split | LBG Products | HMSV-A-CB | LMUHB18DO |  | Ducted Indoor Units |  |  | 19000 | 19 | 9.3 | 20000 | 19000 | 95% | 1.85 | 11.5 | 12 |  |  |  | No | R-410A | 1.5833 | Residential & Commercial | Ducted CEE Tier 1
207641319 | Mini/Multi Split | LBG Products | HMSV-A-CB | LMUHB27DO |  | Ducted Indoor Units |  |  | 28000 | 20 | 9.5 | 28000 | 25000 | 89.29% | 1.8 | 11.5 | 11.7 |  |  |  | No | R-410A | 2.3333 | Residential & Commercial | Ducted CEE Tier 1
207641326 | Mini/Multi Split | LBG Products | HMSV-A-CB | LMUHB48DO |  | Ducted Indoor Units |  |  | 47000 | 20.9 | 9 | 49000 | 42500 | 86.73% | 2 | 11.4 | 11.7 |  |  |  | No | R-410A | 3.9167 | Residential & Commercial | Ducted CEE Tier 1
207641330 | Mini/Multi Split | SENVILLE | HMSV-A-CB | SENA/18HF/MOQ |  | Ducted Indoor Units |  |  | 18000 | 19 | 9.8 | 19000 | 13300 | 70% | 2 | 12 | 12 |  |  |  | No | R-410A | 1.5 | Residential & Commercial | Ducted CEE Tier 1
207642877 | Mini/Multi Split | CARRIER | HMSV-A-CB | 38MGRBQ18BA3 |  | Ducted Indoor Units |  |  | 18000 | 19 | 9.8 | 19000 | 13300 | 70% | 2 | 12 | 12 |  |  |  | No | R-410A | 1.5 | Residential & Commercial | Ducted CEE Tier 1
207642880 | Mini/Multi Split | CARRIER | HMSV-A-CB | 38MGHBQ24CA3 |  | Ducted Indoor Units |  |  | 24000 | 21.3 | 9.7 | 24000 | 18000 | 75% | 1.9 | 12.5 | 12.5 |  |  |  | No | R-410A | 2 | Residential & Commercial | Ducted CEE Tier 1
207642889 | Mini/Multi Split | CARRIER | HMSV-A-CB | 38MGHBQ48EA3 |  | Ducted Indoor Units |  |  | 47000 | 20.9 | 9 | 49000 | 42500 | 86.73% | 2 | 11.4 | 11.7 |  |  |  | No | R-410A | 3.9167 | Residential & Commercial | Ducted CEE Tier 1
207642898 | Mini/Multi Split | BRYANT | HMSV-A-CB | 38MGRBQ18BA3 |  | Ducted Indoor Units |  |  | 18000 | 19 | 9.8 | 19000 | 13300 | 70% | 2 | 12 | 12 |  |  |  | No | R-410A | 1.5 | Residential & Commercial | Ducted CEE Tier 1
207642901 | Mini/Multi Split | BRYANT | HMSV-A-CB | 38MGHBQ24CA3 |  | Ducted Indoor Units |  |  | 24000 | 21.3 | 9.7 | 24000 | 18000 | 75% | 1.9 | 12.5 | 12.5 |  |  |  | No | R-410A | 2 | Residential & Commercial | Ducted CEE Tier 1
207642910 | Mini/Multi Split | BRYANT | HMSV-A-CB | 38MGHBQ48EA3 |  | Ducted Indoor Units |  |  | 47000 | 20.9 | 9 | 49000 | 42500 | 86.73% | 2 | 11.4 | 11.7 |  |  |  | No | R-410A | 3.9167 | Residential & Commercial | Ducted CEE Tier 1
207642919 | Mini/Multi Split | PAYNE | HMSV-A-CB | 38MGRBQ18BA3 |  | Ducted Indoor Units |  |  | 18000 | 19 | 9.8 | 19000 | 13300 | 70% | 2 | 12 | 12 |  |  |  | No | R-410A | 1.5 | Residential & Commercial | Ducted CEE Tier 1
207642922 | Mini/Multi Split | PAYNE | HMSV-A-CB | 38MGHBQ24CA3 |  | Ducted Indoor Units |  |  | 24000 | 21.3 | 9.7 | 24000 | 18000 | 75% | 1.9 | 12.5 | 12.5 |  |  |  | No | R-410A | 2 | Residential & Commercial | Ducted CEE Tier 1
207642931 | Mini/Multi Split | PAYNE | HMSV-A-CB | 38MGHBQ48EA3 |  | Ducted Indoor Units |  |  | 47000 | 20.9 | 9 | 49000 | 42500 | 86.73% | 2 | 11.4 | 11.7 |  |  |  | No | R-410A | 3.9167 | Residential & Commercial | Ducted CEE Tier 1
207642940 | Mini/Multi Split | Weathermaker | HMSV-A-CB | 38MGRBQ18BA3 |  | Ducted Indoor Units |  |  | 18000 | 19 | 9.8 | 19000 | 13300 | 70% | 2 | 12 | 12 |  |  |  | No | R-410A | 1.5 | Residential & Commercial | Ducted CEE Tier 1
207642943 | Mini/Multi Split | Weathermaker | HMSV-A-CB | 38MGHBQ24CA3 |  | Ducted Indoor Units |  |  | 24000 | 21.3 | 9.7 | 24000 | 18000 | 75% | 1.9 | 12.5 | 12.5 |  |  |  | No | R-410A | 2 | Residential & Commercial | Ducted CEE Tier 1
207642961 | Mini/Multi Split | MIDEA | HMSV-A-CB | 38MGRBQ18BA3 |  | Ducted Indoor Units |  |  | 18000 | 19 | 9.8 | 19000 | 13300 | 70% | 2 | 12 | 12 |  |  |  | No | R-410A | 1.5 | Residential & Commercial | Ducted CEE Tier 1
207642964 | Mini/Multi Split | MIDEA | HMSV-A-CB | 38MGHBQ24CA3 |  | Ducted Indoor Units |  |  | 24000 | 21.3 | 9.7 | 24000 | 18000 | 75% | 1.9 | 12.5 | 12.5 |  |  |  | No | R-410A | 2 | Residential & Commercial | Ducted CEE Tier 1
207642973 | Mini/Multi Split | MIDEA | HMSV-A-CB | 38MGHBQ48EA3 |  | Ducted Indoor Units |  |  | 47000 | 20.9 | 9 | 49000 | 42500 | 86.73% | 2 | 11.4 | 11.7 |  |  |  | No | R-410A | 3.9167 | Residential & Commercial | Ducted CEE Tier 1
207642988 | Mini/Multi Split | ARCOAIRE | HMSV-A-CB | DLCMRBH18BAK |  | Ducted Indoor Units |  |  | 18000 | 19 | 9.8 | 19000 | 13300 | 70% | 2 | 12 | 12 |  |  |  | No | R-410A | 1.5 | Residential & Commercial | Ducted CEE Tier 1
207642991 | Mini/Multi Split | ARCOAIRE | HMSV-A-CB | DLCMHBH24CAK |  | Ducted Indoor Units |  |  | 24000 | 21.3 | 9.7 | 24000 | 18000 | 75% | 1.9 | 12.5 | 12.5 |  |  |  | No | R-410A | 2 | Residential & Commercial | Ducted CEE Tier 1
207643009 | Mini/Multi Split | COMFORTMAKER | HMSV-A-CB | DLCMRBH18BAK |  | Ducted Indoor Units |  |  | 18000 | 19 | 9.8 | 19000 | 13300 | 70% | 2 | 12 | 12 |  |  |  | No | R-410A | 1.5 | Residential & Commercial | Ducted CEE Tier 1
207643012 | Mini/Multi Split | COMFORTMAKER | HMSV-A-CB | DLCMHBH24CAK |  | Ducted Indoor Units |  |  | 24000 | 21.3 | 9.7 | 24000 | 18000 | 75% | 1.9 | 12.5 | 12.5 |  |  |  | No | R-410A | 2 | Residential & Commercial | Ducted CEE Tier 1
207643021 | Mini/Multi Split | COMFORTMAKER | HMSV-A-CB | DLCMHBH48EAK |  | Ducted Indoor Units |  |  | 47000 | 20.9 | 9 | 49000 | 42500 | 86.73% | 2 | 11.4 | 11.7 |  |  |  | No | R-410A | 3.9167 | Residential & Commercial | Ducted CEE Tier 1
207643030 | Mini/Multi Split | DAY & NIGHT | HMSV-A-CB | DLCMRBH18BAK |  | Ducted Indoor Units |  |  | 18000 | 19 | 9.8 | 19000 | 13300 | 70% | 2 | 12 | 12 |  |  |  | No | R-410A | 1.5 | Residential & Commercial | Ducted CEE Tier 1
207643033 | Mini/Multi Split | DAY & NIGHT | HMSV-A-CB | DLCMHBH24CAK |  | Ducted Indoor Units |  |  | 24000 | 21.3 | 9.7 | 24000 | 18000 | 75% | 1.9 | 12.5 | 12.5 |  |  |  | No | R-410A | 2 | Residential & Commercial | Ducted CEE Tier 1
207643042 | Mini/Multi Split | DAY & NIGHT | HMSV-A-CB | DLCMHBH48EAK |  | Ducted Indoor Units |  |  | 47000 | 20.9 | 9 | 49000 | 42500 | 86.73% | 2 | 11.4 | 11.7 |  |  |  | No | R-410A | 3.9167 | Residential & Commercial | Ducted CEE Tier 1
207643051 | Mini/Multi Split | HEIL | HMSV-A-CB | DLCMRBH18BAK |  | Ducted Indoor Units |  |  | 18000 | 19 | 9.8 | 19000 | 13300 | 70% | 2 | 12 | 12 |  |  |  | No | R-410A | 1.5 | Residential & Commercial | Ducted CEE Tier 1
207643054 | Mini/Multi Split | HEIL | HMSV-A-CB | DLCMHBH24CAK |  | Ducted Indoor Units |  |  | 24000 | 21.3 | 9.7 | 24000 | 18000 | 75% | 1.9 | 12.5 | 12.5 |  |  |  | No | R-410A | 2 | Residential & Commercial | Ducted CEE Tier 1
207643063 | Mini/Multi Split | HEIL | HMSV-A-CB | DLCMHBH48EAK |  | Ducted Indoor Units |  |  | 47000 | 20.9 | 9 | 49000 | 42500 | 86.73% | 2 | 11.4 | 11.7 |  |  |  | No | R-410A | 3.9167 | Residential & Commercial | Ducted CEE Tier 1
207643072 | Mini/Multi Split | KEEPRITE | HMSV-A-CB | DLCMRBH18BAK |  | Ducted Indoor Units |  |  | 18000 | 19 | 9.8 | 19000 | 13300 | 70% | 2 | 12 | 12 |  |  |  | No | R-410A | 1.5 | Residential & Commercial | Ducted CEE Tier 1
207643075 | Mini/Multi Split | KEEPRITE | HMSV-A-CB | DLCMHBH24CAK |  | Ducted Indoor Units |  |  | 24000 | 21.3 | 9.7 | 24000 | 18000 | 75% | 1.9 | 12.5 | 12.5 |  |  |  | No | R-410A | 2 | Residential & Commercial | Ducted CEE Tier 1
207643093 | Mini/Multi Split | KENMORE | HMSV-A-CB | DLCMRBH18BAK |  | Ducted Indoor Units |  |  | 18000 | 19 | 9.8 | 19000 | 13300 | 70% | 2 | 12 | 12 |  |  |  | No | R-410A | 1.5 | Residential & Commercial | Ducted CEE Tier 1
207643096 | Mini/Multi Split | KENMORE | HMSV-A-CB | DLCMHBH24CAK |  | Ducted Indoor Units |  |  | 24000 | 21.3 | 9.7 | 24000 | 18000 | 75% | 1.9 | 12.5 | 12.5 |  |  |  | No | R-410A | 2 | Residential & Commercial | Ducted CEE Tier 1
207643105 | Mini/Multi Split | KENMORE | HMSV-A-CB | DLCMHBH48EAK |  | Ducted Indoor Units |  |  | 47000 | 20.9 | 9 | 49000 | 42500 | 86.73% | 2 | 11.4 | 11.7 |  |  |  | No | R-410A | 3.9167 | Residential & Commercial | Ducted CEE Tier 1
207643114 | Mini/Multi Split | MIDEA | HMSV-A-CB | DLCMRBH18BAK |  | Ducted Indoor Units |  |  | 18000 | 19 | 9.8 | 19000 | 13300 | 70% | 2 | 12 | 12 |  |  |  | No | R-410A | 1.5 | Residential & Commercial | Ducted CEE Tier 1
207643117 | Mini/Multi Split | MIDEA | HMSV-A-CB | DLCMHBH24CAK |  | Ducted Indoor Units |  |  | 24000 | 21.3 | 9.7 | 24000 | 18000 | 75% | 1.9 | 12.5 | 12.5 |  |  |  | No | R-410A | 2 | Residential & Commercial | Ducted CEE Tier 1
207643126 | Mini/Multi Split | MIDEA | HMSV-A-CB | DLCMHBH48EAK |  | Ducted Indoor Units |  |  | 47000 | 20.9 | 9 | 49000 | 42500 | 86.73% | 2 | 11.4 | 11.7 |  |  |  | No | R-410A | 3.9167 | Residential & Commercial | Ducted CEE Tier 1
207643135 | Mini/Multi Split | TEMPSTAR | HMSV-A-CB | DLCMRBH18BAK |  | Ducted Indoor Units |  |  | 18000 | 19 | 9.8 | 19000 | 13300 | 70% | 2 | 12 | 12 |  |  |  | No | R-410A | 1.5 | Residential & Commercial | Ducted CEE Tier 1
207643138 | Mini/Multi Split | TEMPSTAR | HMSV-A-CB | DLCMHBH24CAK |  | Ducted Indoor Units |  |  | 24000 | 21.3 | 9.7 | 24000 | 18000 | 75% | 1.9 | 12.5 | 12.5 |  |  |  | No | R-410A | 2 | Residential & Commercial | Ducted CEE Tier 1
207643147 | Mini/Multi Split | TEMPSTAR | HMSV-A-CB | DLCMHBH48EAK |  | Ducted Indoor Units |  |  | 47000 | 20.9 | 9 | 49000 | 42500 | 86.73% | 2 | 11.4 | 11.7 |  |  |  | No | R-410A | 3.9167 | Residential & Commercial | Ducted CEE Tier 1
207643156 | Mini/Multi Split | SMART COMFORT | HMSV-A-CB | DLCMRBH18BAK |  | Ducted Indoor Units |  |  | 18000 | 19 | 9.8 | 19000 | 13300 | 70% | 2 | 12 | 12 |  |  |  | No | R-410A | 1.5 | Residential & Commercial | Ducted CEE Tier 1
207643159 | Mini/Multi Split | SMART COMFORT | HMSV-A-CB | DLCMHBH24CAK |  | Ducted Indoor Units |  |  | 24000 | 21.3 | 9.7 | 24000 | 18000 | 75% | 1.9 | 12.5 | 12.5 |  |  |  | No | R-410A | 2 | Residential & Commercial | Ducted CEE Tier 1
207643177 | Mini/Multi Split | AIRQUEST | HMSV-A-CB | DLCMRBH18BAK |  | Ducted Indoor Units |  |  | 18000 | 19 | 9.8 | 19000 | 13300 | 70% | 2 | 12 | 12 |  |  |  | No | R-410A | 1.5 | Residential & Commercial | Ducted CEE Tier 1
207643180 | Mini/Multi Split | AIRQUEST | HMSV-A-CB | DLCMHBH24CAK |  | Ducted Indoor Units |  |  | 24000 | 21.3 | 9.7 | 24000 | 18000 | 75% | 1.9 | 12.5 | 12.5 |  |  |  | No | R-410A | 2 | Residential & Commercial | Ducted CEE Tier 1
207643189 | Mini/Multi Split | AIRQUEST | HMSV-A-CB | DLCMHBH48EAK |  | Ducted Indoor Units |  |  | 47000 | 20.9 | 9 | 49000 | 42500 | 86.73% | 2 | 11.4 | 11.7 |  |  |  | No | R-410A | 3.9167 | Residential & Commercial | Ducted CEE Tier 1
207657336 | Mini/Multi Split | PERFECTAIRE | HMSV-A-CB | 3PAMS18-HH-MZO2 |  | Ducted Indoor Units |  |  | 19000 | 19 | 9.3 | 20000 | 19000 | 95% | 1.85 | 11.5 | 12 |  |  |  | No | R-410A | 1.5833 | Residential & Commercial | Ducted CEE Tier 1
207657338 | Mini/Multi Split | PERFECTAIRE | HMSV-A-CB | 3PAMS27-HH-MZO3 |  | Ducted Indoor Units |  |  | 28000 | 20 | 9.5 | 28000 | 25000 | 89.29% | 1.8 | 11.5 | 11.7 |  |  |  | No | R-410A | 2.3333 | Residential & Commercial | Ducted CEE Tier 1
207657345 | Mini/Multi Split | PERFECTAIRE | HMSV-A-CB | 3PAMS48-HH-MZO5 |  | Ducted Indoor Units |  |  | 47000 | 20.9 | 9 | 49000 | 42500 | 86.73% | 2 | 11.4 | 11.7 |  |  |  | No | R-410A | 3.9167 | Residential & Commercial | Ducted CEE Tier 1
207657348 | Mini/Multi Split | PERFECTAIRE | HMSV-A-CB | 3PAMSH18-MZO2 |  | Ducted Indoor Units |  |  | 18000 | 19 | 9.8 | 19000 | 13300 | 70% | 2 | 12 | 12 |  |  |  | No | R-410A | 1.5 | Residential & Commercial | Ducted CEE Tier 1
207657360 | Mini/Multi Split | KARDA | HMSV-A-CB | 3KARDA18MZ2 |  | Ducted Indoor Units |  |  | 18000 | 19 | 9.8 | 19000 | 13300 | 70% | 2 | 12 | 12 |  |  |  | No | R-410A | 1.5 | Residential & Commercial | Ducted CEE Tier 1
207657598 | Mini/Multi Split | KERR | HMSV-A-CB | A-KMH18DV-1 |  | Ducted Indoor Units |  |  | 19000 | 19 | 9.3 | 20000 | 19000 | 95% | 1.85 | 11.5 | 12 |  |  |  | No | R-410A | 1.5833 | Residential & Commercial | Ducted CEE Tier 1
207657602 | Mini/Multi Split | KERR | HMSV-A-CB | A-KMH28TV-1 |  | Ducted Indoor Units |  |  | 28000 | 20 | 9.5 | 28000 | 25000 | 89.29% | 1.8 | 11.5 | 11.7 |  |  |  | No | R-410A | 2.3333 | Residential & Commercial | Ducted CEE Tier 1
207657607 | Mini/Multi Split | KERR | HMSV-A-CB | A-KMH48PV-1 |  | Ducted Indoor Units |  |  | 47000 | 20.9 | 9 | 49000 | 42500 | 86.73% | 2 | 11.4 | 11.7 |  |  |  | No | R-410A | 3.9167 | Residential & Commercial | Ducted CEE Tier 1
207657609 | Mini/Multi Split | COMFORT-AIRE | HMSV-A-CB | A-VMH18DV-1 |  | Ducted Indoor Units |  |  | 19000 | 19 | 9.3 | 20000 | 19000 | 95% | 1.85 | 11.5 | 12 |  |  |  | No | R-410A | 1.5833 | Residential & Commercial | Ducted CEE Tier 1
207657613 | Mini/Multi Split | COMFORT-AIRE | HMSV-A-CB | A-VMH28TV-1 |  | Ducted Indoor Units |  |  | 28000 | 20 | 9.5 | 28000 | 25000 | 89.29% | 1.8 | 11.5 | 11.7 |  |  |  | No | R-410A | 2.3333 | Residential & Commercial | Ducted CEE Tier 1
207658619 | Mini/Multi Split | MDV | HMSV-A-CB | M5OG-48HFN1-M-[X]-20-L |  | Ducted Indoor Units |  |  | 47000 | 20.9 | 9 | 49000 | 42500 | 86.73% | 2 | 11.4 | 11.7 |  |  |  | No | R-410A | 3.9167 | Residential & Commercial | Ducted CEE Tier 1
207657618 | Mini/Multi Split | COMFORT-AIRE | HMSV-A-CB | A-VMH48PV-1 |  | Ducted Indoor Units |  |  | 47000 | 20.9 | 9 | 49000 | 42500 | 86.73% | 2 | 11.4 | 11.7 |  |  |  | No | R-410A | 3.9167 | Residential & Commercial | Ducted CEE Tier 1
207658965 | Mini/Multi Split | COMFORTSTAR | HMSV-A-CB | CMZ-18-2Z |  | Ducted Indoor Units |  |  | 18000 | 19 | 9.8 | 19000 | 13300 | 70% | 2 | 12 | 12 |  |  |  | No | R-410A | 1.5 | Residential & Commercial | Ducted CEE Tier 1
207658985 | Mini/Multi Split | COMFORTSTAR | HMSV-A-CB | CVH-48-5SH |  | Ducted Indoor Units |  |  | 47000 | 20.9 | 9 | 49000 | 42500 | 86.73% | 2 | 11.4 | 11.7 |  |  |  | No | R-410A | 3.9167 | Residential & Commercial | Ducted CEE Tier 1
207658977 | Mini/Multi Split | COMFORTSTAR | HMSV-A-CB | CVH-18-2SH |  | Ducted Indoor Units |  |  | 19000 | 19 | 9.3 | 20000 | 19000 | 95% | 1.85 | 11.5 | 12 |  |  |  | No | R-410A | 1.5833 | Residential & Commercial | Ducted CEE Tier 1
207658980 | Mini/Multi Split | COMFORTSTAR | HMSV-A-CB | CVH-27-3SH |  | Ducted Indoor Units |  |  | 28000 | 20 | 9.5 | 28000 | 25000 | 89.29% | 1.8 | 11.5 | 11.7 |  |  |  | No | R-410A | 2.3333 | Residential & Commercial | Ducted CEE Tier 1
207683263 | Mini/Multi Split | CanAir | HMSV-A-CB | C28MC218H21 |  | Ducted Indoor Units |  |  | 18000 | 19 | 9.8 | 19000 | 13300 | 70% | 2 | 12 | 12 |  |  |  | No | R-410A | 1.5 | Residential & Commercial | Ducted CEE Tier 1
207683266 | Mini/Multi Split | CanAir | HMSV-A-CB | C28MC324H21 |  | Ducted Indoor Units |  |  | 24000 | 21.3 | 9.7 | 24000 | 18000 | 75% | 1.9 | 12.5 | 12.5 |  |  |  | No | R-410A | 2 | Residential & Commercial | Ducted CEE Tier 1
207683272 | Mini/Multi Split | CanAir | HMSV-A-CB | C28MC548H21 |  | Ducted Indoor Units |  |  | 47000 | 20.9 | 9 | 49000 | 42500 | 86.73% | 2 | 11.4 | 11.7 |  |  |  | No | R-410A | 3.9167 | Residential & Commercial | Ducted CEE Tier 1
207683472 | Mini/Multi Split | MIDEA | HMSV-A-CB | MMCMRAQ18BA3 |  | Ducted Indoor Units |  |  | 18000 | 19 | 9.8 | 19000 | 13300 | 70% | 2 | 12 | 12 |  |  |  | No | R-410A | 1.5 | Residential & Commercial | Ducted CEE Tier 1
207683475 | Mini/Multi Split | MIDEA | HMSV-A-CB | MMCMHAQ24CA3 |  | Ducted Indoor Units |  |  | 24000 | 21.3 | 9.7 | 24000 | 18000 | 75% | 1.9 | 12.5 | 12.5 |  |  |  | No | R-410A | 2 | Residential & Commercial | Ducted CEE Tier 1
207699117 | Mini/Multi Split | LENNOX | HMSV-A-CB | MPC024S4M-1P |  | Ducted Indoor Units |  |  | 24000 | 16 | 8.6 | 24000 | 19000 | 79.17% | 1.9 | 11 | 11.7 |  |  |  | No | R-410A | 2 | Residential & Commercial | Ducted CEE Tier 1
207691825 | Mini/Multi Split | YONAN | HMSV-A-CB | YSMO-18HRN1 |  | Ducted Indoor Units |  |  | 18000 | 19 | 9.8 | 19000 | 13300 | 70% | 2 | 12 | 12 |  |  |  | No | R-410A | 1.5 | Residential & Commercial | Ducted CEE Tier 1
207691848 | Mini/Multi Split | KANIONco | HMSV-A-CB | KWSMO-18R410AIHMV |  | Ducted Indoor Units |  |  | 18000 | 19 | 9.8 | 19000 | 13300 | 70% | 2 | 12 | 12 |  |  |  | No | R-410A | 1.5 | Residential & Commercial | Ducted CEE Tier 1
207699108 | Mini/Multi Split | LENNOX | HMSV-A-CB | MLB048S4M-2P |  | Ducted Indoor Units |  |  | 47000 | 20.9 | 9 | 49000 | 42500 | 86.73% | 2 | 11.4 | 11.7 |  |  |  | No | R-410A | 3.9167 | Residential & Commercial | Ducted CEE Tier 1
207699114 | Mini/Multi Split | MDV | HMSV-A-CB | M3OJ-24HFN1-M-L |  | Ducted Indoor Units |  |  | 24000 | 16 | 8.6 | 24000 | 19000 | 79.17% | 1.9 | 11 | 11.7 |  |  |  | No | R-410A | 2 | Residential & Commercial | Ducted CEE Tier 1
207742362 | Mini/Multi Split | C&H | HMSV-A-CB | CH-18MES-230VO |  | Ducted Indoor Units |  |  | 18000 | 19 | 9.8 | 19000 | 13300 | 70% | 2 | 12 | 12 |  |  |  | No | R-410A | 1.5 | Residential & Commercial | Ducted CEE Tier 1
207742374 | Mini/Multi Split | C&H | HMSV-A-CB | CH-HPR19M-230VO |  | Ducted Indoor Units |  |  | 19000 | 19 | 9.3 | 20000 | 19000 | 95% | 1.85 | 11.5 | 12 |  |  |  | No | R-410A | 1.5833 | Residential & Commercial | Ducted CEE Tier 1
207742377 | Mini/Multi Split | C&H | HMSV-A-CB | CH-HPR28M-230VO |  | Ducted Indoor Units |  |  | 28000 | 20 | 9.5 | 28000 | 25000 | 89.29% | 1.8 | 11.5 | 11.7 |  |  |  | No | R-410A | 2.3333 | Residential & Commercial | Ducted CEE Tier 1
207742406 | Mini/Multi Split | TK'S | HMSV-A-CB | T2C-18HFN1 |  | Ducted Indoor Units |  |  | 18000 | 19 | 9.8 | 19000 | 13300 | 70% | 2 | 12 | 12 |  |  |  | No | R-410A | 1.5 | Residential & Commercial | Ducted CEE Tier 1
207742461 | Mini/Multi Split | ELIOS | HMSV-A-CB | DEA18HOM25230X3 |  | Ducted Indoor Units |  |  | 19000 | 19 | 9.3 | 20000 | 19000 | 95% | 1.85 | 11.5 | 12 |  |  |  | No | R-410A | 1.5833 | Residential & Commercial | Ducted CEE Tier 1
207742464 | Mini/Multi Split | ELIOS | HMSV-A-CB | DEA27HOM25230X3 |  | Ducted Indoor Units |  |  | 28000 | 20 | 9.5 | 28000 | 25000 | 89.29% | 1.8 | 11.5 | 11.7 |  |  |  | No | R-410A | 2.3333 | Residential & Commercial | Ducted CEE Tier 1
207742473 | Mini/Multi Split | ELIOS | HMSV-A-CB | DEA18HOM23230X2 |  | Ducted Indoor Units |  |  | 18000 | 19 | 9.8 | 19000 | 13300 | 70% | 2 | 12 | 12 |  |  |  | No | R-410A | 1.5 | Residential & Commercial | Ducted CEE Tier 1
207742530 | Mini/Multi Split | MOOVAIR | HMSV-A-CB | DMA18HOM23230X2 |  | Ducted Indoor Units |  |  | 18000 | 19 | 9.8 | 19000 | 13300 | 70% | 2 | 12 | 12 |  |  |  | No | R-410A | 1.5 | Residential & Commercial | Ducted CEE Tier 1
207742542 | Mini/Multi Split | MOOVAIR | HMSV-A-CB | DMA18HOM25230X3 |  | Ducted Indoor Units |  |  | 19000 | 19 | 9.3 | 20000 | 19000 | 95% | 1.85 | 11.5 | 12 |  |  |  | No | R-410A | 1.5833 | Residential & Commercial | Ducted CEE Tier 1
207742545 | Mini/Multi Split | MOOVAIR | HMSV-A-CB | DMA27HOM25230X3 |  | Ducted Indoor Units |  |  | 28000 | 20 | 9.5 | 28000 | 25000 | 89.29% | 1.8 | 11.5 | 11.7 |  |  |  | No | R-410A | 2.3333 | Residential & Commercial | Ducted CEE Tier 1
207742551 | Mini/Multi Split | MOOVAIR | HMSV-A-CB | DMA48HOM25230X3 |  | Ducted Indoor Units |  |  | 47000 | 20.9 | 9 | 49000 | 42500 | 86.73% | 2 | 11.4 | 11.7 |  |  |  | No | R-410A | 3.9167 | Residential & Commercial | Ducted CEE Tier 1
207743708 | Mini/Multi Split | AURORA | HMSV-A-CB | AU-MU18-2A-U |  | Ducted Indoor Units |  |  | 18000 | 19 | 9.8 | 19000 | 13300 | 70% | 2 | 12 | 12 |  |  |  | No | R-410A | 1.5 | Residential & Commercial | Ducted CEE Tier 1
207743774 | Mini/Multi Split | DIRECT AIR | HMSV-A-CB | DIRM-18DA25-2Z |  | Ducted Indoor Units |  |  | 18000 | 19 | 9.8 | 19000 | 13300 | 70% | 2 | 12 | 12 |  |  |  | No | R-410A | 1.5 | Residential & Commercial | Ducted CEE Tier 1
207743795 | Mini/Multi Split | DIRECT AIR | HMSV-A-CB | DIRM-48HXPRO28-5Z |  | Ducted Indoor Units |  |  | 47000 | 20.9 | 9 | 49000 | 42500 | 86.73% | 2 | 11.4 | 11.7 |  |  |  | No | R-410A | 3.9167 | Residential & Commercial | Ducted CEE Tier 1
207743786 | Mini/Multi Split | DIRECT AIR | HMSV-A-CB | DIRM-18HXPRO28-2Z |  | Ducted Indoor Units |  |  | 19000 | 19 | 9.3 | 20000 | 19000 | 95% | 1.85 | 11.5 | 12 |  |  |  | No | R-410A | 1.5833 | Residential & Commercial | Ducted CEE Tier 1
207743789 | Mini/Multi Split | DIRECT AIR | HMSV-A-CB | DIRM-28HXPRO28-3Z |  | Ducted Indoor Units |  |  | 28000 | 20 | 9.5 | 28000 | 25000 | 89.29% | 1.8 | 11.5 | 11.7 |  |  |  | No | R-410A | 2.3333 | Residential & Commercial | Ducted CEE Tier 1
207760022 | Mini/Multi Split | BOSCH | HMSV-A-CB | BMS500-AAM018-1CSXRC |  | Ducted Indoor Units |  |  | 18000 | 19 | 9.8 | 19000 | 13300 | 70% | 2 | 12 | 12 |  |  |  | No | R-410A | 1.5 | Residential & Commercial | Ducted CEE Tier 1
207760034 | Mini/Multi Split | BOSCH | HMSV-A-CB | BMS500-AAM018-1CSXHC |  | Ducted Indoor Units |  |  | 19000 | 19 | 9.3 | 20000 | 19000 | 95% | 1.85 | 11.5 | 12 |  |  |  | No | R-410A | 1.5833 | Residential & Commercial | Ducted CEE Tier 1
207760037 | Mini/Multi Split | BOSCH | HMSV-A-CB | BMS500-AAM027-1CSXHC |  | Ducted Indoor Units |  |  | 28000 | 20 | 9.5 | 28000 | 25000 | 89.29% | 1.8 | 11.5 | 11.7 |  |  |  | No | R-410A | 2.3333 | Residential & Commercial | Ducted CEE Tier 1
207768731 | Mini/Multi Split | LENNOX | HMSV-A-CB | MLB030S4M-1P |  | Ducted Indoor Units |  |  | 28000 | 20 | 9.5 | 28000 | 25000 | 89.29% | 1.8 | 11.5 | 11.7 |  |  |  | No | R-410A | 2.3333 | Residential & Commercial | Ducted CEE Tier 1
207760043 | Mini/Multi Split | BOSCH | HMSV-A-CB | BMS500-AAM048-1CSXHC |  | Ducted Indoor Units |  |  | 47000 | 20.9 | 9 | 49000 | 42500 | 86.73% | 2 | 11.4 | 11.7 |  |  |  | No | R-410A | 3.9167 | Residential & Commercial | Ducted CEE Tier 1
207768722 | Mini/Multi Split | LENNOX | HMSV-A-CB | MPC018S4M-1P |  | Ducted Indoor Units |  |  | 18000 | 19 | 9.8 | 19000 | 13300 | 70% | 2 | 12 | 12 |  |  |  | No | R-410A | 1.5 | Residential & Commercial | Ducted CEE Tier 1
207768728 | Mini/Multi Split | LENNOX | HMSV-A-CB | MLB018S4M-1P |  | Ducted Indoor Units |  |  | 19000 | 19 | 9.3 | 20000 | 19000 | 95% | 1.85 | 11.5 | 12 |  |  |  | No | R-410A | 1.5833 | Residential & Commercial | Ducted CEE Tier 1
207787172 | Mini/Multi Split | Durastar | HMSV-A-CB | DRA2U18M1B |  | Ducted Indoor Units |  |  | 18000 | 19 | 9.8 | 19000 | 13300 | 70% | 2 | 12 | 12 |  |  |  | No | R-410A | 1.5 | Residential & Commercial | Ducted CEE Tier 1
207821956 | Mini/Multi Split | Innovair | HMSV-A-CB | VOM42H7R5P7 |  | Ducted Indoor Units |  |  | 41000 | 18 | 8.8 | 45000 | 36000 | 80% | 1.84 | 10 | 10 |  |  |  | No | R-410A | 3.4167 | Residential & Commercial | Ducted CEE Tier 1
207804199 | Mini/Multi Split | SUNCHILLERS | HMSV-A-CB | M18ODU-UL2P |  | Ducted Indoor Units |  |  | 18000 | 19 | 9.8 | 19000 | 13300 | 70% | 2 | 12 | 12 |  |  |  | No | R-410A | 1.5 | Residential & Commercial | Ducted CEE Tier 1
207821947 | Mini/Multi Split | Innovair | HMSV-A-CB | VOM18H7R2P7 |  | Ducted Indoor Units |  |  | 18000 | 19 | 9.4 | 20200 | 18000 | 89.11% | 1.84 | 11.5 | 11.5 |  |  |  | No | R-410A | 1.5 | Residential & Commercial | Ducted CEE Tier 1
207821950 | Mini/Multi Split | Innovair | HMSV-A-CB | VOM24H7R3P7 |  | Ducted Indoor Units |  |  | 24000 | 21 | 8.6 | 24600 | 24000 | 97.56% | 1.84 | 12.1 | 12.1 |  |  |  | No | R-410A | 2 | Residential & Commercial | Ducted CEE Tier 1
207821953 | Mini/Multi Split | Innovair | HMSV-A-CB | VOM36H7R4P7 |  | Ducted Indoor Units |  |  | 32000 | 19.5 | 8.9 | 37600 | 36000 | 95.74% | 1.84 | 12 | 12 |  |  |  | No | R-410A | 2.6667 | Residential & Commercial | Ducted CEE Tier 1
207825499 | Mini/Multi Split | ECO AC | HMSV-A-CB | EMH-2O18BB |  | Ducted Indoor Units |  |  | 18000 | 19 | 9.8 | 19000 | 13300 | 70% | 2 | 12 | 12 |  |  |  | No | R-410A | 1.5 | Residential & Commercial | Ducted CEE Tier 1
207825565 | Mini/Multi Split | 1HVAC | HMSV-A-CB | ACIQ-18Z-HH-M2B |  | Ducted Indoor Units |  |  | 19000 | 19 | 9.3 | 20000 | 19000 | 95% | 1.85 | 11.5 | 12 |  |  |  | No | R-410A | 1.5833 | Residential & Commercial | Ducted CEE Tier 1
207825568 | Mini/Multi Split | 1HVAC | HMSV-A-CB | ACIQ-27Z-HH-M3B |  | Ducted Indoor Units |  |  | 28000 | 20 | 9.5 | 28000 | 25000 | 89.29% | 1.8 | 11.5 | 11.7 |  |  |  | No | R-410A | 2.3333 | Residential & Commercial | Ducted CEE Tier 1
207825574 | Mini/Multi Split | 1HVAC | HMSV-A-CB | ACIQ-48Z-HH-M5B |  | Ducted Indoor Units |  |  | 47000 | 20.9 | 9 | 49000 | 42500 | 86.73% | 2 | 11.4 | 11.7 |  |  |  | No | R-410A | 3.9167 | Residential & Commercial | Ducted CEE Tier 1
207825577 | Mini/Multi Split | ACIQ | HMSV-A-CB | ACIQ-18Z-HH-M2B |  | Ducted Indoor Units |  |  | 19000 | 19 | 9.3 | 20000 | 19000 | 95% | 1.85 | 11.5 | 12 |  |  |  | No | R-410A | 1.5833 | Residential & Commercial | Ducted CEE Tier 1
207825580 | Mini/Multi Split | ACIQ | HMSV-A-CB | ACIQ-27Z-HH-M3B |  | Ducted Indoor Units |  |  | 28000 | 20 | 9.5 | 28000 | 25000 | 89.29% | 1.8 | 11.5 | 11.7 |  |  |  | No | R-410A | 2.3333 | Residential & Commercial | Ducted CEE Tier 1
207825586 | Mini/Multi Split | ACIQ | HMSV-A-CB | ACIQ-48Z-HH-M5B |  | Ducted Indoor Units |  |  | 47000 | 20.9 | 9 | 49000 | 42500 | 86.73% | 2 | 11.4 | 11.7 |  |  |  | No | R-410A | 3.9167 | Residential & Commercial | Ducted CEE Tier 1
207825589 | Mini/Multi Split | DIYCOOL | HMSV-A-CB | ACIQ-18Z-HH-M2B |  | Ducted Indoor Units |  |  | 19000 | 19 | 9.3 | 20000 | 19000 | 95% | 1.85 | 11.5 | 12 |  |  |  | No | R-410A | 1.5833 | Residential & Commercial | Ducted CEE Tier 1
207825598 | Mini/Multi Split | DIYCOOL | HMSV-A-CB | ACIQ-48Z-HH-M5B |  | Ducted Indoor Units |  |  | 47000 | 20.9 | 9 | 49000 | 42500 | 86.73% | 2 | 11.4 | 11.7 |  |  |  | No | R-410A | 3.9167 | Residential & Commercial | Ducted CEE Tier 1
207825592 | Mini/Multi Split | DIYCOOL | HMSV-A-CB | ACIQ-27Z-HH-M3B |  | Ducted Indoor Units |  |  | 28000 | 20 | 9.5 | 28000 | 25000 | 89.29% | 1.8 | 11.5 | 11.7 |  |  |  | No | R-410A | 2.3333 | Residential & Commercial | Ducted CEE Tier 1
207827125 | Mini/Multi Split | AC PRO.COM | HMSV-A-CB | A2OA-18HFN1-M |  | Ducted Indoor Units |  |  | 18000 | 19 | 9.8 | 19000 | 13300 | 70% | 2 | 12 | 12 |  |  |  | No | R-410A | 1.5 | Residential & Commercial | Ducted CEE Tier 1
207862052 | Mini/Multi Split | MIRAGE | HMSV-A-CB | OVMH181B |  | Ducted Indoor Units |  |  | 18000 | 19 | 9.8 | 19000 | 13300 | 70% | 2 | 12 | 12 |  |  |  | No | R-410A | 1.5 | Residential & Commercial | Ducted CEE Tier 1
207862087 | Mini/Multi Split | Breeze33 | HMSV-A-CB | BZ33-HP182Z2-G2-P |  | Ducted Indoor Units |  |  | 18000 | 19 | 9.8 | 19000 | 13300 | 70% | 2 | 12 | 12 |  |  |  | No | R-410A | 1.5 | Residential & Commercial | Ducted CEE Tier 1
207862099 | Mini/Multi Split | Breeze33 | HMSV-A-CB | BZ33-HYP182Z2-G2-P |  | Ducted Indoor Units |  |  | 19000 | 19 | 9.3 | 20000 | 19000 | 95% | 1.85 | 11.5 | 12 |  |  |  | No | R-410A | 1.5833 | Residential & Commercial | Ducted CEE Tier 1
207862108 | Mini/Multi Split | Breeze33 | HMSV-A-CB | BZ33-HYP485Z2-G2-P |  | Ducted Indoor Units |  |  | 47000 | 20.9 | 9 | 49000 | 42500 | 86.73% | 2 | 11.4 | 11.7 |  |  |  | No | R-410A | 3.9167 | Residential & Commercial | Ducted CEE Tier 1
207862102 | Mini/Multi Split | Breeze33 | HMSV-A-CB | BZ33-HYP273Z2-G2-P |  | Ducted Indoor Units |  |  | 28000 | 20 | 9.5 | 28000 | 25000 | 89.29% | 1.8 | 11.5 | 11.7 |  |  |  | No | R-410A | 2.3333 | Residential & Commercial | Ducted CEE Tier 1
208106783 | Mini/Multi Split | Allied | HMSV-A-CB | 4DHP2S18M-1P |  | Ducted Indoor Units |  |  | 18000 | 19 | 9.8 | 19000 | 13300 | 70% | 2 | 12 | 12 |  |  |  | No | R-410A | 1.5 | Residential & Commercial | Ducted CEE Tier 1
208106786 | Mini/Multi Split | Allied | HMSV-A-CB | 4DHP2S24M-1P |  | Ducted Indoor Units |  |  | 24000 | 21.3 | 9.7 | 24000 | 18000 | 75% | 1.9 | 12.5 | 12.5 |  |  |  | No | R-410A | 2 | Residential & Commercial | Ducted CEE Tier 1
208106795 | Mini/Multi Split | Allied | HMSV-A-CB | 4DHP2S48M-1P |  | Ducted Indoor Units |  |  | 47000 | 20.9 | 9 | 49000 | 42500 | 86.73% | 2 | 11.4 | 11.7 |  |  |  | No | R-410A | 3.9167 | Residential & Commercial | Ducted CEE Tier 1
208106798 | Mini/Multi Split | AirEase | HMSV-A-CB | 4DHP2S18M-1P |  | Ducted Indoor Units |  |  | 18000 | 19 | 9.8 | 19000 | 13300 | 70% | 2 | 12 | 12 |  |  |  | No | R-410A | 1.5 | Residential & Commercial | Ducted CEE Tier 1
208106801 | Mini/Multi Split | AirEase | HMSV-A-CB | 4DHP2S24M-1P |  | Ducted Indoor Units |  |  | 24000 | 21.3 | 9.7 | 24000 | 18000 | 75% | 1.9 | 12.5 | 12.5 |  |  |  | No | R-410A | 2 | Residential & Commercial | Ducted CEE Tier 1
208106810 | Mini/Multi Split | AirEase | HMSV-A-CB | 4DHP2S48M-1P |  | Ducted Indoor Units |  |  | 47000 | 20.9 | 9 | 49000 | 42500 | 86.73% | 2 | 11.4 | 11.7 |  |  |  | No | R-410A | 3.9167 | Residential & Commercial | Ducted CEE Tier 1
208106813 | Mini/Multi Split | Armstrong Air | HMSV-A-CB | 4DHP2S18M-1P |  | Ducted Indoor Units |  |  | 18000 | 19 | 9.8 | 19000 | 13300 | 70% | 2 | 12 | 12 |  |  |  | No | R-410A | 1.5 | Residential & Commercial | Ducted CEE Tier 1
208106816 | Mini/Multi Split | Armstrong Air | HMSV-A-CB | 4DHP2S24M-1P |  | Ducted Indoor Units |  |  | 24000 | 21.3 | 9.7 | 24000 | 18000 | 75% | 1.9 | 12.5 | 12.5 |  |  |  | No | R-410A | 2 | Residential & Commercial | Ducted CEE Tier 1
208106825 | Mini/Multi Split | Armstrong Air | HMSV-A-CB | 4DHP2S48M-1P |  | Ducted Indoor Units |  |  | 47000 | 20.9 | 9 | 49000 | 42500 | 86.73% | 2 | 11.4 | 11.7 |  |  |  | No | R-410A | 3.9167 | Residential & Commercial | Ducted CEE Tier 1
208106828 | Mini/Multi Split | CONCORD | HMSV-A-CB | 4DHP2S18M-1P |  | Ducted Indoor Units |  |  | 18000 | 19 | 9.8 | 19000 | 13300 | 70% | 2 | 12 | 12 |  |  |  | No | R-410A | 1.5 | Residential & Commercial | Ducted CEE Tier 1
208106831 | Mini/Multi Split | CONCORD | HMSV-A-CB | 4DHP2S24M-1P |  | Ducted Indoor Units |  |  | 24000 | 21.3 | 9.7 | 24000 | 18000 | 75% | 1.9 | 12.5 | 12.5 |  |  |  | No | R-410A | 2 | Residential & Commercial | Ducted CEE Tier 1
208106855 | Mini/Multi Split | DUCANE | HMSV-A-CB | 4DHP2S48M-1P |  | Ducted Indoor Units |  |  | 47000 | 20.9 | 9 | 49000 | 42500 | 86.73% | 2 | 11.4 | 11.7 |  |  |  | No | R-410A | 3.9167 | Residential & Commercial | Ducted CEE Tier 1
208119918 | Mini/Multi Split | Cooper & Hunter | HMSV-A-CB | CHV6-36URBM |  | Ducted Indoor Units |  |  | 36000 | 16.5 | 10 | 42000 | 31000 | 73.81% | 2.1 | 12.6 | 12.6 |  |  |  | No | R-410A | 3 | Residential & Commercial | Ducted CEE Tier 1
208119919 | Mini/Multi Split | Cooper & Hunter | HMSV-A-CB | CHV6-48URBM |  | Ducted Indoor Units |  |  | 48000 | 16.5 | 8.55 | 54000 | 38000 | 70.37% | 2 | 10.2 | 10.2 |  |  |  | No | R-410A | 4 | Residential & Commercial | Ducted CEE Tier 1
208106840 | Mini/Multi Split | CONCORD | HMSV-A-CB | 4DHP2S48M-1P |  | Ducted Indoor Units |  |  | 47000 | 20.9 | 9 | 49000 | 42500 | 86.73% | 2 | 11.4 | 11.7 |  |  |  | No | R-410A | 3.9167 | Residential & Commercial | Ducted CEE Tier 1
208106843 | Mini/Multi Split | DUCANE | HMSV-A-CB | 4DHP2S18M-1P |  | Ducted Indoor Units |  |  | 18000 | 19 | 9.8 | 19000 | 13300 | 70% | 2 | 12 | 12 |  |  |  | No | R-410A | 1.5 | Residential & Commercial | Ducted CEE Tier 1
208106846 | Mini/Multi Split | DUCANE | HMSV-A-CB | 4DHP2S24M-1P |  | Ducted Indoor Units |  |  | 24000 | 21.3 | 9.7 | 24000 | 18000 | 75% | 1.9 | 12.5 | 12.5 |  |  |  | No | R-410A | 2 | Residential & Commercial | Ducted CEE Tier 1
208119673 | Mini/Multi Split | Airlux | HMSV-A-CB | AM2M18O/2022 |  | Ducted Indoor Units |  |  | 18000 | 19 | 9.8 | 19000 | 13300 | 70% | 2 | 12 | 12 |  |  |  | No | R-410A | 1.5 | Residential & Commercial | Ducted CEE Tier 1
208121869 | Mini/Multi Split | ECO-AIR | HMSV-A-CB | M2OA-18HFN1-M |  | Ducted Indoor Units |  |  | 18000 | 19 | 9.8 | 19000 | 13300 | 70% | 2 | 12 | 12 |  |  |  | No | R-410A | 1.5 | Residential & Commercial | Ducted CEE Tier 1
208121906 | Mini/Multi Split | Alsetria | HMSV-A-CB | M2OA-18HFN1-M |  | Ducted Indoor Units |  |  | 18000 | 19 | 9.8 | 19000 | 13300 | 70% | 2 | 12 | 12 |  |  |  | No | R-410A | 1.5 | Residential & Commercial | Ducted CEE Tier 1
208121933 | Mini/Multi Split | EMI | HMSV-A-CB | MHMZ218DA |  | Ducted Indoor Units |  |  | 19000 | 19 | 9.3 | 20000 | 19000 | 95% | 1.85 | 11.5 | 12 |  |  |  | No | R-410A | 1.5833 | Residential & Commercial | Ducted CEE Tier 1
208121936 | Mini/Multi Split | EMI | HMSV-A-CB | MHMZ327DA |  | Ducted Indoor Units |  |  | 28000 | 20 | 9.5 | 28000 | 25000 | 89.29% | 1.8 | 11.5 | 11.7 |  |  |  | No | R-410A | 2.3333 | Residential & Commercial | Ducted CEE Tier 1
208121942 | Mini/Multi Split | EMI | HMSV-A-CB | MHMZ548DA |  | Ducted Indoor Units |  |  | 47000 | 20.9 | 9 | 49000 | 42500 | 86.73% | 2 | 11.4 | 11.7 |  |  |  | No | R-410A | 3.9167 | Residential & Commercial | Ducted CEE Tier 1
208121962 | Mini/Multi Split | PIONEER | HMSV-A-CB | YN020GMFI22M2E |  | Ducted Indoor Units |  |  | 18000 | 19 | 9.8 | 19000 | 13300 | 70% | 2 | 12 | 12 |  |  |  | No | R-410A | 1.5 | Residential & Commercial | Ducted CEE Tier 1
208128283 | Mini/Multi Split | SEA BREEZE+ | HMSV-A-CB | MZ18H424ZMO |  | Ducted Indoor Units |  |  | 18000 | 19 | 9.8 | 19000 | 13300 | 70% | 2 | 12 | 12 |  |  |  | No | R-410A | 1.5 | Residential & Commercial | Ducted CEE Tier 1
208128286 | Mini/Multi Split | SEA BREEZE+ | HMSV-A-CB | MZ27H424ZMO |  | Ducted Indoor Units |  |  | 24000 | 21.3 | 9.7 | 24000 | 18000 | 75% | 1.9 | 12.5 | 12.5 |  |  |  | No | R-410A | 2 | Residential & Commercial | Ducted CEE Tier 1
208128295 | Mini/Multi Split | SEA BREEZE+ | HMSV-A-CB | HMZ28H424ZMO |  | Ducted Indoor Units |  |  | 28000 | 20 | 9.5 | 28000 | 25000 | 89.29% | 1.8 | 11.5 | 11.7 |  |  |  | No | R-410A | 2.3333 | Residential & Commercial | Ducted CEE Tier 1
208131885 | Mini/Multi Split | LG | HMSV-A-CB | LMU183HV |  | Ducted Indoor Units |  |  | 17200 | 18.5 | 9 | 20000 | 14800 | 74% | 2 | 0 | 12.5 |  |  |  | No | R-410A | 1.4333 | Residential & Commercial | Ducted CEE Tier 1
208404160 | Mini/Multi Split | WESTINGHOUSE | HMSV-A-CB | WHP42M5A21S |  | Ducted Indoor Units |  |  | 41000 | 18 | 8.8 | 45000 | 36000 | 80% | 1.84 | 10 | 10 |  |  |  | No | R-410A | 3.4167 | Residential & Commercial | Ducted CEE Tier 1
208132544 | Mini/Multi Split | MDV | HMSV-A-CB | M5OA-55HFN1-M-[X]*(2) |  | Ducted Indoor Units |  |  | 55000 | 18.8 | 9.3 | 55000 | 46000 | 83.64% | 1.9 | 10.5 | 10.5 |  |  |  | No | R-410A | 4.5833 | Residential & Commercial | Ducted CEE Tier 1
208136320 | Mini/Multi Split | MOOVAIR | HMSV-A-CB | DMA55HOM25230X3 |  | Ducted Indoor Units |  |  | 55000 | 18.8 | 9.3 | 55000 | 46000 | 83.64% | 1.9 | 10.5 | 10.5 |  |  |  | No | R-410A | 4.5833 | Residential & Commercial | Ducted CEE Tier 1
208284474 | Mini/Multi Split | TRUST AIR CONDITIONERS | HMSV-A-CB | M2S18H/O4S4P |  | Ducted Indoor Units |  |  | 18000 | 19 | 9.8 | 19000 | 13300 | 70% | 2 | 12 | 12 |  |  |  | No | R-410A | 1.5 | Residential & Commercial | Ducted CEE Tier 1
208284486 | Mini/Multi Split | TRUST AIR CONDITIONERS | HMSV-A-CB | M2H18H/O4S4P |  | Ducted Indoor Units |  |  | 19000 | 19 | 9.3 | 20000 | 19000 | 95% | 1.85 | 11.5 | 12 |  |  |  | No | R-410A | 1.5833 | Residential & Commercial | Ducted CEE Tier 1
208284489 | Mini/Multi Split | TRUST AIR CONDITIONERS | HMSV-A-CB | M3H27H/O4S4P |  | Ducted Indoor Units |  |  | 28000 | 20 | 9.5 | 28000 | 25000 | 89.29% | 1.8 | 11.5 | 11.7 |  |  |  | No | R-410A | 2.3333 | Residential & Commercial | Ducted CEE Tier 1
208284495 | Mini/Multi Split | TRUST AIR CONDITIONERS | HMSV-A-CB | M5H48H/O4S4P |  | Ducted Indoor Units |  |  | 47000 | 20.9 | 9 | 49000 | 42500 | 86.73% | 2 | 11.4 | 11.7 |  |  |  | No | R-410A | 3.9167 | Residential & Commercial | Ducted CEE Tier 1
208497429 | Mini/Multi Split | C&H | HMSV-A-CB | CH-HPR55M-230VO |  | Ducted Indoor Units |  |  | 55000 | 18.8 | 9.3 | 55000 | 46000 | 83.64% | 1.9 | 10.5 | 10.5 |  |  |  | No | R-410A | 4.5833 | Residential & Commercial | Ducted CEE Tier 1
208404154 | Mini/Multi Split | WESTINGHOUSE | HMSV-A-CB | WHP18M2A21S |  | Ducted Indoor Units |  |  | 18000 | 19 | 9.4 | 20200 | 18000 | 89.11% | 1.84 | 11.5 | 11.5 |  |  |  | No | R-410A | 1.5 | Residential & Commercial | Ducted CEE Tier 1
208404156 | Mini/Multi Split | WESTINGHOUSE | HMSV-A-CB | WHP24M3A21S |  | Ducted Indoor Units |  |  | 24000 | 21 | 8.6 | 24600 | 24000 | 97.56% | 1.84 | 12.1 | 12.1 |  |  |  | No | R-410A | 2 | Residential & Commercial | Ducted CEE Tier 1
208404158 | Mini/Multi Split | WESTINGHOUSE | HMSV-A-CB | WHP36M4A21S |  | Ducted Indoor Units |  |  | 32000 | 19.5 | 8.9 | 37600 | 36000 | 95.74% | 1.84 | 12 | 12 |  |  |  | No | R-410A | 2.6667 | Residential & Commercial | Ducted CEE Tier 1
208447949 | Mini/Multi Split | SLIMAIR | HMSV-A-CB | SHC2Z18VC2AG |  | Ducted Indoor Units |  |  | 18000 | 19 | 9.8 | 19000 | 13300 | 70% | 2 | 12 | 12 |  |  |  | No | R-410A | 1.5 | Residential & Commercial | Ducted CEE Tier 1
208552830 | Mini/Multi Split | MRCOOL | HMSV-A-CB | MULTI2-18HP230B |  | Ducted Indoor Units |  |  | 18000 | 19 | 9.8 | 19000 | 13300 | 70% | 2 | 12 | 12 |  |  |  | No | R-410A | 1.5 | Residential & Commercial | Ducted CEE Tier 1
208650623 | Mini/Multi Split | BLUERIDGE | HMSV-A-CB | BMM55HHC |  | Ducted Indoor Units |  |  | 55000 | 18.8 | 9.3 | 55000 | 46000 | 83.64% | 1.9 | 10.5 | 10.5 |  |  |  | No | R-410A | 4.5833 | Residential & Commercial | Ducted CEE Tier 1
208650723 | Mini/Multi Split | HAXXAIR | HMSV-A-CB | HVHM-18T2D |  | Ducted Indoor Units |  |  | 18000 | 19 | 9.4 | 20200 | 18000 | 89.11% | 1.84 | 11.5 | 11.5 |  |  |  | No | R-410A | 1.5 | Residential & Commercial | Ducted CEE Tier 1
208568364 | Mini/Multi Split | MIDEA | HMSV-A-CB | M3OJ-24HFN1-M |  | Ducted Indoor Units |  |  | 24000 | 21.3 | 9.7 | 24000 | 18000 | 75% | 1.9 | 12.5 | 12.5 |  |  |  | No | R-410A | 2 | Residential & Commercial | Ducted CEE Tier 1
212608409 | Mini/Multi Split | LENNOX | HMSV-A-CB | VPC036H4M-3PD* |  | Ducted Indoor Units |  |  | 36000 | 17.7 | 9.2 | 40000 | 28000 | 70% | 1.8 | 0 | 11.7 |  |  |  | No | R-410A | 3 | Residential & Commercial | Ducted CEE Tier 1
208816899 | Mini/Multi Split | SEA BREEZE+ | HMSV-A-CB | HMZ48H424ZMO |  | Ducted Indoor Units |  |  | 55000 | 18.8 | 9.3 | 55000 | 46000 | 83.64% | 1.9 | 10.5 | 10.5 |  |  |  | No | R-410A | 4.5833 | Residential & Commercial | Ducted CEE Tier 1
212615019 | Mini/Multi Split | Relief Sciences | HMSV-A-CB | LANG18OD35-2 |  | Ducted Indoor Units |  |  | 19000 | 19 | 9.3 | 20000 | 19000 | 95% | 1.85 | 11.5 | 12 |  |  |  | No | R-410A | 1.5833 | Residential & Commercial | Ducted CEE Tier 1
208816893 | Mini/Multi Split | SEA BREEZE+ | HMSV-A-CB | HMZ18H424ZMO |  | Ducted Indoor Units |  |  | 19000 | 19 | 9.3 | 20000 | 19000 | 95% | 1.85 | 11.5 | 12 |  |  |  | No | R-410A | 1.5833 | Residential & Commercial | Ducted CEE Tier 1
208816896 | Mini/Multi Split | SEA BREEZE+ | HMSV-A-CB | HMZ24H424ZMO |  | Ducted Indoor Units |  |  | 24000 | 19.4 | 9.9 | 24000 | 24000 | 100% | 1.8 | 11.7 | 12 |  |  |  | No | R-410A | 2 | Residential & Commercial | Ducted CEE Tier 1
209157096 | Mini/Multi Split | ApooDr | HMSV-A-CB | AM2OA-18HFN1 |  | Ducted Indoor Units |  |  | 18000 | 19 | 9.8 | 19000 | 13300 | 70% | 2 | 12 | 12 |  |  |  | No | R-410A | 1.5 | Residential & Commercial | Ducted CEE Tier 1
212406545 | Mini/Multi Split | MIDEA | HMSV-A-CB | MDV-V36WMN1TE* |  | Ducted Indoor Units |  |  | 36000 | 17.7 | 9.2 | 40000 | 28000 | 70% | 1.8 | 0 | 11.7 |  |  |  | No | R-410A | 3 | Residential & Commercial | Ducted CEE Tier 1
212406546 | Mini/Multi Split | LENNOX | HMSV-A-CB | VPC036H4M-3PD |  | Ducted Indoor Units |  |  | 36000 | 17.7 | 9.2 | 40000 | 28000 | 70% | 1.8 | 0 | 11.7 |  |  |  | No | R-410A | 3 | Residential & Commercial | Ducted CEE Tier 1
209319639 | Mini/Multi Split | ECO AIR | HMSV-A-CB | M2OI-18HFN1-M |  | Ducted Indoor Units |  |  | 19000 | 19 | 9.3 | 20000 | 19000 | 95% | 1.85 | 11.5 | 12 |  |  |  | No | R-410A | 1.5833 | Residential & Commercial | Ducted CEE Tier 1
209319642 | Mini/Multi Split | ECO AIR | HMSV-A-CB | M3OI-28HFN1-M |  | Ducted Indoor Units |  |  | 28000 | 20 | 9.5 | 28000 | 25000 | 89.29% | 1.8 | 11.5 | 11.7 |  |  |  | No | R-410A | 2.3333 | Residential & Commercial | Ducted CEE Tier 1
209319651 | Mini/Multi Split | ECO AIR | HMSV-A-CB | M5OA-55HFN1-M-[X] |  | Ducted Indoor Units |  |  | 55000 | 18.8 | 9.3 | 55000 | 46000 | 83.64% | 1.9 | 10.5 | 10.5 |  |  |  | No | R-410A | 4.5833 | Residential & Commercial | Ducted CEE Tier 1
209416882 | Mini/Multi Split | NOVAIR | HMSV-A-CB | LEA28MZ-3P-35SK-O |  | Ducted Indoor Units |  |  | 28000 | 20 | 9.5 | 28000 | 25000 | 89.29% | 1.8 | 11.5 | 11.7 |  |  |  | No | R-410A | 2.3333 | Residential & Commercial | Ducted CEE Tier 1
209416885 | Mini/Multi Split | NOVAIR | HMSV-A-CB | LEA20MZ-2P-35SK-O |  | Ducted Indoor Units |  |  | 19000 | 19 | 9.3 | 20000 | 19000 | 95% | 1.85 | 11.5 | 12 |  |  |  | No | R-410A | 1.5833 | Residential & Commercial | Ducted CEE Tier 1
209549027 | Mini/Multi Split | THERMOCORE SYSTEMS | HMSV-A-CB | T423D-H224-C |  | Ducted Indoor Units |  |  | 24000 | 21.3 | 9.7 | 24000 | 18000 | 75% | 1.9 | 12.5 | 12.5 |  |  |  | No | R-410A | 2 | Residential & Commercial | Ducted CEE Tier 1
209843034 | Mini/Multi Split | CLASSIC | HMSV-A-CB | MMRSHC18AS2 |  | Ducted Indoor Units |  |  | 18000 | 19 | 9.8 | 19000 | 13300 | 70% | 2 | 12 | 12 |  |  |  | No | R-410A | 1.5 | Residential & Commercial | Ducted CEE Tier 1
209843046 | Mini/Multi Split | TGM | HMSV-A-CB | MMRSHT18AS2 |  | Ducted Indoor Units |  |  | 18000 | 19 | 9.8 | 19000 | 13300 | 70% | 2 | 12 | 12 |  |  |  | No | R-410A | 1.5 | Residential & Commercial | Ducted CEE Tier 1
209862182 | Mini/Multi Split | KLIMAIRE | HMSV-A-CB | KMIR218-H221-2 |  | Ducted Indoor Units |  |  | 18000 | 19 | 9.8 | 19000 | 13300 | 70% | 2 | 12 | 12 |  |  |  | No | R-410A | 1.5 | Residential & Commercial | Ducted CEE Tier 1
209862185 | Mini/Multi Split | KLIMAIRE | HMSV-A-CB | KMIR324-H217-2 |  | Ducted Indoor Units |  |  | 24000 | 21.3 | 9.7 | 24000 | 18000 | 75% | 1.9 | 12.5 | 12.5 |  |  |  | No | R-410A | 2 | Residential & Commercial | Ducted CEE Tier 1
213286761 | Mini/Multi Split | Wells | HMSV-A-CB | WMMA-18HFMO |  | Ducted Indoor Units |  |  | 18000 | 19 | 9.8 | 19000 | 13300 | 70% | 2 | 12 | 12 |  |  |  | No | R-410A | 1.5 | Residential & Commercial | Ducted CEE Tier 1
213286776 | Mini/Multi Split | Wells | HMSV-A-CB | WMCA-18HFMO |  | Ducted Indoor Units |  |  | 19000 | 19 | 9.3 | 20000 | 19000 | 95% | 1.85 | 11.5 | 12 |  |  |  | No | R-410A | 1.5833 | Residential & Commercial | Ducted CEE Tier 1
213286779 | Mini/Multi Split | Wells | HMSV-A-CB | WMCA-27HFMO |  | Ducted Indoor Units |  |  | 27000 | 19 | 10 | 27000 | 27000 | 100% | 1.8 | 0 | 11.8 |  |  |  | No | R-410A | 2.25 | Residential & Commercial | Ducted CEE Tier 1
213286782 | Mini/Multi Split | Wells | HMSV-A-CB | WMCA-48HFMO |  | Ducted Indoor Units |  |  | 47000 | 20.9 | 9 | 49000 | 42500 | 86.73% | 2 | 11.4 | 11.7 |  |  |  | No | R-410A | 3.9167 | Residential & Commercial | Ducted CEE Tier 1
213301875 | Mini/Multi Split | MDV | HMSV-A-CB | M4OX630-36HFN1-M1X |  | Ducted Indoor Units |  |  | 36000 | 19.4 | 10 | 36000 | 36000 | 100% | 1.9 | 0 | 12 |  |  |  | No | R-410A | 3 | Residential & Commercial | Ducted CEE Tier 1
213301878 | Mini/Multi Split | MDV | HMSV-A-CB | M4OX630-36HFN1-M1X* |  | Ducted Indoor Units |  |  | 36000 | 19.4 | 10 | 36000 | 36000 | 100% | 1.9 | 0 | 12 |  |  |  | No | R-410A | 3 | Residential & Commercial | Ducted CEE Tier 1
215415539 | Mini/Multi Split | Durastar | HMSV-A-CB | DRA6U48M2A |  | Ducted Indoor Units |  |  | 45000 | 20.4 | 10.6 | 47000 | 38000 | 80.85% | 2.1 | 0 | 12 |  |  |  | No | R-454B | 3.75 | Residential & Commercial | Ducted CEE Tier 1
215415533 | Mini/Multi Split | Durastar | HMSV-A-CB | DRA6H48M2A |  | Ducted Indoor Units |  |  | 47000 | 20.4 | 11 | 48000 | 48000 | 100% | 2 | 0 | 11.7 |  |  |  | No | R-454B | 3.9167 | Residential & Commercial | Ducted CEE Tier 1
215415536 | Mini/Multi Split | Durastar | HMSV-A-CB | DRA6H55M2A |  | Ducted Indoor Units |  |  | 53000 | 20 | 10.7 | 55000 | 48000 | 87.27% | 2.1 | 0 | 11.7 |  |  |  | No | R-454B | 4.4167 | Residential & Commercial | Ducted CEE Tier 1
212615068 | Mini/Multi Split | YONAN | HMSV-A-CB | YSMO-18HFN1 |  | Ducted Indoor Units |  |  | 18000 | 19 | 9.8 | 19000 | 13300 | 70% | 2 | 12 | 12 |  |  |  | No | R-410A | 1.5 | Residential & Commercial | Ducted CEE Tier 1
212615071 | Mini/Multi Split | YONAN | HMSV-A-CB | YSMO-24HFN1 |  | Ducted Indoor Units |  |  | 24000 | 21.3 | 9.7 | 24000 | 18000 | 75% | 1.9 | 12.5 | 12.5 |  |  |  | No | R-410A | 2 | Residential & Commercial | Ducted CEE Tier 1
212631691 | Mini/Multi Split | Custom Comfort | HMSV-A-CB | CCOXHAMZ327HP |  | Ducted Indoor Units |  |  | 27000 | 19 | 10 | 27000 | 27000 | 100% | 1.8 | 0 | 11.8 |  |  |  | No | R-410A | 2.25 | Residential & Commercial | Ducted CEE Tier 1
209864940 | Mini/Multi Split | CTMorley | HMSV-A-CB | MOU-5A55H-2 |  | Ducted Indoor Units |  |  | 55000 | 18.8 | 9.3 | 55000 | 46000 | 83.64% | 1.9 | 10.5 | 10.5 |  |  |  | No | R-410A | 4.5833 | Residential & Commercial | Ducted CEE Tier 1
216497942 | Mini/Multi Split | AC PRO | HMSV-A-CB | MHPC-H-018BMB |  | Ducted Indoor Units |  |  | 18000 | 20 | 10 | 19000 | 14600 | 76.84% | 2.3 | 0 | 12 |  |  |  | No | R-454B | 1.5 | Residential & Commercial | Ducted CEE Tier 1
216497945 | Mini/Multi Split | AC PRO | HMSV-A-CB | MHPC-H-027BMB |  | Ducted Indoor Units |  |  | 26600 | 21 | 9 | 26600 | 18800 | 70.68% | 2 | 0 | 12 |  |  |  | No | R-454B | 2.2167 | Residential & Commercial | Ducted CEE Tier 1
216497948 | Mini/Multi Split | AC PRO | HMSV-A-CB | MHPC-H-036BMB |  | Ducted Indoor Units |  |  | 35000 | 20 | 9.2 | 37000 | 26000 | 70.27% | 2 | 0 | 11.7 |  |  |  | No | R-454B | 2.9167 | Residential & Commercial | Ducted CEE Tier 1
216497951 | Mini/Multi Split | AC PRO | HMSV-A-CB | MHPC-H-048BMB |  | Ducted Indoor Units |  |  | 45000 | 20.4 | 10.6 | 47000 | 38000 | 80.85% | 2.1 | 0 | 12 |  |  |  | No | R-454B | 3.75 | Residential & Commercial | Ducted CEE Tier 1
216505498 | Mini/Multi Split | MOOVAIR | HMSV-A-CB | MXHSA1832AN1 |  | Ducted Indoor Units |  |  | 18000 | 20 | 10 | 19000 | 14600 | 76.84% | 2.3 | 0 | 12 |  |  |  | No | R-454B | 1.5 | Residential & Commercial | Ducted CEE Tier 1
216505501 | Mini/Multi Split | ELIOS | HMSV-A-CB | EXHSA1832AN1 |  | Ducted Indoor Units |  |  | 18000 | 20 | 10 | 19000 | 14600 | 76.84% | 2.3 | 0 | 12 |  |  |  | No | R-454B | 1.5 | Residential & Commercial | Ducted CEE Tier 1
216505926 | Mini/Multi Split | Mitsubishi Electric | HMSV-A-CB | MXZ-3D24NL*** |  | Ducted Indoor Units |  |  | 23600 | 16 | 8.6 | 25400 | 19800 | 77.95% | 2 | 0 | 11.7 |  |  |  | No | R-454B | 1.9667 | Residential & Commercial | Ducted CEE Tier 1
216598389 | Mini/Multi Split | NG Trade | HMSV-A-CB | MOBMH180D |  | Ducted Indoor Units |  |  | 18000 | 20 | 10 | 19000 | 14600 | 76.84% | 2.3 | 0 | 12 |  |  |  | No | R-454B | 1.5 | Residential & Commercial | Ducted CEE Tier 1
216598392 | Mini/Multi Split | NG Trade | HMSV-A-CB | MOBMH270D |  | Ducted Indoor Units |  |  | 26600 | 21 | 9 | 26600 | 18800 | 70.68% | 2 | 0 | 12 |  |  |  | No | R-454B | 2.2167 | Residential & Commercial | Ducted CEE Tier 1
216598395 | Mini/Multi Split | NG Trade | HMSV-A-CB | MOBMH360D |  | Ducted Indoor Units |  |  | 35000 | 20 | 9.2 | 37000 | 26000 | 70.27% | 2 | 0 | 11.7 |  |  |  | No | R-454B | 2.9167 | Residential & Commercial | Ducted CEE Tier 1
216598398 | Mini/Multi Split | NG Trade | HMSV-A-CB | MOBMH480D |  | Ducted Indoor Units |  |  | 45000 | 20.4 | 10.6 | 47000 | 38000 | 80.85% | 2.1 | 0 | 12 |  |  |  | No | R-454B | 3.75 | Residential & Commercial | Ducted CEE Tier 1
216521345 | Mini/Multi Split | DAIKIN | HRCU-A-CB | RZQ18TBVJU* |  | Mini-Splits(Ducted) | FXMQ18TBVJU |  | 17700 | 15.5 | 8.5 | 20600 | 20200 | 98.06% | 1.8 | 0 | 12.5 |  |  |  | No | R-410A | 1.475 | Residential & Commercial | Ducted CEE Tier 1
216521347 | Mini/Multi Split | DAIKIN | HRCU-A-CB | RZQ24TBVJU* |  | Mini-Splits(Ducted) | FXMQ24TBVJU |  | 23400 | 15.4 | 9.3 | 27400 | 21000 | 76.64% | 2 | 0 | 10.5 |  |  |  | No | R-410A | 1.95 | Residential & Commercial | Ducted CEE Tier 1
216521350 | Mini/Multi Split | DAIKIN | HRCU-A-CB | RZQ30TBVJU* |  | Mini-Splits(Ducted) | FXMQ30TBVJU |  | 28400 | 16.5 | 8.9 | 34800 | 38000 | 109.2% | 1.8 | 0 | 12.2 |  |  |  | No | R-410A | 2.3667 | Residential & Commercial | Ducted CEE Tier 1
216521352 | Mini/Multi Split | DAIKIN | HRCU-A-CB | RZQ36TBVJU* |  | Mini-Splits(Ducted) | FXMQ36TBVJU |  | 35000 | 16.9 | 8.8 | 40000 | 40000 | 100% | 2.1 | 0 | 11.7 |  |  |  | No | R-410A | 2.9167 | Residential & Commercial | Ducted CEE Tier 1
216521354 | Mini/Multi Split | DAIKIN | HRCU-A-CB | RZQ42TBVJU* |  | Mini-Splits(Ducted) | FXMQ48TBVJU |  | 40000 | 15.6 | 9.5 | 47000 | 41500 | 88.3% | 2.15 | 0 | 10.3 |  |  |  | No | R-410A | 3.3333 | Residential & Commercial | Ducted CEE Tier 1
216581331 | Mini/Multi Split | LENNOX | HRCU-A-CB | MMLD018S6S-1P |  | Mini-Splits(Ducted) | MMD018S6-1P |  | 18000 | 18 | 8.5 | 20000 | 19000 | 95% | 1.8 | 0 | 12 |  |  |  | No | R-32 | 1.5 | Residential & Commercial | Ducted CEE Tier 1
216581332 | Mini/Multi Split | LENNOX | HRCU-A-CB | MMLD024S6S-1P |  | Mini-Splits(Ducted) | MMD024S6-1P |  | 24000 | 17.3 | 8.8 | 27000 | 24200 | 89.63% | 1.8 | 0 | 11.7 |  |  |  | No | R-32 | 2 | Residential & Commercial | Ducted CEE Tier 1
216581333 | Mini/Multi Split | LENNOX | HRCU-A-CB | MMLD030S6S-1P |  | Mini-Splits(Ducted) | MMD030S6-1P |  | 30000 | 19 | 9.7 | 34000 | 34000 | 100% | 1.8 | 0 | 13 |  |  |  | No | R-32 | 2.5 | Residential & Commercial | Ducted CEE Tier 1
216581334 | Mini/Multi Split | LENNOX | HRCU-A-CB | MMLD036S6S-1P |  | Mini-Splits(Ducted) | MMD036S6-1P |  | 36000 | 18.7 | 9.5 | 40000 | 40000 | 100% | 1.8 | 0 | 12 |  |  |  | No | R-32 | 3 | Residential & Commercial | Ducted CEE Tier 1
216581335 | Mini/Multi Split | LENNOX | HRCU-A-CB | MMLD048S6S-1P |  | Mini-Splits(Ducted) | MMD048S6-1P |  | 48000 | 18 | 9.5 | 54000 | 52000 | 96.3% | 1.8 | 0 | 12 |  |  |  | No | R-32 | 4 | Residential & Commercial | Ducted CEE Tier 1
216581336 | Mini/Multi Split | LENNOX | HRCU-A-CB | MMPD018S6S-1P |  | Mini-Splits(Ducted) | MMD018S6-1P |  | 18000 | 16.5 | 8.1 | 20000 | 16000 | 80% | 1.8 | 0 | 10 |  |  |  | No | R-32 | 1.5 | Residential & Commercial | Ducted CEE Tier 1
216581337 | Mini/Multi Split | LENNOX | HRCU-A-CB | MMPD024S6S-1P |  | Mini-Splits(Ducted) | MMD024S6-1P |  | 24000 | 16.6 | 8.3 | 27000 | 21600 | 80% | 1.8 | 0 | 10.7 |  |  |  | No | R-32 | 2 | Residential & Commercial | Ducted CEE Tier 1
216581338 | Mini/Multi Split | LENNOX | HRCU-A-CB | MMPD030S6S-1P |  | Mini-Splits(Ducted) | MMD030S6-1P |  | 30000 | 19 | 9.5 | 34000 | 27200 | 80% | 1.8 | 0 | 11.5 |  |  |  | No | R-32 | 2.5 | Residential & Commercial | Ducted CEE Tier 1
216498630 | Mini/Multi Split | HISENSE | HRCU-A-CB | AOU-09U3T25U |  | Mini-Splits(Ducted) | ADU-09U3T25U |  | 9000 | 19.5 | 9.5 | 9000 | 12000 | 133.3% | 1.8 | 0 | 11.7 |  |  |  | No | R-454B | 0.75 | Residential & Commercial | Ducted CEE Tier 1
216498631 | Mini/Multi Split | HISENSE | HRCU-A-CB | AOU-12U3T25U |  | Mini-Splits(Ducted) | ADU-12U3T25U |  | 12000 | 19.5 | 9.5 | 12000 | 12000 | 100% | 1.8 | 0 | 11.7 |  |  |  | No | R-454B | 1 | Residential & Commercial | Ducted CEE Tier 1
216498636 | Mini/Multi Split | HISENSE | HRCU-A-CB | AOU-36U3T25U |  | Mini-Splits(Ducted) | AD-36U3T25U |  | 33000 | 18.5 | 9 | 36000 | 36000 | 100% | 2 | 0 | 11.7 |  |  |  | No | R-454B | 2.75 | Residential & Commercial | Ducted CEE Tier 1
215415542 | Mini/Multi Split | GREE | HRCU-A-CB | GWH09AVDXE-D6DNA1A/O |  | Mini-Splits(Ducted) | GFH(09)DA-D6DN***/I |  | 9100 | 22.3 | 9.5 | 10500 | 9200 | 87.62% | 1.8 | 0 | 14.3 |  |  |  | No | R-32 | 0.75833 | Residential & Commercial | Ducted CEE Tier 1
215415527 | Mini/Multi Split | GREE | HRCU-A-CB | SAP12HP230V1R32AO |  | Mini-Splits(Ducted) | DUC12HP230V1R32AH |  | 12000 | 22 | 9 | 12000 | 10500 | 87.5% | 1.9 | 0 | 13 |  |  |  | No | R-32 | 1 | Residential & Commercial | Ducted CEE Tier 1
212615045 | Mini/Multi Split | KANIONco | HRCU-A-CB | KD-09IR410AHSODU |  | Mini-Splits(Ducted) | KD-09IR410AHSIDU |  | 9000 | 20.2 | 12 | 10000 | 10800 | 108% | 1.9 | 14 | 13.2 |  |  |  | No | R-410A | 0.75 | Residential & Commercial | Ducted CEE Tier 1
212615048 | Mini/Multi Split | KANIONco | HRCU-A-CB | KD-24IR410AHSODU |  | Mini-Splits(Ducted) | KD-24IR410AHSIDU |  | 24000 | 19.2 | 10.5 | 25000 | 27000 | 108% | 2 | 12.5 | 12 |  |  |  | No | R-410A | 2 | Residential & Commercial | Ducted CEE Tier 1
212615049 | Mini/Multi Split | KANIONco | HRCU-A-CB | KD-12IR410AHSODU |  | Mini-Splits(Ducted) | KD-12IR410AHSIDU |  | 12000 | 19.5 | 10 | 12500 | 12100 | 96.8% | 1.96 | 13 | 11.7 |  |  |  | No | R-410A | 1 | Residential & Commercial | Ducted CEE Tier 1
212615050 | Mini/Multi Split | KANIONco | HRCU-A-CB | KD-18IR410AHSODU |  | Mini-Splits(Ducted) | KD-18IR410AHSIDU |  | 17000 | 18 | 9.5 | 19000 | 17700 | 93.16% | 1.85 | 12.5 | 11.7 |  |  |  | No | R-410A | 1.4167 | Residential & Commercial | Ducted CEE Tier 1
209843059 | Mini/Multi Split | CTMorley | HRCU-A-CB | MOU-A12H-2 |  | Mini-Splits(Ducted) | MIU-A12D-2 |  | 12000 | 19.5 | 10 | 12500 | 12100 | 96.8% | 1.96 | 13 | 11.7 |  |  |  | No | R-410A | 1 | Residential & Commercial | Ducted CEE Tier 1
209843062 | Mini/Multi Split | CTMorley | HRCU-A-CB | MOU-A18H-2 |  | Mini-Splits(Ducted) | MIU-A18D-2 |  | 17000 | 18 | 9.5 | 19000 | 17700 | 93.16% | 1.85 | 12.5 | 11.7 |  |  |  | No | R-410A | 1.4167 | Residential & Commercial | Ducted CEE Tier 1
209843065 | Mini/Multi Split | CTMorley | HRCU-A-CB | MOU-A24H-2 |  | Mini-Splits(Ducted) | MIU-A24D-2 |  | 24000 | 19.2 | 10.5 | 25000 | 27000 | 108% | 2 | 12.5 | 12 |  |  |  | No | R-410A | 2 | Residential & Commercial | Ducted CEE Tier 1
209843082 | Mini/Multi Split | CTMorley | HRCU-A-CB | MOU-A09H-2 |  | Mini-Splits(Ducted) | MIU-A09D-2 |  | 9000 | 20.2 | 12 | 10000 | 10800 | 108% | 1.9 | 14 | 13.2 |  |  |  | No | R-410A | 0.75 | Residential & Commercial | Ducted CEE Tier 1
209843001 | Mini/Multi Split | CLASSIC | HRCU-A-CB | MRSVHC12AS |  | Mini-Splits(Ducted) | MFCHC12S |  | 11500 | 19 | 10.3 | 12000 | 8400 | 70% | 2.26 | 12.5 | 11.7 |  |  |  | No | R-410A | 0.95833 | Residential & Commercial | Ducted CEE Tier 1
209843003 | Mini/Multi Split | CLASSIC | HRCU-A-CB | MRSVHC24AS |  | Mini-Splits(Ducted) | MFCHC24S |  | 23000 | 19 | 11.2 | 25000 | 20000 | 80% | 2.3 | 12.6 | 12.5 |  |  |  | No | R-410A | 1.9167 | Residential & Commercial | Ducted CEE Tier 1
209843017 | Mini/Multi Split | TGM | HRCU-A-CB | MRSVHT12AS |  | Mini-Splits(Ducted) | MFCHT12S |  | 11500 | 19 | 10.3 | 12000 | 8400 | 70% | 2.26 | 12.5 | 11.7 |  |  |  | No | R-410A | 0.95833 | Residential & Commercial | Ducted CEE Tier 1
209843019 | Mini/Multi Split | TGM | HRCU-A-CB | MRSVHT24AS |  | Mini-Splits(Ducted) | MFCHT24S |  | 23000 | 19 | 11.2 | 25000 | 20000 | 80% | 2.3 | 12.6 | 12.5 |  |  |  | No | R-410A | 1.9167 | Residential & Commercial | Ducted CEE Tier 1
209862160 | Mini/Multi Split | KLIMAIRE | HRCU-A-CB | KSIE009-H221-O-2 |  | Mini-Splits(Ducted) | KDIP09-H2 |  | 9000 | 19.2 | 10.2 | 10000 | 8000 | 80% | 2.1 | 13.5 | 12.5 |  |  |  | No | R-410A | 0.75 | Residential & Commercial | Ducted CEE Tier 1
209862161 | Mini/Multi Split | KLIMAIRE | HRCU-A-CB | KSIE012-H220-O-2 |  | Mini-Splits(Ducted) | KDIP12-H2 |  | 11500 | 19 | 10.3 | 12000 | 8400 | 70% | 2.26 | 12.5 | 11.7 |  |  |  | No | R-410A | 0.95833 | Residential & Commercial | Ducted CEE Tier 1
209862163 | Mini/Multi Split | KLIMAIRE | HRCU-A-CB | KSIE024-H220-O-2 |  | Mini-Splits(Ducted) | KDIP24-H2 |  | 23000 | 19 | 11.2 | 25000 | 20000 | 80% | 2.3 | 12.6 | 12.5 |  |  |  | No | R-410A | 1.9167 | Residential & Commercial | Ducted CEE Tier 1
209862169 | Mini/Multi Split | KLIMAIRE | HRCU-A-CB | KSIH024-H220-O-2 |  | Mini-Splits(Ducted) | KDIP24-H2 |  | 24000 | 19.2 | 10.5 | 25000 | 27000 | 108% | 2 | 12.5 | 12 |  |  |  | No | R-410A | 2 | Residential & Commercial | Ducted CEE Tier 1
209862170 | Mini/Multi Split | KLIMAIRE | HRCU-A-CB | KSIH009-H225-O-2 |  | Mini-Splits(Ducted) | KDIP09-H2 |  | 9000 | 20.2 | 12 | 10000 | 10800 | 108% | 1.9 | 14 | 13.2 |  |  |  | No | R-410A | 0.75 | Residential & Commercial | Ducted CEE Tier 1
209862171 | Mini/Multi Split | KLIMAIRE | HRCU-A-CB | KSIH012-H222-O-2 |  | Mini-Splits(Ducted) | KDIP12-H2 |  | 12000 | 19.5 | 10 | 12500 | 12100 | 96.8% | 1.96 | 13 | 11.7 |  |  |  | No | R-410A | 1 | Residential & Commercial | Ducted CEE Tier 1
209862172 | Mini/Multi Split | KLIMAIRE | HRCU-A-CB | KSIH018-H220-O-2 |  | Mini-Splits(Ducted) | KDIP18-H2 |  | 17000 | 18 | 9.5 | 19000 | 17700 | 93.16% | 1.85 | 12.5 | 11.7 |  |  |  | No | R-410A | 1.4167 | Residential & Commercial | Ducted CEE Tier 1
209748103 | Mini/Multi Split | AC PRO.COM | HRCU-A-CB | AOX230-09HFN1-MW5W |  | Mini-Splits(Ducted) | ATIU-09HWFN1-M |  | 9000 | 19.2 | 10.2 | 10000 | 8000 | 80% | 2.1 | 13.5 | 12.5 |  |  |  | No | R-410A | 0.75 | Residential & Commercial | Ducted CEE Tier 1
209748104 | Mini/Multi Split | AC PRO.COM | HRCU-A-CB | AOX230-12HFN1-MV5W |  | Mini-Splits(Ducted) | ATIU-12HWFN1-M |  | 11500 | 19 | 10.3 | 12000 | 8400 | 70% | 2.26 | 12.5 | 11.7 |  |  |  | No | R-410A | 0.95833 | Residential & Commercial | Ducted CEE Tier 1
209447988 | Mini/Multi Split | Mitsubishi Electric | HRCU-A-C | PUZ-HA24NHA* |  | Mini-Splits(Ducted) | PAA-A24AA1 |  | 24000 | 15.6 | 9.3 | 25400 | 25400 | 100% | 1.8 | 11 | 10.5 |  |  |  | No | R-410A | 2 | Residential & Commercial | Ducted CEE Tier 1
209447989 | Mini/Multi Split | Mitsubishi Electric | HRCU-A-C | PUZ-HA24NHA* |  | Mini-Splits(Ducted) | PAA-A24BA1 |  | 24000 | 15.6 | 9.3 | 25400 | 25400 | 100% | 1.8 | 11 | 10.5 |  |  |  | No | R-410A | 2 | Residential & Commercial | Ducted CEE Tier 1
209484153 | Mini/Multi Split | Mitsubishi Electric | HRCU-A-C | PUZ-HA36NKA* |  | Mini-Splits(Ducted) | PAA-A36BA1 |  | 36000 | 15.3 | 9.5 | 42000 | 42000 | 100% | 1.8 | 11 | 10.5 |  |  |  | No | R-410A | 3 | Residential & Commercial | Ducted CEE Tier 1
209424846 | Mini/Multi Split | GREE | HRCU-A-CB | GWH12AGCXD-D3DNA1A/O |  | Mini-Splits(Ducted) | GFH(12)DA-D3DN***/I |  | 12000 | 20 | 8.5 | 12000 | 8800 | 73.33% | 1.9 | 12.5 | 11.8 |  |  |  | No | R-410A | 1 | Residential & Commercial | Ducted CEE Tier 1
208816926 | Mini/Multi Split | TRUST AIR CONDITIONERS | HRCU-A-CB | OUS09H/O4S4P |  | Mini-Splits(Ducted) | IUMDL09H/I43P |  | 9000 | 19.2 | 10.2 | 10000 | 8000 | 80% | 2.1 | 13.5 | 12.5 |  |  |  | No | R-410A | 0.75 | Residential & Commercial | Ducted CEE Tier 1
208816927 | Mini/Multi Split | TRUST AIR CONDITIONERS | HRCU-A-CB | OUS12H/O4S4P |  | Mini-Splits(Ducted) | IUMDL12H/I43P |  | 11500 | 19 | 10.3 | 12000 | 8400 | 70% | 2.26 | 12.5 | 11.7 |  |  |  | No | R-410A | 0.95833 | Residential & Commercial | Ducted CEE Tier 1
208816929 | Mini/Multi Split | TRUST AIR CONDITIONERS | HRCU-A-CB | OUS24H/O4S4P |  | Mini-Splits(Ducted) | IUMDL24H/I43P |  | 23000 | 19 | 11.2 | 25000 | 20000 | 80% | 2.3 | 12.6 | 12.5 |  |  |  | No | R-410A | 1.9167 | Residential & Commercial | Ducted CEE Tier 1
208816930 | Mini/Multi Split | TRUST AIR CONDITIONERS | HRCU-A-CB | OAH09H/O4S4P |  | Mini-Splits(Ducted) | IUMDL09H/I43P |  | 9000 | 20.2 | 12 | 10000 | 10800 | 108% | 1.9 | 14 | 13.2 |  |  |  | No | R-410A | 0.75 | Residential & Commercial | Ducted CEE Tier 1
208816931 | Mini/Multi Split | TRUST AIR CONDITIONERS | HRCU-A-CB | OAH12H/O4S4P |  | Mini-Splits(Ducted) | IUMDL12H/I43P |  | 12000 | 19.5 | 10 | 12500 | 12100 | 96.8% | 1.96 | 13 | 11.7 |  |  |  | No | R-410A | 1 | Residential & Commercial | Ducted CEE Tier 1
208816932 | Mini/Multi Split | TRUST AIR CONDITIONERS | HRCU-A-CB | OAH18H/O4S4P |  | Mini-Splits(Ducted) | IUMDL18H/I43P |  | 17000 | 18 | 9.5 | 19000 | 17700 | 93.16% | 1.85 | 12.5 | 11.7 |  |  |  | No | R-410A | 1.4167 | Residential & Commercial | Ducted CEE Tier 1
208816933 | Mini/Multi Split | TRUST AIR CONDITIONERS | HRCU-A-CB | OAH24H/O4S4P |  | Mini-Splits(Ducted) | IUMDL24H/I43P |  | 24000 | 19.2 | 10.5 | 25000 | 27000 | 108% | 2 | 12.5 | 12 |  |  |  | No | R-410A | 2 | Residential & Commercial | Ducted CEE Tier 1
212437230 | Mini/Multi Split | KINGHOME | HRCU-A-CB | KW18HQ25SDO |  | Mini-Splits(Ducted) | KM18HF1DI |  | 18000 | 20 | 8.5 | 18000 | 13300 | 73.89% | 2.12 | 0 | 12.5 |  |  |  | No | R-410A | 1.5 | Residential & Commercial | Ducted CEE Tier 1
212437233 | Mini/Multi Split | KINGHOME | HRCU-A-CB | KW24HQ25SDO |  | Mini-Splits(Ducted) | KM24HF1DI |  | 22000 | 20 | 9 | 24000 | 19000 | 79.17% | 1.9 | 0 | 12.7 |  |  |  | No | R-410A | 1.8333 | Residential & Commercial | Ducted CEE Tier 1
212437227 | Mini/Multi Split | KINGHOME | HRCU-A-CB | KW12HQ25SDO |  | Mini-Splits(Ducted) | KM12HF1DI |  | 12000 | 20 | 8.5 | 12000 | 8800 | 73.33% | 1.9 | 0 | 11.8 |  |  |  | No | R-410A | 1 | Residential & Commercial | Ducted CEE Tier 1
208447318 | Mini/Multi Split | TOSHIBA CARRIER | HRCU-A-CB | RAV-SP122AT2P-UL |  | Mini-Splits(Ducted) | RAV-SM122BTP-UL |  | 12000 | 17.1 | 8.9 | 14000 | 10000 | 71.43% | 1.82 | 14.5 | 12.2 |  |  |  | No | R-410A | 1 | Residential & Commercial | Ducted CEE Tier 1
208447323 | Mini/Multi Split | TOSHIBA CARRIER | HRCU-A-CB | RAV-SP242AT2P-UL |  | Mini-Splits(Ducted) | RAV-SM242BTP-UL |  | 24000 | 19.4 | 10.3 | 27000 | 20000 | 74.07% | 2.1 | 12.9 | 12.4 |  |  |  | No | R-410A | 2 | Residential & Commercial | Ducted CEE Tier 1
208447326 | Mini/Multi Split | TOSHIBA CARRIER | HRCU-A-CB | RAV-SP302AT2P-UL |  | Mini-Splits(Ducted) | RAV-SM302BTP-UL |  | 30000 | 19.3 | 10.3 | 34000 | 25400 | 74.71% | 2.19 | 12.8 | 12.5 |  |  |  | No | R-410A | 2.5 | Residential & Commercial | Ducted CEE Tier 1
208447329 | Mini/Multi Split | TOSHIBA CARRIER | HRCU-A-CB | RAV-SP362AT2P-UL |  | Mini-Splits(Ducted) | RAV-SM362BTP-UL |  | 36000 | 17.6 | 9.9 | 40000 | 29800 | 74.5% | 2.12 | 11.5 | 11 |  |  |  | No | R-410A | 3 | Residential & Commercial | Ducted CEE Tier 1
208447612 | Mini/Multi Split | SUNCHILLERS | HRCU-A-CB | 12WODU-UL |  | Mini-Splits(Ducted) | 12DIDU-UL |  | 11500 | 19 | 10.3 | 12000 | 8400 | 70% | 2.26 | 12.5 | 11.7 |  |  |  | No | R-410A | 0.95833 | Residential & Commercial | Ducted CEE Tier 1
208447613 | Mini/Multi Split | SUNCHILLERS | HRCU-A-CB | 24WODU-UL |  | Mini-Splits(Ducted) | 24DIDU-UL |  | 23000 | 19 | 11.2 | 25000 | 20000 | 80% | 2.3 | 12.6 | 12.5 |  |  |  | No | R-410A | 1.9167 | Residential & Commercial | Ducted CEE Tier 1
208141951 | Mini/Multi Split | PIONEER | HRCU-A-CB | YN009GMFI22RPE |  | Mini-Splits(Ducted) | RB009GMFILDFHD |  | 9000 | 19.2 | 10.2 | 10000 | 8000 | 80% | 2.1 | 13.5 | 12.5 |  |  |  | No | R-410A | 0.75 | Residential & Commercial | Ducted CEE Tier 1
208141952 | Mini/Multi Split | PIONEER | HRCU-A-CB | YN012GMFI22RPE |  | Mini-Splits(Ducted) | RB012GMFILDFHD |  | 11500 | 19 | 10.3 | 12000 | 8400 | 70% | 2.26 | 12.5 | 11.7 |  |  |  | No | R-410A | 0.95833 | Residential & Commercial | Ducted CEE Tier 1
208141954 | Mini/Multi Split | PIONEER | HRCU-A-CB | YN024GMFI22RPE |  | Mini-Splits(Ducted) | RB024GMFILDFHD |  | 23000 | 19 | 11.2 | 25000 | 20000 | 80% | 2.3 | 12.6 | 12.5 |  |  |  | No | R-410A | 1.9167 | Residential & Commercial | Ducted CEE Tier 1
208158334 | Mini/Multi Split | GREE | HRCU-A-CB | GWH24AGEXH-D3DNA1A/O |  | Mini-Splits(Ducted) | GFH(24)DB-D3DN***/I |  | 22000 | 20 | 9 | 24000 | 19000 | 79.17% | 1.9 | 12.7 | 12.7 |  |  |  | No | R-410A | 1.8333 | Residential & Commercial | Ducted CEE Tier 1
208130813 | Mini/Multi Split | LBG Products | HRCU-A-CB | LBHB09DUWO |  | Mini-Splits(Ducted) | LMHB09DFI |  | 9000 | 19.2 | 10.2 | 10000 | 8000 | 80% | 2.1 | 13.5 | 12.5 |  |  |  | No | R-410A | 0.75 | Residential & Commercial | Ducted CEE Tier 1
208130814 | Mini/Multi Split | LBG Products | HRCU-A-CB | LBHB12DUWO |  | Mini-Splits(Ducted) | LMHB12DFI |  | 11500 | 19 | 10.3 | 12000 | 8400 | 70% | 2.26 | 12.5 | 11.7 |  |  |  | No | R-410A | 0.95833 | Residential & Commercial | Ducted CEE Tier 1
208130816 | Mini/Multi Split | LBG Products | HRCU-A-CB | LBHB24DUWO |  | Mini-Splits(Ducted) | LMHB24DFI |  | 23000 | 19 | 11.2 | 25000 | 20000 | 80% | 2.3 | 12.6 | 12.5 |  |  |  | No | R-410A | 1.9167 | Residential & Commercial | Ducted CEE Tier 1
208130837 | Mini/Multi Split | LBG Products | HRCU-A-CB | LBHB09DVWO |  | Mini-Splits(Ducted) | LMHB09DFI |  | 9000 | 20.2 | 12 | 10000 | 10800 | 108% | 1.9 | 14 | 13.2 |  |  |  | No | R-410A | 0.75 | Residential & Commercial | Ducted CEE Tier 1
208130838 | Mini/Multi Split | LBG Products | HRCU-A-CB | LBHB12DVWO |  | Mini-Splits(Ducted) | LMHB12DFI |  | 12000 | 19.5 | 10 | 12500 | 12100 | 96.8% | 1.96 | 13 | 11.7 |  |  |  | No | R-410A | 1 | Residential & Commercial | Ducted CEE Tier 1
208130839 | Mini/Multi Split | LBG Products | HRCU-A-CB | LBHB18DVWO |  | Mini-Splits(Ducted) | LMHB18DFI |  | 17000 | 18 | 9.5 | 19000 | 17700 | 93.16% | 1.85 | 12.5 | 11.7 |  |  |  | No | R-410A | 1.4167 | Residential & Commercial | Ducted CEE Tier 1
208130840 | Mini/Multi Split | LBG Products | HRCU-A-CB | LBHB24DVWO |  | Mini-Splits(Ducted) | LMHB24DFI |  | 24000 | 19.2 | 10.5 | 25000 | 27000 | 108% | 2 | 12.5 | 12 |  |  |  | No | R-410A | 2 | Residential & Commercial | Ducted CEE Tier 1
208128184 | Mini/Multi Split | Allied | HRCU-A-CB | 4DHP2S09S-1P |  | Mini-Splits(Ducted) | DMD209S4-1P |  | 9000 | 19.2 | 10.2 | 10000 | 8000 | 80% | 2.1 | 13.5 | 12.5 |  |  |  | No | R-410A | 0.75 | Residential & Commercial | Ducted CEE Tier 1
208128187 | Mini/Multi Split | AirEase | HRCU-A-CB | 4DHP2S09S-1P |  | Mini-Splits(Ducted) | DMD209S4-1P |  | 9000 | 19.2 | 10.2 | 10000 | 8000 | 80% | 2.1 | 13.5 | 12.5 |  |  |  | No | R-410A | 0.75 | Residential & Commercial | Ducted CEE Tier 1
208128190 | Mini/Multi Split | Armstrong Air | HRCU-A-CB | 4DHP2S09S-1P |  | Mini-Splits(Ducted) | DMD209S4-1P |  | 9000 | 19.2 | 10.2 | 10000 | 8000 | 80% | 2.1 | 13.5 | 12.5 |  |  |  | No | R-410A | 0.75 | Residential & Commercial | Ducted CEE Tier 1
208128193 | Mini/Multi Split | CONCORD | HRCU-A-CB | 4DHP2S09S-1P |  | Mini-Splits(Ducted) | DMD209S4-1P |  | 9000 | 19.2 | 10.2 | 10000 | 8000 | 80% | 2.1 | 13.5 | 12.5 |  |  |  | No | R-410A | 0.75 | Residential & Commercial | Ducted CEE Tier 1
208128196 | Mini/Multi Split | DUCANE | HRCU-A-CB | 4DHP2S09S-1P |  | Mini-Splits(Ducted) | DMD209S4-1P |  | 9000 | 19.2 | 10.2 | 10000 | 8000 | 80% | 2.1 | 13.5 | 12.5 |  |  |  | No | R-410A | 0.75 | Residential & Commercial | Ducted CEE Tier 1
208128269 | Mini/Multi Split | SEA BREEZE+ | HRCU-A-CB | HSZ12H424ZMO |  | Mini-Splits(Ducted) | D12H424ZMI |  | 12000 | 19.5 | 10 | 12500 | 12100 | 96.8% | 1.96 | 13 | 11.7 |  |  |  | No | R-410A | 1 | Residential & Commercial | Ducted CEE Tier 1
208128276 | Mini/Multi Split | SEA BREEZE+ | HRCU-A-CB | SZ9H424ZMO |  | Mini-Splits(Ducted) | D9H424ZMI |  | 9000 | 19.2 | 10.2 | 10000 | 8000 | 80% | 2.1 | 13.5 | 12.5 |  |  |  | No | R-410A | 0.75 | Residential & Commercial | Ducted CEE Tier 1
208128277 | Mini/Multi Split | SEA BREEZE+ | HRCU-A-CB | SZ12H424ZMO |  | Mini-Splits(Ducted) | D12H424ZMI |  | 11500 | 19 | 10.3 | 12000 | 8400 | 70% | 2.26 | 12.5 | 11.7 |  |  |  | No | R-410A | 0.95833 | Residential & Commercial | Ducted CEE Tier 1
208128279 | Mini/Multi Split | SEA BREEZE+ | HRCU-A-CB | SZ24H424ZMO |  | Mini-Splits(Ducted) | D24H424ZMI |  | 23000 | 19 | 11.2 | 25000 | 20000 | 80% | 2.3 | 12.6 | 12.5 |  |  |  | No | R-410A | 1.9167 | Residential & Commercial | Ducted CEE Tier 1
208106973 | Mini/Multi Split | YONAN | HRCU-A-CB | YOX-09HFN1 |  | Mini-Splits(Ducted) | YTI-09HWFN1 |  | 9000 | 19.2 | 10.2 | 10000 | 8000 | 80% | 2.1 | 13.5 | 12.5 |  |  |  | No | R-410A | 0.75 | Residential & Commercial | Ducted CEE Tier 1
208106975 | Mini/Multi Split | YONAN | HRCU-A-CB | YOX-12HFN1 |  | Mini-Splits(Ducted) | YTI-12HWFN1 |  | 11500 | 19 | 10.3 | 12000 | 8400 | 70% | 2.26 | 12.5 | 11.7 |  |  |  | No | R-410A | 0.95833 | Residential & Commercial | Ducted CEE Tier 1
208106980 | Mini/Multi Split | YONAN | HRCU-A-CB | YOD-24HFN1 |  | Mini-Splits(Ducted) | YTI-24HWFN1 |  | 23000 | 19 | 11.2 | 25000 | 20000 | 80% | 2.3 | 12.6 | 12.5 |  |  |  | No | R-410A | 1.9167 | Residential & Commercial | Ducted CEE Tier 1
208119665 | Mini/Multi Split | Airlux | HRCU-A-CB | ASZ09O/2022 |  | Mini-Splits(Ducted) | AMD09I |  | 9000 | 19.2 | 10.2 | 10000 | 8000 | 80% | 2.1 | 13.5 | 12.5 |  |  |  | No | R-410A | 0.75 | Residential & Commercial | Ducted CEE Tier 1
208119666 | Mini/Multi Split | Airlux | HRCU-A-CB | ASZ12O/2022 |  | Mini-Splits(Ducted) | AMD12I |  | 11500 | 19 | 10.3 | 12000 | 8400 | 70% | 2.26 | 12.5 | 11.7 |  |  |  | No | R-410A | 0.95833 | Residential & Commercial | Ducted CEE Tier 1
208119668 | Mini/Multi Split | Airlux | HRCU-A-CB | ASZ24O/2022 |  | Mini-Splits(Ducted) | AMD24I |  | 23000 | 19 | 11.2 | 25000 | 20000 | 80% | 2.3 | 12.6 | 12.5 |  |  |  | No | R-410A | 1.9167 | Residential & Commercial | Ducted CEE Tier 1
208106660 | Mini/Multi Split | Allied | HRCU-A-CB | 4DHP2S12S-1P |  | Mini-Splits(Ducted) | DMD212S4-1P |  | 11500 | 18.8 | 10.3 | 12000 | 8400 | 70% | 2.26 | 12.5 | 11.7 |  |  |  | No | R-410A | 0.95833 | Residential & Commercial | Ducted CEE Tier 1
208106662 | Mini/Multi Split | Allied | HRCU-A-CB | 4DHP2S24S-1P |  | Mini-Splits(Ducted) | DMD224S4-1P |  | 23000 | 19 | 11 | 25000 | 20000 | 80% | 2.3 | 12.6 | 12.3 |  |  |  | No | R-410A | 1.9167 | Residential & Commercial | Ducted CEE Tier 1
208106669 | Mini/Multi Split | DUCANE | HRCU-A-CB | 4DHP2S12S-1P |  | Mini-Splits(Ducted) | DMD212S4-1P |  | 11500 | 18.8 | 10.3 | 12000 | 8400 | 70% | 2.26 | 12.5 | 11.7 |  |  |  | No | R-410A | 0.95833 | Residential & Commercial | Ducted CEE Tier 1
208106671 | Mini/Multi Split | DUCANE | HRCU-A-CB | 4DHP2S24S-1P |  | Mini-Splits(Ducted) | DMD224S4-1P |  | 23000 | 19 | 11 | 25000 | 20000 | 80% | 2.3 | 12.6 | 12.3 |  |  |  | No | R-410A | 1.9167 | Residential & Commercial | Ducted CEE Tier 1
208106678 | Mini/Multi Split | Armstrong Air | HRCU-A-CB | 4DHP2S12S-1P |  | Mini-Splits(Ducted) | DMD212S4-1P |  | 11500 | 18.8 | 10.3 | 12000 | 8400 | 70% | 2.26 | 12.5 | 11.7 |  |  |  | No | R-410A | 0.95833 | Residential & Commercial | Ducted CEE Tier 1
208106680 | Mini/Multi Split | Armstrong Air | HRCU-A-CB | 4DHP2S24S-1P |  | Mini-Splits(Ducted) | DMD224S4-1P |  | 23000 | 19 | 11 | 25000 | 20000 | 80% | 2.3 | 12.6 | 12.3 |  |  |  | No | R-410A | 1.9167 | Residential & Commercial | Ducted CEE Tier 1
208106687 | Mini/Multi Split | AirEase | HRCU-A-CB | 4DHP2S12S-1P |  | Mini-Splits(Ducted) | DMD212S4-1P |  | 11500 | 18.8 | 10.3 | 12000 | 8400 | 70% | 2.26 | 12.5 | 11.7 |  |  |  | No | R-410A | 0.95833 | Residential & Commercial | Ducted CEE Tier 1
208106689 | Mini/Multi Split | AirEase | HRCU-A-CB | 4DHP2S24S-1P |  | Mini-Splits(Ducted) | DMD224S4-1P |  | 23000 | 19 | 11 | 25000 | 20000 | 80% | 2.3 | 12.6 | 12.3 |  |  |  | No | R-410A | 1.9167 | Residential & Commercial | Ducted CEE Tier 1
208106696 | Mini/Multi Split | CONCORD | HRCU-A-CB | 4DHP2S12S-1P |  | Mini-Splits(Ducted) | DMD212S4-1P |  | 11500 | 18.8 | 10.3 | 12000 | 8400 | 70% | 2.26 | 12.5 | 11.7 |  |  |  | No | R-410A | 0.95833 | Residential & Commercial | Ducted CEE Tier 1
208106698 | Mini/Multi Split | CONCORD | HRCU-A-CB | 4DHP2S24S-1P |  | Mini-Splits(Ducted) | DMD224S4-1P |  | 23000 | 19 | 11 | 25000 | 20000 | 80% | 2.3 | 12.6 | 12.3 |  |  |  | No | R-410A | 1.9167 | Residential & Commercial | Ducted CEE Tier 1
208106706 | Mini/Multi Split | Allied | HRCU-A-CB | 4DHPS209S-1P |  | Mini-Splits(Ducted) | DMD209S4-1P |  | 9000 | 19.2 | 10.2 | 10000 | 8000 | 80% | 2.1 | 13.5 | 12.5 |  |  |  | No | R-410A | 0.75 | Residential & Commercial | Ducted CEE Tier 1
208106717 | Mini/Multi Split | DUCANE | HRCU-A-CB | 4DHPS209S-1P |  | Mini-Splits(Ducted) | DMD209S4-1P |  | 9000 | 19.2 | 10.2 | 10000 | 8000 | 80% | 2.1 | 13.5 | 12.5 |  |  |  | No | R-410A | 0.75 | Residential & Commercial | Ducted CEE Tier 1
208106728 | Mini/Multi Split | AirEase | HRCU-A-CB | 4DHPS209S-1P |  | Mini-Splits(Ducted) | DMD209S4-1P |  | 9000 | 19.2 | 10.2 | 10000 | 8000 | 80% | 2.1 | 13.5 | 12.5 |  |  |  | No | R-410A | 0.75 | Residential & Commercial | Ducted CEE Tier 1
208106739 | Mini/Multi Split | Armstrong Air | HRCU-A-CB | 4DHPS209S-1P |  | Mini-Splits(Ducted) | DMD209S4-1P |  | 9000 | 19.2 | 10.2 | 10000 | 8000 | 80% | 2.1 | 13.5 | 12.5 |  |  |  | No | R-410A | 0.75 | Residential & Commercial | Ducted CEE Tier 1
208106750 | Mini/Multi Split | CONCORD | HRCU-A-CB | 4DHPS209S-1P |  | Mini-Splits(Ducted) | DMD209S4-1P |  | 9000 | 19.2 | 10.2 | 10000 | 8000 | 80% | 2.1 | 13.5 | 12.5 |  |  |  | No | R-410A | 0.75 | Residential & Commercial | Ducted CEE Tier 1
207862079 | Mini/Multi Split | Breeze33 | HRCU-A-CB | BZ33-HYP09OUT2-G2-P |  | Mini-Splits(Ducted) | BZ33-DIDU9-P |  | 9000 | 20.2 | 12 | 10000 | 10800 | 108% | 1.9 | 14 | 13.2 |  |  |  | No | R-410A | 0.75 | Residential & Commercial | Ducted CEE Tier 1
207862080 | Mini/Multi Split | Breeze33 | HRCU-A-CB | BZ33-HYP12OUT2-G2-P |  | Mini-Splits(Ducted) | BZ33-DIDU12-P |  | 12000 | 19.5 | 10 | 12500 | 12100 | 96.8% | 1.96 | 13 | 11.7 |  |  |  | No | R-410A | 1 | Residential & Commercial | Ducted CEE Tier 1
207862081 | Mini/Multi Split | Breeze33 | HRCU-A-CB | BZ33-HYP18OUT2-G2-P |  | Mini-Splits(Ducted) | BZ33-DIDU18-P |  | 17000 | 18 | 9.5 | 19000 | 17700 | 93.16% | 1.85 | 12.5 | 11.7 |  |  |  | No | R-410A | 1.4167 | Residential & Commercial | Ducted CEE Tier 1
207825609 | Mini/Multi Split | LENNOX | HRCU-A-CB | LISH012000P431-D |  | Mini-Splits(Ducted) | LIFHC012180P431-C |  | 11500 | 19 | 10.3 | 12000 | 8400 | 70% | 2.26 | 12.5 | 11.7 |  |  |  | No | R-410A | 0.95833 | Residential & Commercial | Ducted CEE Tier 1
207825611 | Mini/Multi Split | LENNOX | HRCU-A-CB | LISH024000P431-D |  | Mini-Splits(Ducted) | LIFHC024180P431-C |  | 23000 | 19 | 11.2 | 25000 | 20000 | 80% | 2.3 | 12.6 | 12.5 |  |  |  | No | R-410A | 1.9167 | Residential & Commercial | Ducted CEE Tier 1
207826046 | Mini/Multi Split | ECO AC | HRCU-A-CB | EHH-O09BB |  | Mini-Splits(Ducted) | EHH-D09BA |  | 9000 | 19.2 | 10.2 | 10000 | 8000 | 80% | 2.1 | 13.5 | 12.5 |  |  |  | No | R-410A | 0.75 | Residential & Commercial | Ducted CEE Tier 1
207826698 | Mini/Multi Split | MIDEA | HRCU-A-CB | MOD33-24HFN1-MT0W |  | Mini-Splits(Ducted) | MTIU-24HWFN1-M |  | 23000 | 19 | 11.2 | 25000 | 20000 | 80% | 2.3 | 12.6 | 12.5 |  |  |  | No | R-410A | 1.9167 | Residential & Commercial | Ducted CEE Tier 1
207827154 | Mini/Multi Split | AC PRO.COM | HRCU-A-CB | AOX330-09HFN1-MY5W |  | Mini-Splits(Ducted) | ATIU-09HWFN1-M |  | 9000 | 19.2 | 10.2 | 10000 | 8000 | 80% | 2.1 | 13.5 | 12.5 |  |  |  | No | R-410A | 0.75 | Residential & Commercial | Ducted CEE Tier 1
207827155 | Mini/Multi Split | AC PRO.COM | HRCU-A-CB | AOX330-12HFN1-MW5W |  | Mini-Splits(Ducted) | ATIU-12HWFN1-M |  | 12000 | 19.5 | 10 | 12500 | 12100 | 96.8% | 1.96 | 13 | 11.7 |  |  |  | No | R-410A | 1 | Residential & Commercial | Ducted CEE Tier 1
207827156 | Mini/Multi Split | AC PRO.COM | HRCU-A-CB | AOX430-17HFN1-MT0W |  | Mini-Splits(Ducted) | ATIU-18HWFN1-M |  | 17000 | 18 | 9.5 | 19000 | 17700 | 93.16% | 1.85 | 12.5 | 11.7 |  |  |  | No | R-410A | 1.4167 | Residential & Commercial | Ducted CEE Tier 1
207827157 | Mini/Multi Split | AC PRO.COM | HRCU-A-CB | AOD32-24HFN1-MT0W |  | Mini-Splits(Ducted) | ATIU-24HWFN1-M |  | 23000 | 19 | 11.2 | 25000 | 20000 | 80% | 2.3 | 12.6 | 12.5 |  |  |  | No | R-410A | 1.9167 | Residential & Commercial | Ducted CEE Tier 1
207825519 | Mini/Multi Split | 1HVAC | HRCU-A-CB | ACIQ-09ZPL-HP230B |  | Mini-Splits(Ducted) | ACIQ-09CD-HH-MB |  | 9000 | 20.2 | 12 | 10000 | 10800 | 108% | 1.9 | 14 | 13.2 |  |  |  | No | R-410A | 0.75 | Residential & Commercial | Ducted CEE Tier 1
207825520 | Mini/Multi Split | 1HVAC | HRCU-A-CB | ACIQ-12ZPL-HP230B |  | Mini-Splits(Ducted) | ACIQ-12CD-HH-MB |  | 12000 | 19.5 | 10 | 12500 | 12100 | 96.8% | 1.96 | 13 | 11.7 |  |  |  | No | R-410A | 1 | Residential & Commercial | Ducted CEE Tier 1
207825521 | Mini/Multi Split | 1HVAC | HRCU-A-CB | ACIQ-18ZPL-HP230B |  | Mini-Splits(Ducted) | ACIQ-18CD-HH-MB |  | 17000 | 18 | 9.5 | 19000 | 17700 | 93.16% | 1.85 | 12.5 | 11.7 |  |  |  | No | R-410A | 1.4167 | Residential & Commercial | Ducted CEE Tier 1
207825522 | Mini/Multi Split | 1HVAC | HRCU-A-CB | ACIQ-24ZPL-HP230B |  | Mini-Splits(Ducted) | ACIQ-24CD-HH-MB |  | 24000 | 19.2 | 10.5 | 25000 | 27000 | 108% | 2 | 12.5 | 12 |  |  |  | No | R-410A | 2 | Residential & Commercial | Ducted CEE Tier 1
207825538 | Mini/Multi Split | ACIQ | HRCU-A-CB | ACIQ-09ZPL-HP230B |  | Mini-Splits(Ducted) | ACIQ-09CD-HH-MB |  | 9000 | 20.2 | 12 | 10000 | 10800 | 108% | 1.9 | 14 | 13.2 |  |  |  | No | R-410A | 0.75 | Residential & Commercial | Ducted CEE Tier 1
207825539 | Mini/Multi Split | ACIQ | HRCU-A-CB | ACIQ-12ZPL-HP230B |  | Mini-Splits(Ducted) | ACIQ-12CD-HH-MB |  | 12000 | 19.5 | 10 | 12500 | 12100 | 96.8% | 1.96 | 13 | 11.7 |  |  |  | No | R-410A | 1 | Residential & Commercial | Ducted CEE Tier 1
207825540 | Mini/Multi Split | ACIQ | HRCU-A-CB | ACIQ-18ZPL-HP230B |  | Mini-Splits(Ducted) | ACIQ-18CD-HH-MB |  | 17000 | 18 | 9.5 | 19000 | 17700 | 93.16% | 1.85 | 12.5 | 11.7 |  |  |  | No | R-410A | 1.4167 | Residential & Commercial | Ducted CEE Tier 1
207825541 | Mini/Multi Split | ACIQ | HRCU-A-CB | ACIQ-24ZPL-HP230B |  | Mini-Splits(Ducted) | ACIQ-24CD-HH-MB |  | 24000 | 19.2 | 10.5 | 25000 | 27000 | 108% | 2 | 12.5 | 12 |  |  |  | No | R-410A | 2 | Residential & Commercial | Ducted CEE Tier 1
207825557 | Mini/Multi Split | DIYCOOL | HRCU-A-CB | ACIQ-09ZPL-HP230B |  | Mini-Splits(Ducted) | ACIQ-09CD-HH-MB |  | 9000 | 20.2 | 12 | 10000 | 10800 | 108% | 1.9 | 14 | 13.2 |  |  |  | No | R-410A | 0.75 | Residential & Commercial | Ducted CEE Tier 1
207825558 | Mini/Multi Split | DIYCOOL | HRCU-A-CB | ACIQ-12ZPL-HP230B |  | Mini-Splits(Ducted) | ACIQ-12CD-HH-MB |  | 12000 | 19.5 | 10 | 12500 | 12100 | 96.8% | 1.96 | 13 | 11.7 |  |  |  | No | R-410A | 1 | Residential & Commercial | Ducted CEE Tier 1
207825559 | Mini/Multi Split | DIYCOOL | HRCU-A-CB | ACIQ-18ZPL-HP230B |  | Mini-Splits(Ducted) | ACIQ-18CD-HH-MB |  | 17000 | 18 | 9.5 | 19000 | 17700 | 93.16% | 1.85 | 12.5 | 11.7 |  |  |  | No | R-410A | 1.4167 | Residential & Commercial | Ducted CEE Tier 1
207825560 | Mini/Multi Split | DIYCOOL | HRCU-A-CB | ACIQ-24ZPL-HP230B |  | Mini-Splits(Ducted) | ACIQ-24CD-HH-MB |  | 24000 | 19.2 | 10.5 | 25000 | 27000 | 108% | 2 | 12.5 | 12 |  |  |  | No | R-410A | 2 | Residential & Commercial | Ducted CEE Tier 1
207824533 | Mini/Multi Split | MOOVAIR | HRCU-A-CB | DMA18HOS28230E8 |  | Mini-Splits(Ducted) | DUA24HIDU230X5 |  | 17500 | 18 | 10.5 | 19000 | 16000 | 84.21% | 2 | 13.2 | 12.1 |  |  |  | No | R-410A | 1.4583 | Residential & Commercial | Ducted CEE Tier 1
207824534 | Mini/Multi Split | ELIOS | HRCU-A-CB | DEA18HOS28230E8 |  | Mini-Splits(Ducted) | DUA24HIDU230X5 |  | 17500 | 18 | 10.5 | 19000 | 16000 | 84.21% | 2 | 13.2 | 12.1 |  |  |  | No | R-410A | 1.4583 | Residential & Commercial | Ducted CEE Tier 1
207825494 | Mini/Multi Split | ECO AC | HRCU-A-CB | EHH-O9BB |  | Mini-Splits(Ducted) | EHH-D09BA |  | 9000 | 19.2 | 10.2 | 10000 | 8000 | 80% | 2.1 | 13.5 | 12.5 |  |  |  | No | R-410A | 0.75 | Residential & Commercial | Ducted CEE Tier 1
207825495 | Mini/Multi Split | ECO AC | HRCU-A-CB | EHH-O12BB |  | Mini-Splits(Ducted) | EHH-D12BA |  | 11500 | 19 | 10.3 | 12000 | 8400 | 70% | 2.26 | 12.5 | 11.7 |  |  |  | No | R-410A | 0.95833 | Residential & Commercial | Ducted CEE Tier 1
207825497 | Mini/Multi Split | ECO AC | HRCU-A-CB | EHH-O24BB |  | Mini-Splits(Ducted) | EHH-D24BA |  | 23000 | 19 | 11.2 | 25000 | 20000 | 80% | 2.3 | 12.6 | 12.5 |  |  |  | No | R-410A | 1.9167 | Residential & Commercial | Ducted CEE Tier 1
207796628 | Mini/Multi Split | PERFECTAIRE | HRCU-A-CB | 3PAMSHH09-SZO |  | Mini-Splits(Ducted) | 3PAMSDH09 |  | 9000 | 20.2 | 12 | 10000 | 10800 | 108% | 1.9 | 14 | 13.2 |  |  |  | No | R-410A | 0.75 | Residential & Commercial | Ducted CEE Tier 1
207796630 | Mini/Multi Split | PERFECTAIRE | HRCU-A-CB | 3PAMSHH12-SZO |  | Mini-Splits(Ducted) | 3PAMSDH12 |  | 12000 | 19.5 | 10 | 12500 | 12100 | 96.8% | 1.96 | 13 | 11.7 |  |  |  | No | R-410A | 1 | Residential & Commercial | Ducted CEE Tier 1
207796633 | Mini/Multi Split | PERFECTAIRE | HRCU-A-CB | 3PAMSHH18-SZO |  | Mini-Splits(Ducted) | 3PAMSDH18 |  | 17000 | 18 | 9.5 | 19000 | 17700 | 93.16% | 1.85 | 12.5 | 11.7 |  |  |  | No | R-410A | 1.4167 | Residential & Commercial | Ducted CEE Tier 1
207796636 | Mini/Multi Split | PERFECTAIRE | HRCU-A-CB | 3PAMSHH24-SZO |  | Mini-Splits(Ducted) | 3PAMSDH24 |  | 24000 | 19.2 | 10.5 | 25000 | 27000 | 108% | 2 | 12.5 | 12 |  |  |  | No | R-410A | 2 | Residential & Commercial | Ducted CEE Tier 1
207796637 | Mini/Multi Split | KARDA | HRCU-A-CB | 3KARDA09SZO |  | Mini-Splits(Ducted) | 3KARDA09UVD |  | 9000 | 20.2 | 12 | 10000 | 10800 | 108% | 1.9 | 14 | 13.2 |  |  |  | No | R-410A | 0.75 | Residential & Commercial | Ducted CEE Tier 1
207796639 | Mini/Multi Split | KARDA | HRCU-A-CB | 3KARDA12SZO |  | Mini-Splits(Ducted) | 3KARDA12UVD |  | 12000 | 19.5 | 10 | 12500 | 12100 | 96.8% | 1.96 | 13 | 11.7 |  |  |  | No | R-410A | 1 | Residential & Commercial | Ducted CEE Tier 1
207796642 | Mini/Multi Split | KARDA | HRCU-A-CB | 3KARDA18SZO |  | Mini-Splits(Ducted) | 3KARDA18UVD |  | 17000 | 18 | 9.5 | 19000 | 17700 | 93.16% | 1.85 | 12.5 | 11.7 |  |  |  | No | R-410A | 1.4167 | Residential & Commercial | Ducted CEE Tier 1
207796644 | Mini/Multi Split | KARDA | HRCU-A-CB | 3KARDA24SZO |  | Mini-Splits(Ducted) | 3KARDA24UVD |  | 24000 | 19.2 | 10.5 | 25000 | 27000 | 108% | 2 | 12.5 | 12 |  |  |  | No | R-410A | 2 | Residential & Commercial | Ducted CEE Tier 1
207801568 | Mini/Multi Split | ARCOAIRE | HRCU-A-CB | DLCSRBH18AAK |  | Mini-Splits(Ducted) | DLFSDAH24XAK |  | 17500 | 18 | 10.5 | 19000 | 16000 | 84.21% | 2 | 13.2 | 12.1 |  |  |  | No | R-410A | 1.4583 | Residential & Commercial | Ducted CEE Tier 1
207801569 | Mini/Multi Split | COMFORTMAKER | HRCU-A-CB | DLCSRBH18AAK |  | Mini-Splits(Ducted) | DLFSDAH24XAK |  | 17500 | 18 | 10.5 | 19000 | 16000 | 84.21% | 2 | 13.2 | 12.1 |  |  |  | No | R-410A | 1.4583 | Residential & Commercial | Ducted CEE Tier 1
207801570 | Mini/Multi Split | DAY & NIGHT | HRCU-A-CB | DLCSRBH18AAK |  | Mini-Splits(Ducted) | DLFSDAH24XAK |  | 17500 | 18 | 10.5 | 19000 | 16000 | 84.21% | 2 | 13.2 | 12.1 |  |  |  | No | R-410A | 1.4583 | Residential & Commercial | Ducted CEE Tier 1
207801571 | Mini/Multi Split | HEIL | HRCU-A-CB | DLCSRBH18AAK |  | Mini-Splits(Ducted) | DLFSDAH24XAK |  | 17500 | 18 | 10.5 | 19000 | 16000 | 84.21% | 2 | 13.2 | 12.1 |  |  |  | No | R-410A | 1.4583 | Residential & Commercial | Ducted CEE Tier 1
207801572 | Mini/Multi Split | KEEPRITE | HRCU-A-CB | DLCSRBH18AAK |  | Mini-Splits(Ducted) | DLFSDAH24XAK |  | 17500 | 18 | 10.5 | 19000 | 16000 | 84.21% | 2 | 13.2 | 12.1 |  |  |  | No | R-410A | 1.4583 | Residential & Commercial | Ducted CEE Tier 1
207801573 | Mini/Multi Split | KENMORE | HRCU-A-CB | DLCSRBH18AAK |  | Mini-Splits(Ducted) | DLFSDAH24XAK |  | 17500 | 18 | 10.5 | 19000 | 16000 | 84.21% | 2 | 13.2 | 12.1 |  |  |  | No | R-410A | 1.4583 | Residential & Commercial | Ducted CEE Tier 1
207801574 | Mini/Multi Split | MIDEA | HRCU-A-CB | DLCSRBH18AAK |  | Mini-Splits(Ducted) | DLFSDAH24XAK |  | 17500 | 18 | 10.5 | 19000 | 16000 | 84.21% | 2 | 13.2 | 12.1 |  |  |  | No | R-410A | 1.4583 | Residential & Commercial | Ducted CEE Tier 1
207801575 | Mini/Multi Split | TEMPSTAR | HRCU-A-CB | DLCSRBH18AAK |  | Mini-Splits(Ducted) | DLFSDAH24XAK |  | 17500 | 18 | 10.5 | 19000 | 16000 | 84.21% | 2 | 13.2 | 12.1 |  |  |  | No | R-410A | 1.4583 | Residential & Commercial | Ducted CEE Tier 1
207801576 | Mini/Multi Split | SMART COMFORT | HRCU-A-CB | DLCSRBH18AAK |  | Mini-Splits(Ducted) | DLFSDAH24XAK |  | 17500 | 18 | 10.5 | 19000 | 16000 | 84.21% | 2 | 13.2 | 12.1 |  |  |  | No | R-410A | 1.4583 | Residential & Commercial | Ducted CEE Tier 1
207801577 | Mini/Multi Split | AIRQUEST | HRCU-A-CB | DLCSRBH18AAK |  | Mini-Splits(Ducted) | DLFSDAH24XAK |  | 17500 | 18 | 10.5 | 19000 | 16000 | 84.21% | 2 | 13.2 | 12.1 |  |  |  | No | R-410A | 1.4583 | Residential & Commercial | Ducted CEE Tier 1
207801578 | Mini/Multi Split | CARRIER | HRCU-A-CB | 38MARBQ18AA3 |  | Mini-Splits(Ducted) | 40MBDQ24---3 |  | 17500 | 18 | 10.5 | 19000 | 16000 | 84.21% | 2 | 13.2 | 12.1 |  |  |  | No | R-410A | 1.4583 | Residential & Commercial | Ducted CEE Tier 1
207801579 | Mini/Multi Split | BRYANT | HRCU-A-CB | 38MARBQ18AA3 |  | Mini-Splits(Ducted) | 40MBDQ24---3 |  | 17500 | 18 | 10.5 | 19000 | 16000 | 84.21% | 2 | 13.2 | 12.1 |  |  |  | No | R-410A | 1.4583 | Residential & Commercial | Ducted CEE Tier 1
207801580 | Mini/Multi Split | PAYNE | HRCU-A-CB | 38MARBQ18AA3 |  | Mini-Splits(Ducted) | 40MBDQ24---3 |  | 17500 | 18 | 10.5 | 19000 | 16000 | 84.21% | 2 | 13.2 | 12.1 |  |  |  | No | R-410A | 1.4583 | Residential & Commercial | Ducted CEE Tier 1
207801581 | Mini/Multi Split | Weathermaker | HRCU-A-CB | 38MARBQ18AA3 |  | Mini-Splits(Ducted) | 40MBDQ24---3 |  | 17500 | 18 | 10.5 | 19000 | 16000 | 84.21% | 2 | 13.2 | 12.1 |  |  |  | No | R-410A | 1.4583 | Residential & Commercial | Ducted CEE Tier 1
207801582 | Mini/Multi Split | MIDEA | HRCU-A-CB | 38MARBQ18AA3 |  | Mini-Splits(Ducted) | 40MBDQ24---3 |  | 17500 | 18 | 10.5 | 19000 | 16000 | 84.21% | 2 | 13.2 | 12.1 |  |  |  | No | R-410A | 1.4583 | Residential & Commercial | Ducted CEE Tier 1
207801583 | Mini/Multi Split | MDV | HRCU-A-CB | MOX430-17HFN1-MT0W |  | Mini-Splits(Ducted) | MTIU-24HWFN1-M-CA |  | 17500 | 18 | 10.5 | 19000 | 16000 | 84.21% | 2 | 13.2 | 12.1 |  |  |  | No | R-410A | 1.4583 | Residential & Commercial | Ducted CEE Tier 1
207765969 | Mini/Multi Split | COMFORTSTAR | HRCU-A-CB | CHF09CD(O) |  | Mini-Splits(Ducted) | CPA-09B |  | 9000 | 20.2 | 12 | 10000 | 10800 | 108% | 1.9 | 14 | 13.2 |  |  |  | No | R-410A | 0.75 | Residential & Commercial | Ducted CEE Tier 1
207765970 | Mini/Multi Split | COMFORTSTAR | HRCU-A-CB | CHF12CD(O) |  | Mini-Splits(Ducted) | CPA-12B |  | 12000 | 19.5 | 10 | 12500 | 12100 | 96.8% | 1.96 | 13 | 11.7 |  |  |  | No | R-410A | 1 | Residential & Commercial | Ducted CEE Tier 1
207765971 | Mini/Multi Split | COMFORTSTAR | HRCU-A-CB | CHF18CD(O) |  | Mini-Splits(Ducted) | CPA-18B |  | 17000 | 18 | 9.5 | 19000 | 17700 | 93.16% | 1.85 | 12.5 | 11.7 |  |  |  | No | R-410A | 1.4167 | Residential & Commercial | Ducted CEE Tier 1
207765972 | Mini/Multi Split | COMFORTSTAR | HRCU-A-CB | CHF24CD(O) |  | Mini-Splits(Ducted) | CPA-24B |  | 24000 | 19.2 | 10.5 | 25000 | 27000 | 108% | 2 | 12.5 | 12 |  |  |  | No | R-410A | 2 | Residential & Commercial | Ducted CEE Tier 1
207787135 | Mini/Multi Split | Durastar | HRCU-A-CB | DRA1U09S1B |  | Mini-Splits(Ducted) | DRAD09F1A |  | 9000 | 19.2 | 10.2 | 10000 | 8000 | 80% | 2.1 | 13.5 | 12.5 |  |  |  | No | R-410A | 0.75 | Residential & Commercial | Ducted CEE Tier 1
207787137 | Mini/Multi Split | Durastar | HRCU-A-CB | DRA1U12S1B |  | Mini-Splits(Ducted) | DRAD12F1A |  | 11500 | 19 | 10.3 | 12000 | 8400 | 70% | 2.26 | 12.5 | 11.7 |  |  |  | No | R-410A | 0.95833 | Residential & Commercial | Ducted CEE Tier 1
207787145 | Mini/Multi Split | Durastar | HRCU-A-CB | DRA1U24S1B |  | Mini-Splits(Ducted) | DRAD24F1A |  | 23000 | 19 | 11.2 | 25000 | 20000 | 80% | 2.3 | 12.6 | 12.5 |  |  |  | No | R-410A | 1.9167 | Residential & Commercial | Ducted CEE Tier 1
207760000 | Mini/Multi Split | BOSCH | HRCU-A-CB | BMS500-AAS009-1CSXRC |  | Mini-Splits(Ducted) | BMS500-AAU009-1AHDXB |  | 9000 | 19.2 | 10.2 | 10000 | 8000 | 80% | 2.1 | 13.5 | 12.5 |  |  |  | No | R-410A | 0.75 | Residential & Commercial | Ducted CEE Tier 1
207760001 | Mini/Multi Split | BOSCH | HRCU-A-CB | BMS500-AAS009-1CSXHC |  | Mini-Splits(Ducted) | BMS500-AAU009-1AHDXB |  | 9000 | 20.2 | 12 | 10000 | 10800 | 108% | 1.9 | 14 | 13.2 |  |  |  | No | R-410A | 0.75 | Residential & Commercial | Ducted CEE Tier 1
207760002 | Mini/Multi Split | BOSCH | HRCU-A-CB | BMS500-AAS012-1CSXRC |  | Mini-Splits(Ducted) | BMS500-AAU012-1AHDXB |  | 11500 | 19 | 10.3 | 12000 | 8400 | 70% | 2.26 | 12.5 | 11.7 |  |  |  | No | R-410A | 0.95833 | Residential & Commercial | Ducted CEE Tier 1
207760003 | Mini/Multi Split | BOSCH | HRCU-A-CB | BMS500-AAS012-1CSXHC |  | Mini-Splits(Ducted) | BMS500-AAU012-1AHDXB |  | 12000 | 19.5 | 10 | 12500 | 12100 | 96.8% | 1.96 | 13 | 11.7 |  |  |  | No | R-410A | 1 | Residential & Commercial | Ducted CEE Tier 1
207760005 | Mini/Multi Split | BOSCH | HRCU-A-CB | BMS500-AAS018-1CSXHC |  | Mini-Splits(Ducted) | BMS500-AAU018-1AHDXB |  | 17000 | 18 | 9.5 | 19000 | 17700 | 93.16% | 1.85 | 12.5 | 11.7 |  |  |  | No | R-410A | 1.4167 | Residential & Commercial | Ducted CEE Tier 1
207760006 | Mini/Multi Split | BOSCH | HRCU-A-CB | BMS500-AAS024-1CSXRC |  | Mini-Splits(Ducted) | BMS500-AAU024-1AHDXB |  | 23000 | 19 | 11.2 | 25000 | 20000 | 80% | 2.3 | 12.6 | 12.5 |  |  |  | No | R-410A | 1.9167 | Residential & Commercial | Ducted CEE Tier 1
207760008 | Mini/Multi Split | BOSCH | HRCU-A-CB | BMS500-AAS024-1CSXHC |  | Mini-Splits(Ducted) | BMS500-AAU024-1AHDXB |  | 24000 | 19.2 | 10.5 | 25000 | 27000 | 108% | 2 | 12.5 | 12 |  |  |  | No | R-410A | 2 | Residential & Commercial | Ducted CEE Tier 1
207743747 | Mini/Multi Split | DIRECT AIR | HRCU-A-CB | DIRM-09DA25-1Z |  | Mini-Splits(Ducted) | DIRM-09HP-DUH |  | 9000 | 19.2 | 10.2 | 10000 | 8000 | 80% | 2.1 | 13.5 | 12.5 |  |  |  | No | R-410A | 0.75 | Residential & Commercial | Ducted CEE Tier 1
207743748 | Mini/Multi Split | DIRECT AIR | HRCU-A-CB | DIRM-09DA25-1Z |  | Mini-Splits(Ducted) | DIRM-09HP-DUV |  | 9000 | 19.2 | 10.2 | 10000 | 8000 | 80% | 2.1 | 13.5 | 12.5 |  |  |  | No | R-410A | 0.75 | Residential & Commercial | Ducted CEE Tier 1
207743749 | Mini/Multi Split | DIRECT AIR | HRCU-A-CB | DIRM-09HXPRO28-1Z |  | Mini-Splits(Ducted) | DIRM-09HP-DUH |  | 9000 | 20.2 | 12 | 10000 | 10800 | 108% | 1.9 | 14 | 13.2 |  |  |  | No | R-410A | 0.75 | Residential & Commercial | Ducted CEE Tier 1
207743750 | Mini/Multi Split | DIRECT AIR | HRCU-A-CB | DIRM-09HXPRO28-1Z |  | Mini-Splits(Ducted) | DIRM-09HP-DUV |  | 9000 | 20.2 | 12 | 10000 | 10800 | 108% | 1.9 | 14 | 13.2 |  |  |  | No | R-410A | 0.75 | Residential & Commercial | Ducted CEE Tier 1
207743751 | Mini/Multi Split | DIRECT AIR | HRCU-A-CB | DIRM-12DA25-1Z |  | Mini-Splits(Ducted) | DIRM-12HP-DUH |  | 11500 | 19 | 10.3 | 12000 | 8400 | 70% | 2.26 | 12.5 | 11.7 |  |  |  | No | R-410A | 0.95833 | Residential & Commercial | Ducted CEE Tier 1
207743752 | Mini/Multi Split | DIRECT AIR | HRCU-A-CB | DIRM-12DA25-1Z |  | Mini-Splits(Ducted) | DIRM-12HP-DUV |  | 11500 | 19 | 10.3 | 12000 | 8400 | 70% | 2.26 | 12.5 | 11.7 |  |  |  | No | R-410A | 0.95833 | Residential & Commercial | Ducted CEE Tier 1
207743753 | Mini/Multi Split | DIRECT AIR | HRCU-A-CB | DIRM-12HXPRO28-1Z |  | Mini-Splits(Ducted) | DIRM-12HP-DUH |  | 12000 | 19.5 | 10 | 12500 | 12100 | 96.8% | 1.96 | 13 | 11.7 |  |  |  | No | R-410A | 1 | Residential & Commercial | Ducted CEE Tier 1
207743754 | Mini/Multi Split | DIRECT AIR | HRCU-A-CB | DIRM-12HXPRO28-1Z |  | Mini-Splits(Ducted) | DIRM-12HP-DUV |  | 12000 | 19.5 | 10 | 12500 | 12100 | 96.8% | 1.96 | 13 | 11.7 |  |  |  | No | R-410A | 1 | Residential & Commercial | Ducted CEE Tier 1
207743757 | Mini/Multi Split | DIRECT AIR | HRCU-A-CB | DIRM-18HXPRO28-1Z |  | Mini-Splits(Ducted) | DIRM-18HP-DUH |  | 17000 | 18 | 9.5 | 19000 | 17700 | 93.16% | 1.85 | 12.5 | 11.7 |  |  |  | No | R-410A | 1.4167 | Residential & Commercial | Ducted CEE Tier 1
207743758 | Mini/Multi Split | DIRECT AIR | HRCU-A-CB | DIRM-18HXPRO28-1Z |  | Mini-Splits(Ducted) | DIRM-18HP-DUV |  | 17000 | 18 | 9.5 | 19000 | 17700 | 93.16% | 1.85 | 12.5 | 11.7 |  |  |  | No | R-410A | 1.4167 | Residential & Commercial | Ducted CEE Tier 1
207743759 | Mini/Multi Split | DIRECT AIR | HRCU-A-CB | DIRM-24DA25-1Z |  | Mini-Splits(Ducted) | DIRM-24HP-DU |  | 23000 | 19 | 11.2 | 25000 | 20000 | 80% | 2.3 | 12.6 | 12.5 |  |  |  | No | R-410A | 1.9167 | Residential & Commercial | Ducted CEE Tier 1
207743760 | Mini/Multi Split | DIRECT AIR | HRCU-A-CB | DIRM-24HXPRO28-1Z |  | Mini-Splits(Ducted) | DIRM-24HP-DU |  | 24000 | 19.2 | 10.5 | 25000 | 27000 | 108% | 2 | 12.5 | 12 |  |  |  | No | R-410A | 2 | Residential & Commercial | Ducted CEE Tier 1
207742445 | Mini/Multi Split | ELIOS | HRCU-A-CB | DEA09HOS25230E8 |  | Mini-Splits(Ducted) | DUA09HIDU230X5 |  | 9000 | 19.2 | 10.2 | 10000 | 8000 | 80% | 2.1 | 13.5 | 12.5 |  |  |  | No | R-410A | 0.75 | Residential & Commercial | Ducted CEE Tier 1
207742446 | Mini/Multi Split | ELIOS | HRCU-A-CB | DEA12HOS25230E8 |  | Mini-Splits(Ducted) | DUA12HIDU230X5 |  | 11500 | 19 | 10.3 | 12000 | 8400 | 70% | 2.26 | 12.5 | 11.7 |  |  |  | No | R-410A | 0.95833 | Residential & Commercial | Ducted CEE Tier 1
207742448 | Mini/Multi Split | ELIOS | HRCU-A-CB | DEA24HOS25230E8 |  | Mini-Splits(Ducted) | DUA24HIDU230X5 |  | 23000 | 19 | 11.2 | 25000 | 20000 | 80% | 2.3 | 12.6 | 12.5 |  |  |  | No | R-410A | 1.9167 | Residential & Commercial | Ducted CEE Tier 1
207742452 | Mini/Multi Split | ELIOS | HRCU-A-CB | DEA09HOS28230E8 |  | Mini-Splits(Ducted) | DUA09HIDU230X5 |  | 9000 | 20.2 | 12 | 10000 | 10800 | 108% | 1.9 | 14 | 13.2 |  |  |  | No | R-410A | 0.75 | Residential & Commercial | Ducted CEE Tier 1
207742453 | Mini/Multi Split | ELIOS | HRCU-A-CB | DEA12HOS28230E8 |  | Mini-Splits(Ducted) | DUA12HIDU230X5 |  | 12000 | 19.5 | 10 | 12500 | 12100 | 96.8% | 1.96 | 13 | 11.7 |  |  |  | No | R-410A | 1 | Residential & Commercial | Ducted CEE Tier 1
207742454 | Mini/Multi Split | ELIOS | HRCU-A-CB | DEA18HOS28230E8 |  | Mini-Splits(Ducted) | DUA18HIDU230X5 |  | 17000 | 18 | 9.5 | 19000 | 17700 | 93.16% | 1.85 | 12.5 | 11.7 |  |  |  | No | R-410A | 1.4167 | Residential & Commercial | Ducted CEE Tier 1
207742455 | Mini/Multi Split | ELIOS | HRCU-A-CB | DEA24HOS28230E8 |  | Mini-Splits(Ducted) | DUA24HIDU230X5 |  | 24000 | 19.2 | 10.5 | 25000 | 27000 | 108% | 2 | 12.5 | 12 |  |  |  | No | R-410A | 2 | Residential & Commercial | Ducted CEE Tier 1
207742514 | Mini/Multi Split | MOOVAIR | HRCU-A-CB | DMA09HOS25230E8 |  | Mini-Splits(Ducted) | DUA09HIDU230X5 |  | 9000 | 19.2 | 10.2 | 10000 | 8000 | 80% | 2.1 | 13.5 | 12.5 |  |  |  | No | R-410A | 0.75 | Residential & Commercial | Ducted CEE Tier 1
207742515 | Mini/Multi Split | MOOVAIR | HRCU-A-CB | DMA12HOS25230E8 |  | Mini-Splits(Ducted) | DUA12HIDU230X5 |  | 11500 | 19 | 10.3 | 12000 | 8400 | 70% | 2.26 | 12.5 | 11.7 |  |  |  | No | R-410A | 0.95833 | Residential & Commercial | Ducted CEE Tier 1
207742517 | Mini/Multi Split | MOOVAIR | HRCU-A-CB | DMA24HOS25230E8 |  | Mini-Splits(Ducted) | DUA24HIDU230X5 |  | 23000 | 19 | 11.2 | 25000 | 20000 | 80% | 2.3 | 12.6 | 12.5 |  |  |  | No | R-410A | 1.9167 | Residential & Commercial | Ducted CEE Tier 1
207742521 | Mini/Multi Split | MOOVAIR | HRCU-A-CB | DMA09HOS28230E8 |  | Mini-Splits(Ducted) | DUA09HIDU230X5 |  | 9000 | 20.2 | 12 | 10000 | 10800 | 108% | 1.9 | 14 | 13.2 |  |  |  | No | R-410A | 0.75 | Residential & Commercial | Ducted CEE Tier 1
207742522 | Mini/Multi Split | MOOVAIR | HRCU-A-CB | DMA12HOS28230E8 |  | Mini-Splits(Ducted) | DUA12HIDU230X5 |  | 12000 | 19.5 | 10 | 12500 | 12100 | 96.8% | 1.96 | 13 | 11.7 |  |  |  | No | R-410A | 1 | Residential & Commercial | Ducted CEE Tier 1
207742523 | Mini/Multi Split | MOOVAIR | HRCU-A-CB | DMA18HOS28230E8 |  | Mini-Splits(Ducted) | DUA18HIDU230X5 |  | 17000 | 18 | 9.5 | 19000 | 17700 | 93.16% | 1.85 | 12.5 | 11.7 |  |  |  | No | R-410A | 1.4167 | Residential & Commercial | Ducted CEE Tier 1
207742524 | Mini/Multi Split | MOOVAIR | HRCU-A-CB | DMA24HOS28230E8 |  | Mini-Splits(Ducted) | DUA24HIDU230X5 |  | 24000 | 19.2 | 10.5 | 25000 | 27000 | 108% | 2 | 12.5 | 12 |  |  |  | No | R-410A | 2 | Residential & Commercial | Ducted CEE Tier 1
207742396 | Mini/Multi Split | MIDEA | HRCU-A-CB | MOX230-12HFN1-MV5W |  | Mini-Splits(Ducted) | MTIU-12HWFN1-M |  | 11500 | 19 | 10.3 | 12000 | 8400 | 70% | 2.26 | 12.5 | 11.7 |  |  |  | No | R-410A | 0.95833 | Residential & Commercial | Ducted CEE Tier 1
207742398 | Mini/Multi Split | MIDEA | HRCU-A-CB | MOD31-24HFN1-MT0W |  | Mini-Splits(Ducted) | MTIU-24HWFN1-M |  | 23000 | 19 | 10 | 24400 | 18400 | 75.41% | 2 | 12.5 | 11.7 |  |  |  | No | R-410A | 1.9167 | Residential & Commercial | Ducted CEE Tier 1
207702686 | Mini/Multi Split | Mitsubishi Electric | HRCU-A-CB | PUZ-HA24NHA1 |  | Mini-Splits(Ducted) | PEAD-A24AA* |  | 24000 | 16.2 | 9.2 | 28000 | 25000 | 89.29% | 1.8 | 11.5 | 11.3 |  |  |  | No | R-410A | 2 | Residential & Commercial | Ducted CEE Tier 1
207702691 | Mini/Multi Split | Mitsubishi Electric | HRCU-A-CB | PUZ-HA36NKA |  | Mini-Splits(Ducted) | PEAD-A36AA* |  | 36000 | 16.5 | 8.7 | 40000 | 38000 | 95% | 1.8 | 12.6 | 12.2 |  |  |  | No | R-410A | 3 | Residential & Commercial | Ducted CEE Tier 1
207702694 | Mini/Multi Split | Mitsubishi Electric | HRCU-A-CB | PUZ-HA42NKA1 |  | Mini-Splits(Ducted) | PEAD-A42AA* |  | 42000 | 15.5 | 8.9 | 54000 | 48000 | 88.89% | 1.82 | 10.7 | 10.4 |  |  |  | No | R-410A | 3.5 | Residential & Commercial | Ducted CEE Tier 1
207702706 | Mini/Multi Split | Mitsubishi Electric | HRCU-A-CB | SUZ-KA12NAHZ |  | Mini-Splits(Ducted) | PEAD-A12AA* |  | 12000 | 19.3 | 9.4 | 15000 | 15000 | 100% | 1.91 | 14.1 | 12.9 |  |  |  | No | R-410A | 1 | Residential & Commercial | Ducted CEE Tier 1
207702716 | Mini/Multi Split | Mitsubishi Electric | HRCU-A-CB | SUZ-KA24NAHZ |  | Mini-Splits(Ducted) | PEAD-A24AA* |  | 24000 | 16.2 | 9.2 | 28000 | 25000 | 89.29% | 1.75 | 10.3 | 11.3 |  |  |  | No | R-410A | 2 | Residential & Commercial | Ducted CEE Tier 1
207702720 | Mini/Multi Split | Mitsubishi Electric | HRCU-A-CB | SUZ-KA30NAH2 |  | Mini-Splits(Ducted) | PEAD-A30AA* |  | 27000 | 18.9 | 11.1 | 30000 | 22400 | 74.67% | 3.24 | 12.5 | 11.7 |  |  |  | No | R-410A | 2.25 | Residential & Commercial | Ducted CEE Tier 1
207702722 | Mini/Multi Split | Mitsubishi Electric | HRCU-A-CB | SUZ-KA30NAHZ |  | Mini-Splits(Ducted) | PEAD-A30AA* |  | 30000 | 17.4 | 8.3 | 34000 | 32000 | 94.12% | 1.75 | 12.5 | 12.1 |  |  |  | No | R-410A | 2.5 | Residential & Commercial | Ducted CEE Tier 1
207702726 | Mini/Multi Split | Mitsubishi Electric | HRCU-A-CB | SUZ-KA36NAHZ |  | Mini-Splits(Ducted) | PEAD-A36AA* |  | 33000 | 15.2 | 8.9 | 40000 | 37000 | 92.5% | 1.75 | 12.5 | 12.5 |  |  |  | No | R-410A | 2.75 | Residential & Commercial | Ducted CEE Tier 1
207702735 | Mini/Multi Split | Trane / Mitsubishi Electric | HRCU-A-CB | NTXSKH12A112** |  | Mini-Splits(Ducted) | PEAD-A12AA* |  | 12000 | 19.3 | 9.4 | 15000 | 15000 | 100% | 1.91 | 14.1 | 12.9 |  |  |  | No | R-410A | 1 | Residential & Commercial | Ducted CEE Tier 1
207702736 | Mini/Multi Split | Trane / Mitsubishi Electric | HRCU-A-CB | NTXSKH12A112** |  | Mini-Splits(Ducted) | TPEADA0121AA*** |  | 12000 | 19.3 | 9.4 | 15000 | 15000 | 100% | 1.91 | 14.1 | 12.9 |  |  |  | No | R-410A | 1 | Residential & Commercial | Ducted CEE Tier 1
207702749 | Mini/Multi Split | Trane / Mitsubishi Electric | HRCU-A-CB | NTXSKH24A112** |  | Mini-Splits(Ducted) | TPEADA0241AA*** |  | 24000 | 16.2 | 9.2 | 28000 | 25000 | 89.29% | 1.75 | 10.3 | 11.3 |  |  |  | No | R-410A | 2 | Residential & Commercial | Ducted CEE Tier 1
207702751 | Mini/Multi Split | Trane / Mitsubishi Electric | HRCU-A-CB | NTXSKH30A112** |  | Mini-Splits(Ducted) | PEAD-A30AA* |  | 30000 | 17.4 | 8.3 | 34000 | 32000 | 94.12% | 1.75 | 12.5 | 12.1 |  |  |  | No | R-410A | 2.5 | Residential & Commercial | Ducted CEE Tier 1
207702752 | Mini/Multi Split | Trane / Mitsubishi Electric | HRCU-A-CB | NTXSKH30A112** |  | Mini-Splits(Ducted) | TPEADA0301AA*** |  | 30000 | 17.4 | 8.3 | 34000 | 32000 | 94.12% | 1.75 | 12.5 | 12.1 |  |  |  | No | R-410A | 2.5 | Residential & Commercial | Ducted CEE Tier 1
207702753 | Mini/Multi Split | Trane / Mitsubishi Electric | HRCU-A-CB | NTXSKH36A112** |  | Mini-Splits(Ducted) | PEAD-A36AA* |  | 33000 | 15.2 | 8.9 | 40000 | 37000 | 92.5% | 1.75 | 12.5 | 12.5 |  |  |  | No | R-410A | 2.75 | Residential & Commercial | Ducted CEE Tier 1
207702754 | Mini/Multi Split | Trane / Mitsubishi Electric | HRCU-A-CB | NTXSKH36A112** |  | Mini-Splits(Ducted) | TPEADA0361AA*** |  | 33000 | 15.2 | 8.9 | 40000 | 37000 | 92.5% | 1.75 | 12.5 | 12.5 |  |  |  | No | R-410A | 2.75 | Residential & Commercial | Ducted CEE Tier 1
207702795 | Mini/Multi Split | Trane / Mitsubishi Electric | HRCU-A-CB | PUZ-HA36NKA |  | Mini-Splits(Ducted) | TPEADA0361AA*** |  | 36000 | 16.5 | 8.7 | 40000 | 38000 | 95% | 1.8 | 12.6 | 12.2 |  |  |  | No | R-410A | 3 | Residential & Commercial | Ducted CEE Tier 1
207702799 | Mini/Multi Split | Trane / Mitsubishi Electric | HRCU-A-CB | PUZ-HA42NKA1 |  | Mini-Splits(Ducted) | TPEADA0421AA*** |  | 42000 | 15.5 | 8.9 | 54000 | 48000 | 88.89% | 1.82 | 10.7 | 10.4 |  |  |  | No | R-410A | 3.5 | Residential & Commercial | Ducted CEE Tier 1
207702807 | Mini/Multi Split | Trane / Mitsubishi Electric | HRCU-A-CB | SUZ-KA12NAHZ |  | Mini-Splits(Ducted) | TPEADA0121AA*** |  | 12000 | 19.3 | 9.4 | 15000 | 15000 | 100% | 1.91 | 14.1 | 12.9 |  |  |  | No | R-410A | 1 | Residential & Commercial | Ducted CEE Tier 1
207702816 | Mini/Multi Split | Trane / Mitsubishi Electric | HRCU-A-CB | SUZ-KA24NAHZ |  | Mini-Splits(Ducted) | TPEADA0241AA*** |  | 24000 | 16.2 | 9.2 | 28000 | 25000 | 89.29% | 1.75 | 10.3 | 11.3 |  |  |  | No | R-410A | 2 | Residential & Commercial | Ducted CEE Tier 1
207702820 | Mini/Multi Split | Trane / Mitsubishi Electric | HRCU-A-CB | SUZ-KA30NAHZ |  | Mini-Splits(Ducted) | TPEADA0301AA*** |  | 30000 | 17.4 | 8.3 | 34000 | 32000 | 94.12% | 1.75 | 12.5 | 12.1 |  |  |  | No | R-410A | 2.5 | Residential & Commercial | Ducted CEE Tier 1
207702823 | Mini/Multi Split | Trane / Mitsubishi Electric | HRCU-A-CB | SUZ-KA36NAHZ |  | Mini-Splits(Ducted) | TPEADA0361AA*** |  | 33000 | 15.2 | 8.9 | 40000 | 37000 | 92.5% | 1.75 | 12.5 | 12.5 |  |  |  | No | R-410A | 2.75 | Residential & Commercial | Ducted CEE Tier 1
207702852 | Mini/Multi Split | Trane / Mitsubishi Electric | HRCU-A-CB | TRUZH0361KA00** |  | Mini-Splits(Ducted) | TPEADA0361AA*** |  | 36000 | 16.5 | 8.7 | 40000 | 38000 | 95% | 1.8 | 12.6 | 12.2 |  |  |  | No | R-410A | 3 | Residential & Commercial | Ducted CEE Tier 1
207742317 | Mini/Multi Split | C&H | HRCU-A-CB | CH-ES09-230VO |  | Mini-Splits(Ducted) | CH-M09DTUI |  | 9000 | 19.2 | 10.2 | 10000 | 8000 | 80% | 2.1 | 13.5 | 12.5 |  |  |  | No | R-410A | 0.75 | Residential & Commercial | Ducted CEE Tier 1
207742319 | Mini/Multi Split | C&H | HRCU-A-CB | CH-ES12-230VO |  | Mini-Splits(Ducted) | CH-M12DTUI |  | 11500 | 19 | 10.3 | 12000 | 8400 | 70% | 2.26 | 12.5 | 11.7 |  |  |  | No | R-410A | 0.95833 | Residential & Commercial | Ducted CEE Tier 1
207742325 | Mini/Multi Split | C&H | HRCU-A-CB | CH-ES24-230VO |  | Mini-Splits(Ducted) | CH-M24DTUI |  | 23000 | 19 | 11.2 | 25000 | 20000 | 80% | 2.3 | 12.6 | 12.5 |  |  |  | No | R-410A | 1.9167 | Residential & Commercial | Ducted CEE Tier 1
207742328 | Mini/Multi Split | C&H | HRCU-A-CB | CH-HPR09-230VO |  | Mini-Splits(Ducted) | CH-M09DTUI |  | 9000 | 20.2 | 12 | 10000 | 10800 | 108% | 1.9 | 14 | 13.2 |  |  |  | No | R-410A | 0.75 | Residential & Commercial | Ducted CEE Tier 1
207742330 | Mini/Multi Split | C&H | HRCU-A-CB | CH-HPR12-230VO |  | Mini-Splits(Ducted) | CH-M12DTUI |  | 12000 | 19.5 | 10 | 12500 | 12100 | 96.8% | 1.96 | 13 | 11.7 |  |  |  | No | R-410A | 1 | Residential & Commercial | Ducted CEE Tier 1
207742333 | Mini/Multi Split | C&H | HRCU-A-CB | CH-HPR18-230VO |  | Mini-Splits(Ducted) | CH-M18DTUI |  | 17000 | 18 | 9.5 | 19000 | 17700 | 93.16% | 1.85 | 12.5 | 11.7 |  |  |  | No | R-410A | 1.4167 | Residential & Commercial | Ducted CEE Tier 1
207742336 | Mini/Multi Split | C&H | HRCU-A-CB | CH-HPR24-230VO |  | Mini-Splits(Ducted) | CH-M24DTUI |  | 24000 | 19.2 | 10.5 | 25000 | 27000 | 108% | 2 | 12.5 | 12 |  |  |  | No | R-410A | 2 | Residential & Commercial | Ducted CEE Tier 1
207698066 | Mini/Multi Split | SAMSUNG | HRCU-A-CB | AC030BXSCCH |  | Mini-Splits(Ducted) | AC030BNZDCH |  | 30000 | 18.5 | 8.6 | 34000 | 34000 | 100% | 1.84 | 12.5 | 12.5 |  |  |  | No | R-410A | 2.5 | Residential & Commercial | Ducted CEE Tier 1
207698067 | Mini/Multi Split | SAMSUNG | HRCU-A-CB | AC036BXSCCH |  | Mini-Splits(Ducted) | AC036BNZDCH |  | 36000 | 18.7 | 8.6 | 40000 | 37000 | 92.5% | 1.92 | 11.5 | 11.5 |  |  |  | No | R-410A | 3 | Residential & Commercial | Ducted CEE Tier 1
207698070 | Mini/Multi Split | SAMSUNG | HRCU-A-CB | AC030BXSCCH |  | Mini-Splits(Ducted) | AC030BNHDCH |  | 30000 | 18.7 | 8.6 | 32000 | 33600 | 105% | 1.75 | 12 | 12 |  |  |  | No | R-410A | 2.5 | Residential & Commercial | Ducted CEE Tier 1
207698072 | Mini/Multi Split | SAMSUNG | HRCU-A-CB | AC036BXSCCH |  | Mini-Splits(Ducted) | AC036BNHDCH |  | 36000 | 19.4 | 8.8 | 40000 | 35800 | 89.5% | 1.94 | 12.2 | 12.2 |  |  |  | No | R-410A | 3 | Residential & Commercial | Ducted CEE Tier 1
207683503 | Mini/Multi Split | LENNOX | HRCU-A-CB | MPC009S4S-1P |  | Mini-Splits(Ducted) | MMDB009S4-2P |  | 9000 | 19.2 | 10.2 | 10000 | 8000 | 80% | 2.1 | 13.5 | 12.5 |  |  |  | No | R-410A | 0.75 | Residential & Commercial | Ducted CEE Tier 1
207683504 | Mini/Multi Split | LENNOX | HRCU-A-CB | MPC012S4S-1P |  | Mini-Splits(Ducted) | MMDB012S4-2P |  | 11500 | 18.8 | 10.3 | 12000 | 8400 | 70% | 2.26 | 12.5 | 11.7 |  |  |  | No | R-410A | 0.95833 | Residential & Commercial | Ducted CEE Tier 1
207683506 | Mini/Multi Split | LENNOX | HRCU-A-CB | MPC024S4S-1P |  | Mini-Splits(Ducted) | MMDB024S4-2P |  | 23000 | 19 | 11 | 25000 | 20000 | 80% | 2.3 | 12.6 | 12.3 |  |  |  | No | R-410A | 1.9167 | Residential & Commercial | Ducted CEE Tier 1
207683524 | Mini/Multi Split | LENNOX | HRCU-A-CB | MLB009S4S-1P |  | Mini-Splits(Ducted) | MMDB009S4-2P |  | 8800 | 20.2 | 12 | 10000 | 10800 | 108% | 1.9 | 14 | 13.2 |  |  |  | No | R-410A | 0.73333 | Residential & Commercial | Ducted CEE Tier 1
207683525 | Mini/Multi Split | LENNOX | HRCU-A-CB | MLB012S4S-1P |  | Mini-Splits(Ducted) | MMDB012S4-2P |  | 11800 | 19.5 | 10 | 12500 | 12100 | 96.8% | 1.96 | 13 | 11.7 |  |  |  | No | R-410A | 0.98333 | Residential & Commercial | Ducted CEE Tier 1
207683526 | Mini/Multi Split | LENNOX | HRCU-A-CB | MLB018S4S-1P |  | Mini-Splits(Ducted) | MMDB018S4-2P |  | 17000 | 18 | 9.2 | 19000 | 17700 | 93.16% | 1.85 | 12.5 | 11.7 |  |  |  | No | R-410A | 1.4167 | Residential & Commercial | Ducted CEE Tier 1
207683527 | Mini/Multi Split | LENNOX | HRCU-A-CB | MLB024S4S-1P |  | Mini-Splits(Ducted) | MMDB024S4-2P |  | 24000 | 19.2 | 10.5 | 25000 | 27000 | 108% | 2 | 12.5 | 12 |  |  |  | No | R-410A | 2 | Residential & Commercial | Ducted CEE Tier 1
207658930 | Mini/Multi Split | COMFORTSTAR | HRCU-A-CB | CZP09CD(O) |  | Mini-Splits(Ducted) | CPA-09B |  | 9000 | 19.2 | 10.2 | 10000 | 8000 | 80% | 2.1 | 13.5 | 12.5 |  |  |  | No | R-410A | 0.75 | Residential & Commercial | Ducted CEE Tier 1
207658931 | Mini/Multi Split | COMFORTSTAR | HRCU-A-CB | CZP12CD(O) |  | Mini-Splits(Ducted) | CPA-12B |  | 11500 | 19 | 10.3 | 12000 | 8400 | 70% | 2.26 | 12.5 | 11.7 |  |  |  | No | R-410A | 0.95833 | Residential & Commercial | Ducted CEE Tier 1
207658933 | Mini/Multi Split | COMFORTSTAR | HRCU-A-CB | CZP24CD(O) |  | Mini-Splits(Ducted) | CPA-24B |  | 23000 | 19 | 11.2 | 25000 | 20000 | 80% | 2.3 | 12.6 | 12.5 |  |  |  | No | R-410A | 1.9167 | Residential & Commercial | Ducted CEE Tier 1
207658937 | Mini/Multi Split | COMFORTSTAR | HRCU-A-CB | CHF09CD(O) |  | Mini-Splits(Ducted) | CPA-09C |  | 9000 | 20.2 | 12 | 10000 | 10800 | 108% | 1.9 | 14 | 13.2 |  |  |  | No | R-410A | 0.75 | Residential & Commercial | Ducted CEE Tier 1
207658938 | Mini/Multi Split | COMFORTSTAR | HRCU-A-CB | CHF12CD(O) |  | Mini-Splits(Ducted) | CPA-12C |  | 12000 | 19.5 | 10 | 12500 | 12100 | 96.8% | 1.96 | 13 | 11.7 |  |  |  | No | R-410A | 1 | Residential & Commercial | Ducted CEE Tier 1
207658939 | Mini/Multi Split | COMFORTSTAR | HRCU-A-CB | CHF18CD(O) |  | Mini-Splits(Ducted) | CPA-18C |  | 17000 | 18 | 9.5 | 19000 | 17700 | 93.16% | 1.85 | 12.5 | 11.7 |  |  |  | No | R-410A | 1.4167 | Residential & Commercial | Ducted CEE Tier 1
207658940 | Mini/Multi Split | COMFORTSTAR | HRCU-A-CB | CHF24CD(O) |  | Mini-Splits(Ducted) | CPA-24C |  | 24000 | 19.2 | 10.5 | 25000 | 27000 | 108% | 2 | 12.5 | 12 |  |  |  | No | R-410A | 2 | Residential & Commercial | Ducted CEE Tier 1
207658593 | Mini/Multi Split | MDV | HRCU-A-CB | MOX230-12HFN1-MV5W-L |  | Mini-Splits(Ducted) | MTIU-12HWFN1-M |  | 11500 | 18.8 | 10.3 | 12000 | 8400 | 70% | 2.26 | 12.5 | 11.7 |  |  |  | No | R-410A | 0.95833 | Residential & Commercial | Ducted CEE Tier 1
207658595 | Mini/Multi Split | MDV | HRCU-A-CB | MOD33-24HFN1-MT0W-L |  | Mini-Splits(Ducted) | MTIU-24HWFN1-M |  | 23000 | 19 | 11 | 25000 | 20000 | 80% | 2.3 | 12.6 | 12.3 |  |  |  | No | R-410A | 1.9167 | Residential & Commercial | Ducted CEE Tier 1
207658608 | Mini/Multi Split | MDV | HRCU-A-CB | MOX330-09HFN1-MY5W-L |  | Mini-Splits(Ducted) | MTIU-09HWFN1-M |  | 8800 | 20.2 | 12 | 10000 | 10800 | 108% | 1.9 | 14 | 13.2 |  |  |  | No | R-410A | 0.73333 | Residential & Commercial | Ducted CEE Tier 1
207658609 | Mini/Multi Split | MDV | HRCU-A-CB | MOX330-12HFN1-MW5W-L |  | Mini-Splits(Ducted) | MTIU-12HWFN1-M |  | 11800 | 19.5 | 10 | 12500 | 12100 | 96.8% | 1.96 | 13 | 11.7 |  |  |  | No | R-410A | 0.98333 | Residential & Commercial | Ducted CEE Tier 1
207658610 | Mini/Multi Split | MDV | HRCU-A-CB | MOX430-17HFN1-MT0W-L |  | Mini-Splits(Ducted) | MTIU-18HWFN1-M |  | 17000 | 18 | 9.2 | 19000 | 17700 | 93.16% | 1.85 | 12.5 | 11.7 |  |  |  | No | R-410A | 1.4167 | Residential & Commercial | Ducted CEE Tier 1
207657380 | Mini/Multi Split | FUJITSU | HRCU-A-CB | AOUH30LUAH1 |  | Mini-Splits(Ducted) | ARUH30LUAS |  | 28600 | 18.3 | 10 | 32000 | 33000 | 103.1% | 1.76 | 12.5 | 12 |  |  |  | No | R-410A | 2.3833 | Residential & Commercial | Ducted CEE Tier 1
207641345 | Mini/Multi Split | SENVILLE | HRCU-A-CB | SENA/09HF/OQ |  | Mini-Splits(Ducted) | SENA/09HF/ID |  | 9000 | 20.2 | 12 | 10000 | 10800 | 108% | 1.9 | 14 | 13.2 |  |  |  | No | R-410A | 0.75 | Residential & Commercial | Ducted CEE Tier 1
207641346 | Mini/Multi Split | SENVILLE | HRCU-A-CB | SENA/12HF/OQ |  | Mini-Splits(Ducted) | SENA/12HF/ID |  | 12000 | 19.5 | 10 | 12500 | 12100 | 96.8% | 1.96 | 13 | 11.7 |  |  |  | No | R-410A | 1 | Residential & Commercial | Ducted CEE Tier 1
207641347 | Mini/Multi Split | SENVILLE | HRCU-A-CB | SENA/18HF/OQ |  | Mini-Splits(Ducted) | SENA/18HF/ID |  | 17000 | 18 | 9.5 | 19000 | 17700 | 93.16% | 1.85 | 12.5 | 11.7 |  |  |  | No | R-410A | 1.4167 | Residential & Commercial | Ducted CEE Tier 1
207641348 | Mini/Multi Split | SENVILLE | HRCU-A-CB | SENA/24HF/OQ |  | Mini-Splits(Ducted) | SENA/24HF/ID |  | 24000 | 19.2 | 10.5 | 25000 | 27000 | 108% | 2 | 12.5 | 12 |  |  |  | No | R-410A | 2 | Residential & Commercial | Ducted CEE Tier 1
207571387 | Mini/Multi Split | BLUERIDGE | HRCU-A-CB | BMY12HH26C |  | Mini-Splits(Ducted) | BM12MCD |  | 12000 | 19.5 | 10 | 12500 | 12100 | 96.8% | 1.96 | 13 | 11.7 |  |  |  | No | R-410A | 1 | Residential & Commercial | Ducted CEE Tier 1
207571390 | Mini/Multi Split | BLUERIDGE | HRCU-A-CB | BMY18HH22C |  | Mini-Splits(Ducted) | BM18MCD |  | 17000 | 18 | 9.5 | 19000 | 17700 | 93.16% | 1.85 | 12.5 | 11.7 |  |  |  | No | R-410A | 1.4167 | Residential & Commercial | Ducted CEE Tier 1
207571393 | Mini/Multi Split | BLUERIDGE | HRCU-A-CB | BMY24HH22C |  | Mini-Splits(Ducted) | BM24MCD |  | 24000 | 19.2 | 10.5 | 25000 | 27000 | 108% | 2 | 12.5 | 12 |  |  |  | No | R-410A | 2 | Residential & Commercial | Ducted CEE Tier 1
207590030 | Mini/Multi Split | RUUD | HRCU-A-CB | ROSH24VGSN |  | Mini-Splits(Ducted) | RIDH24AXCJ |  | 24000 | 16 | 9.5 | 27000 | 22200 | 82.22% | 1.94 | 12.6 | 11.7 |  |  |  | No | R-410A | 2 | Residential & Commercial | Ducted CEE Tier 1
207590031 | Mini/Multi Split | RHEEM | HRCU-A-CB | ROSH30VGSN |  | Mini-Splits(Ducted) | RIDH30AXCJ |  | 30000 | 15.6 | 9.1 | 32000 | 26000 | 81.25% | 2.18 | 10.6 | 10 |  |  |  | No | R-410A | 2.5 | Residential & Commercial | Ducted CEE Tier 1
207590032 | Mini/Multi Split | RUUD | HRCU-A-CB | ROSH30VGSN |  | Mini-Splits(Ducted) | RIDH30AXCJ |  | 30000 | 15.6 | 9.1 | 32000 | 26000 | 81.25% | 2.18 | 10.6 | 10 |  |  |  | No | R-410A | 2.5 | Residential & Commercial | Ducted CEE Tier 1
207614049 | Mini/Multi Split | MDV | HRCU-A-CB | MOX430-17HFN1-MT0W |  | Mini-Splits(Ducted) | MTIU-24HWFN1-M |  | 17500 | 18 | 10.5 | 19000 | 16000 | 84.21% | 2 | 13.2 | 12.1 |  |  |  | No | R-410A | 1.4583 | Residential & Commercial | Ducted CEE Tier 1
207334301 | Mini/Multi Split | FUJITSU | HRCU-A-CB | AOUH12LUAS1 |  | Mini-Splits(Ducted) | ARUH12LUAS |  | 12000 | 19.1 | 10.5 | 16000 | 15500 | 96.88% | 2.02 | 13.4 | 12.5 |  |  |  | No | R-410A | 1 | Residential & Commercial | Ducted CEE Tier 1
207465438 | Mini/Multi Split | SAMSUNG | HRCU-A-CB | AC009BXADCH |  | Mini-Splits(Ducted) | AC009BNHDCH |  | 9000 | 18.8 | 8.9 | 12000 | 9700 | 80.83% | 1.75 | 13.1 | 12.5 |  |  |  | No | R-410A | 0.75 | Residential & Commercial | Ducted CEE Tier 1
207465452 | Mini/Multi Split | SAMSUNG | HRCU-A-CB | AC018BXADCH |  | Mini-Splits(Ducted) | AC018BNZDCH |  | 18000 | 16.2 | 8.1 | 20000 | 18200 | 91% | 1.8 | 10.4 | 10.4 |  |  |  | No | R-410A | 1.5 | Residential & Commercial | Ducted CEE Tier 1
207465458 | Mini/Multi Split | SAMSUNG | HRCU-A-CB | AC030BXADCH |  | Mini-Splits(Ducted) | AC030BNHDCH |  | 30000 | 18.2 | 8.4 | 32000 | 29000 | 90.62% | 1.93 | 10.3 | 10.3 |  |  |  | No | R-410A | 2.5 | Residential & Commercial | Ducted CEE Tier 1
207465462 | Mini/Multi Split | SAMSUNG | HRCU-A-CB | AC036BXADCH |  | Mini-Splits(Ducted) | AC036BNHDCH |  | 36000 | 19 | 8.4 | 40000 | 34000 | 85% | 2.08 | 10.7 | 10.7 |  |  |  | No | R-410A | 3 | Residential & Commercial | Ducted CEE Tier 1
206913029 | Mini/Multi Split | GREE | HRCU-A-CB | GWH12AGC-D3DNA1A/O |  | Mini-Splits(Ducted) | GFH(12)DA-D3DN***/I |  | 12000 | 20 | 8.5 | 12000 | 8800 | 73.33% | 1.9 | 11.8 | 11.8 |  |  |  | No | R-410A | 1 | Residential & Commercial | Ducted CEE Tier 1
206913032 | Mini/Multi Split | GREE | HRCU-A-CB | GWH24AGE-D3DNA1A/O |  | Mini-Splits(Ducted) | GFH(24)DB-D3DN***/I |  | 22000 | 20 | 9 | 24000 | 19000 | 79.17% | 1.9 | 12.5 | 12.5 |  |  |  | No | R-410A | 1.8333 | Residential & Commercial | Ducted CEE Tier 1
207237540 | Mini/Multi Split | WESTINGHOUSE | HRCU-A-CB | WHU09SZA21S |  | Mini-Splits(Ducted) | WHU09DHA21S |  | 9000 | 18 | 9 | 10000 | 7100 | 71% | 2.1 | 12 | 12 |  |  |  | No | R-410A | 0.75 | Residential & Commercial | Ducted CEE Tier 1
207192288 | Mini/Multi Split | PERFECTAIRE | HRCU-A-CB | 1PAMSHH09-SZO-25 |  | Mini-Splits(Ducted) | 2PAMSDH09 |  | 9000 | 18.5 | 11.5 | 10000 | 10800 | 108% | 1.9 | 13.5 | 12.1 |  |  |  | No | R-410A | 0.75 | Residential & Commercial | Ducted CEE Tier 1
207192289 | Mini/Multi Split | PERFECTAIRE | HRCU-A-CB | 1PAMSHH12-SZO-22.5 |  | Mini-Splits(Ducted) | 2PAMSDH12 |  | 12000 | 19 | 10 | 12000 | 11800 | 98.33% | 1.75 | 12.5 | 11.7 |  |  |  | No | R-410A | 1 | Residential & Commercial | Ducted CEE Tier 1
207192291 | Mini/Multi Split | PERFECTAIRE | HRCU-A-CB | 1PAMSHH24-SZW-20.5 |  | Mini-Splits(Ducted) | 2PAMSDH24 |  | 24000 | 19.2 | 10.5 | 25000 | 27000 | 108% | 2 | 12.5 | 12 |  |  |  | No | R-410A | 2 | Residential & Commercial | Ducted CEE Tier 1
206838609 | Mini/Multi Split | DIAL | HRCU-A-CB | 9000-UNI-O |  | Mini-Splits(Ducted) | 9000Z-DUC-I |  | 9000 | 18 | 9 | 10000 | 7100 | 71% | 2.1 | 12 | 12 |  |  |  | No | R-410A | 0.75 | Residential & Commercial | Ducted CEE Tier 1
206900419 | Mini/Multi Split | GOODMAN | HRCU-A-CB | MSH093E23MCAA |  | Mini-Splits(Ducted) | MST093E21ADAA |  | 9000 | 20.2 | 12 | 10000 | 10800 | 108% | 1.9 | 14 | 13.2 |  |  |  | No | R-410A | 0.75 | Residential & Commercial | Ducted CEE Tier 1
206900420 | Mini/Multi Split | GOODMAN | HRCU-A-CB | MSH123E23MCAA |  | Mini-Splits(Ducted) | MST123E21ADAA |  | 12000 | 19.5 | 10 | 12500 | 12100 | 96.8% | 1.96 | 13 | 11.7 |  |  |  | No | R-410A | 1 | Residential & Commercial | Ducted CEE Tier 1
206900421 | Mini/Multi Split | GOODMAN | HRCU-A-CB | MSH183E23MCAA |  | Mini-Splits(Ducted) | MST183E21ADAA |  | 17000 | 18 | 9.5 | 19000 | 17700 | 93.16% | 1.85 | 12.5 | 11.7 |  |  |  | No | R-410A | 1.4167 | Residential & Commercial | Ducted CEE Tier 1
206900422 | Mini/Multi Split | GOODMAN | HRCU-A-CB | MSH243E23MCAA |  | Mini-Splits(Ducted) | MST243E21ADAA |  | 24000 | 19.2 | 10.5 | 25000 | 27000 | 108% | 2 | 12.5 | 12 |  |  |  | No | R-410A | 2 | Residential & Commercial | Ducted CEE Tier 1
206900427 | Mini/Multi Split | FRANKLIN | HRCU-A-CB | MSH093E23MCAA |  | Mini-Splits(Ducted) | MST093E21ADAA |  | 9000 | 20.2 | 12 | 10000 | 10800 | 108% | 1.9 | 14 | 13.2 |  |  |  | No | R-410A | 0.75 | Residential & Commercial | Ducted CEE Tier 1
206900428 | Mini/Multi Split | FRANKLIN | HRCU-A-CB | MSH123E23MCAA |  | Mini-Splits(Ducted) | MST123E21ADAA |  | 12000 | 19.5 | 10 | 12500 | 12100 | 96.8% | 1.96 | 13 | 11.7 |  |  |  | No | R-410A | 1 | Residential & Commercial | Ducted CEE Tier 1
206900429 | Mini/Multi Split | FRANKLIN | HRCU-A-CB | MSH183E23MCAA |  | Mini-Splits(Ducted) | MST183E21ADAA |  | 17000 | 18 | 9.5 | 19000 | 17700 | 93.16% | 1.85 | 12.5 | 11.7 |  |  |  | No | R-410A | 1.4167 | Residential & Commercial | Ducted CEE Tier 1
206900430 | Mini/Multi Split | FRANKLIN | HRCU-A-CB | MSH243E23MCAA |  | Mini-Splits(Ducted) | MST243E21ADAA |  | 24000 | 19.2 | 10.5 | 25000 | 27000 | 108% | 2 | 12.5 | 12 |  |  |  | No | R-410A | 2 | Residential & Commercial | Ducted CEE Tier 1
206900439 | Mini/Multi Split | FRANKLIN | HRCU-A-CB | MSH093E21MCAA |  | Mini-Splits(Ducted) | MST093E21ADAA |  | 9000 | 18.7 | 9.8 | 10000 | 8000 | 80% | 1.98 | 13.5 | 12.1 |  |  |  | No | R-410A | 0.75 | Residential & Commercial | Ducted CEE Tier 1
206900440 | Mini/Multi Split | FRANKLIN | HRCU-A-CB | MSH123E21MCAA |  | Mini-Splits(Ducted) | MST123E21ADAA |  | 11500 | 19 | 10 | 12000 | 8400 | 70% | 1.9 | 12.5 | 11.7 |  |  |  | No | R-410A | 0.95833 | Residential & Commercial | Ducted CEE Tier 1
206900442 | Mini/Multi Split | FRANKLIN | HRCU-A-CB | MSH243E21MCAA |  | Mini-Splits(Ducted) | MST243E21ADAA |  | 23000 | 19 | 10 | 24400 | 18400 | 75.41% | 2 | 12.5 | 11.7 |  |  |  | No | R-410A | 1.9167 | Residential & Commercial | Ducted CEE Tier 1
206902024 | Mini/Multi Split | ECO AC | HRCU-A-CB | EHH-O09BA |  | Mini-Splits(Ducted) | EHH-D09BA |  | 9000 | 18.7 | 9.8 | 10000 | 8000 | 80% | 1.98 | 13.5 | 12.1 |  |  |  | No | R-410A | 0.75 | Residential & Commercial | Ducted CEE Tier 1
206902025 | Mini/Multi Split | ECO AC | HRCU-A-CB | EHH-O12BA |  | Mini-Splits(Ducted) | EHH-D12BA |  | 11500 | 19 | 10 | 12000 | 8400 | 70% | 1.9 | 12.5 | 11.7 |  |  |  | No | R-410A | 0.95833 | Residential & Commercial | Ducted CEE Tier 1
206902027 | Mini/Multi Split | ECO AC | HRCU-A-CB | EHH-O24BA |  | Mini-Splits(Ducted) | EHH-D24BA |  | 23000 | 19 | 11.2 | 25000 | 20000 | 80% | 2.3 | 12.6 | 12.5 |  |  |  | No | R-410A | 1.9167 | Residential & Commercial | Ducted CEE Tier 1
206750852 | Mini/Multi Split | HITACHI | HRCU-A-CB | RAS-1.0PNNBDH1 |  | Mini-Splits(Ducted) | RPIL-1.0PNN1DH |  | 9000 | 18 | 9 | 10000 | 7100 | 71% | 2.1 | 12 | 12 |  |  |  | No | R-410A | 0.75 | Residential & Commercial | Ducted CEE Tier 1
206717846 | Mini/Multi Split | Trane / Mitsubishi Electric | HRCU-A-CB | PUZ-HA30NKA |  | Mini-Splits(Ducted) | TPVA0A0301AA70A |  | 30000 | 18 | 8.7 | 34000 | 32000 | 94.12% | 2.1 | 13 | 13 |  |  |  | No | R-410A | 2.5 | Residential & Commercial | Ducted CEE Tier 1
206717878 | Mini/Multi Split | Trane / Mitsubishi Electric | HRCU-A-CB | TRUZH0421KA10** |  | Mini-Splits(Ducted) | PEAD-A42AA**** |  | 42000 | 15.5 | 8.9 | 54000 | 48000 | 88.89% | 1.82 | 10.7 | 10.4 |  |  |  | No | R-410A | 3.5 | Residential & Commercial | Ducted CEE Tier 1
206720353 | Mini/Multi Split | Trane / Mitsubishi Electric | HRCU-A-CB | TRUZH0361KA00** |  | Mini-Splits(Ducted) | PEAD-A36AA**** |  | 36000 | 16.5 | 8.7 | 40000 | 38000 | 95% | 1.8 | 12.6 | 12.2 |  |  |  | No | R-410A | 3 | Residential & Commercial | Ducted CEE Tier 1
206720356 | Mini/Multi Split | Trane / Mitsubishi Electric | HRCU-A-CB | TRUZH0361KA00** |  | Mini-Splits(Ducted) | PVA-A36AA**** |  | 33000 | 18.2 | 10 | 40000 | 38000 | 95% | 2 | 13 | 13.2 |  |  |  | No | R-410A | 2.75 | Residential & Commercial | Ducted CEE Tier 1
206720368 | Mini/Multi Split | Trane / Mitsubishi Electric | HRCU-A-CB | TRUZH0241HA10** |  | Mini-Splits(Ducted) | PEAD-A24AA**** |  | 24000 | 16.2 | 9.2 | 28000 | 25000 | 89.29% | 1.8 | 11.5 | 11.3 |  |  |  | No | R-410A | 2 | Residential & Commercial | Ducted CEE Tier 1
206377760 | Mini/Multi Split | DIRECT AIR | HRCU-A-CB | MOX430-17HFN1-MT0W |  | Mini-Splits(Ducted) | MTIU-18HWFN1-M |  | 17000 | 18 | 9.5 | 19000 | 17700 | 93.16% | 1.85 | 12.5 | 11.7 |  |  |  | No | R-410A | 1.4167 | Residential & Commercial | Ducted CEE Tier 1
206401440 | Mini/Multi Split | MOOVAIR | HRCU-A-CB | DM18HOS25230E3A |  | Mini-Splits(Ducted) | DM18HIDU230X5 |  | 17000 | 18 | 9.5 | 19000 | 17700 | 93.16% | 1.85 | 12.5 | 11.7 |  |  |  | No | R-410A | 1.4167 | Residential & Commercial | Ducted CEE Tier 1
206401443 | Mini/Multi Split | MOOVAIR | HRCU-A-CB | DM24HOS25230E3A |  | Mini-Splits(Ducted) | DM24HIDU230X5 |  | 24000 | 19.2 | 10.5 | 25000 | 27000 | 108% | 2 | 12.5 | 12 |  |  |  | No | R-410A | 2 | Residential & Commercial | Ducted CEE Tier 1
206401446 | Mini/Multi Split | ELIOS | HRCU-A-CB | DE18HOS25230E3A |  | Mini-Splits(Ducted) | DM18HIDU230X5 |  | 17000 | 18 | 9.5 | 19000 | 17700 | 93.16% | 1.85 | 12.5 | 11.7 |  |  |  | No | R-410A | 1.4167 | Residential & Commercial | Ducted CEE Tier 1
206401449 | Mini/Multi Split | ELIOS | HRCU-A-CB | DE24HOS25230E3A |  | Mini-Splits(Ducted) | DM24HIDU230X5 |  | 24000 | 19.2 | 10.5 | 25000 | 27000 | 108% | 2 | 12.5 | 12 |  |  |  | No | R-410A | 2 | Residential & Commercial | Ducted CEE Tier 1
206369520 | Mini/Multi Split | Durastar | HRCU-A-CB | DRA1U09S1A |  | Mini-Splits(Ducted) | DRAD09F1A |  | 9000 | 18.7 | 9.8 | 10000 | 8000 | 80% | 1.98 | 13.5 | 12.1 |  |  |  | No | R-410A | 0.75 | Residential & Commercial | Ducted CEE Tier 1
206369522 | Mini/Multi Split | Durastar | HRCU-A-CB | DRA1U12S1A |  | Mini-Splits(Ducted) | DRAD12F1A |  | 11500 | 19 | 10 | 12000 | 8400 | 70% | 1.9 | 12.5 | 11.7 |  |  |  | No | R-410A | 0.95833 | Residential & Commercial | Ducted CEE Tier 1
206369528 | Mini/Multi Split | Durastar | HRCU-A-CB | DRA1U24S1A |  | Mini-Splits(Ducted) | DRAD24F1A |  | 23000 | 19 | 10 | 24400 | 18400 | 75.41% | 2 | 12.5 | 11.7 |  |  |  | No | R-410A | 1.9167 | Residential & Commercial | Ducted CEE Tier 1
206223012 | Mini/Multi Split | Trane / Mitsubishi Electric | HRCU-A-CB | NTXSKH30A112AA |  | Mini-Splits(Ducted) | NTXAMT30A112AA |  | 27000 | 15.2 | 8.5 | 34000 | 32000 | 94.12% | 1.75 | 12.5 | 12.8 |  |  |  | No | R-410A | 2.25 | Residential & Commercial | Ducted CEE Tier 1
206314610 | Mini/Multi Split | DUOHOME | HRCU-A-CB | DOD31-24HFN1-MT0W |  | Mini-Splits(Ducted) | DTIU-24HWFN1-M |  | 23000 | 19 | 10 | 24400 | 18400 | 75.41% | 2 | 12.5 | 11.7 |  |  |  | No | R-410A | 1.9167 | Residential & Commercial | Ducted CEE Tier 1
206328102 | Mini/Multi Split | Mitsubishi Electric | HRCU-A-CB | SUZ-KA18NAHZ |  | Mini-Splits(Ducted) | NTXAMT18A112AA |  | 18000 | 18.7 | 9.2 | 21600 | 21600 | 100% | 1.75 | 12.5 | 12.4 |  |  |  | No | R-410A | 1.5 | Residential & Commercial | Ducted CEE Tier 1
206328121 | Mini/Multi Split | Mitsubishi Electric | HRCU-A-CB | SUZ-KA18NAHZ |  | Mini-Splits(Ducted) | NAXAMT18A112AA |  | 18000 | 18.7 | 9.2 | 21600 | 21600 | 100% | 1.75 | 12.5 | 12.4 |  |  |  | No | R-410A | 1.5 | Residential & Commercial | Ducted CEE Tier 1
206330121 | Mini/Multi Split | MDV | HRCU-A-CB | MOX230-09HFN1-MW5W |  | Mini-Splits(Ducted) | MTIU-09HWFN1-M |  | 9000 | 19.2 | 10.2 | 10000 | 8000 | 80% | 2.1 | 13.5 | 12.5 |  |  |  | No | R-410A | 0.75 | Residential & Commercial | Ducted CEE Tier 1
206330123 | Mini/Multi Split | MDV | HRCU-A-CB | MOX330-09HFN1-MY5W |  | Mini-Splits(Ducted) | MTIU-09HWFN1-M |  | 9000 | 20.2 | 12 | 10000 | 10800 | 108% | 1.9 | 14 | 13.2 |  |  |  | No | R-410A | 0.75 | Residential & Commercial | Ducted CEE Tier 1
206330124 | Mini/Multi Split | MDV | HRCU-A-CB | MOX230-12HFN1-MV5W |  | Mini-Splits(Ducted) | MTIU-12HWFN1-M |  | 11500 | 19 | 10.3 | 12000 | 8400 | 70% | 2.26 | 12.5 | 11.7 |  |  |  | No | R-410A | 0.95833 | Residential & Commercial | Ducted CEE Tier 1
206330127 | Mini/Multi Split | MDV | HRCU-A-CB | MOX330-12HFN1-MW5W |  | Mini-Splits(Ducted) | MTIU-12HWFN1-M |  | 12000 | 19.5 | 10 | 12500 | 12100 | 96.8% | 1.96 | 13 | 11.7 |  |  |  | No | R-410A | 1 | Residential & Commercial | Ducted CEE Tier 1
206330129 | Mini/Multi Split | MDV | HRCU-A-CB | MOX430-17HFN1-MT0W |  | Mini-Splits(Ducted) | MTIU-18HWFN1-M |  | 17000 | 18 | 9.5 | 19000 | 17700 | 93.16% | 1.85 | 12.5 | 11.7 |  |  |  | No | R-410A | 1.4167 | Residential & Commercial | Ducted CEE Tier 1
206330133 | Mini/Multi Split | MDV | HRCU-A-CB | MOD33-24HFN1-MT0W |  | Mini-Splits(Ducted) | MTIU-24HWFN1-M |  | 23000 | 19 | 11.2 | 25000 | 20000 | 80% | 2.3 | 12.6 | 12.5 |  |  |  | No | R-410A | 1.9167 | Residential & Commercial | Ducted CEE Tier 1
206330136 | Mini/Multi Split | MDV | HRCU-A-CB | MOD30-24HFN1-MU0W |  | Mini-Splits(Ducted) | MTIU-24HWFN1-M |  | 24000 | 19.2 | 10.5 | 25000 | 27000 | 108% | 2 | 12.5 | 12 |  |  |  | No | R-410A | 2 | Residential & Commercial | Ducted CEE Tier 1
206331357 | Mini/Multi Split | Trane / Mitsubishi Electric | HRCU-A-CB | NTXSKH18A112AA |  | Mini-Splits(Ducted) | SVZ-KP18NA |  | 18000 | 18.7 | 9.2 | 21600 | 21600 | 100% | 1.75 | 12.5 | 12.4 |  |  |  | No | R-410A | 1.5 | Residential & Commercial | Ducted CEE Tier 1
206331446 | Mini/Multi Split | Mitsubishi Electric | HRCU-A-CB | SUZ-KA30NAHZ |  | Mini-Splits(Ducted) | NAXAMT30A112AA |  | 27000 | 15.2 | 8.5 | 34000 | 32000 | 94.12% | 1.75 | 12.5 | 12.8 |  |  |  | No | R-410A | 2.25 | Residential & Commercial | Ducted CEE Tier 1
206331452 | Mini/Multi Split | Mitsubishi Electric | HRCU-A-CB | SUZ-KA30NAHZ |  | Mini-Splits(Ducted) | NTXAMT30A112AA |  | 27000 | 15.2 | 8.5 | 34000 | 32000 | 94.12% | 1.75 | 12.5 | 12.8 |  |  |  | No | R-410A | 2.25 | Residential & Commercial | Ducted CEE Tier 1
206331458 | Mini/Multi Split | Trane / Mitsubishi Electric | HRCU-A-CB | NTXSKH30A112AA |  | Mini-Splits(Ducted) | SVZ-KP30NA |  | 27000 | 15.2 | 8.5 | 34000 | 32000 | 94.12% | 1.75 | 12.5 | 12.8 |  |  |  | No | R-410A | 2.25 | Residential & Commercial | Ducted CEE Tier 1
206347320 | Mini/Multi Split | KERR | HRCU-A-CB | A-KMH18SU-1A |  | Mini-Splits(Ducted) | B-KMH18DU-1 |  | 17000 | 18 | 9.5 | 19000 | 17700 | 93.16% | 1.85 | 12.5 | 11.7 |  |  |  | No | R-410A | 1.4167 | Residential & Commercial | Ducted CEE Tier 1
206347321 | Mini/Multi Split | KERR | HRCU-A-CB | A-KMH24SU-1A |  | Mini-Splits(Ducted) | B-KMH24DU-1 |  | 24000 | 19.2 | 10.5 | 25000 | 27000 | 108% | 2 | 12.5 | 12 |  |  |  | No | R-410A | 2 | Residential & Commercial | Ducted CEE Tier 1
206348120 | Mini/Multi Split | KARDA | HRCU-A-CB | 1KARDA09SZO25 |  | Mini-Splits(Ducted) | 2PAMSDH09 |  | 9000 | 18.5 | 11.5 | 10000 | 10800 | 108% | 1.9 | 13.5 | 12.1 |  |  |  | No | R-410A | 0.75 | Residential & Commercial | Ducted CEE Tier 1
206348121 | Mini/Multi Split | KARDA | HRCU-A-CB | 1KARDA12SZO22.5 |  | Mini-Splits(Ducted) | 2PAMSDH12 |  | 12000 | 19 | 10 | 12000 | 11800 | 98.33% | 1.75 | 12.5 | 11.7 |  |  |  | No | R-410A | 1 | Residential & Commercial | Ducted CEE Tier 1
206348122 | Mini/Multi Split | KARDA | HRCU-A-CB | 2KARDA18SZO20 |  | Mini-Splits(Ducted) | 2PAMSDH18 |  | 17000 | 18 | 9.5 | 19000 | 17700 | 93.16% | 1.85 | 12.5 | 11.7 |  |  |  | No | R-410A | 1.4167 | Residential & Commercial | Ducted CEE Tier 1
206348123 | Mini/Multi Split | KARDA | HRCU-A-CB | 1KARDA24SZO20.5 |  | Mini-Splits(Ducted) | 2PAMSDH24 |  | 24000 | 19.2 | 10.5 | 25000 | 27000 | 108% | 2 | 12.5 | 12 |  |  |  | No | R-410A | 2 | Residential & Commercial | Ducted CEE Tier 1
206348124 | Mini/Multi Split | PERFECTAIRE | HRCU-A-CB | 1KARDA09SZO25 |  | Mini-Splits(Ducted) | 2PAMSDH09 |  | 9000 | 18.5 | 11.5 | 10000 | 10800 | 108% | 1.9 | 13.5 | 12.1 |  |  |  | No | R-410A | 0.75 | Residential & Commercial | Ducted CEE Tier 1
206348125 | Mini/Multi Split | PERFECTAIRE | HRCU-A-CB | 1KARDA12SZO22.5 |  | Mini-Splits(Ducted) | 2PAMSDH12 |  | 12000 | 19 | 10 | 12000 | 11800 | 98.33% | 1.75 | 12.5 | 11.7 |  |  |  | No | R-410A | 1 | Residential & Commercial | Ducted CEE Tier 1
206348126 | Mini/Multi Split | PERFECTAIRE | HRCU-A-CB | 2KARDA18SZO20 |  | Mini-Splits(Ducted) | 2PAMSDH18 |  | 17000 | 18 | 9.5 | 19000 | 17700 | 93.16% | 1.85 | 12.5 | 11.7 |  |  |  | No | R-410A | 1.4167 | Residential & Commercial | Ducted CEE Tier 1
206348127 | Mini/Multi Split | PERFECTAIRE | HRCU-A-CB | 1KARDA24SZO20.5 |  | Mini-Splits(Ducted) | 2PAMSDH24 |  | 24000 | 19.2 | 10.5 | 25000 | 27000 | 108% | 2 | 12.5 | 12 |  |  |  | No | R-410A | 2 | Residential & Commercial | Ducted CEE Tier 1
206350328 | Mini/Multi Split | CARRIER | HRCU-A-CB | 38MARBQ09AA3 |  | Mini-Splits(Ducted) | 40MBDQ09---3 |  | 9000 | 20.2 | 12 | 10000 | 10800 | 108% | 1.9 | 14 | 13.2 |  |  |  | No | R-410A | 0.75 | Residential & Commercial | Ducted CEE Tier 1
206350330 | Mini/Multi Split | CARRIER | HRCU-A-CB | 38MARBQ12AA3 |  | Mini-Splits(Ducted) | 40MBDQ12---3 |  | 12000 | 19.5 | 10 | 12500 | 12100 | 96.8% | 1.96 | 13 | 11.7 |  |  |  | No | R-410A | 1 | Residential & Commercial | Ducted CEE Tier 1
206350333 | Mini/Multi Split | CARRIER | HRCU-A-CB | 38MARBQ18AA3 |  | Mini-Splits(Ducted) | 40MBDQ18---3 |  | 17000 | 18 | 9.5 | 19000 | 17700 | 93.16% | 1.85 | 12.5 | 11.7 |  |  |  | No | R-410A | 1.4167 | Residential & Commercial | Ducted CEE Tier 1
206350336 | Mini/Multi Split | CARRIER | HRCU-A-CB | 38MARBQ24AA3 |  | Mini-Splits(Ducted) | 40MBDQ24---3 |  | 24000 | 19.2 | 10.5 | 25000 | 27000 | 108% | 2 | 12.5 | 12 |  |  |  | No | R-410A | 2 | Residential & Commercial | Ducted CEE Tier 1
206350339 | Mini/Multi Split | BRYANT | HRCU-A-CB | 38MARBQ09AA3 |  | Mini-Splits(Ducted) | 40MBDQ09---3 |  | 9000 | 20.2 | 12 | 10000 | 10800 | 108% | 1.9 | 14 | 13.2 |  |  |  | No | R-410A | 0.75 | Residential & Commercial | Ducted CEE Tier 1
206350341 | Mini/Multi Split | BRYANT | HRCU-A-CB | 38MARBQ12AA3 |  | Mini-Splits(Ducted) | 40MBDQ12---3 |  | 12000 | 19.5 | 10 | 12500 | 12100 | 96.8% | 1.96 | 13 | 11.7 |  |  |  | No | R-410A | 1 | Residential & Commercial | Ducted CEE Tier 1
206350344 | Mini/Multi Split | BRYANT | HRCU-A-CB | 38MARBQ18AA3 |  | Mini-Splits(Ducted) | 40MBDQ18---3 |  | 17000 | 18 | 9.5 | 19000 | 17700 | 93.16% | 1.85 | 12.5 | 11.7 |  |  |  | No | R-410A | 1.4167 | Residential & Commercial | Ducted CEE Tier 1
206350347 | Mini/Multi Split | BRYANT | HRCU-A-CB | 38MARBQ24AA3 |  | Mini-Splits(Ducted) | 40MBDQ24---3 |  | 24000 | 19.2 | 10.5 | 25000 | 27000 | 108% | 2 | 12.5 | 12 |  |  |  | No | R-410A | 2 | Residential & Commercial | Ducted CEE Tier 1
206350350 | Mini/Multi Split | PAYNE | HRCU-A-CB | 38MARBQ09AA3 |  | Mini-Splits(Ducted) | 40MBDQ09---3 |  | 9000 | 20.2 | 12 | 10000 | 10800 | 108% | 1.9 | 14 | 13.2 |  |  |  | No | R-410A | 0.75 | Residential & Commercial | Ducted CEE Tier 1
206350352 | Mini/Multi Split | PAYNE | HRCU-A-CB | 38MARBQ12AA3 |  | Mini-Splits(Ducted) | 40MBDQ12---3 |  | 12000 | 19.5 | 10 | 12500 | 12100 | 96.8% | 1.96 | 13 | 11.7 |  |  |  | No | R-410A | 1 | Residential & Commercial | Ducted CEE Tier 1
206350355 | Mini/Multi Split | PAYNE | HRCU-A-CB | 38MARBQ18AA3 |  | Mini-Splits(Ducted) | 40MBDQ18---3 |  | 17000 | 18 | 9.5 | 19000 | 17700 | 93.16% | 1.85 | 12.5 | 11.7 |  |  |  | No | R-410A | 1.4167 | Residential & Commercial | Ducted CEE Tier 1
206350358 | Mini/Multi Split | PAYNE | HRCU-A-CB | 38MARBQ24AA3 |  | Mini-Splits(Ducted) | 40MBDQ24---3 |  | 24000 | 19.2 | 10.5 | 25000 | 27000 | 108% | 2 | 12.5 | 12 |  |  |  | No | R-410A | 2 | Residential & Commercial | Ducted CEE Tier 1
206350361 | Mini/Multi Split | Weathermaker | HRCU-A-CB | 38MARBQ09AA3 |  | Mini-Splits(Ducted) | 40MBDQ09---3 |  | 9000 | 20.2 | 12 | 10000 | 10800 | 108% | 1.9 | 14 | 13.2 |  |  |  | No | R-410A | 0.75 | Residential & Commercial | Ducted CEE Tier 1
206350363 | Mini/Multi Split | Weathermaker | HRCU-A-CB | 38MARBQ12AA3 |  | Mini-Splits(Ducted) | 40MBDQ12---3 |  | 12000 | 19.5 | 10 | 12500 | 12100 | 96.8% | 1.96 | 13 | 11.7 |  |  |  | No | R-410A | 1 | Residential & Commercial | Ducted CEE Tier 1
206350366 | Mini/Multi Split | Weathermaker | HRCU-A-CB | 38MARBQ18AA3 |  | Mini-Splits(Ducted) | 40MBDQ18---3 |  | 17000 | 18 | 9.5 | 19000 | 17700 | 93.16% | 1.85 | 12.5 | 11.7 |  |  |  | No | R-410A | 1.4167 | Residential & Commercial | Ducted CEE Tier 1
206350369 | Mini/Multi Split | Weathermaker | HRCU-A-CB | 38MARBQ24AA3 |  | Mini-Splits(Ducted) | 40MBDQ24---3 |  | 24000 | 19.2 | 10.5 | 25000 | 27000 | 108% | 2 | 12.5 | 12 |  |  |  | No | R-410A | 2 | Residential & Commercial | Ducted CEE Tier 1
206350372 | Mini/Multi Split | MIDEA | HRCU-A-CB | 38MARBQ09AA3 |  | Mini-Splits(Ducted) | 40MBDQ09---3 |  | 9000 | 20.2 | 12 | 10000 | 10800 | 108% | 1.9 | 14 | 13.2 |  |  |  | No | R-410A | 0.75 | Residential & Commercial | Ducted CEE Tier 1
206350374 | Mini/Multi Split | MIDEA | HRCU-A-CB | 38MARBQ12AA3 |  | Mini-Splits(Ducted) | 40MBDQ12---3 |  | 12000 | 19.5 | 10 | 12500 | 12100 | 96.8% | 1.96 | 13 | 11.7 |  |  |  | No | R-410A | 1 | Residential & Commercial | Ducted CEE Tier 1
206350377 | Mini/Multi Split | MIDEA | HRCU-A-CB | 38MARBQ18AA3 |  | Mini-Splits(Ducted) | 40MBDQ18---3 |  | 17000 | 18 | 9.5 | 19000 | 17700 | 93.16% | 1.85 | 12.5 | 11.7 |  |  |  | No | R-410A | 1.4167 | Residential & Commercial | Ducted CEE Tier 1
206350380 | Mini/Multi Split | MIDEA | HRCU-A-CB | 38MARBQ24AA3 |  | Mini-Splits(Ducted) | 40MBDQ24---3 |  | 24000 | 19.2 | 10.5 | 25000 | 27000 | 108% | 2 | 12.5 | 12 |  |  |  | No | R-410A | 2 | Residential & Commercial | Ducted CEE Tier 1
206350383 | Mini/Multi Split | ARCOAIRE | HRCU-A-CB | DLCSRBH09AAK |  | Mini-Splits(Ducted) | DLFSDAH09XAK |  | 9000 | 20.2 | 12 | 10000 | 10800 | 108% | 1.9 | 14 | 13.2 |  |  |  | No | R-410A | 0.75 | Residential & Commercial | Ducted CEE Tier 1
206350385 | Mini/Multi Split | ARCOAIRE | HRCU-A-CB | DLCSRBH12AAK |  | Mini-Splits(Ducted) | DLFSDAH12XAK |  | 12000 | 19.5 | 10 | 12500 | 12100 | 96.8% | 1.96 | 13 | 11.7 |  |  |  | No | R-410A | 1 | Residential & Commercial | Ducted CEE Tier 1
206350388 | Mini/Multi Split | ARCOAIRE | HRCU-A-CB | DLCSRBH18AAK |  | Mini-Splits(Ducted) | DLFSDAH18XAK |  | 17000 | 18 | 9.5 | 19000 | 17700 | 93.16% | 1.85 | 12.5 | 11.7 |  |  |  | No | R-410A | 1.4167 | Residential & Commercial | Ducted CEE Tier 1
206350391 | Mini/Multi Split | ARCOAIRE | HRCU-A-CB | DLCSRBH24AAK |  | Mini-Splits(Ducted) | DLFSDAH24XAK |  | 24000 | 19.2 | 10.5 | 25000 | 27000 | 108% | 2 | 12.5 | 12 |  |  |  | No | R-410A | 2 | Residential & Commercial | Ducted CEE Tier 1
206350394 | Mini/Multi Split | COMFORTMAKER | HRCU-A-CB | DLCSRBH09AAK |  | Mini-Splits(Ducted) | DLFSDAH09XAK |  | 9000 | 20.2 | 12 | 10000 | 10800 | 108% | 1.9 | 14 | 13.2 |  |  |  | No | R-410A | 0.75 | Residential & Commercial | Ducted CEE Tier 1
206350396 | Mini/Multi Split | COMFORTMAKER | HRCU-A-CB | DLCSRBH12AAK |  | Mini-Splits(Ducted) | DLFSDAH12XAK |  | 12000 | 19.5 | 10 | 12500 | 12100 | 96.8% | 1.96 | 13 | 11.7 |  |  |  | No | R-410A | 1 | Residential & Commercial | Ducted CEE Tier 1
206350399 | Mini/Multi Split | COMFORTMAKER | HRCU-A-CB | DLCSRBH18AAK |  | Mini-Splits(Ducted) | DLFSDAH18XAK |  | 17000 | 18 | 9.5 | 19000 | 17700 | 93.16% | 1.85 | 12.5 | 11.7 |  |  |  | No | R-410A | 1.4167 | Residential & Commercial | Ducted CEE Tier 1
206350402 | Mini/Multi Split | COMFORTMAKER | HRCU-A-CB | DLCSRBH24AAK |  | Mini-Splits(Ducted) | DLFSDAH24XAK |  | 24000 | 19.2 | 10.5 | 25000 | 27000 | 108% | 2 | 12.5 | 12 |  |  |  | No | R-410A | 2 | Residential & Commercial | Ducted CEE Tier 1
206350405 | Mini/Multi Split | DAY & NIGHT | HRCU-A-CB | DLCSRBH09AAK |  | Mini-Splits(Ducted) | DLFSDAH09XAK |  | 9000 | 20.2 | 12 | 10000 | 10800 | 108% | 1.9 | 14 | 13.2 |  |  |  | No | R-410A | 0.75 | Residential & Commercial | Ducted CEE Tier 1
206350407 | Mini/Multi Split | DAY & NIGHT | HRCU-A-CB | DLCSRBH12AAK |  | Mini-Splits(Ducted) | DLFSDAH12XAK |  | 12000 | 19.5 | 10 | 12500 | 12100 | 96.8% | 1.96 | 13 | 11.7 |  |  |  | No | R-410A | 1 | Residential & Commercial | Ducted CEE Tier 1
206350410 | Mini/Multi Split | DAY & NIGHT | HRCU-A-CB | DLCSRBH18AAK |  | Mini-Splits(Ducted) | DLFSDAH18XAK |  | 17000 | 18 | 9.5 | 19000 | 17700 | 93.16% | 1.85 | 12.5 | 11.7 |  |  |  | No | R-410A | 1.4167 | Residential & Commercial | Ducted CEE Tier 1
206350413 | Mini/Multi Split | DAY & NIGHT | HRCU-A-CB | DLCSRBH24AAK |  | Mini-Splits(Ducted) | DLFSDAH24XAK |  | 24000 | 19.2 | 10.5 | 25000 | 27000 | 108% | 2 | 12.5 | 12 |  |  |  | No | R-410A | 2 | Residential & Commercial | Ducted CEE Tier 1
206350416 | Mini/Multi Split | HEIL | HRCU-A-CB | DLCSRBH09AAK |  | Mini-Splits(Ducted) | DLFSDAH09XAK |  | 9000 | 20.2 | 12 | 10000 | 10800 | 108% | 1.9 | 14 | 13.2 |  |  |  | No | R-410A | 0.75 | Residential & Commercial | Ducted CEE Tier 1
206350418 | Mini/Multi Split | HEIL | HRCU-A-CB | DLCSRBH12AAK |  | Mini-Splits(Ducted) | DLFSDAH12XAK |  | 12000 | 19.5 | 10 | 12500 | 12100 | 96.8% | 1.96 | 13 | 11.7 |  |  |  | No | R-410A | 1 | Residential & Commercial | Ducted CEE Tier 1
206350421 | Mini/Multi Split | HEIL | HRCU-A-CB | DLCSRBH18AAK |  | Mini-Splits(Ducted) | DLFSDAH18XAK |  | 17000 | 18 | 9.5 | 19000 | 17700 | 93.16% | 1.85 | 12.5 | 11.7 |  |  |  | No | R-410A | 1.4167 | Residential & Commercial | Ducted CEE Tier 1
206350424 | Mini/Multi Split | HEIL | HRCU-A-CB | DLCSRBH24AAK |  | Mini-Splits(Ducted) | DLFSDAH24XAK |  | 24000 | 19.2 | 10.5 | 25000 | 27000 | 108% | 2 | 12.5 | 12 |  |  |  | No | R-410A | 2 | Residential & Commercial | Ducted CEE Tier 1
206350427 | Mini/Multi Split | KEEPRITE | HRCU-A-CB | DLCSRBH09AAK |  | Mini-Splits(Ducted) | DLFSDAH09XAK |  | 9000 | 20.2 | 12 | 10000 | 10800 | 108% | 1.9 | 14 | 13.2 |  |  |  | No | R-410A | 0.75 | Residential & Commercial | Ducted CEE Tier 1
206350429 | Mini/Multi Split | KEEPRITE | HRCU-A-CB | DLCSRBH12AAK |  | Mini-Splits(Ducted) | DLFSDAH12XAK |  | 12000 | 19.5 | 10 | 12500 | 12100 | 96.8% | 1.96 | 13 | 11.7 |  |  |  | No | R-410A | 1 | Residential & Commercial | Ducted CEE Tier 1
206350432 | Mini/Multi Split | KEEPRITE | HRCU-A-CB | DLCSRBH18AAK |  | Mini-Splits(Ducted) | DLFSDAH18XAK |  | 17000 | 18 | 9.5 | 19000 | 17700 | 93.16% | 1.85 | 12.5 | 11.7 |  |  |  | No | R-410A | 1.4167 | Residential & Commercial | Ducted CEE Tier 1
206350435 | Mini/Multi Split | KEEPRITE | HRCU-A-CB | DLCSRBH24AAK |  | Mini-Splits(Ducted) | DLFSDAH24XAK |  | 24000 | 19.2 | 10.5 | 25000 | 27000 | 108% | 2 | 12.5 | 12 |  |  |  | No | R-410A | 2 | Residential & Commercial | Ducted CEE Tier 1
206350438 | Mini/Multi Split | KENMORE | HRCU-A-CB | DLCSRBH09AAK |  | Mini-Splits(Ducted) | DLFSDAH09XAK |  | 9000 | 20.2 | 12 | 10000 | 10800 | 108% | 1.9 | 14 | 13.2 |  |  |  | No | R-410A | 0.75 | Residential & Commercial | Ducted CEE Tier 1
206350440 | Mini/Multi Split | KENMORE | HRCU-A-CB | DLCSRBH12AAK |  | Mini-Splits(Ducted) | DLFSDAH12XAK |  | 12000 | 19.5 | 10 | 12500 | 12100 | 96.8% | 1.96 | 13 | 11.7 |  |  |  | No | R-410A | 1 | Residential & Commercial | Ducted CEE Tier 1
206350443 | Mini/Multi Split | KENMORE | HRCU-A-CB | DLCSRBH18AAK |  | Mini-Splits(Ducted) | DLFSDAH18XAK |  | 17000 | 18 | 9.5 | 19000 | 17700 | 93.16% | 1.85 | 12.5 | 11.7 |  |  |  | No | R-410A | 1.4167 | Residential & Commercial | Ducted CEE Tier 1
206350446 | Mini/Multi Split | KENMORE | HRCU-A-CB | DLCSRBH24AAK |  | Mini-Splits(Ducted) | DLFSDAH24XAK |  | 24000 | 19.2 | 10.5 | 25000 | 27000 | 108% | 2 | 12.5 | 12 |  |  |  | No | R-410A | 2 | Residential & Commercial | Ducted CEE Tier 1
206350449 | Mini/Multi Split | MIDEA | HRCU-A-CB | DLCSRBH09AAK |  | Mini-Splits(Ducted) | DLFSDAH09XAK |  | 9000 | 20.2 | 12 | 10000 | 10800 | 108% | 1.9 | 14 | 13.2 |  |  |  | No | R-410A | 0.75 | Residential & Commercial | Ducted CEE Tier 1
206350451 | Mini/Multi Split | MIDEA | HRCU-A-CB | DLCSRBH12AAK |  | Mini-Splits(Ducted) | DLFSDAH12XAK |  | 12000 | 19.5 | 10 | 12500 | 12100 | 96.8% | 1.96 | 13 | 11.7 |  |  |  | No | R-410A | 1 | Residential & Commercial | Ducted CEE Tier 1
206350454 | Mini/Multi Split | MIDEA | HRCU-A-CB | DLCSRBH18AAK |  | Mini-Splits(Ducted) | DLFSDAH18XAK |  | 17000 | 18 | 9.5 | 19000 | 17700 | 93.16% | 1.85 | 12.5 | 11.7 |  |  |  | No | R-410A | 1.4167 | Residential & Commercial | Ducted CEE Tier 1
206350457 | Mini/Multi Split | MIDEA | HRCU-A-CB | DLCSRBH24AAK |  | Mini-Splits(Ducted) | DLFSDAH24XAK |  | 24000 | 19.2 | 10.5 | 25000 | 27000 | 108% | 2 | 12.5 | 12 |  |  |  | No | R-410A | 2 | Residential & Commercial | Ducted CEE Tier 1
206350460 | Mini/Multi Split | TEMPSTAR | HRCU-A-CB | DLCSRBH09AAK |  | Mini-Splits(Ducted) | DLFSDAH09XAK |  | 9000 | 20.2 | 12 | 10000 | 10800 | 108% | 1.9 | 14 | 13.2 |  |  |  | No | R-410A | 0.75 | Residential & Commercial | Ducted CEE Tier 1
206350462 | Mini/Multi Split | TEMPSTAR | HRCU-A-CB | DLCSRBH12AAK |  | Mini-Splits(Ducted) | DLFSDAH12XAK |  | 12000 | 19.5 | 10 | 12500 | 12100 | 96.8% | 1.96 | 13 | 11.7 |  |  |  | No | R-410A | 1 | Residential & Commercial | Ducted CEE Tier 1
206350465 | Mini/Multi Split | TEMPSTAR | HRCU-A-CB | DLCSRBH18AAK |  | Mini-Splits(Ducted) | DLFSDAH18XAK |  | 17000 | 18 | 9.5 | 19000 | 17700 | 93.16% | 1.85 | 12.5 | 11.7 |  |  |  | No | R-410A | 1.4167 | Residential & Commercial | Ducted CEE Tier 1
206350468 | Mini/Multi Split | TEMPSTAR | HRCU-A-CB | DLCSRBH24AAK |  | Mini-Splits(Ducted) | DLFSDAH24XAK |  | 24000 | 19.2 | 10.5 | 25000 | 27000 | 108% | 2 | 12.5 | 12 |  |  |  | No | R-410A | 2 | Residential & Commercial | Ducted CEE Tier 1
206350471 | Mini/Multi Split | SMART COMFORT | HRCU-A-CB | DLCSRBH09AAK |  | Mini-Splits(Ducted) | DLFSDAH09XAK |  | 9000 | 20.2 | 12 | 10000 | 10800 | 108% | 1.9 | 14 | 13.2 |  |  |  | No | R-410A | 0.75 | Residential & Commercial | Ducted CEE Tier 1
206350473 | Mini/Multi Split | SMART COMFORT | HRCU-A-CB | DLCSRBH12AAK |  | Mini-Splits(Ducted) | DLFSDAH12XAK |  | 12000 | 19.5 | 10 | 12500 | 12100 | 96.8% | 1.96 | 13 | 11.7 |  |  |  | No | R-410A | 1 | Residential & Commercial | Ducted CEE Tier 1
206350476 | Mini/Multi Split | SMART COMFORT | HRCU-A-CB | DLCSRBH18AAK |  | Mini-Splits(Ducted) | DLFSDAH18XAK |  | 17000 | 18 | 9.5 | 19000 | 17700 | 93.16% | 1.85 | 12.5 | 11.7 |  |  |  | No | R-410A | 1.4167 | Residential & Commercial | Ducted CEE Tier 1
206350479 | Mini/Multi Split | SMART COMFORT | HRCU-A-CB | DLCSRBH24AAK |  | Mini-Splits(Ducted) | DLFSDAH24XAK |  | 24000 | 19.2 | 10.5 | 25000 | 27000 | 108% | 2 | 12.5 | 12 |  |  |  | No | R-410A | 2 | Residential & Commercial | Ducted CEE Tier 1
206350482 | Mini/Multi Split | AIRQUEST | HRCU-A-CB | DLCSRBH09AAK |  | Mini-Splits(Ducted) | DLFSDAH09XAK |  | 9000 | 20.2 | 12 | 10000 | 10800 | 108% | 1.9 | 14 | 13.2 |  |  |  | No | R-410A | 0.75 | Residential & Commercial | Ducted CEE Tier 1
206350484 | Mini/Multi Split | AIRQUEST | HRCU-A-CB | DLCSRBH12AAK |  | Mini-Splits(Ducted) | DLFSDAH12XAK |  | 12000 | 19.5 | 10 | 12500 | 12100 | 96.8% | 1.96 | 13 | 11.7 |  |  |  | No | R-410A | 1 | Residential & Commercial | Ducted CEE Tier 1
206350487 | Mini/Multi Split | AIRQUEST | HRCU-A-CB | DLCSRBH18AAK |  | Mini-Splits(Ducted) | DLFSDAH18XAK |  | 17000 | 18 | 9.5 | 19000 | 17700 | 93.16% | 1.85 | 12.5 | 11.7 |  |  |  | No | R-410A | 1.4167 | Residential & Commercial | Ducted CEE Tier 1
206350490 | Mini/Multi Split | AIRQUEST | HRCU-A-CB | DLCSRBH24AAK |  | Mini-Splits(Ducted) | DLFSDAH24XAK |  | 24000 | 19.2 | 10.5 | 25000 | 27000 | 108% | 2 | 12.5 | 12 |  |  |  | No | R-410A | 2 | Residential & Commercial | Ducted CEE Tier 1
205992983 | Mini/Multi Split | THERMOCORE SYSTEMS | HRCU-A-CB | T321S-H224-C |  | Mini-Splits(Ducted) | T3C21S-H224-EDT |  | 23000 | 19 | 10 | 24400 | 18400 | 75.41% | 2 | 12.5 | 11.7 |  |  |  | No | R-410A | 1.9167 | Residential & Commercial | Ducted CEE Tier 1
205992984 | Mini/Multi Split | THERMOCORE SYSTEMS | HRCU-A-CB | T4HH21S-H224-C |  | Mini-Splits(Ducted) | T3C21S-H224-EDT |  | 24000 | 19.2 | 10.5 | 24000 | 24000 | 100% | 1.9 | 12.5 | 11.7 |  |  |  | No | R-410A | 2 | Residential & Commercial | Ducted CEE Tier 1
205921390 | Mini/Multi Split | SENVILLE | HRCU-A-CB | SENA/09HF/OZ |  | Mini-Splits(Ducted) | SENA/09HF/ID |  | 9000 | 18.5 | 11.5 | 10000 | 10800 | 108% | 1.9 | 13.5 | 12.1 |  |  |  | No | R-410A | 0.75 | Residential & Commercial | Ducted CEE Tier 1
205921391 | Mini/Multi Split | SENVILLE | HRCU-A-CB | SENA/12HF/OZ |  | Mini-Splits(Ducted) | SENA/12HF/ID |  | 12000 | 19 | 10 | 12000 | 11800 | 98.33% | 1.75 | 12.5 | 11.7 |  |  |  | No | R-410A | 1 | Residential & Commercial | Ducted CEE Tier 1
205921393 | Mini/Multi Split | SENVILLE | HRCU-A-CB | SENA/24HF/OZ |  | Mini-Splits(Ducted) | SENA/24HF/ID |  | 24000 | 19.2 | 10.5 | 24000 | 24000 | 100% | 1.9 | 12.5 | 11.7 |  |  |  | No | R-410A | 2 | Residential & Commercial | Ducted CEE Tier 1
205921401 | Mini/Multi Split | KARDA | HRCU-A-CB | 1PAMSHH24-SZO-20.5 |  | Mini-Splits(Ducted) | 2KARDA24UVD |  | 24000 | 19.2 | 10.5 | 24000 | 24000 | 100% | 1.9 | 12.5 | 11.7 |  |  |  | No | R-410A | 2 | Residential & Commercial | Ducted CEE Tier 1
205921404 | Mini/Multi Split | KARDA | HRCU-A-CB | 1PAMSHH12-SZO-22.5 |  | Mini-Splits(Ducted) | 2KARDA12UVD |  | 12000 | 19 | 10 | 12000 | 11800 | 98.33% | 1.75 | 12.5 | 11.7 |  |  |  | No | R-410A | 1 | Residential & Commercial | Ducted CEE Tier 1
205778930 | Mini/Multi Split | CIAC | HRCU-A-CB | CM43BX009-H3N1H |  | Mini-Splits(Ducted) | CC43BX009-E3N1H |  | 9000 | 18.7 | 9.8 | 10000 | 8000 | 80% | 1.98 | 13.5 | 12.1 |  |  |  | No | R-410A | 0.75 | Residential & Commercial | Ducted CEE Tier 1
205778931 | Mini/Multi Split | CIAC | HRCU-A-CB | CM43BX012-H3N1H |  | Mini-Splits(Ducted) | CC43BX012-E3N1H |  | 11500 | 19 | 10 | 12000 | 8400 | 70% | 1.9 | 12.5 | 11.7 |  |  |  | No | R-410A | 0.95833 | Residential & Commercial | Ducted CEE Tier 1
205778933 | Mini/Multi Split | CIAC | HRCU-A-CB | CM43BX024-H3N1H |  | Mini-Splits(Ducted) | CC43BX024-E3N1H |  | 23000 | 19 | 10 | 24400 | 18400 | 75.41% | 2 | 12.5 | 11.7 |  |  |  | No | R-410A | 1.9167 | Residential & Commercial | Ducted CEE Tier 1
205788767 | Mini/Multi Split | LG | HRCU-A-CB | LUU240HHV |  | Mini-Splits(Ducted) | LHN248HV |  | 23000 | 16.75 | 9.4 | 27000 | 28400 | 105.2% | 1.88 | 12.5 | 12 |  |  |  | No | R-410A | 1.9167 | Residential & Commercial | Ducted CEE Tier 1
205788769 | Mini/Multi Split | LG | HRCU-A-CB | LUU360HHV |  | Mini-Splits(Ducted) | LHN368HV |  | 36000 | 18.3 | 9.2 | 40000 | 33600 | 84% | 1.87 | 12.5 | 12 |  |  |  | No | R-410A | 3 | Residential & Commercial | Ducted CEE Tier 1
205788770 | Mini/Multi Split | LG | HRCU-A-CB | LUU420HHV |  | Mini-Splits(Ducted) | LHN428HV |  | 42000 | 18.7 | 9.15 | 48000 | 39500 | 82.29% | 2.08 | 12.5 | 12.05 |  |  |  | No | R-410A | 3.5 | Residential & Commercial | Ducted CEE Tier 1
205788772 | Mini/Multi Split | LG | HRCU-A-CB | LUU480HHV |  | Mini-Splits(Ducted) | LHN488HV |  | 46000 | 17.7 | 9.4 | 50000 | 41000 | 82% | 2.07 | 12.5 | 11.7 |  |  |  | No | R-410A | 3.8333 | Residential & Commercial | Ducted CEE Tier 1
205788773 | Mini/Multi Split | LG | HRCU-A-CB | LUU360HHV |  | Mini-Splits(Ducted) | LVN361HV4 |  | 33000 | 16.4 | 9.3 | 37600 | 33800 | 89.89% | 1.81 | 12.5 | 11.95 |  |  |  | No | R-410A | 2.75 | Residential & Commercial | Ducted CEE Tier 1
205788774 | Mini/Multi Split | LG | HRCU-A-CB | LUU180HHV |  | Mini-Splits(Ducted) | LVN181HV4 |  | 18000 | 17.05 | 8.9 | 20000 | 16500 | 82.5% | 2.09 | 13.6 | 13.35 |  |  |  | No | R-410A | 1.5 | Residential & Commercial | Ducted CEE Tier 1
205788775 | Mini/Multi Split | LG | HRCU-A-CB | LUU240HHV |  | Mini-Splits(Ducted) | LVN241HV4 |  | 24000 | 16.45 | 9.25 | 27000 | 24200 | 89.63% | 1.8 | 12.7 | 11.9 |  |  |  | No | R-410A | 2 | Residential & Commercial | Ducted CEE Tier 1
205788776 | Mini/Multi Split | LG | HRCU-A-CB | LUU420HHV |  | Mini-Splits(Ducted) | LVN420HV |  | 42000 | 17.3 | 9.45 | 48000 | 40000 | 83.33% | 2.27 | 12.5 | 12 |  |  |  | No | R-410A | 3.5 | Residential & Commercial | Ducted CEE Tier 1
205788777 | Mini/Multi Split | LG | HRCU-A-CB | LUU480HHV |  | Mini-Splits(Ducted) | LVN480HV |  | 46000 | 17.75 | 9.4 | 50000 | 40500 | 81% | 2.25 | 12.5 | 11.95 |  |  |  | No | R-410A | 3.8333 | Residential & Commercial | Ducted CEE Tier 1
205772835 | Mini/Multi Split | Weathermaker | HRCU-A-CB | 38MAQB09R--3 |  | Mini-Splits(Ducted) | 40MBDQ09---3 |  | 9000 | 18.5 | 11.5 | 10000 | 10800 | 108% | 1.9 | 13.5 | 12.1 |  |  |  | No | R-410A | 0.75 | Residential & Commercial | Ducted CEE Tier 1
205772836 | Mini/Multi Split | Weathermaker | HRCU-A-CB | 38MAQB12R--3 |  | Mini-Splits(Ducted) | 40MBDQ12---3 |  | 12000 | 19 | 10 | 12000 | 11800 | 98.33% | 1.75 | 12.5 | 11.7 |  |  |  | No | R-410A | 1 | Residential & Commercial | Ducted CEE Tier 1
205772838 | Mini/Multi Split | Weathermaker | HRCU-A-CB | 38MAQB24R--3 |  | Mini-Splits(Ducted) | 40MBDQ24---3 |  | 24000 | 19.2 | 10.5 | 24000 | 24000 | 100% | 1.9 | 12.5 | 11.7 |  |  |  | No | R-410A | 2 | Residential & Commercial | Ducted CEE Tier 1
205470429 | Mini/Multi Split | Breeze33 | HRCU-A-CB | BZ33-HYP09HPOUT2-P |  | Mini-Splits(Ducted) | BZ33-DIDU9-P |  | 9000 | 18.5 | 11.5 | 10000 | 10800 | 108% | 1.9 | 13.5 | 12.1 |  |  |  | No | R-410A | 0.75 | Residential & Commercial | Ducted CEE Tier 1
205470430 | Mini/Multi Split | Breeze33 | HRCU-A-CB | BZ33-HYP12HPOUT2-P |  | Mini-Splits(Ducted) | BZ33-DIDU12-P |  | 12000 | 19 | 10 | 12000 | 11800 | 98.33% | 1.75 | 12.5 | 11.7 |  |  |  | No | R-410A | 1 | Residential & Commercial | Ducted CEE Tier 1
205355553 | Mini/Multi Split | AC PRO.COM | HRCU-A-CB | AOBA30-09HFN1-MT0W |  | Mini-Splits(Ducted) | ATIU-09HWFN1-M |  | 9000 | 18.7 | 9.8 | 10000 | 8000 | 80% | 1.98 | 13.5 | 12.1 |  |  |  | No | R-410A | 0.75 | Residential & Commercial | Ducted CEE Tier 1
205355554 | Mini/Multi Split | AC PRO.COM | HRCU-A-CB | AOB30-12HFN1-MT0W |  | Mini-Splits(Ducted) | ATIU-12HWFN1-M |  | 11500 | 19 | 10 | 12000 | 8400 | 70% | 1.9 | 12.5 | 11.7 |  |  |  | No | R-410A | 0.95833 | Residential & Commercial | Ducted CEE Tier 1
205355556 | Mini/Multi Split | AC PRO.COM | HRCU-A-CB | AOD31-24HFN1-MT0W |  | Mini-Splits(Ducted) | ATIU-24HWFN1-M |  | 23000 | 19 | 10 | 24400 | 18400 | 75.41% | 2 | 12.5 | 11.7 |  |  |  | No | R-410A | 1.9167 | Residential & Commercial | Ducted CEE Tier 1
205281386 | Mini/Multi Split | NOVAIR PLUS | HRCU-A-CB | 09EVONVO |  | Mini-Splits(Ducted) | 09EVDNVI |  | 9000 | 18.5 | 11.5 | 10000 | 10800 | 108% | 1.9 | 13.5 | 12.1 |  |  |  | No | R-410A | 0.75 | Residential & Commercial | Ducted CEE Tier 1
205281387 | Mini/Multi Split | NOVAIR PLUS | HRCU-A-CB | 09EVANVO |  | Mini-Splits(Ducted) | 09EVDNVI |  | 9000 | 18.7 | 9.8 | 10000 | 8000 | 80% | 1.98 | 13.5 | 12.1 |  |  |  | No | R-410A | 0.75 | Residential & Commercial | Ducted CEE Tier 1
205281388 | Mini/Multi Split | NOVAIR PLUS | HRCU-A-CB | 12EVONVO |  | Mini-Splits(Ducted) | 12EVDNVI |  | 12000 | 19 | 10 | 12000 | 11800 | 98.33% | 1.75 | 12.5 | 11.7 |  |  |  | No | R-410A | 1 | Residential & Commercial | Ducted CEE Tier 1
205281389 | Mini/Multi Split | NOVAIR PLUS | HRCU-A-CB | 12EVANVO |  | Mini-Splits(Ducted) | 12EVDNVI |  | 11500 | 19 | 10 | 12000 | 8400 | 70% | 1.9 | 12.5 | 11.7 |  |  |  | No | R-410A | 0.95833 | Residential & Commercial | Ducted CEE Tier 1
205281392 | Mini/Multi Split | NOVAIR PLUS | HRCU-A-CB | 24EVONVO |  | Mini-Splits(Ducted) | 24EVDNVI |  | 24000 | 19.2 | 10.5 | 24000 | 24000 | 100% | 1.9 | 12.5 | 11.7 |  |  |  | No | R-410A | 2 | Residential & Commercial | Ducted CEE Tier 1
205281393 | Mini/Multi Split | NOVAIR PLUS | HRCU-A-CB | 24EVANVO |  | Mini-Splits(Ducted) | 24EVDNVI |  | 23000 | 19 | 10 | 24400 | 18400 | 75.41% | 2 | 12.5 | 11.7 |  |  |  | No | R-410A | 1.9167 | Residential & Commercial | Ducted CEE Tier 1
205300166 | Mini/Multi Split | ELIOS | HRCU-A-CB | DE09HOS23230E2 |  | Mini-Splits(Ducted) | DM09HIDU230X5 |  | 9000 | 18.7 | 9.8 | 10000 | 8000 | 80% | 1.98 | 13.5 | 12.1 |  |  |  | No | R-410A | 0.75 | Residential & Commercial | Ducted CEE Tier 1
205300167 | Mini/Multi Split | ELIOS | HRCU-A-CB | DE12HOS23230E2 |  | Mini-Splits(Ducted) | DM12HIDU230X5 |  | 11500 | 19 | 10 | 12000 | 8400 | 70% | 1.9 | 12.5 | 11.7 |  |  |  | No | R-410A | 0.95833 | Residential & Commercial | Ducted CEE Tier 1
205300169 | Mini/Multi Split | ELIOS | HRCU-A-CB | DE24HOS23230E2 |  | Mini-Splits(Ducted) | DM24HIDU230X5 |  | 23000 | 19 | 10 | 24400 | 18400 | 75.41% | 2 | 12.5 | 11.7 |  |  |  | No | R-410A | 1.9167 | Residential & Commercial | Ducted CEE Tier 1
205300173 | Mini/Multi Split | ELIOS | HRCU-A-CB | DE09HOS25230E3 |  | Mini-Splits(Ducted) | DM09HIDU230X5 |  | 9000 | 18.5 | 11.5 | 10000 | 10800 | 108% | 1.9 | 13.5 | 12.1 |  |  |  | No | R-410A | 0.75 | Residential & Commercial | Ducted CEE Tier 1
205300174 | Mini/Multi Split | ELIOS | HRCU-A-CB | DE12HOS25230E3 |  | Mini-Splits(Ducted) | DM12HIDU230X5 |  | 12000 | 19 | 10 | 12000 | 11800 | 98.33% | 1.75 | 12.5 | 11.7 |  |  |  | No | R-410A | 1 | Residential & Commercial | Ducted CEE Tier 1
205300176 | Mini/Multi Split | ELIOS | HRCU-A-CB | DE24HOS25230E3 |  | Mini-Splits(Ducted) | DM24HIDU230X5 |  | 24000 | 19.2 | 10.5 | 24000 | 24000 | 100% | 1.9 | 12.5 | 11.7 |  |  |  | No | R-410A | 2 | Residential & Commercial | Ducted CEE Tier 1
205300195 | Mini/Multi Split | NORTON AIR CONDITIONERS | HRCU-A-CB | OHP14-09-12-22 |  | Mini-Splits(Ducted) | DHP14-09-12-U |  | 9000 | 18.7 | 9.8 | 10000 | 8000 | 80% | 1.98 | 13.5 | 12.1 |  |  |  | No | R-410A | 0.75 | Residential & Commercial | Ducted CEE Tier 1
205300196 | Mini/Multi Split | NORTON AIR CONDITIONERS | HRCU-A-CB | OHP14-12-12-22 |  | Mini-Splits(Ducted) | DHP14-12-12-U |  | 11500 | 19 | 10 | 12000 | 8400 | 70% | 1.9 | 12.5 | 11.7 |  |  |  | No | R-410A | 0.95833 | Residential & Commercial | Ducted CEE Tier 1
205300198 | Mini/Multi Split | NORTON AIR CONDITIONERS | HRCU-A-CB | OHP14-24-12-22 |  | Mini-Splits(Ducted) | DHP14-24-12-U |  | 23000 | 19 | 10 | 24400 | 18400 | 75.41% | 2 | 12.5 | 11.7 |  |  |  | No | R-410A | 1.9167 | Residential & Commercial | Ducted CEE Tier 1
205300199 | Mini/Multi Split | NORTON AIR CONDITIONERS | HRCU-A-CB | OHP14-09-12-25 |  | Mini-Splits(Ducted) | DHP14-09-12-U |  | 9000 | 18.5 | 11.5 | 10000 | 10800 | 108% | 1.9 | 13.5 | 12.1 |  |  |  | No | R-410A | 0.75 | Residential & Commercial | Ducted CEE Tier 1
205300200 | Mini/Multi Split | NORTON AIR CONDITIONERS | HRCU-A-CB | OHP14-12-12-25 |  | Mini-Splits(Ducted) | DHP14-12-12-U |  | 12000 | 19 | 10 | 12000 | 11800 | 98.33% | 1.75 | 12.5 | 11.7 |  |  |  | No | R-410A | 1 | Residential & Commercial | Ducted CEE Tier 1
205300202 | Mini/Multi Split | NORTON AIR CONDITIONERS | HRCU-A-CB | OHP14-24-12-25 |  | Mini-Splits(Ducted) | DHP14-24-12-U |  | 24000 | 19.2 | 10.5 | 24000 | 24000 | 100% | 1.9 | 12.5 | 11.7 |  |  |  | No | R-410A | 2 | Residential & Commercial | Ducted CEE Tier 1
205263851 | Mini/Multi Split | C&H | HRCU-A-CB | CH-HYP09SPH230VO |  | Mini-Splits(Ducted) | CH-M09DTUI |  | 9000 | 18.5 | 11.5 | 10000 | 10800 | 108% | 1.9 | 13.5 | 12.1 |  |  |  | No | R-410A | 0.75 | Residential & Commercial | Ducted CEE Tier 1
205263852 | Mini/Multi Split | C&H | HRCU-A-CB | CH-09SPH-230VO |  | Mini-Splits(Ducted) | CH-M09DTUI |  | 9000 | 18.7 | 9.8 | 10000 | 8000 | 80% | 1.98 | 13.5 | 12.1 |  |  |  | No | R-410A | 0.75 | Residential & Commercial | Ducted CEE Tier 1
205263853 | Mini/Multi Split | C&H | HRCU-A-CB | CH-HYP12SPH230VO |  | Mini-Splits(Ducted) | CH-M12DTUI |  | 12000 | 19 | 10 | 12000 | 11800 | 98.33% | 1.75 | 12.5 | 11.7 |  |  |  | No | R-410A | 1 | Residential & Commercial | Ducted CEE Tier 1
205263854 | Mini/Multi Split | C&H | HRCU-A-CB | CH-12SPH-230VO |  | Mini-Splits(Ducted) | CH-M12DTUI |  | 11500 | 19 | 10 | 12000 | 8400 | 70% | 1.9 | 12.5 | 11.7 |  |  |  | No | R-410A | 0.95833 | Residential & Commercial | Ducted CEE Tier 1
205263857 | Mini/Multi Split | C&H | HRCU-A-CB | CH-24LCU/O |  | Mini-Splits(Ducted) | CH-M24DTUI |  | 24000 | 19.2 | 10.5 | 24000 | 24000 | 100% | 1.9 | 12.5 | 11.7 |  |  |  | No | R-410A | 2 | Residential & Commercial | Ducted CEE Tier 1
205263858 | Mini/Multi Split | C&H | HRCU-A-CB | CH-HYP24SPH230VO |  | Mini-Splits(Ducted) | CH-M24DTUI |  | 24000 | 19.2 | 10.5 | 24000 | 24000 | 100% | 1.9 | 12.5 | 11.7 |  |  |  | No | R-410A | 2 | Residential & Commercial | Ducted CEE Tier 1
205263859 | Mini/Multi Split | C&H | HRCU-A-CB | CH-24SPH-230VO |  | Mini-Splits(Ducted) | CH-M24DTUI |  | 23000 | 19 | 10 | 24400 | 18400 | 75.41% | 2 | 12.5 | 11.7 |  |  |  | No | R-410A | 1.9167 | Residential & Commercial | Ducted CEE Tier 1
205123807 | Mini/Multi Split | FUJITSU | HRCU-A-CB | AOU24RGLX |  | Mini-Splits(Ducted) | AMUG24LMAS |  | 24000 | 17.6 | 9.2 | 27000 | 19800 | 73.33% | 1.8 | 12 | 11.7 |  |  |  | No | R-410A | 2 | Residential & Commercial | Ducted CEE Tier 1
205123809 | Mini/Multi Split | FUJITSU | HRCU-A-CB | AOUG36LMAS1 |  | Mini-Splits(Ducted) | AMUG36LMAS |  | 36000 | 17.1 | 8.8 | 42000 | 32800 | 78.1% | 2 | 11.3 | 10.7 |  |  |  | No | R-410A | 3 | Residential & Commercial | Ducted CEE Tier 1
212578842 | Mini/Multi Split | LG | HRCU-A-CB | LUU180HHV |  | Mini-Splits(Ducted) | LHN188HV1 |  | 18000 | 17.5 | 9.2 | 20000 | 17000 | 85% | 1.9 | 0 | 12.3 |  |  |  | No | R-410A | 1.5 | Residential & Commercial | Ducted CEE Tier 1
205129516 | Mini/Multi Split | AIR-CON | HRCU-A-CB | ASLCI4H4S09 |  | Mini-Splits(Ducted) | ASLEK4H4S09 |  | 9000 | 18 | 9 | 10000 | 7100 | 71% | 2.1 | 12 | 12 |  |  |  | No | R-410A | 0.75 | Residential & Commercial | Ducted CEE Tier 1
205048198 | Mini/Multi Split | FRIEDRICH | HRCU-A-CB | FPHFR09A3A |  | Mini-Splits(Ducted) | FPHFD09A3A |  | 9000 | 18 | 9 | 10000 | 7100 | 71% | 2.1 | 12 | 12 |  |  |  | No | R-410A | 0.75 | Residential & Commercial | Ducted CEE Tier 1
214025273 | Mini/Multi Split | DAIKIN | HRCU-A-CB | RZQ30TBVJU* |  | Mini-Splits(Ducted) | FTQ30TBVJU*A* |  | 29400 | 15.6 | 9.1 | 34000 | 38000 | 111.8% | 1.97 | 0 | 11.9 |  |  |  | No | R-410A | 2.45 | Residential & Commercial | Ducted CEE Tier 1
214025274 | Mini/Multi Split | DAIKIN | HRCU-A-CB | RZQ42TBVJU* |  | Mini-Splits(Ducted) | FTQ42TBVJU*A* |  | 40500 | 16 | 9.2 | 47000 | 40500 | 86.17% | 1.94 | 0 | 10.6 |  |  |  | No | R-410A | 3.375 | Residential & Commercial | Ducted CEE Tier 1
214025276 | Mini/Multi Split | DAIKIN | HRCU-A-CB | RZQ36TBVJU* |  | Mini-Splits(Ducted) | FTQ36TBVJU*A* |  | 35000 | 16.4 | 8.8 | 40000 | 40000 | 100% | 1.95 | 0 | 11.2 |  |  |  | No | R-410A | 2.9167 | Residential & Commercial | Ducted CEE Tier 1
214056566 | Mini/Multi Split | Mitsutomo | HRCU-A-CB | HO-SZ09-AB-Q |  | Mini-Splits(Ducted) | HD-UZ09-AB-Q |  | 9000 | 20.2 | 12 | 10000 | 10800 | 108% | 1.9 | 14 | 13.2 |  |  |  | No | R-410A | 0.75 | Residential & Commercial | Ducted CEE Tier 1
214056567 | Mini/Multi Split | Mitsutomo | HRCU-A-CB | HO-SZ12-AB-Q |  | Mini-Splits(Ducted) | HD-UZ12-AB-Q |  | 12000 | 19.5 | 10 | 12500 | 12100 | 96.8% | 1.96 | 13 | 11.7 |  |  |  | No | R-410A | 1 | Residential & Commercial | Ducted CEE Tier 1
214056568 | Mini/Multi Split | Mitsutomo | HRCU-A-CB | HO-SZ18-AB-Q |  | Mini-Splits(Ducted) | HD-UZ18-AB-Q |  | 17000 | 18 | 9.5 | 19000 | 17700 | 93.16% | 1.85 | 12.5 | 11.7 |  |  |  | No | R-410A | 1.4167 | Residential & Commercial | Ducted CEE Tier 1
214056569 | Mini/Multi Split | Mitsutomo | HRCU-A-CB | HO-SZ24-AB-Q |  | Mini-Splits(Ducted) | HD-UZ24-AB-Q |  | 24000 | 19.2 | 10.5 | 25000 | 27000 | 108% | 2 | 12.5 | 12 |  |  |  | No | R-410A | 2 | Residential & Commercial | Ducted CEE Tier 1
204835479 | Mini/Multi Split | HISENSE | HRCU-A-CB | AUW-09U3SS |  | Mini-Splits(Ducted) | ADT-09UX3SBL |  | 9000 | 18 | 9 | 10000 | 7100 | 71% | 2.1 | 12 | 12 |  |  |  | No | R-410A | 0.75 | Residential & Commercial | Ducted CEE Tier 1
204835496 | Mini/Multi Split | YORK | HRCU-A-CB | YUJE12BYTMCMO-X |  | Mini-Splits(Ducted) | YEJE12BXTMCM-WX |  | 11500 | 19 | 10 | 12000 | 8400 | 70% | 1.9 | 12.5 | 11.7 |  |  |  | No | R-410A | 0.95833 | Residential & Commercial | Ducted CEE Tier 1
204835498 | Mini/Multi Split | YORK | HRCU-A-CB | YUJE24BYTMCMO-X |  | Mini-Splits(Ducted) | YEJE24BXTMCM-WX |  | 23000 | 19 | 10 | 24400 | 18400 | 75.41% | 2 | 12.5 | 11.7 |  |  |  | No | R-410A | 1.9167 | Residential & Commercial | Ducted CEE Tier 1
204760845 | Mini/Multi Split | KANIONco | HRCU-A-CB | KD-12R410AH |  | Mini-Splits(Ducted) | KD-12R410AH |  | 11500 | 19 | 10 | 12000 | 8400 | 70% | 1.9 | 12.5 | 11.7 |  |  |  | No | R-410A | 0.95833 | Residential & Commercial | Ducted CEE Tier 1
204760847 | Mini/Multi Split | KANIONco | HRCU-A-CB | KD-24R410AH |  | Mini-Splits(Ducted) | KD-24R410AH |  | 23000 | 19 | 10 | 24400 | 18400 | 75.41% | 2 | 12.5 | 11.7 |  |  |  | No | R-410A | 1.9167 | Residential & Commercial | Ducted CEE Tier 1
204793353 | Mini/Multi Split | Trane / Mitsubishi Electric | HRCU-A-CB | NTXSKH18A112AA |  | Mini-Splits(Ducted) | NTXAMT18A112AA |  | 18000 | 18.7 | 9.2 | 21600 | 21600 | 100% | 1.75 | 12.5 | 12.4 |  |  |  | No | R-410A | 1.5 | Residential & Commercial | Ducted CEE Tier 1
213927684 | Mini/Multi Split | CIAC | HRCU-A-CB | CM43BX009-H3N2H |  | Mini-Splits(Ducted) | CC43BX009-E3N1H |  | 9000 | 19.2 | 10.2 | 10000 | 8000 | 80% | 2.1 | 13.5 | 12.5 |  |  |  | No | R-410A | 0.75 | Residential & Commercial | Ducted CEE Tier 1
213927685 | Mini/Multi Split | CIAC | HRCU-A-CB | CM43BX012-H3N2H |  | Mini-Splits(Ducted) | CC43BX012-E3N1H |  | 11500 | 19 | 10.3 | 12000 | 8400 | 70% | 2.26 | 12.5 | 11.7 |  |  |  | No | R-410A | 0.95833 | Residential & Commercial | Ducted CEE Tier 1
213927687 | Mini/Multi Split | CIAC | HRCU-A-CB | CM43BX024-H3N2H |  | Mini-Splits(Ducted) | CC43BX024-E3N1H |  | 23000 | 19 | 11.2 | 25000 | 20000 | 80% | 2.3 | 12.6 | 12.5 |  |  |  | No | R-410A | 1.9167 | Residential & Commercial | Ducted CEE Tier 1
214010064 | Mini/Multi Split | AIR TECH | HRCU-A-CB | ATSO24NAMG2 |  | Mini-Splits(Ducted) | ATSD24HAMG2 |  | 22000 | 20 | 9 | 24000 | 19000 | 79.17% | 1.9 | 12.7 | 12.7 |  |  |  | No | R-410A | 1.8333 | Residential & Commercial | Ducted CEE Tier 1
204462429 | Mini/Multi Split | AirEase | HRCU-A-CB | 4DHP1S09S-1P |  | Mini-Splits(Ducted) | DMD209S4-1P |  | 9000 | 18.7 | 9.8 | 10000 | 8000 | 80% | 1.98 | 13.5 | 12.1 |  |  |  | No | R-410A | 0.75 | Residential & Commercial | Ducted CEE Tier 1
204462430 | Mini/Multi Split | AirEase | HRCU-A-CB | 4DHP1S12S-1P |  | Mini-Splits(Ducted) | DMD212S4-1P |  | 11500 | 19 | 10 | 12000 | 8400 | 70% | 1.9 | 12.5 | 11.7 |  |  |  | No | R-410A | 0.95833 | Residential & Commercial | Ducted CEE Tier 1
204462432 | Mini/Multi Split | AirEase | HRCU-A-CB | 4DHP1S24S-1P |  | Mini-Splits(Ducted) | DMD224S4-1P |  | 23000 | 19 | 10 | 24400 | 18400 | 75.41% | 2 | 12.5 | 11.7 |  |  |  | No | R-410A | 1.9167 | Residential & Commercial | Ducted CEE Tier 1
204462440 | Mini/Multi Split | Armstrong Air | HRCU-A-CB | 4DHP1S09S-1P |  | Mini-Splits(Ducted) | DMD209S4-1P |  | 9000 | 18.7 | 9.8 | 10000 | 8000 | 80% | 1.98 | 13.5 | 12.1 |  |  |  | No | R-410A | 0.75 | Residential & Commercial | Ducted CEE Tier 1
204462441 | Mini/Multi Split | Armstrong Air | HRCU-A-CB | 4DHP1S12S-1P |  | Mini-Splits(Ducted) | DMD212S4-1P |  | 11500 | 19 | 10 | 12000 | 8400 | 70% | 1.9 | 12.5 | 11.7 |  |  |  | No | R-410A | 0.95833 | Residential & Commercial | Ducted CEE Tier 1
204462443 | Mini/Multi Split | Armstrong Air | HRCU-A-CB | 4DHP1S24S-1P |  | Mini-Splits(Ducted) | DMD224S4-1P |  | 23000 | 19 | 10 | 24400 | 18400 | 75.41% | 2 | 12.5 | 11.7 |  |  |  | No | R-410A | 1.9167 | Residential & Commercial | Ducted CEE Tier 1
207702688 | Mini/Multi Split | Mitsubishi Electric | HRCU-A-CB | PUZ-HA30NKA |  | Mini-Splits(Ducted) | PEAD-A30AA* |  | 30000 | 17.4 | 8.3 | 34000 | 32000 | 94.12% | 1.8 | 12.7 | 12.1 |  |  |  | No | R-410A | 2.5 | Residential & Commercial | Ducted CEE Tier 1
207702789 | Mini/Multi Split | Trane / Mitsubishi Electric | HRCU-A-CB | PUZ-HA24NHA1 |  | Mini-Splits(Ducted) | TPEADA0241AA*** |  | 24000 | 16.2 | 9.2 | 28000 | 25000 | 89.29% | 1.8 | 11.5 | 11.3 |  |  |  | No | R-410A | 2 | Residential & Commercial | Ducted CEE Tier 1
207702792 | Mini/Multi Split | Trane / Mitsubishi Electric | HRCU-A-CB | PUZ-HA30NKA |  | Mini-Splits(Ducted) | TPEADA0301AA*** |  | 30000 | 17.4 | 8.3 | 34000 | 32000 | 94.12% | 1.8 | 12.7 | 12.1 |  |  |  | No | R-410A | 2.5 | Residential & Commercial | Ducted CEE Tier 1
204469761 | Mini/Multi Split | MRCOOL | HRCU-A-CB | O-ES-09-HP-C-230 |  | Mini-Splits(Ducted) | DUCT-09HP-230 |  | 9000 | 18.7 | 9.8 | 10000 | 8000 | 80% | 1.98 | 13.5 | 12.1 |  |  |  | No | R-410A | 0.75 | Residential & Commercial | Ducted CEE Tier 1
204469762 | Mini/Multi Split | MRCOOL | HRCU-A-CB | O-ES-12-HP-C-230 |  | Mini-Splits(Ducted) | DUCT-12HP-230 |  | 11500 | 19 | 10 | 12000 | 8400 | 70% | 1.9 | 12.5 | 11.7 |  |  |  | No | R-410A | 0.95833 | Residential & Commercial | Ducted CEE Tier 1
204469764 | Mini/Multi Split | MRCOOL | HRCU-A-CB | O-ES-24-HP-C-230 |  | Mini-Splits(Ducted) | DUCT-24HP-230 |  | 23000 | 19 | 10 | 24400 | 18400 | 75.41% | 2 | 12.5 | 11.7 |  |  |  | No | R-410A | 1.9167 | Residential & Commercial | Ducted CEE Tier 1
204469768 | Mini/Multi Split | MRCOOL | HRCU-A-CB | O-HH-09-HP-C-230 |  | Mini-Splits(Ducted) | DUCT-09HP-230 |  | 9000 | 18.5 | 11.5 | 10000 | 10800 | 108% | 1.9 | 13.5 | 12.1 |  |  |  | No | R-410A | 0.75 | Residential & Commercial | Ducted CEE Tier 1
204469769 | Mini/Multi Split | MRCOOL | HRCU-A-CB | O-HH-12-HP-C-230 |  | Mini-Splits(Ducted) | DUCT-12HP-230 |  | 12000 | 19 | 10 | 12000 | 11800 | 98.33% | 1.75 | 12.5 | 11.7 |  |  |  | No | R-410A | 1 | Residential & Commercial | Ducted CEE Tier 1
204469771 | Mini/Multi Split | MRCOOL | HRCU-A-CB | O-HH-24-HP-C-230 |  | Mini-Splits(Ducted) | DUCT-24HP-230 |  | 24000 | 19.2 | 10.5 | 24000 | 24000 | 100% | 1.9 | 12.5 | 11.7 |  |  |  | No | R-410A | 2 | Residential & Commercial | Ducted CEE Tier 1
204098420 | Mini/Multi Split | C&H | HRCU-A-CB | CH-09SPH-230VO |  | Mini-Splits(Ducted) | CH-09LCDTU/I |  | 9000 | 18.7 | 9.8 | 10000 | 8000 | 80% | 1.98 | 13.5 | 12.1 |  |  |  | No | R-410A | 0.75 | Residential & Commercial | Ducted CEE Tier 1
204098421 | Mini/Multi Split | C&H | HRCU-A-CB | CH-12SPH-230VO |  | Mini-Splits(Ducted) | CH-12LCDTU/I |  | 11500 | 19 | 10 | 12000 | 8400 | 70% | 1.9 | 12.5 | 11.7 |  |  |  | No | R-410A | 0.95833 | Residential & Commercial | Ducted CEE Tier 1
204098423 | Mini/Multi Split | C&H | HRCU-A-CB | CH-24SPH-230VO |  | Mini-Splits(Ducted) | CH-24LCDTU/I |  | 23000 | 19 | 10 | 24400 | 18400 | 75.41% | 2 | 12.5 | 11.7 |  |  |  | No | R-410A | 1.9167 | Residential & Commercial | Ducted CEE Tier 1
204098424 | Mini/Multi Split | C&H | HRCU-A-CB | CH-09DKT230VO |  | Mini-Splits(Ducted) | CH-09LCDTU/I |  | 9000 | 18.5 | 11.5 | 10000 | 10800 | 108% | 1.9 | 13.5 | 12.1 |  |  |  | No | R-410A | 0.75 | Residential & Commercial | Ducted CEE Tier 1
204098425 | Mini/Multi Split | C&H | HRCU-A-CB | CH-12DKT230VO |  | Mini-Splits(Ducted) | CH-12LCDTU/I |  | 12000 | 19 | 10 | 12000 | 11800 | 98.33% | 1.75 | 12.5 | 11.7 |  |  |  | No | R-410A | 1 | Residential & Commercial | Ducted CEE Tier 1
204098427 | Mini/Multi Split | C&H | HRCU-A-CB | CH-24DKT230VO |  | Mini-Splits(Ducted) | CH-24LCDTU/I |  | 24000 | 19.2 | 10.5 | 24000 | 24000 | 100% | 1.9 | 12.5 | 11.7 |  |  |  | No | R-410A | 2 | Residential & Commercial | Ducted CEE Tier 1
204005778 | Mini/Multi Split | ELIOS | HRCU-A-CB | DE09HOS25230E3 |  | Mini-Splits(Ducted) | DE09HIDU230X5 |  | 9000 | 18.5 | 11.5 | 10000 | 10800 | 108% | 1.9 | 13.5 | 12.1 |  |  |  | No | R-410A | 0.75 | Residential & Commercial | Ducted CEE Tier 1
204005779 | Mini/Multi Split | ELIOS | HRCU-A-CB | DE12HOS25230E3 |  | Mini-Splits(Ducted) | DE12HIDU230X5 |  | 12000 | 19 | 10 | 12000 | 11800 | 98.33% | 1.75 | 12.5 | 11.7 |  |  |  | No | R-410A | 1 | Residential & Commercial | Ducted CEE Tier 1
204005781 | Mini/Multi Split | ELIOS | HRCU-A-CB | DE24HOS25230E3 |  | Mini-Splits(Ducted) | DE24HIDU230X5 |  | 24000 | 19.2 | 10.5 | 24000 | 24000 | 100% | 1.9 | 12.5 | 11.7 |  |  |  | No | R-410A | 2 | Residential & Commercial | Ducted CEE Tier 1
204005736 | Mini/Multi Split | MOOVAIR | HRCU-A-CB | DM09HOS23230E2 |  | Mini-Splits(Ducted) | DM09HIDU230X5 |  | 9000 | 18.7 | 9.8 | 10000 | 8000 | 80% | 1.98 | 13.5 | 12.1 |  |  |  | No | R-410A | 0.75 | Residential & Commercial | Ducted CEE Tier 1
204005737 | Mini/Multi Split | MOOVAIR | HRCU-A-CB | DM12HOS23230E2 |  | Mini-Splits(Ducted) | DM12HIDU230X5 |  | 11500 | 19 | 10 | 12000 | 8400 | 70% | 1.9 | 12.5 | 11.7 |  |  |  | No | R-410A | 0.95833 | Residential & Commercial | Ducted CEE Tier 1
204005739 | Mini/Multi Split | MOOVAIR | HRCU-A-CB | DM24HOS23230E2 |  | Mini-Splits(Ducted) | DM24HIDU230X5 |  | 23000 | 19 | 10 | 24400 | 18400 | 75.41% | 2 | 12.5 | 11.7 |  |  |  | No | R-410A | 1.9167 | Residential & Commercial | Ducted CEE Tier 1
204005740 | Mini/Multi Split | MOOVAIR | HRCU-A-CB | DM09HOS25230E3 |  | Mini-Splits(Ducted) | DM09HIDU230X5 |  | 9000 | 18.5 | 11.5 | 10000 | 10800 | 108% | 1.9 | 13.5 | 12.1 |  |  |  | No | R-410A | 0.75 | Residential & Commercial | Ducted CEE Tier 1
204005741 | Mini/Multi Split | MOOVAIR | HRCU-A-CB | DM12HOS25230E3 |  | Mini-Splits(Ducted) | DM12HIDU230X5 |  | 12000 | 19 | 10 | 12000 | 11800 | 98.33% | 1.75 | 12.5 | 11.7 |  |  |  | No | R-410A | 1 | Residential & Commercial | Ducted CEE Tier 1
204005743 | Mini/Multi Split | MOOVAIR | HRCU-A-CB | DM24HOS25230E3 |  | Mini-Splits(Ducted) | DM24HIDU230X5 |  | 24000 | 19.2 | 10.5 | 24000 | 24000 | 100% | 1.9 | 12.5 | 11.7 |  |  |  | No | R-410A | 2 | Residential & Commercial | Ducted CEE Tier 1
204014467 | Mini/Multi Split | BOSCH | HRCU-A-CB | BMS500-AAS009-1CSXHB |  | Mini-Splits(Ducted) | BMS500-AAU009-1AHDXB |  | 9000 | 18.5 | 11.5 | 10000 | 10800 | 108% | 1.9 | 13.5 | 12.1 |  |  |  | No | R-410A | 0.75 | Residential & Commercial | Ducted CEE Tier 1
204014468 | Mini/Multi Split | BOSCH | HRCU-A-CB | BMS500-AAS012-1CSXHB |  | Mini-Splits(Ducted) | BMS500-AAU012-1AHDXB |  | 12000 | 19 | 10 | 12000 | 11800 | 98.33% | 1.75 | 12.5 | 11.7 |  |  |  | No | R-410A | 1 | Residential & Commercial | Ducted CEE Tier 1
204014470 | Mini/Multi Split | BOSCH | HRCU-A-CB | BMS500-AAS024-1CSXHB |  | Mini-Splits(Ducted) | BMS500-AAU024-1AHDXB |  | 24000 | 19.2 | 10.5 | 24000 | 24000 | 100% | 1.9 | 12.5 | 11.7 |  |  |  | No | R-410A | 2 | Residential & Commercial | Ducted CEE Tier 1
204014476 | Mini/Multi Split | BOSCH | HRCU-A-CB | BMS500-AAS024-1CSXXA |  | Mini-Splits(Ducted) | BMS500-AAU024-1AHDXB |  | 23000 | 19 | 10 | 24400 | 18400 | 75.41% | 2 | 12.5 | 11.7 |  |  |  | No | R-410A | 1.9167 | Residential & Commercial | Ducted CEE Tier 1
204030303 | Mini/Multi Split | Breeze33 | HRCU-A-CB | BZ33-HYP09HPOUT2 |  | Mini-Splits(Ducted) | BZ33-DIDU9 |  | 9000 | 18.5 | 11.5 | 10000 | 10800 | 108% | 1.9 | 13.5 | 12.1 |  |  |  | No | R-410A | 0.75 | Residential & Commercial | Ducted CEE Tier 1
204030304 | Mini/Multi Split | Breeze33 | HRCU-A-CB | BZ33-HYP12HPOUT2 |  | Mini-Splits(Ducted) | BZ33-DIDU12 |  | 12000 | 19 | 10 | 12000 | 11800 | 98.33% | 1.75 | 12.5 | 11.7 |  |  |  | No | R-410A | 1 | Residential & Commercial | Ducted CEE Tier 1
203991159 | Mini/Multi Split | BOSCH | HRCU-A-CB | BMS500-AAS009-1CSXRA |  | Mini-Splits(Ducted) | BMS500-AAU009-1AHDXB |  | 9000 | 18.7 | 9.8 | 10000 | 8000 | 80% | 1.98 | 13.5 | 12.1 |  |  |  | No | R-410A | 0.75 | Residential & Commercial | Ducted CEE Tier 1
203991160 | Mini/Multi Split | BOSCH | HRCU-A-CB | BMS500-AAS012-1CSXRA |  | Mini-Splits(Ducted) | BMS500-AAU012-1AHDXB |  | 11500 | 19 | 10 | 12000 | 8400 | 70% | 1.9 | 12.5 | 11.7 |  |  |  | No | R-410A | 0.95833 | Residential & Commercial | Ducted CEE Tier 1
203991162 | Mini/Multi Split | BOSCH | HRCU-A-CB | BMS500-AAS024-1CSXRA |  | Mini-Splits(Ducted) | BMS500-AAU024-1AHDXB |  | 23000 | 19 | 10 | 24400 | 18400 | 75.41% | 2 | 12.5 | 11.7 |  |  |  | No | R-410A | 1.9167 | Residential & Commercial | Ducted CEE Tier 1
203401043 | Mini/Multi Split | Airlux | HRCU-A-CB | ASZ24O |  | Mini-Splits(Ducted) | AMD24I |  | 23000 | 19 | 10 | 24400 | 18400 | 75.41% | 2 | 12.5 | 11.7 |  |  |  | No | R-410A | 1.9167 | Residential & Commercial | Ducted CEE Tier 1
203401045 | Mini/Multi Split | Airlux | HRCU-A-CB | ASZ12O |  | Mini-Splits(Ducted) | AMD12I |  | 11500 | 19 | 10 | 12000 | 8400 | 70% | 1.9 | 12.5 | 11.7 |  |  |  | No | R-410A | 0.95833 | Residential & Commercial | Ducted CEE Tier 1
203966544 | Mini/Multi Split | Allied | HRCU-A-CB | 4DHP1S09S-1P |  | Mini-Splits(Ducted) | DMD209S4-1P |  | 9000 | 18.7 | 9.8 | 10000 | 8000 | 80% | 1.98 | 13.5 | 12.1 |  |  |  | No | R-410A | 0.75 | Residential & Commercial | Ducted CEE Tier 1
203966548 | Mini/Multi Split | Allied | HRCU-A-CB | 4DHP1S12S-1P |  | Mini-Splits(Ducted) | DMD212S4-1P |  | 11500 | 19 | 10 | 12000 | 8400 | 70% | 1.9 | 12.5 | 11.7 |  |  |  | No | R-410A | 0.95833 | Residential & Commercial | Ducted CEE Tier 1
203966554 | Mini/Multi Split | Allied | HRCU-A-CB | 4DHP1S24S-1P |  | Mini-Splits(Ducted) | DMD224S4-1P |  | 23000 | 19 | 10 | 24400 | 18400 | 75.41% | 2 | 12.5 | 11.7 |  |  |  | No | R-410A | 1.9167 | Residential & Commercial | Ducted CEE Tier 1
203360780 | Mini/Multi Split | DIRECT AIR | HRCU-A-CB | MOD31-24HFN1-MT0W |  | Mini-Splits(Ducted) | MTIU-24HWFN1-M |  | 23000 | 19 | 10 | 24400 | 18400 | 75.41% | 2 | 12.5 | 11.7 |  |  |  | No | R-410A | 1.9167 | Residential & Commercial | Ducted CEE Tier 1
203269792 | Mini/Multi Split | DIRECT AIR | HRCU-A-CB | MOB30-09HFN1-MX0W |  | Mini-Splits(Ducted) | MTIU-09HWFN1-M |  | 9000 | 18.5 | 11.5 | 10000 | 10800 | 108% | 1.9 | 13.5 | 12.1 |  |  |  | No | R-410A | 0.75 | Residential & Commercial | Ducted CEE Tier 1
203269793 | Mini/Multi Split | DIRECT AIR | HRCU-A-CB | MOB30-12HFN1-MV0W |  | Mini-Splits(Ducted) | MTIU-12HWFN1-M |  | 12000 | 19 | 10 | 12000 | 11800 | 98.33% | 1.75 | 12.5 | 11.7 |  |  |  | No | R-410A | 1 | Residential & Commercial | Ducted CEE Tier 1
203269795 | Mini/Multi Split | DIRECT AIR | HRCU-A-CB | MOD30-24HFN1-MT0W |  | Mini-Splits(Ducted) | MTIU-24HWFN1-M |  | 24000 | 19.2 | 10.5 | 24000 | 24000 | 100% | 1.9 | 12.5 | 11.7 |  |  |  | No | R-410A | 2 | Residential & Commercial | Ducted CEE Tier 1
203269798 | Mini/Multi Split | DIRECT AIR | HRCU-A-CB | MOBA30-09HFN1-MT0W |  | Mini-Splits(Ducted) | MTIU-09HWFN1-M |  | 9000 | 18.7 | 9.8 | 10000 | 8000 | 80% | 1.98 | 13.5 | 12.1 |  |  |  | No | R-410A | 0.75 | Residential & Commercial | Ducted CEE Tier 1
203269799 | Mini/Multi Split | DIRECT AIR | HRCU-A-CB | MOB30-12HFN1-MT0W |  | Mini-Splits(Ducted) | MTIU-12HWFN1-M |  | 11500 | 19 | 10 | 12000 | 8400 | 70% | 1.9 | 12.5 | 11.7 |  |  |  | No | R-410A | 0.95833 | Residential & Commercial | Ducted CEE Tier 1
203269801 | Mini/Multi Split | DIRECT AIR | HRCU-A-CB | MOD30-24HFN1-MT0W |  | Mini-Splits(Ducted) | MTIU-24HWFN1-M |  | 24000 | 19.2 | 10.5 | 24000 | 24000 | 100% | 1.9 | 12.5 | 11.7 |  |  |  | No | R-410A | 2 | Residential & Commercial | Ducted CEE Tier 1
203161351 | Mini/Multi Split | LG | HRCU-A-CB | LUU189HV |  | Mini-Splits(Ducted) | LVN181HV4 |  | 18000 | 17.25 | 9.25 | 20000 | 16200 | 81% | 2.02 | 13.3 | 12.3 |  |  |  | No | R-410A | 1.5 | Residential & Commercial | Ducted CEE Tier 1
203161352 | Mini/Multi Split | LG | HRCU-A-CB | LUU249HV |  | Mini-Splits(Ducted) | LVN241HV4 |  | 24000 | 17.6 | 9.7 | 27000 | 21400 | 79.26% | 2.15 | 12 | 11.45 |  |  |  | No | R-410A | 2 | Residential & Commercial | Ducted CEE Tier 1
203161353 | Mini/Multi Split | LG | HRCU-A-CB | LUU249HV |  | Mini-Splits(Ducted) | LHN248HV |  | 24000 | 16.85 | 9 | 27000 | 21400 | 79.26% | 1.94 | 12 | 11.7 |  |  |  | No | R-410A | 2 | Residential & Commercial | Ducted CEE Tier 1
203161354 | Mini/Multi Split | LG | HRCU-A-CB | LUU369HV |  | Mini-Splits(Ducted) | LHN368HV |  | 36000 | 18.85 | 9.2 | 40000 | 33600 | 84% | 1.87 | 12.1 | 11.85 |  |  |  | No | R-410A | 3 | Residential & Commercial | Ducted CEE Tier 1
203162003 | Mini/Multi Split | LG | HRCU-A-CB | LUU369HV |  | Mini-Splits(Ducted) | LVN361HV4 |  | 36000 | 16.25 | 8.95 | 40000 | 33800 | 84.5% | 1.81 | 11 | 11 |  |  |  | No | R-410A | 3 | Residential & Commercial | Ducted CEE Tier 1
203238492 | Mini/Multi Split | ELIOS | HRCU-A-CB | DE09HOS23230E2 |  | Mini-Splits(Ducted) | DE09HIDU230X5 |  | 9000 | 18.7 | 9.8 | 10000 | 8000 | 80% | 1.98 | 13.5 | 12.1 |  |  |  | No | R-410A | 0.75 | Residential & Commercial | Ducted CEE Tier 1
203238494 | Mini/Multi Split | ELIOS | HRCU-A-CB | DE12HOS23230E2 |  | Mini-Splits(Ducted) | DE12HIDU230X5 |  | 11500 | 19 | 10 | 12000 | 8400 | 70% | 1.9 | 12.5 | 11.7 |  |  |  | No | R-410A | 0.95833 | Residential & Commercial | Ducted CEE Tier 1
203238496 | Mini/Multi Split | ELIOS | HRCU-A-CB | DE24HOS23230E2 |  | Mini-Splits(Ducted) | DE24HIDU230X5 |  | 23000 | 19 | 10 | 24400 | 18400 | 75.41% | 2 | 12.5 | 11.7 |  |  |  | No | R-410A | 1.9167 | Residential & Commercial | Ducted CEE Tier 1
202575866 | Mini/Multi Split | COMFORTSTAR | HRCU-A-CB | CXH009CD(O) |  | Mini-Splits(Ducted) | CPA-9B |  | 9000 | 18.5 | 11.5 | 10000 | 10800 | 108% | 1.9 | 13.5 | 12.1 |  |  |  | No | R-410A | 0.75 | Residential & Commercial | Ducted CEE Tier 1
202575867 | Mini/Multi Split | COMFORTSTAR | HRCU-A-CB | CXH012CD(O) |  | Mini-Splits(Ducted) | CPA-12B |  | 12000 | 19 | 10 | 12000 | 11800 | 98.33% | 1.75 | 12.5 | 11.7 |  |  |  | No | R-410A | 1 | Residential & Commercial | Ducted CEE Tier 1
202575869 | Mini/Multi Split | COMFORTSTAR | HRCU-A-CB | CXH024CD(O) |  | Mini-Splits(Ducted) | CPA-24B |  | 24000 | 19.2 | 10.5 | 24000 | 24000 | 100% | 1.9 | 12.5 | 11.7 |  |  |  | No | R-410A | 2 | Residential & Commercial | Ducted CEE Tier 1
202534923 | Mini/Multi Split | FUJITSU | HRCU-A-CB | AOU18RGLX |  | Mini-Splits(Ducted) | ARU18RGLX |  | 18000 | 16.7 | 9.3 | 21000 | 17900 | 85.24% | 2.2 | 13 | 11.9 |  |  |  | No | R-410A | 1.5 | Residential & Commercial | Ducted CEE Tier 1
202537547 | Mini/Multi Split | FUJITSU | HRCU-A-CB | AOU24RGLX |  | Mini-Splits(Ducted) | ARU24RGLX |  | 24000 | 16 | 9.5 | 27000 | 22200 | 82.22% | 1.94 | 12.6 | 11.7 |  |  |  | No | R-410A | 2 | Residential & Commercial | Ducted CEE Tier 1
202537548 | Mini/Multi Split | FUJITSU | HRCU-A-CB | AOU30RGLX |  | Mini-Splits(Ducted) | ARU30RGLX |  | 30000 | 15.6 | 9.1 | 32000 | 26000 | 81.25% | 2.18 | 10.6 | 10 |  |  |  | No | R-410A | 2.5 | Residential & Commercial | Ducted CEE Tier 1
202196599 | Mini/Multi Split | GOODMAN | HRCU-A-CB | MSH093E21MCAA |  | Mini-Splits(Ducted) | MST093E21ADAA |  | 9000 | 18.7 | 9.8 | 10000 | 8000 | 80% | 1.98 | 13.5 | 12.1 |  |  |  | No | R-410A | 0.75 | Residential & Commercial | Ducted CEE Tier 1
202196600 | Mini/Multi Split | GOODMAN | HRCU-A-CB | MSH123E21MCAA |  | Mini-Splits(Ducted) | MST123E21ADAA |  | 11500 | 19 | 10 | 12000 | 8400 | 70% | 1.9 | 12.5 | 11.7 |  |  |  | No | R-410A | 0.95833 | Residential & Commercial | Ducted CEE Tier 1
202196602 | Mini/Multi Split | GOODMAN | HRCU-A-CB | MSH243E21MCAA |  | Mini-Splits(Ducted) | MST243E21ADAA |  | 23000 | 19 | 10 | 24400 | 18400 | 75.41% | 2 | 12.5 | 11.7 |  |  |  | No | R-410A | 1.9167 | Residential & Commercial | Ducted CEE Tier 1
202110989 | Mini/Multi Split | COMFORT-AIRE | HRCU-A-CB | A-VMH09SU-1 |  | Mini-Splits(Ducted) | B-VMH09DU-1 |  | 9000 | 18.5 | 11.5 | 10000 | 10800 | 108% | 1.9 | 13.5 | 12.1 |  |  |  | No | R-410A | 0.75 | Residential & Commercial | Ducted CEE Tier 1
202110990 | Mini/Multi Split | CENTURY | HRCU-A-CB | A-VMH09SU-1 |  | Mini-Splits(Ducted) | B-VMH09DU-1 |  | 9000 | 18.5 | 11.5 | 10000 | 10800 | 108% | 1.9 | 13.5 | 12.1 |  |  |  | No | R-410A | 0.75 | Residential & Commercial | Ducted CEE Tier 1
202110991 | Mini/Multi Split | COMFORT-AIRE | HRCU-A-CB | A-VMH12SU-1 |  | Mini-Splits(Ducted) | B-VMH12DU-1 |  | 12000 | 19 | 10 | 12000 | 11800 | 98.33% | 1.75 | 12.5 | 11.7 |  |  |  | No | R-410A | 1 | Residential & Commercial | Ducted CEE Tier 1
202110992 | Mini/Multi Split | CENTURY | HRCU-A-CB | A-VMH12SU-1 |  | Mini-Splits(Ducted) | B-VMH12DU-1 |  | 12000 | 19 | 10 | 12000 | 11800 | 98.33% | 1.75 | 12.5 | 11.7 |  |  |  | No | R-410A | 1 | Residential & Commercial | Ducted CEE Tier 1
202110995 | Mini/Multi Split | COMFORT-AIRE | HRCU-A-CB | A-VMH24SU-1 |  | Mini-Splits(Ducted) | B-VMH24DU-1 |  | 24000 | 19.2 | 10.5 | 24000 | 24000 | 100% | 1.9 | 12.5 | 11.7 |  |  |  | No | R-410A | 2 | Residential & Commercial | Ducted CEE Tier 1
202110996 | Mini/Multi Split | CENTURY | HRCU-A-CB | A-VMH24SU-1 |  | Mini-Splits(Ducted) | B-VMH24DU-1 |  | 24000 | 19.2 | 10.5 | 24000 | 24000 | 100% | 1.9 | 12.5 | 11.7 |  |  |  | No | R-410A | 2 | Residential & Commercial | Ducted CEE Tier 1
202110997 | Mini/Multi Split | KERR | HRCU-A-CB | A-KMH09SU-1 |  | Mini-Splits(Ducted) | B-KMH09DU-1 |  | 9000 | 18.5 | 11.5 | 10000 | 10800 | 108% | 1.9 | 13.5 | 12.1 |  |  |  | No | R-410A | 0.75 | Residential & Commercial | Ducted CEE Tier 1
202110998 | Mini/Multi Split | KERR | HRCU-A-CB | A-KMH12SU-1 |  | Mini-Splits(Ducted) | B-KMH12DU-1 |  | 12000 | 19 | 10 | 12000 | 11800 | 98.33% | 1.75 | 12.5 | 11.7 |  |  |  | No | R-410A | 1 | Residential & Commercial | Ducted CEE Tier 1
202111000 | Mini/Multi Split | KERR | HRCU-A-CB | A-KMH24SU-1 |  | Mini-Splits(Ducted) | B-KMH24DU-1 |  | 24000 | 19.2 | 10.5 | 24000 | 24000 | 100% | 1.9 | 12.5 | 11.7 |  |  |  | No | R-410A | 2 | Residential & Commercial | Ducted CEE Tier 1
202110460 | Mini/Multi Split | CONCORD | HRCU-A-CB | 4DHP1S09S-1P |  | Mini-Splits(Ducted) | DMD209S4-1P |  | 9000 | 18.7 | 9.8 | 10000 | 8000 | 80% | 1.98 | 13.5 | 12.1 |  |  |  | No | R-410A | 0.75 | Residential & Commercial | Ducted CEE Tier 1
202110461 | Mini/Multi Split | DUCANE | HRCU-A-CB | 4DHP1S09S-1P |  | Mini-Splits(Ducted) | DMD209S4-1P |  | 9000 | 18.7 | 9.8 | 10000 | 8000 | 80% | 1.98 | 13.5 | 12.1 |  |  |  | No | R-410A | 0.75 | Residential & Commercial | Ducted CEE Tier 1
202110462 | Mini/Multi Split | CONCORD | HRCU-A-CB | 4DHP1S12S-1P |  | Mini-Splits(Ducted) | DMD212S4-1P |  | 11500 | 19 | 10 | 12000 | 8400 | 70% | 1.9 | 12.5 | 11.7 |  |  |  | No | R-410A | 0.95833 | Residential & Commercial | Ducted CEE Tier 1
202110463 | Mini/Multi Split | DUCANE | HRCU-A-CB | 4DHP1S12S-1P |  | Mini-Splits(Ducted) | DMD212S4-1P |  | 11500 | 19 | 10 | 12000 | 8400 | 70% | 1.9 | 12.5 | 11.7 |  |  |  | No | R-410A | 0.95833 | Residential & Commercial | Ducted CEE Tier 1
202110466 | Mini/Multi Split | CONCORD | HRCU-A-CB | 4DHP1S24S-1P |  | Mini-Splits(Ducted) | DMD224S4-1P |  | 23000 | 19 | 10 | 24400 | 18400 | 75.41% | 2 | 12.5 | 11.7 |  |  |  | No | R-410A | 1.9167 | Residential & Commercial | Ducted CEE Tier 1
202110467 | Mini/Multi Split | DUCANE | HRCU-A-CB | 4DHP1S24S-1P |  | Mini-Splits(Ducted) | DMD224S4-1P |  | 23000 | 19 | 10 | 24400 | 18400 | 75.41% | 2 | 12.5 | 11.7 |  |  |  | No | R-410A | 1.9167 | Residential & Commercial | Ducted CEE Tier 1
201863355 | Mini/Multi Split | SLIMAIR | HRCU-A-CB | SHCD24VB2 |  | Mini-Splits(Ducted) | SHD24VB2 |  | 24000 | 19.2 | 10.5 | 24000 | 24000 | 100% | 1.9 | 12.5 | 11.7 |  |  |  | No | R-410A | 2 | Residential & Commercial | Ducted CEE Tier 1
201863356 | Mini/Multi Split | SLIMAIR | HRCU-A-CB | SHCD12VB2 |  | Mini-Splits(Ducted) | SHD12VB2-1 |  | 12000 | 19 | 10 | 12000 | 11800 | 98.33% | 1.75 | 12.5 | 11.7 |  |  |  | No | R-410A | 1 | Residential & Commercial | Ducted CEE Tier 1
201863408 | Mini/Multi Split | MIDEA | HRCU-A-CB | MOD30-24HFN1-MT0W |  | Mini-Splits(Ducted) | MTIU-24HWFN1-M |  | 24000 | 19.2 | 10.5 | 24000 | 24000 | 100% | 1.9 | 12.5 | 11.7 |  |  |  | No | R-410A | 2 | Residential & Commercial | Ducted CEE Tier 1
201863411 | Mini/Multi Split | KOOLKING | HRCU-A-CB | MOB30-12HFN1-MV0W |  | Mini-Splits(Ducted) | MEHSU-12CHD2 |  | 12000 | 19 | 10 | 12000 | 11800 | 98.33% | 1.75 | 12.5 | 11.7 |  |  |  | No | R-410A | 1 | Residential & Commercial | Ducted CEE Tier 1
201863413 | Mini/Multi Split | KOOLKING | HRCU-A-CB | MOD30-24HFN1-MT0W |  | Mini-Splits(Ducted) | MEU-24MPH2 |  | 24000 | 19.2 | 10.5 | 24000 | 24000 | 100% | 1.9 | 12.5 | 11.7 |  |  |  | No | R-410A | 2 | Residential & Commercial | Ducted CEE Tier 1
201846995 | Mini/Multi Split | MIDEA | HRCU-A-CB | 38MAQB09R--3 |  | Mini-Splits(Ducted) | 40MBDQ09---3 |  | 9000 | 18.5 | 11.5 | 10000 | 10800 | 108% | 1.9 | 13.5 | 12.1 |  |  |  | No | R-410A | 0.75 | Residential & Commercial | Ducted CEE Tier 1
201846996 | Mini/Multi Split | MIDEA | HRCU-A-CB | 38MAQB12R--3 |  | Mini-Splits(Ducted) | 40MBDQ12---3 |  | 12000 | 19 | 10 | 12000 | 11800 | 98.33% | 1.75 | 12.5 | 11.7 |  |  |  | No | R-410A | 1 | Residential & Commercial | Ducted CEE Tier 1
201846998 | Mini/Multi Split | MIDEA | HRCU-A-CB | 38MAQB24R--3 |  | Mini-Splits(Ducted) | 40MBDQ24---3 |  | 24000 | 19.2 | 10.5 | 24000 | 24000 | 100% | 1.9 | 12.5 | 11.7 |  |  |  | No | R-410A | 2 | Residential & Commercial | Ducted CEE Tier 1
201846960 | Mini/Multi Split | CARRIER | HRCU-A-CB | 38MAQB09R--3 |  | Mini-Splits(Ducted) | 40MBDQ09---3 |  | 9000 | 18.5 | 11.5 | 10000 | 10800 | 108% | 1.9 | 13.5 | 12.1 |  |  |  | No | R-410A | 0.75 | Residential & Commercial | Ducted CEE Tier 1
201846961 | Mini/Multi Split | CARRIER | HRCU-A-CB | 38MAQB12R--3 |  | Mini-Splits(Ducted) | 40MBDQ12---3 |  | 12000 | 19 | 10 | 12000 | 11800 | 98.33% | 1.75 | 12.5 | 11.7 |  |  |  | No | R-410A | 1 | Residential & Commercial | Ducted CEE Tier 1
201846963 | Mini/Multi Split | BRYANT | HRCU-A-CB | 38MAQB09R--3 |  | Mini-Splits(Ducted) | 40MBDQ09---3 |  | 9000 | 18.5 | 11.5 | 10000 | 10800 | 108% | 1.9 | 13.5 | 12.1 |  |  |  | No | R-410A | 0.75 | Residential & Commercial | Ducted CEE Tier 1
201846964 | Mini/Multi Split | BRYANT | HRCU-A-CB | 38MAQB12R--3 |  | Mini-Splits(Ducted) | 40MBDQ12---3 |  | 12000 | 19 | 10 | 12000 | 11800 | 98.33% | 1.75 | 12.5 | 11.7 |  |  |  | No | R-410A | 1 | Residential & Commercial | Ducted CEE Tier 1
201846975 | Mini/Multi Split | PAYNE | HRCU-A-CB | 38MAQB09R--3 |  | Mini-Splits(Ducted) | 40MBDQ09---3 |  | 9000 | 18.5 | 11.5 | 10000 | 10800 | 108% | 1.9 | 13.5 | 12.1 |  |  |  | No | R-410A | 0.75 | Residential & Commercial | Ducted CEE Tier 1
201846976 | Mini/Multi Split | PAYNE | HRCU-A-CB | 38MAQB12R--3 |  | Mini-Splits(Ducted) | 40MBDQ12---3 |  | 12000 | 19 | 10 | 12000 | 11800 | 98.33% | 1.75 | 12.5 | 11.7 |  |  |  | No | R-410A | 1 | Residential & Commercial | Ducted CEE Tier 1
201846978 | Mini/Multi Split | PAYNE | HRCU-A-CB | 38MAQB24R--3 |  | Mini-Splits(Ducted) | 40MBDQ24---3 |  | 24000 | 19.2 | 10.5 | 24000 | 24000 | 100% | 1.9 | 12.5 | 11.7 |  |  |  | No | R-410A | 2 | Residential & Commercial | Ducted CEE Tier 1
201796621 | Mini/Multi Split | LENNOX | HRCU-A-CB | LISH012000P431-C |  | Mini-Splits(Ducted) | LIFHC012180P431-C |  | 11500 | 19 | 10 | 12000 | 8400 | 70% | 1.9 | 12.5 | 11.7 |  |  |  | No | R-410A | 0.95833 | Residential & Commercial | Ducted CEE Tier 1
201796625 | Mini/Multi Split | LENNOX | HRCU-A-CB | LISH024000P431-C |  | Mini-Splits(Ducted) | LIFHC024180P431-C. |  | 24000 | 19.2 | 10.5 | 24000 | 24000 | 100% | 1.9 | 12.5 | 11.7 |  |  |  | No | R-410A | 2 | Residential & Commercial | Ducted CEE Tier 1
201796637 | Mini/Multi Split | KLIMAIRE | HRCU-A-CB | KSIE009-H221-O |  | Mini-Splits(Ducted) | KDIP09-H2 |  | 9000 | 18.7 | 9.8 | 10000 | 8000 | 80% | 1.98 | 13.5 | 12.1 |  |  |  | No | R-410A | 0.75 | Residential & Commercial | Ducted CEE Tier 1
201796638 | Mini/Multi Split | KLIMAIRE | HRCU-A-CB | KSIE012-H220-O |  | Mini-Splits(Ducted) | KDIP12-H2 |  | 11500 | 19 | 10 | 12000 | 8400 | 70% | 1.9 | 12.5 | 11.7 |  |  |  | No | R-410A | 0.95833 | Residential & Commercial | Ducted CEE Tier 1
201796640 | Mini/Multi Split | KLIMAIRE | HRCU-A-CB | KSIE024-H220-O |  | Mini-Splits(Ducted) | KDIP24-H2 |  | 23000 | 19 | 10 | 24400 | 18400 | 75.41% | 2 | 12.5 | 11.7 |  |  |  | No | R-410A | 1.9167 | Residential & Commercial | Ducted CEE Tier 1
200059289 | Mini/Multi Split | MDV | HRCU-A-CB | MOB30-09HFN1-MX0W |  | Mini-Splits(Ducted) | MTIU-09HWFN1-M |  | 9000 | 18.5 | 11.5 | 10000 | 10800 | 108% | 1.9 | 13.5 | 12.1 |  |  |  | No | R-410A | 0.75 | Residential & Commercial | Ducted CEE Tier 1
200059291 | Mini/Multi Split | MDV | HRCU-A-CB | MOBA30-09HFN1-MT0W |  | Mini-Splits(Ducted) | MTIU-09HWFN1-M |  | 9000 | 18.7 | 9.8 | 10000 | 8000 | 80% | 1.98 | 13.5 | 12.1 |  |  |  | No | R-410A | 0.75 | Residential & Commercial | Ducted CEE Tier 1
200059293 | Mini/Multi Split | MDV | HRCU-A-CB | MOB30-12HFN1-MV0W |  | Mini-Splits(Ducted) | MTIU-12HWFN1-M |  | 12000 | 19 | 10 | 12000 | 11800 | 98.33% | 1.75 | 12.5 | 11.7 |  |  |  | No | R-410A | 1 | Residential & Commercial | Ducted CEE Tier 1
200059295 | Mini/Multi Split | MDV | HRCU-A-CB | MOB30-12HFN1-MT0W |  | Mini-Splits(Ducted) | MTIU-12HWFN1-M |  | 11500 | 19 | 10 | 12000 | 8400 | 70% | 1.9 | 12.5 | 11.7 |  |  |  | No | R-410A | 0.95833 | Residential & Commercial | Ducted CEE Tier 1
200059299 | Mini/Multi Split | MDV | HRCU-A-CB | MOD31-24HFN1-MT0W |  | Mini-Splits(Ducted) | MTIU-24HWFN1-M |  | 23000 | 19 | 10 | 24400 | 18400 | 75.41% | 2 | 12.5 | 11.7 |  |  |  | No | R-410A | 1.9167 | Residential & Commercial | Ducted CEE Tier 1
201755335 | Mini/Multi Split | C&H | HRCU-A-CB | CH-24LCU/O |  | Mini-Splits(Ducted) | CH-24LCDTU/I |  | 24000 | 19.2 | 10.5 | 24000 | 24000 | 100% | 1.9 | 12.5 | 11.7 |  |  |  | No | R-410A | 2 | Residential & Commercial | Ducted CEE Tier 1
10595503 | Mini/Multi Split | COMFORTSTAR | HRCU-A-CB | CPP009CD(O) |  | Mini-Splits(Ducted) | CPA-09B |  | 9000 | 18.7 | 9.8 | 10000 | 8000 | 80% | 1.98 | 13.5 | 12.1 |  |  |  | No | R-410A | 0.75 | Residential & Commercial | Ducted CEE Tier 1
10595504 | Mini/Multi Split | COMFORTSTAR | HRCU-A-CB | CPP012CD(O) |  | Mini-Splits(Ducted) | CPA-12B |  | 11500 | 19 | 10 | 12000 | 8400 | 70% | 1.9 | 12.5 | 11.7 |  |  |  | No | R-410A | 0.95833 | Residential & Commercial | Ducted CEE Tier 1
10595506 | Mini/Multi Split | COMFORTSTAR | HRCU-A-CB | CPP024CD(O) |  | Mini-Splits(Ducted) | CPA-24B |  | 23000 | 19 | 10 | 24400 | 18400 | 75.41% | 2 | 12.5 | 11.7 |  |  |  | No | R-410A | 1.9167 | Residential & Commercial | Ducted CEE Tier 1
10597350 | Mini/Multi Split | PIONEER | HRCU-A-CB | YN009GMFI22RPD |  | Mini-Splits(Ducted) | RB009GMFILDFHD |  | 9000 | 18.7 | 9.8 | 10000 | 8000 | 80% | 1.98 | 13.5 | 12.1 |  |  |  | No | R-410A | 0.75 | Residential & Commercial | Ducted CEE Tier 1
10597351 | Mini/Multi Split | PIONEER | HRCU-A-CB | YN012GMFI22RPD |  | Mini-Splits(Ducted) | RB012GMFILDFHD |  | 11500 | 19 | 10 | 12000 | 8400 | 70% | 1.9 | 12.5 | 11.7 |  |  |  | No | R-410A | 0.95833 | Residential & Commercial | Ducted CEE Tier 1
10597353 | Mini/Multi Split | PIONEER | HRCU-A-CB | YN024GMFI22RPD |  | Mini-Splits(Ducted) | RB024GMFILDFHD |  | 23000 | 19 | 10 | 24400 | 18400 | 75.41% | 2 | 12.5 | 11.7 |  |  |  | No | R-410A | 1.9167 | Residential & Commercial | Ducted CEE Tier 1
200059144 | Mini/Multi Split | BRYANT | HRCU-A-CB | 38MAQB24R--3 |  | Mini-Splits(Ducted) | 40MBDQ24---3 |  | 24000 | 19.2 | 10.5 | 24000 | 24000 | 100% | 1.9 | 12.5 | 11.7 |  |  |  | No | R-410A | 2 | Residential & Commercial | Ducted CEE Tier 1
200059145 | Mini/Multi Split | CARRIER | HRCU-A-CB | 38MAQB24R--3 |  | Mini-Splits(Ducted) | 40MBDQ24---3 |  | 24000 | 19.2 | 10.5 | 24000 | 24000 | 100% | 1.9 | 12.5 | 11.7 |  |  |  | No | R-410A | 2 | Residential & Commercial | Ducted CEE Tier 1
10580860 | Mini/Multi Split | YORK BY JOHNSON CONTROLS | HRCU-A-CB | YUJE09BYJ6AMO-X |  | Mini-Splits(Ducted) | YEJE09BXJ6AM-W1 |  | 9000 | 18.7 | 9.8 | 10000 | 8000 | 80% | 1.98 | 13.5 | 12.1 |  |  |  | No | R-410A | 0.75 | Residential & Commercial | Ducted CEE Tier 1
10580861 | Mini/Multi Split | YORK BY JOHNSON CONTROLS | HRCU-A-CB | YUJE12BYJ6AMO-X |  | Mini-Splits(Ducted) | YEJE12BXJ6AM-W1 |  | 11500 | 19 | 10 | 12000 | 8400 | 70% | 1.9 | 12.5 | 11.7 |  |  |  | No | R-410A | 0.95833 | Residential & Commercial | Ducted CEE Tier 1
10580863 | Mini/Multi Split | YORK BY JOHNSON CONTROLS | HRCU-A-CB | YUJE24BYJ6AMO-X |  | Mini-Splits(Ducted) | YEJE24BXJ6AM-W1 |  | 23000 | 19 | 10 | 24400 | 18400 | 75.41% | 2 | 12.5 | 11.7 |  |  |  | No | R-410A | 1.9167 | Residential & Commercial | Ducted CEE Tier 1
10528563 | Mini/Multi Split | LENNOX | HRCU-A-CB | MPB009S4S-1P |  | Mini-Splits(Ducted) | MMDB009S4-2P |  | 9000 | 18.7 | 9.8 | 10000 | 8000 | 80% | 1.98 | 13.5 | 12.1 |  |  |  | No | R-410A | 0.75 | Residential & Commercial | Ducted CEE Tier 1
10528564 | Mini/Multi Split | LENNOX | HRCU-A-CB | MPB012S4S-1P |  | Mini-Splits(Ducted) | MMDB012S4-2P |  | 11500 | 19 | 10 | 12000 | 8400 | 70% | 1.9 | 12.5 | 11.7 |  |  |  | No | R-410A | 0.95833 | Residential & Commercial | Ducted CEE Tier 1
10528566 | Mini/Multi Split | LENNOX | HRCU-A-CB | MPB024S4S-1P |  | Mini-Splits(Ducted) | MMDB024S4-2P |  | 23000 | 19 | 10 | 24400 | 18400 | 75.41% | 2 | 12.5 | 11.7 |  |  |  | No | R-410A | 1.9167 | Residential & Commercial | Ducted CEE Tier 1
10528569 | Mini/Multi Split | LENNOX | HRCU-A-CB | MLA009S4S-1P |  | Mini-Splits(Ducted) | MMDB009S4-2P |  | 9000 | 18.5 | 11.5 | 10000 | 10800 | 108% | 1.9 | 13.5 | 12.1 |  |  |  | No | R-410A | 0.75 | Residential & Commercial | Ducted CEE Tier 1
10528570 | Mini/Multi Split | LENNOX | HRCU-A-CB | MLA012S4S-1P |  | Mini-Splits(Ducted) | MMDB012S4-2P |  | 12000 | 19 | 10 | 12000 | 11800 | 98.33% | 1.75 | 12.5 | 11.7 |  |  |  | No | R-410A | 1 | Residential & Commercial | Ducted CEE Tier 1
10528572 | Mini/Multi Split | LENNOX | HRCU-A-CB | MLA024S4S-1P |  | Mini-Splits(Ducted) | MMDB024S4-2P |  | 24000 | 19.2 | 10.5 | 24000 | 24000 | 100% | 1.9 | 12.5 | 11.7 |  |  |  | No | R-410A | 2 | Residential & Commercial | Ducted CEE Tier 1
10443490 | Mini/Multi Split | C&H | HRCU-A-CB | CH-24LCDTU/O |  | Mini-Splits(Ducted) | CH-24LCDTU/I |  | 24000 | 19.2 | 10.5 | 24000 | 24000 | 100% | 1.9 | 12.5 | 11.7 |  |  |  | No | R-410A | 2 | Residential & Commercial | Ducted CEE Tier 1
10400575 | Mini/Multi Split | LG | HRCU-A-CB | LUU428HV |  | Mini-Splits(Ducted) | LVN420HV |  | 42000 | 17.2 | 9.35 | 47000 | 36200 | 77.02% | 2.16 | 11.05 | 10.75 |  |  |  | No | R-410A | 3.5 | Residential & Commercial | Ducted CEE Tier 1
10028988 | Mini/Multi Split | MIDEA | HRCU-A-CB | MCHSU-24PHH2 |  | Mini-Splits(Ducted) | MEU-24MPH2 |  | 24000 | 19.2 | 10.5 | 24000 | 24000 | 100% | 1.9 | 12.5 | 11.7 |  |  |  | No | R-410A | 2 | Residential & Commercial | Ducted CEE Tier 1
212595646 | Mini/Multi Split | SEA BREEZE+ | HRCU-A-CB | HSZ9H424ZMO |  | Mini-Splits(Ducted) | D9H424ZMI |  | 9000 | 20.2 | 12 | 10000 | 10800 | 108% | 1.9 | 14 | 13.2 |  |  |  | No | R-410A | 0.75 | Residential & Commercial | Ducted CEE Tier 1
212595651 | Mini/Multi Split | SEA BREEZE+ | HRCU-A-CB | HSZ18H424ZMO |  | Mini-Splits(Ducted) | D18H424ZMI |  | 17000 | 18 | 9.5 | 19000 | 17700 | 93.16% | 1.85 | 12.5 | 11.7 |  |  |  | No | R-410A | 1.4167 | Residential & Commercial | Ducted CEE Tier 1
212595655 | Mini/Multi Split | SEA BREEZE+ | HRCU-A-CB | HSZ24H424ZMO |  | Mini-Splits(Ducted) | D24H424ZMI |  | 24000 | 19.2 | 10.5 | 25000 | 27000 | 108% | 2 | 12.5 | 12 |  |  |  | No | R-410A | 2 | Residential & Commercial | Ducted CEE Tier 1
216581322 | Mini/Multi Split | LENNOX | HRCU-A-CB | MMLD009S6S-1P |  | Mini-Splits(Ducted) | MMDD009S6-1P |  | 9000 | 20.1 | 9.6 | 12000 | 9600 | 80% | 1.8 | 0 | 13.5 |  |  |  | No | R-32 | 0.75 | Residential & Commercial | Ducted CEE Tier 1
216581323 | Mini/Multi Split | LENNOX | HRCU-A-CB | MMLD012S6S-1P |  | Mini-Splits(Ducted) | MMDD012S6-1P |  | 12000 | 19.6 | 9.5 | 14000 | 11200 | 80% | 1.8 | 0 | 11.8 |  |  |  | No | R-32 | 1 | Residential & Commercial | Ducted CEE Tier 1
216581324 | Mini/Multi Split | LENNOX | HRCU-A-CB | MMLD009S6S-1P |  | Mini-Splits(Ducted) | MDDD009S6-1P |  | 9000 | 18.9 | 10 | 12000 | 9600 | 80% | 1.8 | 0 | 12.7 |  |  |  | No | R-32 | 0.75 | Residential & Commercial | Ducted CEE Tier 1
216581325 | Mini/Multi Split | LENNOX | HRCU-A-CB | MMLD012S6S-1P |  | Mini-Splits(Ducted) | MDDD012S6-1P |  | 12000 | 18.6 | 9.5 | 14000 | 11200 | 80% | 1.8 | 0 | 11.7 |  |  |  | No | R-32 | 1 | Residential & Commercial | Ducted CEE Tier 1
212928560 | Mini/Multi Split | ZERO | HRCU-A-CB | ZSOV-24HDM-US |  | Mini-Splits(Ducted) | ZDV-24HDM-US |  | 23000 | 19 | 11.2 | 25000 | 20000 | 80% | 2.3 | 12.6 | 12.5 |  |  |  | No | R-410A | 1.9167 | Residential & Commercial | Ducted CEE Tier 1
213362177 | Mini/Multi Split | Mitsubishi Electric | HRCU-A-CB | SUZ-KA36NAHZ* |  | Mini-Splits(Ducted) | PEAD-A36AA9 |  | 33000 | 15.2 | 9.3 | 40000 | 38000 | 95% | 1.75 | 0 | 12.5 |  |  |  | No | R-410A | 2.75 | Residential & Commercial | Ducted CEE Tier 1
213362179 | Mini/Multi Split | Trane / Mitsubishi Electric | HRCU-A-CB | SUZ-KA36NAHZ* |  | Mini-Splits(Ducted) | TPEADA0361AA90A |  | 33000 | 15.2 | 9.3 | 40000 | 38000 | 95% | 1.75 | 0 | 12.5 |  |  |  | No | R-410A | 2.75 | Residential & Commercial | Ducted CEE Tier 1
213362173 | Mini/Multi Split | Mitsubishi Electric | HRCU-A-CB | SUZ-KA30NAHZ* |  | Mini-Splits(Ducted) | PEAD-A30AA9 |  | 30000 | 17.8 | 8.6 | 34000 | 32000 | 94.12% | 1.75 | 0 | 12.5 |  |  |  | No | R-410A | 2.5 | Residential & Commercial | Ducted CEE Tier 1
213362174 | Mini/Multi Split | Trane / Mitsubishi Electric | HRCU-A-CB | SUZ-KA30NAHZ* |  | Mini-Splits(Ducted) | TPEADA0301AA90A |  | 30000 | 17.8 | 8.6 | 34000 | 32000 | 94.12% | 1.75 | 0 | 12.5 |  |  |  | No | R-410A | 2.5 | Residential & Commercial | Ducted CEE Tier 1
206717855 | Mini/Multi Split | Trane / Mitsubishi Electric | HRCU-A-CB | PUZ-HA36NKA |  | Mini-Splits(Ducted) | TPVA0A0361AA70A |  | 33000 | 18.2 | 10 | 40000 | 38000 | 95% | 2 | 13 | 13.2 |  |  |  | No | R-410A | 2.75 | Residential & Commercial | Ducted CEE Tier 1
214377767 | Mini/Multi Split | Kepler | HRCU-A-CB | ODUMOX330-09HFN1MY5W |  | Mini-Splits(Ducted) | IDUMTIU-09HWFN1-M |  | 9000 | 20.2 | 12 | 10000 | 10800 | 108% | 1.9 | 14 | 13.2 |  |  |  | No | R-410A | 0.75 | Residential & Commercial | Ducted CEE Tier 1
214377768 | Mini/Multi Split | Kepler | HRCU-A-CB | ODUMOX330-12HFN1MW5W |  | Mini-Splits(Ducted) | IDUMTIU-12HWFN1-M |  | 12000 | 19.5 | 10 | 12500 | 12100 | 96.8% | 1.96 | 13 | 11.7 |  |  |  | No | R-410A | 1 | Residential & Commercial | Ducted CEE Tier 1
214377769 | Mini/Multi Split | Kepler | HRCU-A-CB | ODUMOX430-17HFN1MT0W |  | Mini-Splits(Ducted) | IDUMTIU-18HWFN1-M |  | 17000 | 18 | 9.5 | 19000 | 17700 | 93.16% | 1.85 | 12.5 | 11.7 |  |  |  | No | R-410A | 1.4167 | Residential & Commercial | Ducted CEE Tier 1
214377770 | Mini/Multi Split | Kepler | HRCU-A-CB | ODUMOD30-24HFN1MU0W |  | Mini-Splits(Ducted) | IDUMTIU-24HWFN1-M |  | 24000 | 19.2 | 10.5 | 25000 | 27000 | 108% | 2 | 12.5 | 12 |  |  |  | No | R-410A | 2 | Residential & Commercial | Ducted CEE Tier 1
216578942 | Mini/Multi Split | Nutech | HRCU-A-CB | NOX230-09HFN10-M1 |  | Mini-Splits(Ducted) | NTJ-09HWFN10-M1-D |  | 9000 | 19.7 | 11.5 | 10000 | 8300 | 83% | 2.31 | 0 | 13 |  |  |  | No | R-454B | 0.75 | Residential & Commercial | Ducted CEE Tier 1
216014101 | Mini/Multi Split | SEA BREEZE+ | HRCU-A-CB | SZ09H525ZMO |  | Mini-Splits(Ducted) | D09H525ZMI |  | 9000 | 19.7 | 11.5 | 10000 | 8300 | 83% | 2.31 | 0 | 13 |  |  |  | No | R-454B | 0.75 | Residential & Commercial | Ducted CEE Tier 1
10028966 | Mini/Multi Split | MDV | HRCU-A-CB | MOD30-24HFN1-MT0W* |  | Mini-Splits(Ducted) | MTIU-24HWFN1-M |  | 24000 | 19.2 | 10.5 | 24000 | 24000 | 100% | 1.9 | 12.5 | 11.7 |  |  |  | No | R-410A | 2 | Residential & Commercial | Ducted CEE Tier 1
211259272 | Mini/Multi Split | Mitsubishi Electric | HRCU-A-CB | PUZ-HA24NHA1 |  | Mini-Splits(Ducted) | PVA-A24AA* |  | 24000 | 19 | 9.4 | 28000 | 26000 | 92.86% | 1.9 | 11.4 | 11.4 |  |  |  | No | R-410A | 2 | Residential & Commercial | Ducted CEE Tier 1
213617713 | Mini/Multi Split | Mitsubishi Electric | HRCU-A-CB | PUZ-HA42NKA2*** |  | Mini-Splits(Ducted) | PVA-A42AA* |  | 42000 | 15.4 | 9.3 | 54000 | 48000 | 88.89% | 1.9 | 0 | 10.6 |  |  |  | No | R-410A | 3.5 | Residential & Commercial | Ducted CEE Tier 1
214594902 | Mini/Multi Split | GOODMAN | HRCU-A-CB | MSH123G22MCAA |  | Mini-Splits(Ducted) | MST123E21ADAA |  | 12000 | 19.5 | 10 | 12500 | 12100 | 96.8% | 1.96 | 13 | 11.7 |  |  |  | No | R-410A | 1 | Residential & Commercial | Ducted CEE Tier 1
214594903 | Mini/Multi Split | GOODMAN | HRCU-A-CB | MSH183G22MCAA |  | Mini-Splits(Ducted) | MST183E21ADAA |  | 17000 | 18 | 9.5 | 19000 | 17700 | 93.16% | 1.85 | 12.5 | 11.7 |  |  |  | No | R-410A | 1.4167 | Residential & Commercial | Ducted CEE Tier 1
214594904 | Mini/Multi Split | GOODMAN | HRCU-A-CB | MSH243G22MCAA |  | Mini-Splits(Ducted) | MST243E21ADAA |  | 24000 | 19.2 | 10.5 | 25000 | 27000 | 108% | 2 | 12.5 | 12 |  |  |  | No | R-410A | 2 | Residential & Commercial | Ducted CEE Tier 1
214594907 | Mini/Multi Split | FRANKLIN | HRCU-A-CB | MSH123F25MCAA |  | Mini-Splits(Ducted) | MST123E21ADAA |  | 12000 | 19.5 | 10 | 12500 | 12100 | 96.8% | 1.96 | 13 | 11.7 |  |  |  | No | R-410A | 1 | Residential & Commercial | Ducted CEE Tier 1
214594908 | Mini/Multi Split | FRANKLIN | HRCU-A-CB | MSH183F25MCAA |  | Mini-Splits(Ducted) | MST183E21ADAA |  | 17000 | 18 | 9.5 | 19000 | 17700 | 93.16% | 1.85 | 12.5 | 11.7 |  |  |  | No | R-410A | 1.4167 | Residential & Commercial | Ducted CEE Tier 1
214594909 | Mini/Multi Split | FRANKLIN | HRCU-A-CB | MSH243F25MCAA |  | Mini-Splits(Ducted) | MST243E21ADAA |  | 24000 | 19.2 | 10.5 | 25000 | 27000 | 108% | 2 | 12.5 | 12 |  |  |  | No | R-410A | 2 | Residential & Commercial | Ducted CEE Tier 1
216558426 | Mini/Multi Split | Coleman | HRCU-A-CB | UPC36CN23STG1 |  | Mini-Splits(Ducted) | UNI36DT23STG1 |  | 33000 | 18.5 | 9 | 36000 | 36000 | 100% | 2 | 0 | 11.7 |  |  |  | No | R-454B | 2.75 | Residential & Commercial | Ducted CEE Tier 1
216558427 | Mini/Multi Split | Coleman | HRCU-A-CB | UPC48CN23STG1 |  | Mini-Splits(Ducted) | UNI48DT23STG1 |  | 44000 | 19.5 | 9.5 | 44000 | 44000 | 100% | 2 | 0 | 10.7 |  |  |  | No | R-454B | 3.6667 | Residential & Commercial | Ducted CEE Tier 1
216558430 | Mini/Multi Split | LUXAIRE | HRCU-A-CB | UPC36CN23STG1 |  | Mini-Splits(Ducted) | UNI36DT23STG1 |  | 33000 | 18.5 | 9 | 36000 | 36000 | 100% | 2 | 0 | 11.7 |  |  |  | No | R-454B | 2.75 | Residential & Commercial | Ducted CEE Tier 1
216558431 | Mini/Multi Split | LUXAIRE | HRCU-A-CB | UPC48CN23STG1 |  | Mini-Splits(Ducted) | UNI48DT23STG1 |  | 44000 | 19.5 | 9.5 | 44000 | 44000 | 100% | 2 | 0 | 10.7 |  |  |  | No | R-454B | 3.6667 | Residential & Commercial | Ducted CEE Tier 1
216566082 | Mini/Multi Split | Coleman | HRCU-A-CB | UPC09CN23STG1 |  | Mini-Splits(Ducted) | UNI09DT23STG1 |  | 9000 | 19.5 | 9.5 | 9000 | 12000 | 133.3% | 1.8 | 0 | 11.7 |  |  |  | No | R-454B | 0.75 | Residential & Commercial | Ducted CEE Tier 1
216566083 | Mini/Multi Split | Coleman | HRCU-A-CB | UPC12CN23STG1 |  | Mini-Splits(Ducted) | UNI12DT23STG1 |  | 12000 | 19.5 | 9.5 | 12000 | 12000 | 100% | 1.8 | 0 | 11.7 |  |  |  | No | R-454B | 1 | Residential & Commercial | Ducted CEE Tier 1
216566086 | Mini/Multi Split | LUXAIRE | HRCU-A-CB | UPC09CN23STG1 |  | Mini-Splits(Ducted) | UNI09DT23STG1 |  | 9000 | 19.5 | 9.5 | 9000 | 12000 | 133.3% | 1.8 | 0 | 11.7 |  |  |  | No | R-454B | 0.75 | Residential & Commercial | Ducted CEE Tier 1
216566087 | Mini/Multi Split | LUXAIRE | HRCU-A-CB | UPC12CN23STG1 |  | Mini-Splits(Ducted) | UNI12DT23STG1 |  | 12000 | 19.5 | 9.5 | 12000 | 12000 | 100% | 1.8 | 0 | 11.7 |  |  |  | No | R-454B | 1 | Residential & Commercial | Ducted CEE Tier 1
214861958 | Mini/Multi Split | MDV | HRCU-A-CB | MOE30-60HFN10-M2X |  | Mini-Splits(Ducted) | MHJ-60HWFN10-M2-D |  | 55000 | 15.8 | 10.4 | 60000 | 53500 | 89.17% | 2.1 | 0 | 10.2 |  |  |  | No | R-454B | 4.5833 | Residential & Commercial | Ducted CEE Tier 1
214911491 | Mini/Multi Split | HITACHI | HRCU-A-CB | PAS-18BUFASDQ1 |  | Mini-Splits(Ducted) | JPE18B3XB2HS1A |  | 18000 | 18 | 8.5 | 19000 | 14800 | 77.89% | 2.2 | 0 | 11.7 |  |  |  | No | R-32 | 1.5 | Residential & Commercial | Ducted CEE Tier 1
214911492 | Mini/Multi Split | HITACHI | HRCU-A-CB | PAS-24BUFASDQ1 |  | Mini-Splits(Ducted) | JPE24B3XC2HS1A |  | 22000 | 18 | 8.5 | 24000 | 18100 | 75.42% | 1.9 | 0 | 11.7 |  |  |  | No | R-32 | 1.8333 | Residential & Commercial | Ducted CEE Tier 1
214911493 | Mini/Multi Split | HITACHI | HRCU-A-CB | PAS-48BUFASDQ1 |  | Mini-Splits(Ducted) | JPE48C3XG2HS1A |  | 48000 | 18 | 8.5 | 48000 | 36400 | 75.83% | 2 | 0 | 11.7 |  |  |  | No | R-32 | 4 | Residential & Commercial | Ducted CEE Tier 1
214861923 | Mini/Multi Split | MDV | HRCU-A-CB | MOX230-06HFN10-M1X |  | Mini-Splits(Ducted) | MTIM-12HWFN10-M1 |  | 6500 | 21.5 | 13.8 | 8000 | 7800 | 97.5% | 2.4 | 0 | 14.5 |  |  |  | No | R-454B | 0.54167 | Residential & Commercial | Ducted CEE Tier 1
214861924 | Mini/Multi Split | MDV | HRCU-A-CB | MOX330-09HFN10-M1X |  | Mini-Splits(Ducted) | MTIM-12HWFN10-M1 |  | 9000 | 21.5 | 12.5 | 10000 | 11200 | 112% | 1.89 | 0 | 13.5 |  |  |  | No | R-454B | 0.75 | Residential & Commercial | Ducted CEE Tier 1
214861925 | Mini/Multi Split | MDV | HRCU-A-CB | MOX330-09HFN10-M1X |  | Mini-Splits(Ducted) | MTJ-09HWFN10-M1 |  | 9000 | 20.6 | 13.8 | 9900 | 11900 | 120.2% | 1.85 | 0 | 14 |  |  |  | No | R-454B | 0.75 | Residential & Commercial | Ducted CEE Tier 1
214861926 | Mini/Multi Split | MDV | HRCU-A-CB | MOX330-09HFN10-M1X |  | Mini-Splits(Ducted) | MTJM-12HWFN10-M1 |  | 9000 | 20.6 | 13.8 | 9900 | 11900 | 120.2% | 1.85 | 0 | 14 |  |  |  | No | R-454B | 0.75 | Residential & Commercial | Ducted CEE Tier 1
214861927 | Mini/Multi Split | MDV | HRCU-A-CB | MOX330-12HFN10-M1X |  | Mini-Splits(Ducted) | MTJM-12HWFN10-M1 |  | 12000 | 20.2 | 10.6 | 12000 | 12000 | 100% | 1.95 | 0 | 12 |  |  |  | No | R-454B | 1 | Residential & Commercial | Ducted CEE Tier 1
214861928 | Mini/Multi Split | MDV | HRCU-A-CB | MOX430-18HFN10-M1X |  | Mini-Splits(Ducted) | MTJ-18HWFN10-M1 |  | 17500 | 18.5 | 11.1 | 19500 | 18000 | 92.31% | 2.1 | 0 | 12.1 |  |  |  | No | R-454B | 1.4583 | Residential & Commercial | Ducted CEE Tier 1
214861929 | Mini/Multi Split | MDV | HRCU-A-CB | MOX230-09HFN10-M1 |  | Mini-Splits(Ducted) | MTIM-12HWFN10-M1 |  | 9000 | 19.6 | 11 | 10000 | 8600 | 86% | 2.25 | 0 | 12.8 |  |  |  | No | R-454B | 0.75 | Residential & Commercial | Ducted CEE Tier 1
214861930 | Mini/Multi Split | MDV | HRCU-A-CB | MOX230-09HFN10-M1 |  | Mini-Splits(Ducted) | MTJ-09HWFN10-M1 |  | 9000 | 19.8 | 11.5 | 10000 | 8300 | 83% | 2.31 | 0 | 13 |  |  |  | No | R-454B | 0.75 | Residential & Commercial | Ducted CEE Tier 1
214861931 | Mini/Multi Split | MDV | HRCU-A-CB | MOX230-09HFN10-M1 |  | Mini-Splits(Ducted) | MTJM-12HWFN10-M1 |  | 9000 | 19.8 | 11.5 | 10000 | 8300 | 83% | 2.31 | 0 | 13 |  |  |  | No | R-454B | 0.75 | Residential & Commercial | Ducted CEE Tier 1
214861932 | Mini/Multi Split | MDV | HRCU-A-CB | MOX230-12HFN10-M1 |  | Mini-Splits(Ducted) | MTJM-12HWFN10-M1 |  | 12000 | 19.5 | 10.5 | 12000 | 8900 | 74.17% | 2.44 | 0 | 12 |  |  |  | No | R-454B | 1 | Residential & Commercial | Ducted CEE Tier 1
214861933 | Mini/Multi Split | MDV | HRCU-A-CB | MOX430-18HFN10-M1 |  | Mini-Splits(Ducted) | MTJ-18HWFN10-M1 |  | 17500 | 20 | 11.4 | 20000 | 14200 | 71% | 2.4 | 0 | 13.3 |  |  |  | No | R-454B | 1.4583 | Residential & Commercial | Ducted CEE Tier 1
214861934 | Mini/Multi Split | MDV | HRCU-A-CB | MOX230-06HFN10-M1X |  | Mini-Splits(Ducted) | MTI-06HWFN10-M1-D |  | 6500 | 21.4 | 13.8 | 8000 | 7800 | 97.5% | 2.4 | 0 | 14.4 |  |  |  | No | R-454B | 0.54167 | Residential & Commercial | Ducted CEE Tier 1
214861935 | Mini/Multi Split | MDV | HRCU-A-CB | MOX230-06HFN10-M1X |  | Mini-Splits(Ducted) | MTIM-12HWFN10-M1-D |  | 6500 | 21.4 | 13.8 | 8000 | 7800 | 97.5% | 2.4 | 0 | 14.4 |  |  |  | No | R-454B | 0.54167 | Residential & Commercial | Ducted CEE Tier 1
214861936 | Mini/Multi Split | MDV | HRCU-A-CB | MOX330-09HFN10-M1X |  | Mini-Splits(Ducted) | MTI-09HWFN10-M1-D |  | 9000 | 21.4 | 12.5 | 10000 | 11200 | 112% | 1.89 | 0 | 13.4 |  |  |  | No | R-454B | 0.75 | Residential & Commercial | Ducted CEE Tier 1
214861937 | Mini/Multi Split | MDV | HRCU-A-CB | MOX330-09HFN10-M1X |  | Mini-Splits(Ducted) | MTIM-12HWFN10-M1-D |  | 9000 | 21.4 | 12.5 | 10000 | 11200 | 112% | 1.89 | 0 | 13.4 |  |  |  | No | R-454B | 0.75 | Residential & Commercial | Ducted CEE Tier 1
214861938 | Mini/Multi Split | MDV | HRCU-A-CB | MOX330-09HFN10-M1X |  | Mini-Splits(Ducted) | MTJ-09HWFN10-M1-D |  | 9000 | 20.5 | 13.8 | 9900 | 11900 | 120.2% | 1.85 | 0 | 14 |  |  |  | No | R-454B | 0.75 | Residential & Commercial | Ducted CEE Tier 1
214861939 | Mini/Multi Split | MDV | HRCU-A-CB | MOX330-09HFN10-M1X |  | Mini-Splits(Ducted) | MTJM-12HWFN10-M1-D |  | 9000 | 20.5 | 13.8 | 9900 | 11900 | 120.2% | 1.85 | 0 | 14 |  |  |  | No | R-454B | 0.75 | Residential & Commercial | Ducted CEE Tier 1
214861940 | Mini/Multi Split | MDV | HRCU-A-CB | MOX330-12HFN10-M1X |  | Mini-Splits(Ducted) | MTIM-12HWFN10-M1-D |  | 12000 | 20 | 10 | 12500 | 11800 | 94.4% | 1.9 | 0 | 12 |  |  |  | No | R-454B | 1 | Residential & Commercial | Ducted CEE Tier 1
214861941 | Mini/Multi Split | MDV | HRCU-A-CB | MOX330-12HFN10-M1X |  | Mini-Splits(Ducted) | MTJM-12HWFN10-M1-D |  | 12000 | 20 | 10.6 | 12000 | 12000 | 100% | 1.95 | 0 | 12 |  |  |  | No | R-454B | 1 | Residential & Commercial | Ducted CEE Tier 1
214861942 | Mini/Multi Split | MDV | HRCU-A-CB | MOX430-18HFN10-M1X |  | Mini-Splits(Ducted) | MTI-18HWFN10-M1-D |  | 17000 | 18 | 10.5 | 19000 | 18000 | 94.74% | 2 | 0 | 12 |  |  |  | No | R-454B | 1.4167 | Residential & Commercial | Ducted CEE Tier 1
214861943 | Mini/Multi Split | MDV | HRCU-A-CB | MOX430-18HFN10-M1X |  | Mini-Splits(Ducted) | MTJ-18HWFN10-M1-D |  | 17500 | 18.4 | 11.1 | 19500 | 18000 | 92.31% | 2.1 | 0 | 12 |  |  |  | No | R-454B | 1.4583 | Residential & Commercial | Ducted CEE Tier 1
214861944 | Mini/Multi Split | MDV | HRCU-A-CB | MOD30-24HFN10-M1X |  | Mini-Splits(Ducted) | MTJ-24HWFN10-M1-D |  | 24000 | 19 | 11.7 | 26000 | 24000 | 92.31% | 2.18 | 0 | 12 |  |  |  | No | R-454B | 2 | Residential & Commercial | Ducted CEE Tier 1
214861945 | Mini/Multi Split | MDV | HRCU-A-CB | MOX230-09HFN10-M1 |  | Mini-Splits(Ducted) | MTI-09HWFN10-M1-D |  | 9000 | 19.5 | 11 | 10000 | 8600 | 86% | 2.25 | 0 | 12.8 |  |  |  | No | R-454B | 0.75 | Residential & Commercial | Ducted CEE Tier 1
214861946 | Mini/Multi Split | MDV | HRCU-A-CB | MOX230-09HFN10-M1 |  | Mini-Splits(Ducted) | MTIM-12HWFN10-M1-D |  | 9000 | 19.5 | 11 | 10000 | 8600 | 86% | 2.25 | 0 | 12.8 |  |  |  | No | R-454B | 0.75 | Residential & Commercial | Ducted CEE Tier 1
214861947 | Mini/Multi Split | MDV | HRCU-A-CB | MOX230-09HFN10-M1 |  | Mini-Splits(Ducted) | MTJ-09HWFN10-M1-D |  | 9000 | 19.7 | 11.5 | 10000 | 8300 | 83% | 2.31 | 0 | 13 |  |  |  | No | R-454B | 0.75 | Residential & Commercial | Ducted CEE Tier 1
214861948 | Mini/Multi Split | MDV | HRCU-A-CB | MOX230-09HFN10-M1 |  | Mini-Splits(Ducted) | MTJM-12HWFN10-M1-D |  | 9000 | 19.7 | 11.5 | 10000 | 8300 | 83% | 2.31 | 0 | 13 |  |  |  | No | R-454B | 0.75 | Residential & Commercial | Ducted CEE Tier 1
214861949 | Mini/Multi Split | MDV | HRCU-A-CB | MOX230-12HFN10-M1 |  | Mini-Splits(Ducted) | MTIM-12HWFN10-M1-D |  | 11500 | 19 | 10.2 | 12000 | 8800 | 73.33% | 2.25 | 0 | 11.7 |  |  |  | No | R-454B | 0.95833 | Residential & Commercial | Ducted CEE Tier 1
214861950 | Mini/Multi Split | MDV | HRCU-A-CB | MOX230-12HFN10-M1 |  | Mini-Splits(Ducted) | MTJM-12HWFN10-M1-D |  | 12000 | 19.5 | 10.5 | 12000 | 8900 | 74.17% | 2.44 | 0 | 12 |  |  |  | No | R-454B | 1 | Residential & Commercial | Ducted CEE Tier 1
214861951 | Mini/Multi Split | MDV | HRCU-A-CB | MOX430-18HFN10-M1 |  | Mini-Splits(Ducted) | MTI-18HWFN10-M1-D |  | 17000 | 20 | 10.5 | 20000 | 14000 | 70% | 2.2 | 0 | 12.5 |  |  |  | No | R-454B | 1.4167 | Residential & Commercial | Ducted CEE Tier 1
214861952 | Mini/Multi Split | MDV | HRCU-A-CB | MOX430-18HFN10-M1 |  | Mini-Splits(Ducted) | MTJ-18HWFN10-M1-D |  | 17500 | 20 | 11.3 | 20000 | 14200 | 71% | 2.4 | 0 | 13.3 |  |  |  | No | R-454B | 1.4583 | Residential & Commercial | Ducted CEE Tier 1
214861953 | Mini/Multi Split | MDV | HRCU-A-CB | MOD30-24HFN10-M1 |  | Mini-Splits(Ducted) | MTJ-24HWFN10-M1-D |  | 24000 | 19 | 11 | 25000 | 19000 | 76% | 2.3 | 0 | 12.5 |  |  |  | No | R-454B | 2 | Residential & Commercial | Ducted CEE Tier 1
214861954 | Mini/Multi Split | MDV | HRCU-A-CB | MOX630-36HFN10-M2X |  | Mini-Splits(Ducted) | MTJ-36HWFN10-M2-D |  | 36000 | 17.7 | 11.1 | 42000 | 37600 | 89.52% | 2.1 | 0 | 12 |  |  |  | No | R-454B | 3 | Residential & Commercial | Ducted CEE Tier 1
214861955 | Mini/Multi Split | MDV | HRCU-A-CB | MOE30-48HFN10-M2X |  | Mini-Splits(Ducted) | MTJ-48HWFN10-M2-D |  | 48000 | 16.7 | 10.8 | 52000 | 47500 | 91.35% | 2 | 0 | 10.4 |  |  |  | No | R-454B | 4 | Residential & Commercial | Ducted CEE Tier 1
214861957 | Mini/Multi Split | MDV | HRCU-A-CB | MOE30-48HFN10-M2 |  | Mini-Splits(Ducted) | MTJ-48HWFN10-M2-D |  | 48000 | 17.1 | 9.8 | 50000 | 38000 | 76% | 2 | 0 | 10 |  |  |  | No | R-454B | 4 | Residential & Commercial | Ducted CEE Tier 1
215560267 | Mini/Multi Split | BOREAL | HRCU-A-CB | KUL09HPJ132OA |  | Mini-Splits(Ducted) | DUC09HPJ132IA |  | 9100 | 22 | 9.2 | 10500 | 9500 | 90.48% | 2.15 | 0 | 14.2 |  |  |  | No | R-32 | 0.75833 | Residential & Commercial | Ducted CEE Tier 1
215560268 | Mini/Multi Split | BOREAL | HRCU-A-CB | KUL12HPJ132OA |  | Mini-Splits(Ducted) | DUC12HPJ132IA |  | 12000 | 21 | 9 | 12000 | 10500 | 87.5% | 1.9 | 0 | 13 |  |  |  | No | R-32 | 1 | Residential & Commercial | Ducted CEE Tier 1
212578843 | Mini/Multi Split | LG | HRCU-A-CB | LUU240HV |  | Mini-Splits(Ducted) | LHN248HV1 |  | 23000 | 18.5 | 10.4 | 27000 | 24000 | 88.89% | 2.1 | 0 | 11.8 |  |  |  | No | R-410A | 1.9167 | Residential & Commercial | Ducted CEE Tier 1
212578844 | Mini/Multi Split | LG | HRCU-A-CB | LUU180HV |  | Mini-Splits(Ducted) | LHN188HV1 |  | 18000 | 17.8 | 9.9 | 20000 | 16000 | 80% | 1.9 | 0 | 12.6 |  |  |  | No | R-410A | 1.5 | Residential & Commercial | Ducted CEE Tier 1
212578845 | Mini/Multi Split | LG | HRCU-A-CB | LUU120HV |  | Mini-Splits(Ducted) | LHN128HV1 |  | 12000 | 16 | 10.5 | 15000 | 11000 | 73.33% | 2.3 | 0 | 11.7 |  |  |  | No | R-410A | 1 | Residential & Commercial | Ducted CEE Tier 1
212578846 | Mini/Multi Split | LG | HRCU-A-CB | LUU090HV |  | Mini-Splits(Ducted) | LHN098HV1 |  | 9000 | 16 | 10.4 | 13500 | 11000 | 81.48% | 2.3 | 0 | 11.8 |  |  |  | No | R-410A | 0.75 | Residential & Commercial | Ducted CEE Tier 1
212578847 | Mini/Multi Split | LG | HRCU-A-CB | LUU240HHV |  | Mini-Splits(Ducted) | LHN248HV1 |  | 23000 | 16.75 | 9.4 | 27000 | 27400 | 101.5% | 1.8 | 0 | 11.8 |  |  |  | No | R-410A | 1.9167 | Residential & Commercial | Ducted CEE Tier 1
216054319 | Mini/Multi Split | HISENSE | HRCU-A-CB | AUW-36U3TW1 |  | Mini-Splits(Ducted) | AUD-36UX3TEH1 |  | 33000 | 18.5 | 9 | 36000 | 36000 | 100% | 2 | 0 | 11.7 |  |  |  | No | R-454B | 2.75 | Residential & Commercial | Ducted CEE Tier 1
216046626 | Mini/Multi Split | ELIOS | HRCU-A-CB | ESHEA09C2AN1 |  | Mini-Splits(Ducted) | GDHRA09C2AS1 |  | 9000 | 19.7 | 11.5 | 10000 | 8300 | 83% | 2.31 | 0 | 13 |  |  |  | No | R-454B | 0.75 | Residential & Commercial | Ducted CEE Tier 1
216046627 | Mini/Multi Split | ELIOS | HRCU-A-CB | ESHEA12C2AN1 |  | Mini-Splits(Ducted) | GDHRA12C2AS1 |  | 12000 | 19.5 | 10.5 | 12000 | 8900 | 74.17% | 2.44 | 0 | 12 |  |  |  | No | R-454B | 1 | Residential & Commercial | Ducted CEE Tier 1
216046628 | Mini/Multi Split | ELIOS | HRCU-A-CB | ESHEA18C2AN1 |  | Mini-Splits(Ducted) | GDHRA18C2AS1 |  | 17500 | 20 | 11.3 | 20000 | 14200 | 71% | 2.4 | 0 | 13.3 |  |  |  | No | R-454B | 1.4583 | Residential & Commercial | Ducted CEE Tier 1
216046629 | Mini/Multi Split | ELIOS | HRCU-A-CB | ESHEA24C2AN1 |  | Mini-Splits(Ducted) | GDHRA24C2AS1 |  | 24000 | 19 | 11 | 25000 | 19000 | 76% | 2.3 | 0 | 12.5 |  |  |  | No | R-454B | 2 | Residential & Commercial | Ducted CEE Tier 1
216046631 | Mini/Multi Split | ELIOS | HRCU-A-CB | ESHUA48R2AN1 |  | Mini-Splits(Ducted) | GDHLA48R2AS1 |  | 48000 | 17.1 | 9.8 | 50000 | 38000 | 76% | 2 | 0 | 10 |  |  |  | No | R-454B | 4 | Residential & Commercial | Ducted CEE Tier 1
216032559 | Mini/Multi Split | MRCOOL | HRCU-A-CB | O-HH-09-HP-C-230C-O |  | Mini-Splits(Ducted) | DUCT-09HP-230B-O |  | 9000 | 21.4 | 12.5 | 10000 | 11200 | 112% | 1.89 | 0 | 13.4 |  |  |  | No | R-454B | 0.75 | Residential & Commercial | Ducted CEE Tier 1
216032562 | Mini/Multi Split | MRCOOL | HRCU-A-CB | O-HH-12-HP-C-230C-O |  | Mini-Splits(Ducted) | DUCT-12HP-230B-O |  | 12000 | 20 | 10 | 12500 | 11800 | 94.4% | 1.9 | 0 | 12 |  |  |  | No | R-454B | 1 | Residential & Commercial | Ducted CEE Tier 1
216032565 | Mini/Multi Split | MRCOOL | HRCU-A-CB | O-HH-18-HP-C-230C-O |  | Mini-Splits(Ducted) | DUCT-18HP-230B-O |  | 17000 | 18 | 10.5 | 19000 | 18000 | 94.74% | 2 | 0 | 12 |  |  |  | No | R-454B | 1.4167 | Residential & Commercial | Ducted CEE Tier 1
216032568 | Mini/Multi Split | MRCOOL | HRCU-A-CB | O-HH-24-HP-C-230C-O |  | Mini-Splits(Ducted) | DUCT-24HP-230B-O |  | 24000 | 19 | 11.7 | 26000 | 24000 | 92.31% | 2.18 | 0 | 12 |  |  |  | No | R-454B | 2 | Residential & Commercial | Ducted CEE Tier 1
216032571 | Mini/Multi Split | MRCOOL | HRCU-A-CB | O-ES-09-HP-C-230C-O |  | Mini-Splits(Ducted) | DUCT-09HP-230B-O |  | 9000 | 19.5 | 11 | 10000 | 8600 | 86% | 2.25 | 0 | 12.8 |  |  |  | No | R-454B | 0.75 | Residential & Commercial | Ducted CEE Tier 1
216032574 | Mini/Multi Split | MRCOOL | HRCU-A-CB | O-ES-12-HP-C-230C-O |  | Mini-Splits(Ducted) | DUCT-12HP-230B-O |  | 11500 | 19 | 10.2 | 12000 | 8800 | 73.33% | 2.25 | 0 | 11.7 |  |  |  | No | R-454B | 0.95833 | Residential & Commercial | Ducted CEE Tier 1
216032577 | Mini/Multi Split | MRCOOL | HRCU-A-CB | O-ES-18-HP-C-230C-O |  | Mini-Splits(Ducted) | DUCT-18HP-230B-O |  | 17000 | 20 | 10.5 | 20000 | 14000 | 70% | 2.2 | 0 | 12.5 |  |  |  | No | R-454B | 1.4167 | Residential & Commercial | Ducted CEE Tier 1
216032580 | Mini/Multi Split | MRCOOL | HRCU-A-CB | O-ES-24-HP-C-230C-O |  | Mini-Splits(Ducted) | DUCT-24HP-230B-O |  | 24000 | 19 | 11 | 25000 | 19000 | 76% | 2.3 | 0 | 12.5 |  |  |  | No | R-454B | 2 | Residential & Commercial | Ducted CEE Tier 1
216032277 | Mini/Multi Split | 1HVAC | HRCU-A-CB | ACIQ-48ZPL-HP230C |  | Mini-Splits(Ducted) | ACIQ-48CC-HH-MC |  | 48000 | 16.7 | 10.8 | 52000 | 47500 | 91.35% | 2 | 0 | 10.4 |  |  |  | No | R-454B | 4 | Residential & Commercial | Ducted CEE Tier 1
216032278 | Mini/Multi Split | 1HVAC | HRCU-A-CB | ACIQ-09ZPL-HP230C |  | Mini-Splits(Ducted) | ACIQ-09CD-HH-MC |  | 9000 | 20.5 | 13.8 | 9900 | 11900 | 120.2% | 1.85 | 0 | 14 |  |  |  | No | R-454B | 0.75 | Residential & Commercial | Ducted CEE Tier 1
216032279 | Mini/Multi Split | 1HVAC | HRCU-A-CB | ACIQ-12ZPL-HP230C |  | Mini-Splits(Ducted) | ACIQ-12CD-HH-MC |  | 12000 | 20 | 10.6 | 12000 | 12000 | 100% | 1.95 | 0 | 12 |  |  |  | No | R-454B | 1 | Residential & Commercial | Ducted CEE Tier 1
216032280 | Mini/Multi Split | 1HVAC | HRCU-A-CB | ACIQ-18ZPL-HP230C |  | Mini-Splits(Ducted) | ACIQ-18CD-HH-MC |  | 17500 | 18.4 | 11.1 | 19500 | 18000 | 92.31% | 2.1 | 0 | 12 |  |  |  | No | R-454B | 1.4583 | Residential & Commercial | Ducted CEE Tier 1
216032281 | Mini/Multi Split | 1HVAC | HRCU-A-CB | ACIQ-24ZPL-HP230C |  | Mini-Splits(Ducted) | ACIQ-24CD-HH-MC |  | 24000 | 19 | 11.7 | 26000 | 24000 | 92.31% | 2.18 | 0 | 12 |  |  |  | No | R-454B | 2 | Residential & Commercial | Ducted CEE Tier 1
216032282 | Mini/Multi Split | 1HVAC | HRCU-A-CB | ACIQ-36ZPL-HP230C |  | Mini-Splits(Ducted) | ACIQ-36CD-HH-MC |  | 36000 | 17.7 | 11.1 | 42000 | 37600 | 89.52% | 2.1 | 0 | 12 |  |  |  | No | R-454B | 3 | Residential & Commercial | Ducted CEE Tier 1
216032283 | Mini/Multi Split | 1HVAC | HRCU-A-CB | ACIQ-48ZPL-HP230C |  | Mini-Splits(Ducted) | ACIQ-48CD-HH-MC |  | 48000 | 16.7 | 10.8 | 52000 | 47500 | 91.35% | 2 | 0 | 10.4 |  |  |  | No | R-454B | 4 | Residential & Commercial | Ducted CEE Tier 1
216032284 | Mini/Multi Split | 1HVAC | HRCU-A-CB | ACIQ-60ZPL-HP230C |  | Mini-Splits(Ducted) | ACIQ-60CD-HH-MC |  | 55000 | 15.8 | 10.4 | 60000 | 53500 | 89.17% | 2.1 | 0 | 10.2 |  |  |  | No | R-454B | 4.5833 | Residential & Commercial | Ducted CEE Tier 1
216031046 | Mini/Multi Split | MOOVAIR | HRCU-A-CB | MSHEA09C2AN1 |  | Mini-Splits(Ducted) | GDHRA09C2AS1 |  | 9000 | 19.7 | 11.5 | 10000 | 8300 | 83% | 2.31 | 0 | 13 |  |  |  | No | R-454B | 0.75 | Residential & Commercial | Ducted CEE Tier 1
216031047 | Mini/Multi Split | MOOVAIR | HRCU-A-CB | MSHEA12C2AN1 |  | Mini-Splits(Ducted) | GDHRA12C2AS1 |  | 12000 | 19.5 | 10.5 | 12000 | 8900 | 74.17% | 2.44 | 0 | 12 |  |  |  | No | R-454B | 1 | Residential & Commercial | Ducted CEE Tier 1
216031048 | Mini/Multi Split | MOOVAIR | HRCU-A-CB | MSHEA18C2AN1 |  | Mini-Splits(Ducted) | GDHRA18C2AS1 |  | 17500 | 20 | 11.3 | 20000 | 14200 | 71% | 2.4 | 0 | 13.3 |  |  |  | No | R-454B | 1.4583 | Residential & Commercial | Ducted CEE Tier 1
216031049 | Mini/Multi Split | MOOVAIR | HRCU-A-CB | MSHEA24C2AN1 |  | Mini-Splits(Ducted) | GDHRA24C2AS1 |  | 24000 | 19 | 11 | 25000 | 19000 | 76% | 2.3 | 0 | 12.5 |  |  |  | No | R-454B | 2 | Residential & Commercial | Ducted CEE Tier 1
216031050 | Mini/Multi Split | MOOVAIR | HRCU-A-CB | MSHMA09C2AN1 |  | Mini-Splits(Ducted) | GDHRA09C2AS1 |  | 9000 | 20.5 | 13.8 | 9900 | 11900 | 120.2% | 1.85 | 0 | 14 |  |  |  | No | R-454B | 0.75 | Residential & Commercial | Ducted CEE Tier 1
216031051 | Mini/Multi Split | MOOVAIR | HRCU-A-CB | MSHMA12C2AN1 |  | Mini-Splits(Ducted) | GDHRA12C2AS1 |  | 12000 | 20 | 10.6 | 12000 | 12000 | 100% | 1.95 | 0 | 12 |  |  |  | No | R-454B | 1 | Residential & Commercial | Ducted CEE Tier 1
216031052 | Mini/Multi Split | MOOVAIR | HRCU-A-CB | MSHMA18C2AN1 |  | Mini-Splits(Ducted) | GDHRA18C2AS1 |  | 17500 | 18.4 | 11.1 | 19500 | 18000 | 92.31% | 2.1 | 0 | 12 |  |  |  | No | R-454B | 1.4583 | Residential & Commercial | Ducted CEE Tier 1
216031053 | Mini/Multi Split | MOOVAIR | HRCU-A-CB | MSHMA24C2AN1 |  | Mini-Splits(Ducted) | GDHRA24C2AS1 |  | 24000 | 19 | 11.7 | 26000 | 24000 | 92.31% | 2.18 | 0 | 12 |  |  |  | No | R-454B | 2 | Residential & Commercial | Ducted CEE Tier 1
216032343 | Mini/Multi Split | ACIQ | HRCU-A-CB | ACIQ-48ZPL-HP230C |  | Mini-Splits(Ducted) | ACIQ-48CC-HH-MC |  | 48000 | 16.7 | 10.8 | 52000 | 47500 | 91.35% | 2 | 0 | 10.4 |  |  |  | No | R-454B | 4 | Residential & Commercial | Ducted CEE Tier 1
216032344 | Mini/Multi Split | ACIQ | HRCU-A-CB | ACIQ-09ZPL-HP230C |  | Mini-Splits(Ducted) | ACIQ-09CD-HH-MC |  | 9000 | 20.5 | 13.8 | 9900 | 11900 | 120.2% | 1.85 | 0 | 14 |  |  |  | No | R-454B | 0.75 | Residential & Commercial | Ducted CEE Tier 1
216032345 | Mini/Multi Split | ACIQ | HRCU-A-CB | ACIQ-12ZPL-HP230C |  | Mini-Splits(Ducted) | ACIQ-12CD-HH-MC |  | 12000 | 20 | 10.6 | 12000 | 12000 | 100% | 1.95 | 0 | 12 |  |  |  | No | R-454B | 1 | Residential & Commercial | Ducted CEE Tier 1
216032346 | Mini/Multi Split | ACIQ | HRCU-A-CB | ACIQ-18ZPL-HP230C |  | Mini-Splits(Ducted) | ACIQ-18CD-HH-MC |  | 17500 | 18.4 | 11.1 | 19500 | 18000 | 92.31% | 2.1 | 0 | 12 |  |  |  | No | R-454B | 1.4583 | Residential & Commercial | Ducted CEE Tier 1
216032347 | Mini/Multi Split | ACIQ | HRCU-A-CB | ACIQ-24ZPL-HP230C |  | Mini-Splits(Ducted) | ACIQ-24CD-HH-MC |  | 24000 | 19 | 11.7 | 26000 | 24000 | 92.31% | 2.18 | 0 | 12 |  |  |  | No | R-454B | 2 | Residential & Commercial | Ducted CEE Tier 1
216032348 | Mini/Multi Split | ACIQ | HRCU-A-CB | ACIQ-36ZPL-HP230C |  | Mini-Splits(Ducted) | ACIQ-36CD-HH-MC |  | 36000 | 17.7 | 11.1 | 42000 | 37600 | 89.52% | 2.1 | 0 | 12 |  |  |  | No | R-454B | 3 | Residential & Commercial | Ducted CEE Tier 1
216032349 | Mini/Multi Split | ACIQ | HRCU-A-CB | ACIQ-48ZPL-HP230C |  | Mini-Splits(Ducted) | ACIQ-48CD-HH-MC |  | 48000 | 16.7 | 10.8 | 52000 | 47500 | 91.35% | 2 | 0 | 10.4 |  |  |  | No | R-454B | 4 | Residential & Commercial | Ducted CEE Tier 1
216032350 | Mini/Multi Split | ACIQ | HRCU-A-CB | ACIQ-60ZPL-HP230C |  | Mini-Splits(Ducted) | ACIQ-60CD-HH-MC |  | 55000 | 15.8 | 10.4 | 60000 | 53500 | 89.17% | 2.1 | 0 | 10.2 |  |  |  | No | R-454B | 4.5833 | Residential & Commercial | Ducted CEE Tier 1
216027628 | Mini/Multi Split | Capella | HRCU-A-CB | CPPB-H09A-O |  | Mini-Splits(Ducted) | SFCB1-H09A-I |  | 9000 | 20.5 | 13.8 | 9900 | 11900 | 120.2% | 1.85 | 0 | 14 |  |  |  | No | R-454B | 0.75 | Residential & Commercial | Ducted CEE Tier 1
216027629 | Mini/Multi Split | Capella | HRCU-A-CB | CPPB-H12A-O |  | Mini-Splits(Ducted) | SFCB1-H12A-I |  | 12000 | 20 | 10.6 | 12000 | 12000 | 100% | 1.95 | 0 | 12 |  |  |  | No | R-454B | 1 | Residential & Commercial | Ducted CEE Tier 1
216027630 | Mini/Multi Split | Capella | HRCU-A-CB | CPPB-H18A-O |  | Mini-Splits(Ducted) | SFCB1-H18A-I |  | 17500 | 18.4 | 11.1 | 19500 | 18000 | 92.31% | 2.1 | 0 | 12 |  |  |  | No | R-454B | 1.4583 | Residential & Commercial | Ducted CEE Tier 1
216027631 | Mini/Multi Split | Capella | HRCU-A-CB | CPPB-H24A-O |  | Mini-Splits(Ducted) | SFCB1-H24A-I |  | 24000 | 19 | 11.7 | 26000 | 24000 | 92.31% | 2.18 | 0 | 12 |  |  |  | No | R-454B | 2 | Residential & Commercial | Ducted CEE Tier 1
216021067 | Mini/Multi Split | Daizuki | HRCU-A-CB | DXLC-0923-1Z |  | Mini-Splits(Ducted) | DXFU09E426-20 |  | 9000 | 19.2 | 10.2 | 10000 | 8000 | 80% | 2.1 | 13.5 | 12.5 |  |  |  | No | R-410A | 0.75 | Residential & Commercial | Ducted CEE Tier 1
216021068 | Mini/Multi Split | Daizuki | HRCU-A-CB | DXLC-1223-1Z |  | Mini-Splits(Ducted) | DXFU12E426-21 |  | 11500 | 19 | 10.3 | 12000 | 8400 | 70% | 2.26 | 12.5 | 11.7 |  |  |  | No | R-410A | 0.95833 | Residential & Commercial | Ducted CEE Tier 1
216021070 | Mini/Multi Split | Daizuki | HRCU-A-CB | DXLC-2423-1Z |  | Mini-Splits(Ducted) | DXFU24E426-21 |  | 23000 | 19 | 11.2 | 25000 | 20000 | 80% | 2.3 | 12.6 | 12.5 |  |  |  | No | R-410A | 1.9167 | Residential & Commercial | Ducted CEE Tier 1
216010672 | Mini/Multi Split | GUARDIAN | HRCU-A-CB | UPC36CN23STG1 |  | Mini-Splits(Ducted) | JHE36B5CD2SS1 |  | 36000 | 18 | 9.5 | 42000 | 36000 | 85.71% | 1.92 | 0 | 11.7 |  |  |  | No | R-454B | 3 | Residential & Commercial | Ducted CEE Tier 1
216010673 | Mini/Multi Split | GUARDIAN | HRCU-A-CB | UPC48CN23STG1 |  | Mini-Splits(Ducted) | JHE48C5CG2SS1 |  | 48000 | 18 | 9.5 | 55000 | 48000 | 87.27% | 1.92 | 0 | 12 |  |  |  | No | R-454B | 4 | Residential & Commercial | Ducted CEE Tier 1
216082334 | Mini/Multi Split | Stelpro | HRCU-A-CB | SEPB-H09A-O |  | Mini-Splits(Ducted) | SFCB1-H09A-I |  | 9000 | 20.5 | 13.8 | 9900 | 11900 | 120.2% | 1.85 | 0 | 14 |  |  |  | No | R-454B | 0.75 | Residential & Commercial | Ducted CEE Tier 1
216082335 | Mini/Multi Split | Stelpro | HRCU-A-CB | SEPB-H12A-O |  | Mini-Splits(Ducted) | SFCB1-H12A-I |  | 12000 | 20 | 10.6 | 12000 | 12000 | 100% | 1.95 | 0 | 12 |  |  |  | No | R-454B | 1 | Residential & Commercial | Ducted CEE Tier 1
216082337 | Mini/Multi Split | Stelpro | HRCU-A-CB | SEPB-H18A-O |  | Mini-Splits(Ducted) | SFCB1-H18A-I |  | 17500 | 18.4 | 11.1 | 19500 | 18000 | 92.31% | 2.1 | 0 | 12 |  |  |  | No | R-454B | 1.4583 | Residential & Commercial | Ducted CEE Tier 1
216082339 | Mini/Multi Split | Stelpro | HRCU-A-CB | SEPB-H24A-O |  | Mini-Splits(Ducted) | SFCB1-H24A-I |  | 24000 | 19 | 11.7 | 26000 | 24000 | 92.31% | 2.18 | 0 | 12 |  |  |  | No | R-454B | 2 | Residential & Commercial | Ducted CEE Tier 1
216091611 | Mini/Multi Split | CARRIER | HRCU-A-CB | DLCSRBH18AAK |  | Mini-Splits(Ducted) | 40MBDQ18---3 |  | 17000 | 18 | 9.5 | 19000 | 17700 | 93.16% | 1.85 | 12.5 | 11.7 |  |  |  | No | R-410A | 1.4167 | Residential & Commercial | Ducted CEE Tier 1
216091613 | Mini/Multi Split | CARRIER | HRCU-A-CB | DLCSRBH18AAK |  | Mini-Splits(Ducted) | 40MBDAQ18XH3 |  | 17500 | 18 | 10.8 | 19000 | 18000 | 94.74% | 2.2 | 0 | 12.1 |  |  |  | No | R-410A | 1.4583 | Residential & Commercial | Ducted CEE Tier 1
216091619 | Mini/Multi Split | BRYANT | HRCU-A-CB | DLCSRBH18AAK |  | Mini-Splits(Ducted) | 40MBDQ18---3 |  | 17000 | 18 | 9.5 | 19000 | 17700 | 93.16% | 1.85 | 12.5 | 11.7 |  |  |  | No | R-410A | 1.4167 | Residential & Commercial | Ducted CEE Tier 1
216091621 | Mini/Multi Split | BRYANT | HRCU-A-CB | DLCSRBH18AAK |  | Mini-Splits(Ducted) | 40MBDAQ18XH3 |  | 17500 | 18 | 10.8 | 19000 | 18000 | 94.74% | 2.2 | 0 | 12.1 |  |  |  | No | R-410A | 1.4583 | Residential & Commercial | Ducted CEE Tier 1
216091654 | Mini/Multi Split | ARCOAIRE | HRCU-A-CB | DLCSRBH18AAK |  | Mini-Splits(Ducted) | 40MBDQ18---3 |  | 17000 | 18 | 9.5 | 19000 | 17700 | 93.16% | 1.85 | 12.5 | 11.7 |  |  |  | No | R-410A | 1.4167 | Residential & Commercial | Ducted CEE Tier 1
216091656 | Mini/Multi Split | COMFORTMAKER | HRCU-A-CB | DLCSRBH18AAK |  | Mini-Splits(Ducted) | 40MBDQ18---3 |  | 17000 | 18 | 9.5 | 19000 | 17700 | 93.16% | 1.85 | 12.5 | 11.7 |  |  |  | No | R-410A | 1.4167 | Residential & Commercial | Ducted CEE Tier 1
216091657 | Mini/Multi Split | DAY & NIGHT | HRCU-A-CB | DLCSRBH18AAK |  | Mini-Splits(Ducted) | 40MBDQ18---3 |  | 17000 | 18 | 9.5 | 19000 | 17700 | 93.16% | 1.85 | 12.5 | 11.7 |  |  |  | No | R-410A | 1.4167 | Residential & Commercial | Ducted CEE Tier 1
216091659 | Mini/Multi Split | HEIL | HRCU-A-CB | DLCSRBH18AAK |  | Mini-Splits(Ducted) | 40MBDQ18---3 |  | 17000 | 18 | 9.5 | 19000 | 17700 | 93.16% | 1.85 | 12.5 | 11.7 |  |  |  | No | R-410A | 1.4167 | Residential & Commercial | Ducted CEE Tier 1
216091661 | Mini/Multi Split | KEEPRITE | HRCU-A-CB | DLCSRBH18AAK |  | Mini-Splits(Ducted) | 40MBDQ18---3 |  | 17000 | 18 | 9.5 | 19000 | 17700 | 93.16% | 1.85 | 12.5 | 11.7 |  |  |  | No | R-410A | 1.4167 | Residential & Commercial | Ducted CEE Tier 1
216091662 | Mini/Multi Split | MIDEA | HRCU-A-CB | DLCSRBH18AAK |  | Mini-Splits(Ducted) | 40MBDQ18---3 |  | 17000 | 18 | 9.5 | 19000 | 17700 | 93.16% | 1.85 | 12.5 | 11.7 |  |  |  | No | R-410A | 1.4167 | Residential & Commercial | Ducted CEE Tier 1
216091663 | Mini/Multi Split | TEMPSTAR | HRCU-A-CB | DLCSRBH18AAK |  | Mini-Splits(Ducted) | 40MBDQ18---3 |  | 17000 | 18 | 9.5 | 19000 | 17700 | 93.16% | 1.85 | 12.5 | 11.7 |  |  |  | No | R-410A | 1.4167 | Residential & Commercial | Ducted CEE Tier 1
216091665 | Mini/Multi Split | SMART COMFORT | HRCU-A-CB | DLCSRBH18AAK |  | Mini-Splits(Ducted) | 40MBDQ18---3 |  | 17000 | 18 | 9.5 | 19000 | 17700 | 93.16% | 1.85 | 12.5 | 11.7 |  |  |  | No | R-410A | 1.4167 | Residential & Commercial | Ducted CEE Tier 1
216091666 | Mini/Multi Split | AIRQUEST | HRCU-A-CB | DLCSRBH18AAK |  | Mini-Splits(Ducted) | 40MBDQ18---3 |  | 17000 | 18 | 9.5 | 19000 | 17700 | 93.16% | 1.85 | 12.5 | 11.7 |  |  |  | No | R-410A | 1.4167 | Residential & Commercial | Ducted CEE Tier 1
216091668 | Mini/Multi Split | ARCOAIRE | HRCU-A-CB | DLCSRBH18AAK |  | Mini-Splits(Ducted) | 40MBDAQ18XH3 |  | 17500 | 18 | 10.8 | 19000 | 18000 | 94.74% | 2.2 | 0 | 12.1 |  |  |  | No | R-410A | 1.4583 | Residential & Commercial | Ducted CEE Tier 1
216091669 | Mini/Multi Split | COMFORTMAKER | HRCU-A-CB | DLCSRBH18AAK |  | Mini-Splits(Ducted) | 40MBDAQ18XH3 |  | 17500 | 18 | 10.8 | 19000 | 18000 | 94.74% | 2.2 | 0 | 12.1 |  |  |  | No | R-410A | 1.4583 | Residential & Commercial | Ducted CEE Tier 1
216091670 | Mini/Multi Split | DAY & NIGHT | HRCU-A-CB | DLCSRBH18AAK |  | Mini-Splits(Ducted) | 40MBDAQ18XH3 |  | 17500 | 18 | 10.8 | 19000 | 18000 | 94.74% | 2.2 | 0 | 12.1 |  |  |  | No | R-410A | 1.4583 | Residential & Commercial | Ducted CEE Tier 1
216091671 | Mini/Multi Split | HEIL | HRCU-A-CB | DLCSRBH18AAK |  | Mini-Splits(Ducted) | 40MBDAQ18XH3 |  | 17500 | 18 | 10.8 | 19000 | 18000 | 94.74% | 2.2 | 0 | 12.1 |  |  |  | No | R-410A | 1.4583 | Residential & Commercial | Ducted CEE Tier 1
216091672 | Mini/Multi Split | KEEPRITE | HRCU-A-CB | DLCSRBH18AAK |  | Mini-Splits(Ducted) | 40MBDAQ18XH3 |  | 17500 | 18 | 10.8 | 19000 | 18000 | 94.74% | 2.2 | 0 | 12.1 |  |  |  | No | R-410A | 1.4583 | Residential & Commercial | Ducted CEE Tier 1
216091673 | Mini/Multi Split | MIDEA | HRCU-A-CB | DLCSRBH18AAK |  | Mini-Splits(Ducted) | 40MBDAQ18XH3 |  | 17500 | 18 | 10.8 | 19000 | 18000 | 94.74% | 2.2 | 0 | 12.1 |  |  |  | No | R-410A | 1.4583 | Residential & Commercial | Ducted CEE Tier 1
216091674 | Mini/Multi Split | TEMPSTAR | HRCU-A-CB | DLCSRBH18AAK |  | Mini-Splits(Ducted) | 40MBDAQ18XH3 |  | 17500 | 18 | 10.8 | 19000 | 18000 | 94.74% | 2.2 | 0 | 12.1 |  |  |  | No | R-410A | 1.4583 | Residential & Commercial | Ducted CEE Tier 1
216091675 | Mini/Multi Split | SMART COMFORT | HRCU-A-CB | DLCSRBH18AAK |  | Mini-Splits(Ducted) | 40MBDAQ18XH3 |  | 17500 | 18 | 10.8 | 19000 | 18000 | 94.74% | 2.2 | 0 | 12.1 |  |  |  | No | R-410A | 1.4583 | Residential & Commercial | Ducted CEE Tier 1
216091676 | Mini/Multi Split | AIRQUEST | HRCU-A-CB | DLCSRBH18AAK |  | Mini-Splits(Ducted) | 40MBDAQ18XH3 |  | 17500 | 18 | 10.8 | 19000 | 18000 | 94.74% | 2.2 | 0 | 12.1 |  |  |  | No | R-410A | 1.4583 | Residential & Commercial | Ducted CEE Tier 1
216091688 | Mini/Multi Split | CARRIER | HRCU-A-CB | DLCSRBH24AAK |  | Mini-Splits(Ducted) | 40MBDQ24---3 |  | 24000 | 19.2 | 10.5 | 25000 | 27000 | 108% | 2 | 12.5 | 12 |  |  |  | No | R-410A | 2 | Residential & Commercial | Ducted CEE Tier 1
216091689 | Mini/Multi Split | CARRIER | HRCU-A-CB | DLCSRBH24AAK |  | Mini-Splits(Ducted) | 40MBDAQ24XH3 |  | 24000 | 19.2 | 11.1 | 25000 | 24000 | 96% | 2 | 0 | 12 |  |  |  | No | R-410A | 2 | Residential & Commercial | Ducted CEE Tier 1
216091692 | Mini/Multi Split | BRYANT | HRCU-A-CB | DLCSRBH24AAK |  | Mini-Splits(Ducted) | 40MBDQ24---3 |  | 24000 | 19.2 | 10.5 | 25000 | 27000 | 108% | 2 | 12.5 | 12 |  |  |  | No | R-410A | 2 | Residential & Commercial | Ducted CEE Tier 1
216091693 | Mini/Multi Split | BRYANT | HRCU-A-CB | DLCSRBH24AAK |  | Mini-Splits(Ducted) | 40MBDAQ24XH3 |  | 24000 | 19.2 | 11.1 | 25000 | 24000 | 96% | 2 | 0 | 12 |  |  |  | No | R-410A | 2 | Residential & Commercial | Ducted CEE Tier 1
216091712 | Mini/Multi Split | ARCOAIRE | HRCU-A-CB | DLCSRBH24AAK |  | Mini-Splits(Ducted) | 40MBDQ24---3 |  | 24000 | 19.2 | 10.5 | 25000 | 27000 | 108% | 2 | 12.5 | 12 |  |  |  | No | R-410A | 2 | Residential & Commercial | Ducted CEE Tier 1
216091713 | Mini/Multi Split | COMFORTMAKER | HRCU-A-CB | DLCSRBH24AAK |  | Mini-Splits(Ducted) | 40MBDQ24---3 |  | 24000 | 19.2 | 10.5 | 25000 | 27000 | 108% | 2 | 12.5 | 12 |  |  |  | No | R-410A | 2 | Residential & Commercial | Ducted CEE Tier 1
216091714 | Mini/Multi Split | DAY & NIGHT | HRCU-A-CB | DLCSRBH24AAK |  | Mini-Splits(Ducted) | 40MBDQ24---3 |  | 24000 | 19.2 | 10.5 | 25000 | 27000 | 108% | 2 | 12.5 | 12 |  |  |  | No | R-410A | 2 | Residential & Commercial | Ducted CEE Tier 1
216091715 | Mini/Multi Split | HEIL | HRCU-A-CB | DLCSRBH24AAK |  | Mini-Splits(Ducted) | 40MBDQ24---3 |  | 24000 | 19.2 | 10.5 | 25000 | 27000 | 108% | 2 | 12.5 | 12 |  |  |  | No | R-410A | 2 | Residential & Commercial | Ducted CEE Tier 1
216091716 | Mini/Multi Split | KEEPRITE | HRCU-A-CB | DLCSRBH24AAK |  | Mini-Splits(Ducted) | 40MBDQ24---3 |  | 24000 | 19.2 | 10.5 | 25000 | 27000 | 108% | 2 | 12.5 | 12 |  |  |  | No | R-410A | 2 | Residential & Commercial | Ducted CEE Tier 1
216091717 | Mini/Multi Split | MIDEA | HRCU-A-CB | DLCSRBH24AAK |  | Mini-Splits(Ducted) | 40MBDQ24---3 |  | 24000 | 19.2 | 10.5 | 25000 | 27000 | 108% | 2 | 12.5 | 12 |  |  |  | No | R-410A | 2 | Residential & Commercial | Ducted CEE Tier 1
216091718 | Mini/Multi Split | TEMPSTAR | HRCU-A-CB | DLCSRBH24AAK |  | Mini-Splits(Ducted) | 40MBDQ24---3 |  | 24000 | 19.2 | 10.5 | 25000 | 27000 | 108% | 2 | 12.5 | 12 |  |  |  | No | R-410A | 2 | Residential & Commercial | Ducted CEE Tier 1
216091719 | Mini/Multi Split | SMART COMFORT | HRCU-A-CB | DLCSRBH24AAK |  | Mini-Splits(Ducted) | 40MBDQ24---3 |  | 24000 | 19.2 | 10.5 | 25000 | 27000 | 108% | 2 | 12.5 | 12 |  |  |  | No | R-410A | 2 | Residential & Commercial | Ducted CEE Tier 1
216091720 | Mini/Multi Split | AIRQUEST | HRCU-A-CB | DLCSRBH24AAK |  | Mini-Splits(Ducted) | 40MBDQ24---3 |  | 24000 | 19.2 | 10.5 | 25000 | 27000 | 108% | 2 | 12.5 | 12 |  |  |  | No | R-410A | 2 | Residential & Commercial | Ducted CEE Tier 1
216091721 | Mini/Multi Split | ARCOAIRE | HRCU-A-CB | DLCSRBH24AAK |  | Mini-Splits(Ducted) | 40MBDAQ24XH3 |  | 24000 | 19.2 | 11.1 | 25000 | 24000 | 96% | 2 | 0 | 12 |  |  |  | No | R-410A | 2 | Residential & Commercial | Ducted CEE Tier 1
216091722 | Mini/Multi Split | COMFORTMAKER | HRCU-A-CB | DLCSRBH24AAK |  | Mini-Splits(Ducted) | 40MBDAQ24XH3 |  | 24000 | 19.2 | 11.1 | 25000 | 24000 | 96% | 2 | 0 | 12 |  |  |  | No | R-410A | 2 | Residential & Commercial | Ducted CEE Tier 1
216091723 | Mini/Multi Split | DAY & NIGHT | HRCU-A-CB | DLCSRBH24AAK |  | Mini-Splits(Ducted) | 40MBDAQ24XH3 |  | 24000 | 19.2 | 11.1 | 25000 | 24000 | 96% | 2 | 0 | 12 |  |  |  | No | R-410A | 2 | Residential & Commercial | Ducted CEE Tier 1
216091724 | Mini/Multi Split | HEIL | HRCU-A-CB | DLCSRBH24AAK |  | Mini-Splits(Ducted) | 40MBDAQ24XH3 |  | 24000 | 19.2 | 11.1 | 25000 | 24000 | 96% | 2 | 0 | 12 |  |  |  | No | R-410A | 2 | Residential & Commercial | Ducted CEE Tier 1
216091725 | Mini/Multi Split | KEEPRITE | HRCU-A-CB | DLCSRBH24AAK |  | Mini-Splits(Ducted) | 40MBDAQ24XH3 |  | 24000 | 19.2 | 11.1 | 25000 | 24000 | 96% | 2 | 0 | 12 |  |  |  | No | R-410A | 2 | Residential & Commercial | Ducted CEE Tier 1
216091726 | Mini/Multi Split | MIDEA | HRCU-A-CB | DLCSRBH24AAK |  | Mini-Splits(Ducted) | 40MBDAQ24XH3 |  | 24000 | 19.2 | 11.1 | 25000 | 24000 | 96% | 2 | 0 | 12 |  |  |  | No | R-410A | 2 | Residential & Commercial | Ducted CEE Tier 1
216091727 | Mini/Multi Split | TEMPSTAR | HRCU-A-CB | DLCSRBH24AAK |  | Mini-Splits(Ducted) | 40MBDAQ24XH3 |  | 24000 | 19.2 | 11.1 | 25000 | 24000 | 96% | 2 | 0 | 12 |  |  |  | No | R-410A | 2 | Residential & Commercial | Ducted CEE Tier 1
216091728 | Mini/Multi Split | SMART COMFORT | HRCU-A-CB | DLCSRBH24AAK |  | Mini-Splits(Ducted) | 40MBDAQ24XH3 |  | 24000 | 19.2 | 11.1 | 25000 | 24000 | 96% | 2 | 0 | 12 |  |  |  | No | R-410A | 2 | Residential & Commercial | Ducted CEE Tier 1
216091729 | Mini/Multi Split | AIRQUEST | HRCU-A-CB | DLCSRBH24AAK |  | Mini-Splits(Ducted) | 40MBDAQ24XH3 |  | 24000 | 19.2 | 11.1 | 25000 | 24000 | 96% | 2 | 0 | 12 |  |  |  | No | R-410A | 2 | Residential & Commercial | Ducted CEE Tier 1
215894265 | Mini/Multi Split | Nutech | HRCU-A-CB | NOX230-12HFN10-M1 |  | Mini-Splits(Ducted) | NTJ-12HWFN10-M1-D |  | 12000 | 19.5 | 10.5 | 12000 | 8900 | 74.17% | 2.44 | 0 | 12 |  |  |  | No | R-454B | 1 | Residential & Commercial | Ducted CEE Tier 1
215894266 | Mini/Multi Split | Nutech | HRCU-A-CB | NOX430-18HFN10-M1 |  | Mini-Splits(Ducted) | NTJ-18HWFN10-M1-D |  | 17500 | 20 | 11.3 | 20000 | 14200 | 71% | 2.4 | 0 | 13.3 |  |  |  | No | R-454B | 1.4583 | Residential & Commercial | Ducted CEE Tier 1
215894267 | Mini/Multi Split | Nutech | HRCU-A-CB | NOD30-24HFN10-M1 |  | Mini-Splits(Ducted) | NTJ-24HWFN10-M1-D |  | 24000 | 19 | 11 | 25000 | 19000 | 76% | 2.3 | 0 | 12.5 |  |  |  | No | R-454B | 2 | Residential & Commercial | Ducted CEE Tier 1
215894269 | Mini/Multi Split | Nutech | HRCU-A-CB | NOE30-48HFN10-M2 |  | Mini-Splits(Ducted) | NTJ-48HWFN10-M2-D |  | 48000 | 17.1 | 9.8 | 50000 | 38000 | 76% | 2 | 0 | 10 |  |  |  | No | R-454B | 4 | Residential & Commercial | Ducted CEE Tier 1
215866753 | Mini/Multi Split | AI AIR CONDITIONING | HRCU-A-CB | AO24-09N2-M1 |  | Mini-Splits(Ducted) | AL-09N2-M1 |  | 9000 | 19.5 | 11 | 10000 | 8600 | 86% | 2.25 | 0 | 12.8 |  |  |  | No | R-454B | 0.75 | Residential & Commercial | Ducted CEE Tier 1
215866754 | Mini/Multi Split | AI AIR CONDITIONING | HRCU-A-CB | AO24-12N2-M1 |  | Mini-Splits(Ducted) | AL-12N2-M1 |  | 11500 | 19 | 10.2 | 12000 | 8800 | 73.33% | 2.25 | 0 | 11.7 |  |  |  | No | R-454B | 0.95833 | Residential & Commercial | Ducted CEE Tier 1
215866755 | Mini/Multi Split | AI AIR CONDITIONING | HRCU-A-CB | AO24-18N2-M1 |  | Mini-Splits(Ducted) | AL-18N2-M1 |  | 17000 | 20 | 10.5 | 20000 | 14000 | 70% | 2.2 | 0 | 12.5 |  |  |  | No | R-454B | 1.4167 | Residential & Commercial | Ducted CEE Tier 1
215866756 | Mini/Multi Split | AI AIR CONDITIONING | HRCU-A-CB | AO24-09N2-M1 |  | Mini-Splits(Ducted) | AH-09N2-M1 |  | 9000 | 19.7 | 11.5 | 10000 | 8300 | 83% | 2.31 | 0 | 13 |  |  |  | No | R-454B | 0.75 | Residential & Commercial | Ducted CEE Tier 1
215866757 | Mini/Multi Split | AI AIR CONDITIONING | HRCU-A-CB | AO24-12N2-M1 |  | Mini-Splits(Ducted) | AH-12N2-M1 |  | 12000 | 19.5 | 10.5 | 12000 | 8900 | 74.17% | 2.44 | 0 | 12 |  |  |  | No | R-454B | 1 | Residential & Commercial | Ducted CEE Tier 1
215866758 | Mini/Multi Split | AI AIR CONDITIONING | HRCU-A-CB | AO24-18N2-M1 |  | Mini-Splits(Ducted) | AH-18N2-M1 |  | 17500 | 20 | 11.3 | 20000 | 14200 | 71% | 2.4 | 0 | 13.3 |  |  |  | No | R-454B | 1.4583 | Residential & Commercial | Ducted CEE Tier 1
215866759 | Mini/Multi Split | AI AIR CONDITIONING | HRCU-A-CB | AO24-24N2-M1 |  | Mini-Splits(Ducted) | AH-24N2-M1 |  | 24000 | 19 | 11 | 25000 | 19000 | 76% | 2.3 | 0 | 12.5 |  |  |  | No | R-454B | 2 | Residential & Commercial | Ducted CEE Tier 1
215866761 | Mini/Multi Split | AI AIR CONDITIONING | HRCU-A-CB | ASO24-48N2-M2 |  | Mini-Splits(Ducted) | AH-48N2-M1 |  | 48000 | 17.1 | 9.8 | 50000 | 38000 | 76% | 2 | 0 | 10 |  |  |  | No | R-454B | 4 | Residential & Commercial | Ducted CEE Tier 1
215866781 | Mini/Multi Split | AI AIR CONDITIONING | HRCU-A-CB | AO25-06N2-M1H |  | Mini-Splits(Ducted) | AL-06N2-M1 |  | 6500 | 21.4 | 13.8 | 8000 | 7800 | 97.5% | 2.4 | 0 | 14.4 |  |  |  | No | R-454B | 0.54167 | Residential & Commercial | Ducted CEE Tier 1
215866782 | Mini/Multi Split | AI AIR CONDITIONING | HRCU-A-CB | AO25-09N2-M1H |  | Mini-Splits(Ducted) | AL-09N2-M1 |  | 9000 | 21.4 | 12.5 | 10000 | 11200 | 112% | 1.89 | 0 | 13.4 |  |  |  | No | R-454B | 0.75 | Residential & Commercial | Ducted CEE Tier 1
215866783 | Mini/Multi Split | AI AIR CONDITIONING | HRCU-A-CB | AO25-12N2-M1H |  | Mini-Splits(Ducted) | AL-12N2-M1 |  | 12000 | 20 | 10 | 12500 | 11800 | 94.4% | 1.9 | 0 | 12 |  |  |  | No | R-454B | 1 | Residential & Commercial | Ducted CEE Tier 1
215866784 | Mini/Multi Split | AI AIR CONDITIONING | HRCU-A-CB | AO25-18N2-M1H |  | Mini-Splits(Ducted) | AL-18N2-M1 |  | 17000 | 18 | 10.5 | 19000 | 18000 | 94.74% | 2 | 0 | 12 |  |  |  | No | R-454B | 1.4167 | Residential & Commercial | Ducted CEE Tier 1
215866785 | Mini/Multi Split | AI AIR CONDITIONING | HRCU-A-CB | AO25-09N2-M1H |  | Mini-Splits(Ducted) | AH-09N2-M1 |  | 9000 | 20.5 | 13.8 | 9900 | 11900 | 120.2% | 1.85 | 0 | 14 |  |  |  | No | R-454B | 0.75 | Residential & Commercial | Ducted CEE Tier 1
215866786 | Mini/Multi Split | AI AIR CONDITIONING | HRCU-A-CB | AO25-12N2-M1H |  | Mini-Splits(Ducted) | AH-12N2-M1 |  | 12000 | 20 | 10.6 | 12000 | 12000 | 100% | 1.95 | 0 | 12 |  |  |  | No | R-454B | 1 | Residential & Commercial | Ducted CEE Tier 1
215866787 | Mini/Multi Split | AI AIR CONDITIONING | HRCU-A-CB | AO25-18N2-M1H |  | Mini-Splits(Ducted) | AH-18N2-M1 |  | 17500 | 18.4 | 11.1 | 19500 | 18000 | 92.31% | 2.1 | 0 | 12 |  |  |  | No | R-454B | 1.4583 | Residential & Commercial | Ducted CEE Tier 1
215866788 | Mini/Multi Split | AI AIR CONDITIONING | HRCU-A-CB | AO25-24N2-M1H |  | Mini-Splits(Ducted) | AH-24N2-M1 |  | 24000 | 19 | 11.7 | 26000 | 24000 | 92.31% | 2.18 | 0 | 12 |  |  |  | No | R-454B | 2 | Residential & Commercial | Ducted CEE Tier 1
215866789 | Mini/Multi Split | AI AIR CONDITIONING | HRCU-A-CB | ASO25-36N2-M2H |  | Mini-Splits(Ducted) | AH-36N2-M1 |  | 36000 | 17.7 | 11.1 | 42000 | 37600 | 89.52% | 2.1 | 0 | 12 |  |  |  | No | R-454B | 3 | Residential & Commercial | Ducted CEE Tier 1
215866790 | Mini/Multi Split | AI AIR CONDITIONING | HRCU-A-CB | ASO25-48N2-M2H |  | Mini-Splits(Ducted) | AH-48N2-M1 |  | 48000 | 16.7 | 10.8 | 52000 | 47500 | 91.35% | 2 | 0 | 10.4 |  |  |  | No | R-454B | 4 | Residential & Commercial | Ducted CEE Tier 1
215866791 | Mini/Multi Split | AI AIR CONDITIONING | HRCU-A-CB | ASO25-60N2-M2H |  | Mini-Splits(Ducted) | AH-60N2-M1 |  | 55000 | 15.8 | 10.4 | 60000 | 53500 | 89.17% | 2.1 | 0 | 10.2 |  |  |  | No | R-454B | 4.5833 | Residential & Commercial | Ducted CEE Tier 1
215866649 | Mini/Multi Split | KADEN | HRCU-A-CB | KOB-HH-PSX09HP-2AAMA |  | Mini-Splits(Ducted) | KIB-PSX09LS-2AAMA |  | 9000 | 21.4 | 12.5 | 10000 | 11200 | 112% | 1.89 | 0 | 13.4 |  |  |  | No | R-454B | 0.75 | Residential & Commercial | Ducted CEE Tier 1
215866650 | Mini/Multi Split | KADEN | HRCU-A-CB | KOB-HH-PSX09HP-2AAMA |  | Mini-Splits(Ducted) | KIB-PSX09HS-2AAMA |  | 9000 | 20.5 | 13.8 | 9900 | 11900 | 120.2% | 1.85 | 0 | 14 |  |  |  | No | R-454B | 0.75 | Residential & Commercial | Ducted CEE Tier 1
215866651 | Mini/Multi Split | KADEN | HRCU-A-CB | KOB-HH-PSX12HP-2AAMA |  | Mini-Splits(Ducted) | KIB-PSX12LS-2AAMA |  | 12000 | 20 | 10 | 12500 | 11800 | 94.4% | 1.9 | 0 | 12 |  |  |  | No | R-454B | 1 | Residential & Commercial | Ducted CEE Tier 1
215866652 | Mini/Multi Split | KADEN | HRCU-A-CB | KOB-HH-PSX12HP-2AAMA |  | Mini-Splits(Ducted) | KIB-PSX12HS-2AAMA |  | 12000 | 20 | 10.6 | 12000 | 12000 | 100% | 1.95 | 0 | 12 |  |  |  | No | R-454B | 1 | Residential & Commercial | Ducted CEE Tier 1
215866653 | Mini/Multi Split | KADEN | HRCU-A-CB | KOB-HH-PSX18HP-2AAMA |  | Mini-Splits(Ducted) | KIB-PSX18HS-2AAMA |  | 17500 | 18.4 | 11.1 | 19500 | 18000 | 92.31% | 2.1 | 0 | 12 |  |  |  | No | R-454B | 1.4583 | Residential & Commercial | Ducted CEE Tier 1
215866654 | Mini/Multi Split | KADEN | HRCU-A-CB | KOB-HH-PSX24HP-2AAMA |  | Mini-Splits(Ducted) | KIB-PSX24HS-2AAMA |  | 24000 | 19 | 11.7 | 26000 | 24000 | 92.31% | 2.18 | 0 | 12 |  |  |  | No | R-454B | 2 | Residential & Commercial | Ducted CEE Tier 1
215866655 | Mini/Multi Split | KADEN | HRCU-A-CB | KOB-PSX09HP-2AAMA |  | Mini-Splits(Ducted) | KIB-PSX09LS-2AAMA |  | 9000 | 19.5 | 11 | 10000 | 8600 | 86% | 2.25 | 0 | 12.8 |  |  |  | No | R-454B | 0.75 | Residential & Commercial | Ducted CEE Tier 1
215866656 | Mini/Multi Split | KADEN | HRCU-A-CB | KOB-PSX09HP-2AAMA |  | Mini-Splits(Ducted) | KIB-PSX09HS-2AAMA |  | 9000 | 19.7 | 11.5 | 10000 | 8300 | 83% | 2.31 | 0 | 13 |  |  |  | No | R-454B | 0.75 | Residential & Commercial | Ducted CEE Tier 1
215866657 | Mini/Multi Split | KADEN | HRCU-A-CB | KOB-PSX12HP-2AAMA |  | Mini-Splits(Ducted) | KIB-PSX12LS-2AAMA |  | 11500 | 19 | 10.2 | 12000 | 8800 | 73.33% | 2.25 | 0 | 11.7 |  |  |  | No | R-454B | 0.95833 | Residential & Commercial | Ducted CEE Tier 1
215866658 | Mini/Multi Split | KADEN | HRCU-A-CB | KOB-PSX12HP-2AAMA |  | Mini-Splits(Ducted) | KIB-PSX12HS-2AAMA |  | 12000 | 19.5 | 10.5 | 12000 | 8900 | 74.17% | 2.44 | 0 | 12 |  |  |  | No | R-454B | 1 | Residential & Commercial | Ducted CEE Tier 1
215866659 | Mini/Multi Split | KADEN | HRCU-A-CB | KOB-PSX18HP-2AAMA |  | Mini-Splits(Ducted) | KIB-PSX18HS-2AAMA |  | 17500 | 20 | 11.3 | 20000 | 14200 | 71% | 2.4 | 0 | 13.3 |  |  |  | No | R-454B | 1.4583 | Residential & Commercial | Ducted CEE Tier 1
215866660 | Mini/Multi Split | KADEN | HRCU-A-CB | KOB-PSX24HP-2AAMA |  | Mini-Splits(Ducted) | KIB-PSX24HS-2AAMA |  | 24000 | 19 | 11 | 25000 | 19000 | 76% | 2.3 | 0 | 12.5 |  |  |  | No | R-454B | 2 | Residential & Commercial | Ducted CEE Tier 1
215864354 | Mini/Multi Split | MAINLINE | HRCU-A-CB | ML09HP230NEX-O |  | Mini-Splits(Ducted) | ML09HP230LSDUC-I |  | 9000 | 19.5 | 11 | 10000 | 8600 | 86% | 2.25 | 0 | 12.8 |  |  |  | No | R-454B | 0.75 | Residential & Commercial | Ducted CEE Tier 1
215864355 | Mini/Multi Split | MAINLINE | HRCU-A-CB | ML12HP230NEX-O |  | Mini-Splits(Ducted) | ML12HP230LSDUC-I |  | 11500 | 19 | 10.2 | 12000 | 8800 | 73.33% | 2.25 | 0 | 11.7 |  |  |  | No | R-454B | 0.95833 | Residential & Commercial | Ducted CEE Tier 1
215864356 | Mini/Multi Split | MAINLINE | HRCU-A-CB | ML18HP230NEX-O |  | Mini-Splits(Ducted) | ML18HP230LSDUC-I |  | 17000 | 20 | 10.5 | 20000 | 14000 | 70% | 2.2 | 0 | 12.5 |  |  |  | No | R-454B | 1.4167 | Residential & Commercial | Ducted CEE Tier 1
215864357 | Mini/Multi Split | MAINLINE | HRCU-A-CB | ML09HP230NEX-O |  | Mini-Splits(Ducted) | ML09HP230HSDUC-I |  | 9000 | 19.7 | 11.5 | 10000 | 8300 | 83% | 2.31 | 0 | 13 |  |  |  | No | R-454B | 0.75 | Residential & Commercial | Ducted CEE Tier 1
215864358 | Mini/Multi Split | MAINLINE | HRCU-A-CB | ML12HP230NEX-O |  | Mini-Splits(Ducted) | ML12HP230HSDUC-I |  | 12000 | 19.5 | 10.5 | 12000 | 8900 | 74.17% | 2.44 | 0 | 12 |  |  |  | No | R-454B | 1 | Residential & Commercial | Ducted CEE Tier 1
215864359 | Mini/Multi Split | MAINLINE | HRCU-A-CB | ML18HP230NEX-O |  | Mini-Splits(Ducted) | ML18HP230HSDUC-I |  | 17500 | 20 | 11.3 | 20000 | 14200 | 71% | 2.4 | 0 | 13.3 |  |  |  | No | R-454B | 1.4583 | Residential & Commercial | Ducted CEE Tier 1
215864360 | Mini/Multi Split | MAINLINE | HRCU-A-CB | ML24HP230NEX-O |  | Mini-Splits(Ducted) | ML24HP230HSDUC-I |  | 24000 | 19 | 11 | 25000 | 19000 | 76% | 2.3 | 0 | 12.5 |  |  |  | No | R-454B | 2 | Residential & Commercial | Ducted CEE Tier 1
215864373 | Mini/Multi Split | MAINLINE | HRCU-A-CB | ML06HP230NEXH-O |  | Mini-Splits(Ducted) | ML06HP230LSDUC-I |  | 6500 | 21.4 | 13.8 | 8000 | 7800 | 97.5% | 2.4 | 0 | 14.4 |  |  |  | No | R-454B | 0.54167 | Residential & Commercial | Ducted CEE Tier 1
215864374 | Mini/Multi Split | MAINLINE | HRCU-A-CB | ML09HP230NEXH-O |  | Mini-Splits(Ducted) | ML09HP230LSDUC-I |  | 9000 | 21.4 | 12.5 | 10000 | 11200 | 112% | 1.89 | 0 | 13.4 |  |  |  | No | R-454B | 0.75 | Residential & Commercial | Ducted CEE Tier 1
215864375 | Mini/Multi Split | MAINLINE | HRCU-A-CB | ML12HP230NEXH-O |  | Mini-Splits(Ducted) | ML12HP230LSDUC-I |  | 12000 | 20 | 10 | 12500 | 11800 | 94.4% | 1.9 | 0 | 12 |  |  |  | No | R-454B | 1 | Residential & Commercial | Ducted CEE Tier 1
215864376 | Mini/Multi Split | MAINLINE | HRCU-A-CB | ML18HP230NEXH-O |  | Mini-Splits(Ducted) | ML18HP230LSDUC-I |  | 17000 | 18 | 10.5 | 19000 | 18000 | 94.74% | 2 | 0 | 12 |  |  |  | No | R-454B | 1.4167 | Residential & Commercial | Ducted CEE Tier 1
215864377 | Mini/Multi Split | MAINLINE | HRCU-A-CB | ML09HP230NEXH-O |  | Mini-Splits(Ducted) | ML09HP230HSDUC-I |  | 9000 | 20.5 | 13.8 | 9900 | 11900 | 120.2% | 1.85 | 0 | 14 |  |  |  | No | R-454B | 0.75 | Residential & Commercial | Ducted CEE Tier 1
215864378 | Mini/Multi Split | MAINLINE | HRCU-A-CB | ML12HP230NEXH-O |  | Mini-Splits(Ducted) | ML12HP230HSDUC-I |  | 12000 | 20 | 10.6 | 12000 | 12000 | 100% | 1.95 | 0 | 12 |  |  |  | No | R-454B | 1 | Residential & Commercial | Ducted CEE Tier 1
215864379 | Mini/Multi Split | MAINLINE | HRCU-A-CB | ML18HP230NEXH-O |  | Mini-Splits(Ducted) | ML18HP230HSDUC-I |  | 17500 | 18.4 | 11.1 | 19500 | 18000 | 92.31% | 2.1 | 0 | 12 |  |  |  | No | R-454B | 1.4583 | Residential & Commercial | Ducted CEE Tier 1
215864380 | Mini/Multi Split | MAINLINE | HRCU-A-CB | ML24HP230NEXH-O |  | Mini-Splits(Ducted) | ML24HP230HSDUC-I |  | 24000 | 19 | 11.7 | 26000 | 24000 | 92.31% | 2.18 | 0 | 12 |  |  |  | No | R-454B | 2 | Residential & Commercial | Ducted CEE Tier 1
215864393 | Mini/Multi Split | MAINLINE | HRCU-A-CB | ML48HP230LCM-O |  | Mini-Splits(Ducted) | ML48HP230HSDUC-I |  | 48000 | 17.1 | 9.8 | 50000 | 38000 | 76% | 2 | 0 | 10 |  |  |  | No | R-454B | 4 | Residential & Commercial | Ducted CEE Tier 1
215864400 | Mini/Multi Split | MAINLINE | HRCU-A-CB | ML36HP230LCMH-O |  | Mini-Splits(Ducted) | ML36HP230HSDUC-I |  | 36000 | 17.7 | 11.1 | 42000 | 37600 | 89.52% | 2.1 | 0 | 12 |  |  |  | No | R-454B | 3 | Residential & Commercial | Ducted CEE Tier 1
215864401 | Mini/Multi Split | MAINLINE | HRCU-A-CB | ML48HP230LCMH-O |  | Mini-Splits(Ducted) | ML48HP230HSDUC-I |  | 48000 | 16.7 | 10.8 | 52000 | 47500 | 91.35% | 2 | 0 | 10.4 |  |  |  | No | R-454B | 4 | Residential & Commercial | Ducted CEE Tier 1
215864402 | Mini/Multi Split | MAINLINE | HRCU-A-CB | ML60HP230LCMH-O |  | Mini-Splits(Ducted) | ML60HP230HSDUC-I |  | 55000 | 15.8 | 10.4 | 60000 | 53500 | 89.17% | 2.1 | 0 | 10.2 |  |  |  | No | R-454B | 4.5833 | Residential & Commercial | Ducted CEE Tier 1
215864193 | Mini/Multi Split | Cooper&Hunter | HRCU-A-CB | CH-RHP48LCU-230VO |  | Mini-Splits(Ducted) | CH-RSH48LCCT |  | 48000 | 16.7 | 10.8 | 52000 | 47500 | 91.35% | 2 | 0 | 10.4 |  |  |  | No | R-454B | 4 | Residential & Commercial | Ducted CEE Tier 1
215864199 | Mini/Multi Split | Cooper&Hunter | HRCU-A-CB | CH-R48LCU-230VO |  | Mini-Splits(Ducted) | CH-RSH48LCCT |  | 48000 | 17.1 | 9.8 | 50000 | 38000 | 76% | 2 | 0 | 10 |  |  |  | No | R-454B | 4 | Residential & Commercial | Ducted CEE Tier 1
215864205 | Mini/Multi Split | Cooper&Hunter | HRCU-A-CB | CH-RHP48LCU-230VO |  | Mini-Splits(Ducted) | CH-RH48LCCT |  | 48000 | 16.7 | 10.8 | 52000 | 47500 | 91.35% | 2 | 0 | 10.4 |  |  |  | No | R-454B | 4 | Residential & Commercial | Ducted CEE Tier 1
215864211 | Mini/Multi Split | Cooper&Hunter | HRCU-A-CB | CH-R48LCU-230VO |  | Mini-Splits(Ducted) | CH-RH48LCCT |  | 48000 | 17.1 | 9.8 | 50000 | 38000 | 76% | 2 | 0 | 10 |  |  |  | No | R-454B | 4 | Residential & Commercial | Ducted CEE Tier 1
215864212 | Mini/Multi Split | Cooper&Hunter | HRCU-A-CB | CH-RHP06F9-230VO |  | Mini-Splits(Ducted) | CH-RS06MDT-MS |  | 6500 | 21.4 | 13.8 | 8000 | 7800 | 97.5% | 2.4 | 0 | 14.4 |  |  |  | No | R-454B | 0.54167 | Residential & Commercial | Ducted CEE Tier 1
215864213 | Mini/Multi Split | Cooper&Hunter | HRCU-A-CB | CH-RHP09-230VO |  | Mini-Splits(Ducted) | CH-RS09MDT-MS |  | 9000 | 21.4 | 12.5 | 10000 | 11200 | 112% | 1.89 | 0 | 13.4 |  |  |  | No | R-454B | 0.75 | Residential & Commercial | Ducted CEE Tier 1
215864214 | Mini/Multi Split | Cooper&Hunter | HRCU-A-CB | CH-RHP12-230VO |  | Mini-Splits(Ducted) | CH-RS12MDT-MS |  | 12000 | 20 | 10 | 12500 | 11800 | 94.4% | 1.9 | 0 | 12 |  |  |  | No | R-454B | 1 | Residential & Commercial | Ducted CEE Tier 1
215864215 | Mini/Multi Split | Cooper&Hunter | HRCU-A-CB | CH-RHP06F9-230VO |  | Mini-Splits(Ducted) | CH-RS06-12MDT- MS |  | 6500 | 21.4 | 13.8 | 8000 | 7800 | 97.5% | 2.4 | 0 | 14.4 |  |  |  | No | R-454B | 0.54167 | Residential & Commercial | Ducted CEE Tier 1
215864216 | Mini/Multi Split | Cooper&Hunter | HRCU-A-CB | CH-RHP09-230VO |  | Mini-Splits(Ducted) | CH-RS06-12MDT- MS |  | 9000 | 21.4 | 12.5 | 10000 | 11200 | 112% | 1.89 | 0 | 13.4 |  |  |  | No | R-454B | 0.75 | Residential & Commercial | Ducted CEE Tier 1
215864217 | Mini/Multi Split | Cooper&Hunter | HRCU-A-CB | CH-RHP12-230VO |  | Mini-Splits(Ducted) | CH-RS06-12MDT- MS |  | 12000 | 20 | 10 | 12500 | 11800 | 94.4% | 1.9 | 0 | 12 |  |  |  | No | R-454B | 1 | Residential & Commercial | Ducted CEE Tier 1
215864218 | Mini/Multi Split | Cooper&Hunter | HRCU-A-CB | CH-RHP18-230VO |  | Mini-Splits(Ducted) | CH-RS18MDT-MS |  | 17000 | 18 | 10.5 | 19000 | 18000 | 94.74% | 2 | 0 | 12 |  |  |  | No | R-454B | 1.4167 | Residential & Commercial | Ducted CEE Tier 1
215864219 | Mini/Multi Split | Cooper&Hunter | HRCU-A-CB | CH-RHP24-230VO |  | Mini-Splits(Ducted) | CH-RS24MDT-HS |  | 24000 | 19 | 11.7 | 26000 | 24000 | 92.31% | 2.18 | 0 | 12 |  |  |  | No | R-454B | 2 | Residential & Commercial | Ducted CEE Tier 1
215864220 | Mini/Multi Split | Cooper&Hunter | HRCU-A-CB | CH-RHP36LCU-230VO |  | Mini-Splits(Ducted) | CH-RS36LCDT-HS |  | 36000 | 17.7 | 11.1 | 42000 | 37600 | 89.52% | 2.1 | 0 | 12 |  |  |  | No | R-454B | 3 | Residential & Commercial | Ducted CEE Tier 1
215864221 | Mini/Multi Split | Cooper&Hunter | HRCU-A-CB | CH-RHP48LCU-230VO |  | Mini-Splits(Ducted) | CH-RS48LCDT-HS |  | 48000 | 16.7 | 10.8 | 52000 | 47500 | 91.35% | 2 | 0 | 10.4 |  |  |  | No | R-454B | 4 | Residential & Commercial | Ducted CEE Tier 1
215864222 | Mini/Multi Split | Cooper&Hunter | HRCU-A-CB | CH-RHP60LCU-230VO |  | Mini-Splits(Ducted) | CH-RS60LCDT-HS |  | 55000 | 15.8 | 10.4 | 60000 | 53500 | 89.17% | 2.1 | 0 | 10.2 |  |  |  | No | R-454B | 4.5833 | Residential & Commercial | Ducted CEE Tier 1
215864223 | Mini/Multi Split | Cooper&Hunter | HRCU-A-CB | CH-RES09-230VO |  | Mini-Splits(Ducted) | CH-RS09MDT-MS |  | 9000 | 19.5 | 11 | 10000 | 8600 | 86% | 2.25 | 0 | 12.8 |  |  |  | No | R-454B | 0.75 | Residential & Commercial | Ducted CEE Tier 1
215864224 | Mini/Multi Split | Cooper&Hunter | HRCU-A-CB | CH-RES12-230VO |  | Mini-Splits(Ducted) | CH-RS12MDT-MS |  | 11500 | 19 | 10.2 | 12000 | 8800 | 73.33% | 2.25 | 0 | 11.7 |  |  |  | No | R-454B | 0.95833 | Residential & Commercial | Ducted CEE Tier 1
215864225 | Mini/Multi Split | Cooper&Hunter | HRCU-A-CB | CH-RES09-230VO |  | Mini-Splits(Ducted) | CH-RS06-12MDT- MS |  | 9000 | 19.5 | 11 | 10000 | 8600 | 86% | 2.25 | 0 | 12.8 |  |  |  | No | R-454B | 0.75 | Residential & Commercial | Ducted CEE Tier 1
215864226 | Mini/Multi Split | Cooper&Hunter | HRCU-A-CB | CH-RES12-230VO |  | Mini-Splits(Ducted) | CH-RS06-12MDT- MS |  | 11500 | 19 | 10.2 | 12000 | 8800 | 73.33% | 2.25 | 0 | 11.7 |  |  |  | No | R-454B | 0.95833 | Residential & Commercial | Ducted CEE Tier 1
215864227 | Mini/Multi Split | Cooper&Hunter | HRCU-A-CB | CH-RES18-230VO |  | Mini-Splits(Ducted) | CH-RS18MDT-MS |  | 17000 | 20 | 10.5 | 20000 | 14000 | 70% | 2.2 | 0 | 12.5 |  |  |  | No | R-454B | 1.4167 | Residential & Commercial | Ducted CEE Tier 1
215864228 | Mini/Multi Split | Cooper&Hunter | HRCU-A-CB | CH-RES24-230VO |  | Mini-Splits(Ducted) | CH-RS24MDT-HS |  | 24000 | 19 | 11 | 25000 | 19000 | 76% | 2.3 | 0 | 12.5 |  |  |  | No | R-454B | 2 | Residential & Commercial | Ducted CEE Tier 1
215864230 | Mini/Multi Split | Cooper&Hunter | HRCU-A-CB | CH-R48LCU-230VO |  | Mini-Splits(Ducted) | CH-RS48LCDT-HS |  | 48000 | 17.1 | 9.8 | 50000 | 38000 | 76% | 2 | 0 | 10 |  |  |  | No | R-454B | 4 | Residential & Commercial | Ducted CEE Tier 1
215864061 | Mini/Multi Split | Wells | HRCU-A-CB | WOS-12QUA/230 |  | Mini-Splits(Ducted) | WIDH-12MOC/230 |  | 12000 | 19.5 | 10.5 | 12000 | 8900 | 74.17% | 2.44 | 0 | 12 |  |  |  | No | R-454B | 1 | Residential & Commercial | Ducted CEE Tier 1
215864062 | Mini/Multi Split | Wells | HRCU-A-CB | WOS-18QUA/230 |  | Mini-Splits(Ducted) | WIDH-18MOC/230 |  | 17500 | 20 | 11.3 | 20000 | 14200 | 71% | 2.4 | 0 | 13.3 |  |  |  | No | R-454B | 1.4583 | Residential & Commercial | Ducted CEE Tier 1
215864063 | Mini/Multi Split | Wells | HRCU-A-CB | WOS-24QUA/230 |  | Mini-Splits(Ducted) | WIDH-24MOC/230 |  | 24000 | 19 | 11 | 25000 | 19000 | 76% | 2.3 | 0 | 12.5 |  |  |  | No | R-454B | 2 | Residential & Commercial | Ducted CEE Tier 1
215864077 | Mini/Multi Split | Wells | HRCU-A-CB | WOS-06PRE/230 |  | Mini-Splits(Ducted) | WIDL-06MOC/230 |  | 6500 | 21.4 | 13.8 | 8000 | 7800 | 97.5% | 2.4 | 0 | 14.4 |  |  |  | No | R-454B | 0.54167 | Residential & Commercial | Ducted CEE Tier 1
215864078 | Mini/Multi Split | Wells | HRCU-A-CB | WOS-09PRE/230 |  | Mini-Splits(Ducted) | WIDL-09MOC/230 |  | 9000 | 21.4 | 12.5 | 10000 | 11200 | 112% | 1.89 | 0 | 13.4 |  |  |  | No | R-454B | 0.75 | Residential & Commercial | Ducted CEE Tier 1
215864079 | Mini/Multi Split | Wells | HRCU-A-CB | WOS-12PRE/230 |  | Mini-Splits(Ducted) | WIDL-12MOC/230 |  | 12000 | 20 | 10 | 12500 | 11800 | 94.4% | 1.9 | 0 | 12 |  |  |  | No | R-454B | 1 | Residential & Commercial | Ducted CEE Tier 1
215864080 | Mini/Multi Split | Wells | HRCU-A-CB | WOS-18PRE/230 |  | Mini-Splits(Ducted) | WIDL-18MOC/230 |  | 17000 | 18 | 10.5 | 19000 | 18000 | 94.74% | 2 | 0 | 12 |  |  |  | No | R-454B | 1.4167 | Residential & Commercial | Ducted CEE Tier 1
215864081 | Mini/Multi Split | Wells | HRCU-A-CB | WOS-09PRE/230 |  | Mini-Splits(Ducted) | WIDH-09MOC/230 |  | 9000 | 20.5 | 13.8 | 9900 | 11900 | 120.2% | 1.85 | 0 | 14 |  |  |  | No | R-454B | 0.75 | Residential & Commercial | Ducted CEE Tier 1
215864082 | Mini/Multi Split | Wells | HRCU-A-CB | WOS-12PRE/230 |  | Mini-Splits(Ducted) | WIDH-12MOC/230 |  | 12000 | 20 | 10.6 | 12000 | 12000 | 100% | 1.95 | 0 | 12 |  |  |  | No | R-454B | 1 | Residential & Commercial | Ducted CEE Tier 1
215864083 | Mini/Multi Split | Wells | HRCU-A-CB | WOS-18PRE/230 |  | Mini-Splits(Ducted) | WIDH-18MOC/230 |  | 17500 | 18.4 | 11.1 | 19500 | 18000 | 92.31% | 2.1 | 0 | 12 |  |  |  | No | R-454B | 1.4583 | Residential & Commercial | Ducted CEE Tier 1
215864084 | Mini/Multi Split | Wells | HRCU-A-CB | WOS-24PRE/230 |  | Mini-Splits(Ducted) | WIDH-24MOC/230 |  | 24000 | 19 | 11.7 | 26000 | 24000 | 92.31% | 2.18 | 0 | 12 |  |  |  | No | R-454B | 2 | Residential & Commercial | Ducted CEE Tier 1
215832423 | Mini/Multi Split | APOWER | HRCU-A-CB | AP24HP230VBO |  | Mini-Splits(Ducted) | APDE09HP230VAI |  | 9100 | 22 | 9.2 | 10500 | 9500 | 90.48% | 2.15 | 0 | 14.2 |  |  |  | No | R-32 | 0.75833 | Residential & Commercial | Ducted CEE Tier 1
215832424 | Mini/Multi Split | APOWER | HRCU-A-CB | AP09HP230VBO |  | Mini-Splits(Ducted) | APDE12HP230VAI |  | 12000 | 21 | 9 | 12000 | 10500 | 87.5% | 1.9 | 0 | 13 |  |  |  | No | R-32 | 1 | Residential & Commercial | Ducted CEE Tier 1
215832425 | Mini/Multi Split | APOWER | HRCU-A-CB | AP18HP230VBO |  | Mini-Splits(Ducted) | APDE18HP230VAI |  | 18000 | 22.5 | 9 | 18000 | 15000 | 83.33% | 1.9 | 0 | 14 |  |  |  | No | R-32 | 1.5 | Residential & Commercial | Ducted CEE Tier 1
215832426 | Mini/Multi Split | APOWER | HRCU-A-CB | AP24HP230VBO |  | Mini-Splits(Ducted) | APDE24HP230VAI |  | 22000 | 19.5 | 9 | 24000 | 19600 | 81.67% | 1.8 | 0 | 12.3 |  |  |  | No | R-32 | 1.8333 | Residential & Commercial | Ducted CEE Tier 1
216497931 | Mini/Multi Split | AC PRO | HRCU-A-CB | MHPC-H-009BSB |  | Mini-Splits(Ducted) | MDUC-H-009BBB |  | 9000 | 19.7 | 11.5 | 10000 | 8300 | 83% | 2.31 | 0 | 13 |  |  |  | No | R-454B | 0.75 | Residential & Commercial | Ducted CEE Tier 1
216497932 | Mini/Multi Split | AC PRO | HRCU-A-CB | MHPC-H-012BSB |  | Mini-Splits(Ducted) | MDUC-H-012BBB |  | 12000 | 19.5 | 10.5 | 12000 | 8900 | 74.17% | 2.44 | 0 | 12 |  |  |  | No | R-454B | 1 | Residential & Commercial | Ducted CEE Tier 1
216497933 | Mini/Multi Split | AC PRO | HRCU-A-CB | MHPC-H-018BSB |  | Mini-Splits(Ducted) | MDUC-H-018BBB |  | 17500 | 20 | 11.3 | 20000 | 14200 | 71% | 2.4 | 0 | 13.3 |  |  |  | No | R-454B | 1.4583 | Residential & Commercial | Ducted CEE Tier 1
216497934 | Mini/Multi Split | AC PRO | HRCU-A-CB | MHPC-H-024BSB |  | Mini-Splits(Ducted) | MDUC-H-024BBB |  | 24000 | 19 | 11 | 25000 | 19000 | 76% | 2.3 | 0 | 12.5 |  |  |  | No | R-454B | 2 | Residential & Commercial | Ducted CEE Tier 1
216497936 | Mini/Multi Split | AC PRO | HRCU-A-CB | MHPC-H-048BSB |  | Mini-Splits(Ducted) | MDUC-H-048BSB |  | 48000 | 17.1 | 9.8 | 50000 | 38000 | 76% | 2 | 0 | 10 |  |  |  | No | R-454B | 4 | Residential & Commercial | Ducted CEE Tier 1
215745983 | Mini/Multi Split | Custom Comfort | HRCU-A-CB | CCOXHBSZ06HP |  | Mini-Splits(Ducted) | CCOXHBSD06 |  | 6500 | 21.4 | 13.8 | 8000 | 7800 | 97.5% | 2.4 | 0 | 14.4 |  |  |  | No | R-454B | 0.54167 | Residential & Commercial | Ducted CEE Tier 1
215745984 | Mini/Multi Split | Custom Comfort | HRCU-A-CB | CCOXHBSZ09HP |  | Mini-Splits(Ducted) | CCOXHBSD09 |  | 9000 | 20.5 | 13.8 | 9900 | 11900 | 120.2% | 1.85 | 0 | 14 |  |  |  | No | R-454B | 0.75 | Residential & Commercial | Ducted CEE Tier 1
215745985 | Mini/Multi Split | Custom Comfort | HRCU-A-CB | CCOXHBSZ12HP |  | Mini-Splits(Ducted) | CCOXHBSD12 |  | 12000 | 20 | 10.6 | 12000 | 12000 | 100% | 1.95 | 0 | 12 |  |  |  | No | R-454B | 1 | Residential & Commercial | Ducted CEE Tier 1
215745986 | Mini/Multi Split | Custom Comfort | HRCU-A-CB | CCOXHBSZ17HP |  | Mini-Splits(Ducted) | CCOXHBSD18 |  | 17500 | 18.4 | 11.1 | 19500 | 18000 | 92.31% | 2.1 | 0 | 12 |  |  |  | No | R-454B | 1.4583 | Residential & Commercial | Ducted CEE Tier 1
215745987 | Mini/Multi Split | Custom Comfort | HRCU-A-CB | CCOXHBSZ24HP |  | Mini-Splits(Ducted) | CCOXHBSD24 |  | 24000 | 19 | 11.7 | 26000 | 24000 | 92.31% | 2.18 | 0 | 12 |  |  |  | No | R-454B | 2 | Residential & Commercial | Ducted CEE Tier 1
215745999 | Mini/Multi Split | Custom Comfort | HRCU-A-CB | CCOXHBSZ36CHP |  | Mini-Splits(Ducted) | CCOXHBSD36 |  | 36000 | 17.7 | 11.1 | 42000 | 37600 | 89.52% | 2.1 | 0 | 12 |  |  |  | No | R-454B | 3 | Residential & Commercial | Ducted CEE Tier 1
215746000 | Mini/Multi Split | Custom Comfort | HRCU-A-CB | CCOXHBSZ48CHP |  | Mini-Splits(Ducted) | CCOXHBSD48 |  | 48000 | 16.7 | 10.8 | 52000 | 47500 | 91.35% | 2 | 0 | 10.4 |  |  |  | No | R-454B | 4 | Residential & Commercial | Ducted CEE Tier 1
215746001 | Mini/Multi Split | Custom Comfort | HRCU-A-CB | CCOXHBSZ60CHP |  | Mini-Splits(Ducted) | CCOXHBSD60 |  | 55000 | 15.8 | 10.4 | 60000 | 53500 | 89.17% | 2.1 | 0 | 10.2 |  |  |  | No | R-454B | 4.5833 | Residential & Commercial | Ducted CEE Tier 1
215735573 | Mini/Multi Split | LG | HRCU-A-CB | KUSXA422A |  | Mini-Splits(Ducted) | KNSLB421A |  | 42000 | 19 | 9.8 | 46000 | 46000 | 100% | 2 | 0 | 12.5 |  |  |  | No | R-32 | 3.5 | Residential & Commercial | Ducted CEE Tier 1
215735574 | Mini/Multi Split | LG | HRCU-A-CB | KUSXA482A |  | Mini-Splits(Ducted) | KNSLB481A |  | 46000 | 19 | 9.6 | 50000 | 46000 | 92% | 2 | 0 | 12.3 |  |  |  | No | R-32 | 3.8333 | Residential & Commercial | Ducted CEE Tier 1
215735300 | Mini/Multi Split | SENVILLE | HRCU-A-CB | SENA-09HF-OG |  | Mini-Splits(Ducted) | SENA-09HF-IDG |  | 9000 | 21.4 | 12.5 | 10000 | 11200 | 112% | 1.89 | 0 | 13.4 |  |  |  | No | R-454B | 0.75 | Residential & Commercial | Ducted CEE Tier 1
215735301 | Mini/Multi Split | SENVILLE | HRCU-A-CB | SENA-12HF-OG |  | Mini-Splits(Ducted) | SENA-12HF-IDG |  | 12000 | 20 | 10 | 12500 | 11800 | 94.4% | 1.9 | 0 | 12 |  |  |  | No | R-454B | 1 | Residential & Commercial | Ducted CEE Tier 1
215735302 | Mini/Multi Split | SENVILLE | HRCU-A-CB | SENA-18HF-OG |  | Mini-Splits(Ducted) | SENA-18HF-IDG |  | 17000 | 18 | 10.5 | 19000 | 18000 | 94.74% | 2 | 0 | 12 |  |  |  | No | R-454B | 1.4167 | Residential & Commercial | Ducted CEE Tier 1
215735303 | Mini/Multi Split | SENVILLE | HRCU-A-CB | SENA-24HF-OG |  | Mini-Splits(Ducted) | SENA-24HF-IDG |  | 24000 | 19 | 11.7 | 26000 | 24000 | 92.31% | 2.18 | 0 | 12 |  |  |  | No | R-454B | 2 | Residential & Commercial | Ducted CEE Tier 1
215725457 | Mini/Multi Split | INNOVAIR | HRCU-A-CB | MOS09H2BM0A |  | Mini-Splits(Ducted) | MDL09H2MHWA |  | 9000 | 19.5 | 11 | 10000 | 8600 | 86% | 2.25 | 0 | 12.8 |  |  |  | No | R-454B | 0.75 | Residential & Commercial | Ducted CEE Tier 1
215725458 | Mini/Multi Split | INNOVAIR | HRCU-A-CB | MOS12H2BM0A |  | Mini-Splits(Ducted) | MDL12H2MHWA |  | 11500 | 19 | 10.2 | 12000 | 8800 | 73.33% | 2.25 | 0 | 11.7 |  |  |  | No | R-454B | 0.95833 | Residential & Commercial | Ducted CEE Tier 1
215725459 | Mini/Multi Split | INNOVAIR | HRCU-A-CB | MOS18H2BM0A |  | Mini-Splits(Ducted) | MDL18H2MHWA |  | 17000 | 20 | 10.5 | 20000 | 14000 | 70% | 2.2 | 0 | 12.5 |  |  |  | No | R-454B | 1.4167 | Residential & Commercial | Ducted CEE Tier 1
215725460 | Mini/Multi Split | INNOVAIR | HRCU-A-CB | MOS09H2BM0A |  | Mini-Splits(Ducted) | MDH09H2MHWA |  | 9000 | 19.7 | 11.5 | 10000 | 8300 | 83% | 2.31 | 0 | 13 |  |  |  | No | R-454B | 0.75 | Residential & Commercial | Ducted CEE Tier 1
215725461 | Mini/Multi Split | INNOVAIR | HRCU-A-CB | MOS12H2BM0A |  | Mini-Splits(Ducted) | MDH12H2MHWA |  | 12000 | 19.5 | 10.5 | 12000 | 8900 | 74.17% | 2.44 | 0 | 12 |  |  |  | No | R-454B | 1 | Residential & Commercial | Ducted CEE Tier 1
215725462 | Mini/Multi Split | INNOVAIR | HRCU-A-CB | MOS18H2BM0A |  | Mini-Splits(Ducted) | MDH18H2MHWA |  | 17500 | 20 | 11.3 | 20000 | 14200 | 71% | 2.4 | 0 | 13.3 |  |  |  | No | R-454B | 1.4583 | Residential & Commercial | Ducted CEE Tier 1
215725463 | Mini/Multi Split | INNOVAIR | HRCU-A-CB | MOS24H2BM0A |  | Mini-Splits(Ducted) | MDH24H2MHWA |  | 24000 | 19 | 11 | 25000 | 19000 | 76% | 2.3 | 0 | 12.5 |  |  |  | No | R-454B | 2 | Residential & Commercial | Ducted CEE Tier 1
215725465 | Mini/Multi Split | INNOVAIR | HRCU-A-CB | MOS48H2BM0A |  | Mini-Splits(Ducted) | MDH48H2MHWA |  | 48000 | 17.1 | 9.8 | 50000 | 38000 | 76% | 2 | 0 | 10 |  |  |  | No | R-454B | 4 | Residential & Commercial | Ducted CEE Tier 1
215725467 | Mini/Multi Split | INNOVAIR | HRCU-A-CB | MOS09H2BH0A |  | Mini-Splits(Ducted) | MDL09H2MHWA |  | 9000 | 21.4 | 12.5 | 10000 | 11200 | 112% | 1.89 | 0 | 13.4 |  |  |  | No | R-454B | 0.75 | Residential & Commercial | Ducted CEE Tier 1
215725468 | Mini/Multi Split | INNOVAIR | HRCU-A-CB | MOS12H2BH0A |  | Mini-Splits(Ducted) | MDL12H2MHWA |  | 12000 | 20 | 10 | 12500 | 11800 | 94.4% | 1.9 | 0 | 12 |  |  |  | No | R-454B | 1 | Residential & Commercial | Ducted CEE Tier 1
215725469 | Mini/Multi Split | INNOVAIR | HRCU-A-CB | MOS18H2BH0A |  | Mini-Splits(Ducted) | MDL18H2MHWA |  | 17000 | 18 | 10.5 | 19000 | 18000 | 94.74% | 2 | 0 | 12 |  |  |  | No | R-454B | 1.4167 | Residential & Commercial | Ducted CEE Tier 1
215725470 | Mini/Multi Split | INNOVAIR | HRCU-A-CB | MOS09H2BH0A |  | Mini-Splits(Ducted) | MDH09H2MHWA |  | 9000 | 20.5 | 13.8 | 9900 | 11900 | 120.2% | 1.85 | 0 | 14 |  |  |  | No | R-454B | 0.75 | Residential & Commercial | Ducted CEE Tier 1
215725471 | Mini/Multi Split | INNOVAIR | HRCU-A-CB | MOS12H2BH0A |  | Mini-Splits(Ducted) | MDH12H2MHWA |  | 12000 | 20 | 10.6 | 12000 | 12000 | 100% | 1.95 | 0 | 12 |  |  |  | No | R-454B | 1 | Residential & Commercial | Ducted CEE Tier 1
215725472 | Mini/Multi Split | INNOVAIR | HRCU-A-CB | MOS18H2BH0A |  | Mini-Splits(Ducted) | MDH18H2MHWA |  | 17500 | 18.4 | 11.1 | 19500 | 18000 | 92.31% | 2.1 | 0 | 12 |  |  |  | No | R-454B | 1.4583 | Residential & Commercial | Ducted CEE Tier 1
215725473 | Mini/Multi Split | INNOVAIR | HRCU-A-CB | MOS24H2BH0A |  | Mini-Splits(Ducted) | MDH24H2MHWA |  | 24000 | 19 | 11.7 | 26000 | 24000 | 92.31% | 2.18 | 0 | 12 |  |  |  | No | R-454B | 2 | Residential & Commercial | Ducted CEE Tier 1
216441675 | Mini/Multi Split | APOWER | HRCU-A-CB | AP09HP230VBO |  | Mini-Splits(Ducted) | APDE09HP230VAI |  | 9100 | 22 | 9.2 | 10500 | 9500 | 90.48% | 2.15 | 0 | 14.2 |  |  |  | No | R-32 | 0.75833 | Residential & Commercial | Ducted CEE Tier 1
216441676 | Mini/Multi Split | APOWER | HRCU-A-CB | AP12HP230VBO |  | Mini-Splits(Ducted) | APDE12HP230VAI |  | 12000 | 21 | 9 | 12000 | 10500 | 87.5% | 1.9 | 0 | 13 |  |  |  | No | R-32 | 1 | Residential & Commercial | Ducted CEE Tier 1
215810025 | Mini/Multi Split | LENNOX | HRCU-A-CB | MMLD018S6S-1P |  | Mini-Splits(Ducted) | MDDD018S6-1P |  | 18000 | 18.3 | 8.9 | 20000 | 20000 | 100% | 1.8 | 0 | 12 |  |  |  | No | R-32 | 1.5 | Residential & Commercial | Ducted CEE Tier 1
215810026 | Mini/Multi Split | LENNOX | HRCU-A-CB | MMLD018S6S-1P |  | Mini-Splits(Ducted) | MMDD018S6-1P |  | 17500 | 17 | 9 | 20000 | 20000 | 100% | 1.8 | 0 | 11.7 |  |  |  | No | R-32 | 1.4583 | Residential & Commercial | Ducted CEE Tier 1
215810029 | Mini/Multi Split | LENNOX | HRCU-A-CB | MMLD024S6S-1P |  | Mini-Splits(Ducted) | MDDD024S6-1P |  | 23000 | 18 | 9.5 | 27000 | 27000 | 100% | 1.8 | 0 | 12 |  |  |  | No | R-32 | 1.9167 | Residential & Commercial | Ducted CEE Tier 1
215810031 | Mini/Multi Split | LENNOX | HRCU-A-CB | MMLD030S6S-1P |  | Mini-Splits(Ducted) | MDDD030S6-1P |  | 30000 | 20 | 10 | 35000 | 35000 | 100% | 1.8 | 0 | 13 |  |  |  | No | R-32 | 2.5 | Residential & Commercial | Ducted CEE Tier 1
215810032 | Mini/Multi Split | LENNOX | HRCU-A-CB | MMLD036S6S-1P |  | Mini-Splits(Ducted) | MDDD036S6-1P |  | 36000 | 20 | 9.8 | 40000 | 40000 | 100% | 1.8 | 0 | 12.8 |  |  |  | No | R-32 | 3 | Residential & Commercial | Ducted CEE Tier 1
215810033 | Mini/Multi Split | LENNOX | HRCU-A-CB | MMLD048S6S-1P |  | Mini-Splits(Ducted) | MDDD048S6-1P |  | 47000 | 18 | 9.5 | 54000 | 54000 | 100% | 1.8 | 0 | 11.7 |  |  |  | No | R-32 | 3.9167 | Residential & Commercial | Ducted CEE Tier 1
215810037 | Mini/Multi Split | LENNOX | HRCU-A-CB | MMPD018S6S-1P |  | Mini-Splits(Ducted) | MDDD018S6-1P |  | 18000 | 18 | 8.5 | 20000 | 16000 | 80% | 1.8 | 0 | 10.5 |  |  |  | No | R-32 | 1.5 | Residential & Commercial | Ducted CEE Tier 1
215810038 | Mini/Multi Split | LENNOX | HRCU-A-CB | MMPD024S6S-1P |  | Mini-Splits(Ducted) | MDDD024S6-1P |  | 24000 | 17.5 | 8.7 | 27000 | 21600 | 80% | 1.8 | 0 | 11 |  |  |  | No | R-32 | 2 | Residential & Commercial | Ducted CEE Tier 1
215810039 | Mini/Multi Split | LENNOX | HRCU-A-CB | MMPD030S6S-1P |  | Mini-Splits(Ducted) | MDDD030S6-1P |  | 30000 | 19 | 9 | 34000 | 27200 | 80% | 1.8 | 0 | 11 |  |  |  | No | R-32 | 2.5 | Residential & Commercial | Ducted CEE Tier 1
215812199 | Mini/Multi Split | LG | HRCU-A-CB | KUSXB361A |  | Mini-Splits(Ducted) | KNSLB361A |  | 33000 | 17.5 | 9.5 | 40000 | 33000 | 82.5% | 1.85 | 0 | 11.8 |  |  |  | No | R-32 | 2.75 | Residential & Commercial | Ducted CEE Tier 1
215812202 | Mini/Multi Split | FUJITSU | HRCU-A-CB | AOUH42KUAS1 |  | Mini-Splits(Ducted) | ARUH42KUAS |  | 42000 | 17.3 | 10.2 | 47000 | 37000 | 78.72% | 2.23 | 0 | 10.3 |  |  |  | No | R-32 | 3.5 | Residential & Commercial | Ducted CEE Tier 1
216441731 | Mini/Multi Split | SAMSUNG | HRCU-A-CB | AC018DXSCCG |  | Mini-Splits(Ducted) | AC018DNZDCG |  | 18000 | 18 | 8.5 | 20000 | 19000 | 95% | 1.8 | 0 | 12 |  |  |  | No | R-32 | 1.5 | Residential & Commercial | Ducted CEE Tier 1
216441732 | Mini/Multi Split | SAMSUNG | HRCU-A-CB | AC024DXSCCG |  | Mini-Splits(Ducted) | AC024DNZDCG |  | 24000 | 17.3 | 8.8 | 27000 | 24200 | 89.63% | 1.8 | 0 | 11.7 |  |  |  | No | R-32 | 2 | Residential & Commercial | Ducted CEE Tier 1
216441733 | Mini/Multi Split | SAMSUNG | HRCU-A-CB | AC030DXSCCG |  | Mini-Splits(Ducted) | AC030DNZDCG |  | 30000 | 19 | 9.7 | 34000 | 34000 | 100% | 1.8 | 0 | 13 |  |  |  | No | R-32 | 2.5 | Residential & Commercial | Ducted CEE Tier 1
216441734 | Mini/Multi Split | SAMSUNG | HRCU-A-CB | AC036DXSCCG |  | Mini-Splits(Ducted) | AC036DNZDCG |  | 36000 | 18.7 | 9.5 | 40000 | 40000 | 100% | 1.8 | 0 | 12 |  |  |  | No | R-32 | 3 | Residential & Commercial | Ducted CEE Tier 1
216441735 | Mini/Multi Split | SAMSUNG | HRCU-A-CB | AC048DXSCCG |  | Mini-Splits(Ducted) | AC048DNZDCG |  | 48000 | 18 | 9.5 | 54000 | 52000 | 96.3% | 1.8 | 0 | 12 |  |  |  | No | R-32 | 4 | Residential & Commercial | Ducted CEE Tier 1
216441736 | Mini/Multi Split | SAMSUNG | HRCU-A-CB | AC018DXADCG |  | Mini-Splits(Ducted) | AC018DNZDCG |  | 18000 | 16.5 | 8.1 | 20000 | 16000 | 80% | 1.8 | 0 | 10 |  |  |  | No | R-32 | 1.5 | Residential & Commercial | Ducted CEE Tier 1
216441737 | Mini/Multi Split | SAMSUNG | HRCU-A-CB | AC024DXADCG |  | Mini-Splits(Ducted) | AC024DNZDCG |  | 24000 | 16.6 | 8.3 | 27000 | 21600 | 80% | 1.8 | 0 | 10.7 |  |  |  | No | R-32 | 2 | Residential & Commercial | Ducted CEE Tier 1
216441738 | Mini/Multi Split | SAMSUNG | HRCU-A-CB | AC030DXADCG |  | Mini-Splits(Ducted) | AC030DNZDCG |  | 30000 | 19 | 9.5 | 34000 | 27200 | 80% | 1.8 | 0 | 11.5 |  |  |  | No | R-32 | 2.5 | Residential & Commercial | Ducted CEE Tier 1
216441743 | Mini/Multi Split | SAMSUNG | HRCU-A-CB | AC009DXSCCG |  | Mini-Splits(Ducted) | AC009DNLDCG |  | 9000 | 20.1 | 9.6 | 12000 | 9600 | 80% | 1.8 | 0 | 13.5 |  |  |  | No | R-32 | 0.75 | Residential & Commercial | Ducted CEE Tier 1
216441744 | Mini/Multi Split | SAMSUNG | HRCU-A-CB | AC012DXSCCG |  | Mini-Splits(Ducted) | AC012DNLDCG |  | 12000 | 19.6 | 9.5 | 14000 | 11200 | 80% | 1.8 | 0 | 11.8 |  |  |  | No | R-32 | 1 | Residential & Commercial | Ducted CEE Tier 1
216441745 | Mini/Multi Split | SAMSUNG | HRCU-A-CB | AC009DXSCCG |  | Mini-Splits(Ducted) | AC009DNHDCG |  | 9000 | 18.9 | 10 | 12000 | 9600 | 80% | 1.8 | 0 | 12.7 |  |  |  | No | R-32 | 0.75 | Residential & Commercial | Ducted CEE Tier 1
216441746 | Mini/Multi Split | SAMSUNG | HRCU-A-CB | AC012DXSCCG |  | Mini-Splits(Ducted) | AC012DNHDCG |  | 12000 | 18.6 | 9.5 | 14000 | 11200 | 80% | 1.8 | 0 | 11.7 |  |  |  | No | R-32 | 1 | Residential & Commercial | Ducted CEE Tier 1
215712199 | Mini/Multi Split | Mitsubishi Electric | HRCU-A-CB | PUZ-AK24NLHZ*** |  | Mini-Splits(Ducted) | PEAD-AA24NL*** |  | 24000 | 19.3 | 9 | 28000 | 25000 | 89.29% | 1.9 | 0 | 13.4 |  |  |  | No | R-454B | 2 | Residential & Commercial | Ducted CEE Tier 1
215712200 | Mini/Multi Split | Mitsubishi Electric | HRCU-A-CB | PUZ-AK24NLHZ*** |  | Mini-Splits(Ducted) | PVA-AA24NL*** |  | 24000 | 19.7 | 8.8 | 28000 | 26000 | 92.86% | 2.1 | 0 | 13.6 |  |  |  | No | R-454B | 2 | Residential & Commercial | Ducted CEE Tier 1
215712201 | Mini/Multi Split | Mitsubishi Electric | HRCU-A-C | PUZ-AK24NLHZ*** |  | Mini-Splits(Ducted) | PAA-AA18NL*** |  | 18000 | 15.9 | 8.5 | 22600 | 22000 | 97.35% | 1.77 | 0 | 11.7 |  |  |  | No | R-454B | 1.5 | Residential & Commercial | Ducted CEE Tier 1
215712202 | Mini/Multi Split | Mitsubishi Electric | HRCU-A-C | PUZ-AK24NLHZ*** |  | Mini-Splits(Ducted) | PAA-BA18NL*** |  | 18000 | 15.9 | 8.5 | 22600 | 22000 | 97.35% | 1.77 | 0 | 11.7 |  |  |  | No | R-454B | 1.5 | Residential & Commercial | Ducted CEE Tier 1
215712203 | Mini/Multi Split | Mitsubishi Electric | HRCU-A-C | PUZ-AK24NLHZ*** |  | Mini-Splits(Ducted) | PAA-AA24NL*** |  | 24000 | 17 | 9.4 | 27800 | 26000 | 93.53% | 2.1 | 0 | 12.1 |  |  |  | No | R-454B | 2 | Residential & Commercial | Ducted CEE Tier 1
215712204 | Mini/Multi Split | Mitsubishi Electric | HRCU-A-C | PUZ-AK24NLHZ*** |  | Mini-Splits(Ducted) | PAA-BA24NL*** |  | 24000 | 17 | 9.4 | 27800 | 26000 | 93.53% | 2.1 | 0 | 12.1 |  |  |  | No | R-454B | 2 | Residential & Commercial | Ducted CEE Tier 1
215712208 | Mini/Multi Split | Mitsubishi Electric | HRCU-A-CB | PUZ-AK30NLHZ*** |  | Mini-Splits(Ducted) | PEAD-AA30NL*** |  | 30000 | 21.7 | 9.3 | 34000 | 32000 | 94.12% | 1.9 | 0 | 12.5 |  |  |  | No | R-454B | 2.5 | Residential & Commercial | Ducted CEE Tier 1
215712209 | Mini/Multi Split | Mitsubishi Electric | HRCU-A-CB | PUZ-AK30NLHZ*** |  | Mini-Splits(Ducted) | PVA-AA30NL*** |  | 30000 | 21 | 9.3 | 34000 | 32000 | 94.12% | 2.3 | 0 | 13.5 |  |  |  | No | R-454B | 2.5 | Residential & Commercial | Ducted CEE Tier 1
215712210 | Mini/Multi Split | Mitsubishi Electric | HRCU-A-C | PUZ-AK30NLHZ*** |  | Mini-Splits(Ducted) | PAA-AA30NL*** |  | 30000 | 17.6 | 9 | 35800 | 32000 | 89.39% | 2 | 0 | 11.7 |  |  |  | No | R-454B | 2.5 | Residential & Commercial | Ducted CEE Tier 1
215712211 | Mini/Multi Split | Mitsubishi Electric | HRCU-A-C | PUZ-AK30NLHZ*** |  | Mini-Splits(Ducted) | PAA-BA30NL*** |  | 30000 | 17.6 | 9 | 35800 | 32000 | 89.39% | 2 | 0 | 11.7 |  |  |  | No | R-454B | 2.5 | Residential & Commercial | Ducted CEE Tier 1
215712215 | Mini/Multi Split | Mitsubishi Electric | HRCU-A-CB | PUZ-AK36NLHZ*** |  | Mini-Splits(Ducted) | PEAD-AA36NL*** |  | 36000 | 21.7 | 9.3 | 40000 | 38000 | 95% | 2 | 0 | 12.5 |  |  |  | No | R-454B | 3 | Residential & Commercial | Ducted CEE Tier 1
215712216 | Mini/Multi Split | Mitsubishi Electric | HRCU-A-CB | PUZ-AK36NLHZ*** |  | Mini-Splits(Ducted) | PVA-AA36NL*** |  | 36000 | 21.2 | 9.2 | 40000 | 38000 | 95% | 2.1 | 0 | 12.1 |  |  |  | No | R-454B | 3 | Residential & Commercial | Ducted CEE Tier 1
215712217 | Mini/Multi Split | Mitsubishi Electric | HRCU-A-C | PUZ-AK36NLHZ*** |  | Mini-Splits(Ducted) | PAA-BA36NL*** |  | 32000 | 18.1 | 9.4 | 42000 | 38000 | 90.48% | 1.9 | 0 | 11.7 |  |  |  | No | R-454B | 2.6667 | Residential & Commercial | Ducted CEE Tier 1
215712218 | Mini/Multi Split | Mitsubishi Electric | HRCU-A-C | PUZ-AK36NLHZ*** |  | Mini-Splits(Ducted) | PAA-CA36NL*** |  | 32000 | 18.1 | 9.4 | 42000 | 38000 | 90.48% | 1.9 | 0 | 11.7 |  |  |  | No | R-454B | 2.6667 | Residential & Commercial | Ducted CEE Tier 1
215712220 | Mini/Multi Split | Mitsubishi Electric | HRCU-A-CB | PUZ-AK42NLHZ*** |  | Mini-Splits(Ducted) | PEAD-AA42NL*** |  | 42000 | 18.3 | 8.5 | 54000 | 48000 | 88.89% | 1.75 | 0 | 11 |  |  |  | No | R-454B | 3.5 | Residential & Commercial | Ducted CEE Tier 1
215712221 | Mini/Multi Split | Mitsubishi Electric | HRCU-A-CB | PUZ-AK42NLHZ*** |  | Mini-Splits(Ducted) | PVA-AA42NL*** |  | 42000 | 18.7 | 8.7 | 54000 | 48000 | 88.89% | 1.8 | 0 | 11.4 |  |  |  | No | R-454B | 3.5 | Residential & Commercial | Ducted CEE Tier 1
215712222 | Mini/Multi Split | Mitsubishi Electric | HRCU-A-C | PUZ-AK42NLHZ*** |  | Mini-Splits(Ducted) | PAA-BA42NL*** |  | 42000 | 17.1 | 8.7 | 54000 | 48000 | 88.89% | 1.75 | 0 | 10.8 |  |  |  | No | R-454B | 3.5 | Residential & Commercial | Ducted CEE Tier 1
215712223 | Mini/Multi Split | Mitsubishi Electric | HRCU-A-C | PUZ-AK42NLHZ*** |  | Mini-Splits(Ducted) | PAA-CA42NL*** |  | 42000 | 17.1 | 8.7 | 54000 | 48000 | 88.89% | 1.75 | 0 | 10.8 |  |  |  | No | R-454B | 3.5 | Residential & Commercial | Ducted CEE Tier 1
215712237 | Mini/Multi Split | Mitsubishi Electric | HRCU-A-CB | SUZ-AK24NLHZ*** |  | Mini-Splits(Ducted) | PEAD-AA24NL*** |  | 24000 | 17.3 | 8.5 | 28000 | 25000 | 89.29% | 1.8 | 0 | 12.3 |  |  |  | No | R-454B | 2 | Residential & Commercial | Ducted CEE Tier 1
215712239 | Mini/Multi Split | Mitsubishi Electric | HRCU-A-CB | SUZ-AK30NLHZ*** |  | Mini-Splits(Ducted) | PEAD-AA30NL*** |  | 30000 | 19.5 | 8.5 | 34000 | 32000 | 94.12% | 1.8 | 0 | 12.3 |  |  |  | No | R-454B | 2.5 | Residential & Commercial | Ducted CEE Tier 1
215712240 | Mini/Multi Split | Mitsubishi Electric | HRCU-A-CB | SUZ-AK30NLHZ*** |  | Mini-Splits(Ducted) | SVZ-AP30NL*** |  | 28000 | 17.1 | 9.2 | 34000 | 32000 | 94.12% | 1.78 | 0 | 13 |  |  |  | No | R-454B | 2.3333 | Residential & Commercial | Ducted CEE Tier 1
215712241 | Mini/Multi Split | Mitsubishi Electric | HRCU-A-CB | SUZ-AK36NLHZ*** |  | Mini-Splits(Ducted) | PEAD-AA36NL*** |  | 36000 | 19.5 | 8.5 | 40000 | 38000 | 95% | 1.8 | 0 | 12.3 |  |  |  | No | R-454B | 3 | Residential & Commercial | Ducted CEE Tier 1
215712242 | Mini/Multi Split | Mitsubishi Electric | HRCU-A-CB | SUZ-AK36NLHZ*** |  | Mini-Splits(Ducted) | SVZ-AP36NL*** |  | 36000 | 15.2 | 9.1 | 40000 | 37000 | 92.5% | 1.8 | 0 | 10.5 |  |  |  | No | R-454B | 3 | Residential & Commercial | Ducted CEE Tier 1
215725452 | Mini/Multi Split | INNOVAIR | HRCU-A-CB | MOS48H2BM0A |  | Mini-Splits(Ducted) | MCS48H2BHRB |  | 48000 | 17.1 | 9.8 | 50000 | 38000 | 76% | 2 | 0 | 10 |  |  |  | No | R-454B | 4 | Residential & Commercial | Ducted CEE Tier 1
216415474 | Mini/Multi Split | TOSHIBA CARRIER | HRCU-A-CB | RAV-BP121AT2P-UL |  | Mini-Splits(Ducted) | RAV-HB121BTP-UL |  | 12000 | 17.1 | 9.2 | 14000 | 9800 | 70% | 1.9 | 0 | 12.2 |  |  |  | No | R-454B | 1 | Residential & Commercial | Ducted CEE Tier 1
216415475 | Mini/Multi Split | TOSHIBA CARRIER | HRCU-A-CB | RAV-BP181AT2P-UL |  | Mini-Splits(Ducted) | RAV-HB181BTP-UL |  | 18000 | 17.1 | 10 | 20000 | 14000 | 70% | 2.2 | 0 | 11.7 |  |  |  | No | R-454B | 1.5 | Residential & Commercial | Ducted CEE Tier 1
216415476 | Mini/Multi Split | TOSHIBA CARRIER | HRCU-A-CB | RAV-BP241AT2P-UL |  | Mini-Splits(Ducted) | RAV-HB241BTP-UL |  | 24000 | 19.4 | 10.5 | 27000 | 19500 | 72.22% | 2.2 | 0 | 12.5 |  |  |  | No | R-454B | 2 | Residential & Commercial | Ducted CEE Tier 1
216415477 | Mini/Multi Split | TOSHIBA CARRIER | HRCU-A-CB | RAV-BP301AT2P-UL |  | Mini-Splits(Ducted) | RAV-HB301BTP-UL |  | 30000 | 19.5 | 10.7 | 34000 | 25000 | 73.53% | 2.1 | 0 | 13 |  |  |  | No | R-454B | 2.5 | Residential & Commercial | Ducted CEE Tier 1
216415478 | Mini/Multi Split | TOSHIBA CARRIER | HRCU-A-CB | RAV-BP361AT2P-UL |  | Mini-Splits(Ducted) | RAV-HB361BTP-UL |  | 36000 | 18.1 | 10.1 | 40000 | 29000 | 72.5% | 2 | 0 | 11.8 |  |  |  | No | R-454B | 3 | Residential & Commercial | Ducted CEE Tier 1
216415479 | Mini/Multi Split | TOSHIBA CARRIER | HRCU-A-CB | RAV-BP421AT2P-UL |  | Mini-Splits(Ducted) | RAV-HB421BTP-UL |  | 42000 | 17.4 | 9.4 | 47000 | 33200 | 70.64% | 1.8 | 0 | 10.3 |  |  |  | No | R-454B | 3.5 | Residential & Commercial | Ducted CEE Tier 1
216439111 | Mini/Multi Split | HITACHI | HRCU-A-CB | PAS-18BLFASDQ1 |  | Mini-Splits(Ducted) | JPE18B3XB2HS1A |  | 18000 | 17 | 9.5 | 20000 | 19700 | 98.5% | 1.8 | 0 | 12.3 |  |  |  | No | R-32 | 1.5 | Residential & Commercial | Ducted CEE Tier 1
216439112 | Mini/Multi Split | HITACHI | HRCU-A-CB | PAS-24BLFASDQ1 |  | Mini-Splits(Ducted) | JPE24B3XC2HS1A |  | 24000 | 17.1 | 9.7 | 26000 | 25000 | 96.15% | 1.9 | 0 | 12.7 |  |  |  | No | R-32 | 2 | Residential & Commercial | Ducted CEE Tier 1
216439113 | Mini/Multi Split | HITACHI | HRCU-A-CB | PAS-36BLFASDQ1 |  | Mini-Splits(Ducted) | JPE36B3XD2HS1A |  | 36000 | 19.5 | 9.7 | 38000 | 37000 | 97.37% | 1.9 | 0 | 12.5 |  |  |  | No | R-32 | 3 | Residential & Commercial | Ducted CEE Tier 1
216409633 | Mini/Multi Split | GUARDIAN | HRCU-A-CB | UPC24CN23STG1 |  | Mini-Splits(Ducted) | JHE18B5AB2SS1 |  | 18000 | 18 | 9.5 | 25000 | 19500 | 78% | 1.98 | 0 | 12 |  |  |  | No | R-454B | 1.5 | Residential & Commercial | Ducted CEE Tier 1
216409634 | Mini/Multi Split | GUARDIAN | HRCU-A-CB | UPC24CN23STG1 |  | Mini-Splits(Ducted) | JHE24B5AC2SS1 |  | 24000 | 18 | 9.5 | 30000 | 24200 | 80.67% | 2 | 0 | 11.7 |  |  |  | No | R-454B | 2 | Residential & Commercial | Ducted CEE Tier 1
215449560 | Mini/Multi Split | HISENSE | HRCU-A-CB | AUW-09U3TS1 |  | Mini-Splits(Ducted) | ADT-09UX3TBL1 |  | 9000 | 19.5 | 9.5 | 9000 | 12000 | 133.3% | 1.8 | 0 | 11.7 |  |  |  | No | R-454B | 0.75 | Residential & Commercial | Ducted CEE Tier 1
215449561 | Mini/Multi Split | HISENSE | HRCU-A-CB | AUW-12U3TS1 |  | Mini-Splits(Ducted) | ADT-12UX3TBL1 |  | 12000 | 19.5 | 9.5 | 12000 | 12000 | 100% | 1.8 | 0 | 11.7 |  |  |  | No | R-454B | 1 | Residential & Commercial | Ducted CEE Tier 1
215449568 | Mini/Multi Split | GUARDIAN | HRCU-A-CB | UPC09CN23STG1 |  | Mini-Splits(Ducted) | UNI09DT23STG1 |  | 9000 | 19.5 | 9.5 | 9000 | 12000 | 133.3% | 1.8 | 0 | 11.7 |  |  |  | No | R-454B | 0.75 | Residential & Commercial | Ducted CEE Tier 1
215449569 | Mini/Multi Split | GUARDIAN | HRCU-A-CB | UPC12CN23STG1 |  | Mini-Splits(Ducted) | UNI12DT23STG1 |  | 12000 | 19.5 | 9.5 | 12000 | 12000 | 100% | 1.8 | 0 | 11.7 |  |  |  | No | R-454B | 1 | Residential & Commercial | Ducted CEE Tier 1
215449772 | Mini/Multi Split | Breeze33 | HRCU-A-CB | BZ33-HYP09OUT2-454-G3-P |  | Mini-Splits(Ducted) | BZ33-DIDU9-454-G3-P |  | 9000 | 21.4 | 12.5 | 10000 | 11200 | 112% | 1.89 | 0 | 13.4 |  |  |  | No | R-454B | 0.75 | Residential & Commercial | Ducted CEE Tier 1
215449773 | Mini/Multi Split | Breeze33 | HRCU-A-CB | BZ33-HYP12OUT2-454-G3-P |  | Mini-Splits(Ducted) | BZ33-DIDU12-454-G3-P |  | 12000 | 20 | 10 | 12500 | 11800 | 94.4% | 1.9 | 0 | 12 |  |  |  | No | R-454B | 1 | Residential & Commercial | Ducted CEE Tier 1
215449774 | Mini/Multi Split | Breeze33 | HRCU-A-CB | BZ33-HYP18OUT2-454-G3-P |  | Mini-Splits(Ducted) | BZ33-DIDU18-454-G3-P |  | 17000 | 18 | 10.5 | 19000 | 18000 | 94.74% | 2 | 0 | 12 |  |  |  | No | R-454B | 1.4167 | Residential & Commercial | Ducted CEE Tier 1
215449775 | Mini/Multi Split | Breeze33 | HRCU-A-CB | BZ33-HYP24OUT2-454-G3-P |  | Mini-Splits(Ducted) | BZ33-DIDU24-454-G3-P |  | 24000 | 19 | 11.7 | 26000 | 24000 | 92.31% | 2.18 | 0 | 12 |  |  |  | No | R-454B | 2 | Residential & Commercial | Ducted CEE Tier 1
215449776 | Mini/Multi Split | Breeze33 | HRCU-A-CB | BZ33-HYP36OUT2-454-G3-P |  | Mini-Splits(Ducted) | BZ33-DIDU36-454-G3-P |  | 36000 | 17.7 | 11.1 | 42000 | 37600 | 89.52% | 2.1 | 0 | 12 |  |  |  | No | R-454B | 3 | Residential & Commercial | Ducted CEE Tier 1
215449777 | Mini/Multi Split | Breeze33 | HRCU-A-CB | BZ33-HYP48OUT2-454-G3-P |  | Mini-Splits(Ducted) | BZ33-DIDU48-454-G3-P |  | 48000 | 16.7 | 10.8 | 52000 | 47500 | 91.35% | 2 | 0 | 10.4 |  |  |  | No | R-454B | 4 | Residential & Commercial | Ducted CEE Tier 1
215449778 | Mini/Multi Split | Breeze33 | HRCU-A-CB | BZ33-HYP55OUT2-454-G3-P |  | Mini-Splits(Ducted) | BZ33-DIDU60-454-G3-P |  | 55000 | 15.8 | 10.4 | 60000 | 53500 | 89.17% | 2.1 | 0 | 10.2 |  |  |  | No | R-454B | 4.5833 | Residential & Commercial | Ducted CEE Tier 1
215471408 | Mini/Multi Split | MIDEA | HRCU-A-CB | MO1ES-H09B-2A |  | Mini-Splits(Ducted) | MDLHU-H09B-2A |  | 9000 | 19.5 | 11 | 10000 | 8600 | 86% | 2.25 | 0 | 12.8 |  |  |  | No | R-454B | 0.75 | Residential & Commercial | Ducted CEE Tier 1
215471409 | Mini/Multi Split | MIDEA | HRCU-A-CB | MO1ES-H12B-2A |  | Mini-Splits(Ducted) | MDLHU-H12B-2A |  | 11500 | 19 | 10.2 | 12000 | 8800 | 73.33% | 2.25 | 0 | 11.7 |  |  |  | No | R-454B | 0.95833 | Residential & Commercial | Ducted CEE Tier 1
215471410 | Mini/Multi Split | MIDEA | HRCU-A-CB | MO1ES-H18B-2A |  | Mini-Splits(Ducted) | MDLHU-H18B-2A |  | 17000 | 20 | 10.5 | 20000 | 14000 | 70% | 2.2 | 0 | 12.5 |  |  |  | No | R-454B | 1.4167 | Residential & Commercial | Ducted CEE Tier 1
215471411 | Mini/Multi Split | MIDEA | HRCU-A-CB | MO1HS-H06B-2A |  | Mini-Splits(Ducted) | MDLHU-H06B-2A |  | 6500 | 21.4 | 13.8 | 8000 | 7800 | 97.5% | 2.4 | 0 | 14.4 |  |  |  | No | R-454B | 0.54167 | Residential & Commercial | Ducted CEE Tier 1
215471412 | Mini/Multi Split | MIDEA | HRCU-A-CB | MO1HS-H09B-2A |  | Mini-Splits(Ducted) | MDLHU-H09B-2A |  | 9000 | 21.4 | 12.5 | 10000 | 11200 | 112% | 1.89 | 0 | 13.4 |  |  |  | No | R-454B | 0.75 | Residential & Commercial | Ducted CEE Tier 1
215471413 | Mini/Multi Split | MIDEA | HRCU-A-CB | MO1HS-H12B-2A |  | Mini-Splits(Ducted) | MDLHU-H12B-2A |  | 12000 | 20 | 10 | 12500 | 11800 | 94.4% | 1.9 | 0 | 12 |  |  |  | No | R-454B | 1 | Residential & Commercial | Ducted CEE Tier 1
215471414 | Mini/Multi Split | MIDEA | HRCU-A-CB | MO1HS-H18B-2A |  | Mini-Splits(Ducted) | MDLHU-H18B-2A |  | 17000 | 18 | 10.5 | 19000 | 18000 | 94.74% | 2 | 0 | 12 |  |  |  | No | R-454B | 1.4167 | Residential & Commercial | Ducted CEE Tier 1
215471415 | Mini/Multi Split | MIDEA | HRCU-A-CB | MO1ES-H09B-2A |  | Mini-Splits(Ducted) | MDHHU-H09B-2A |  | 9000 | 19.7 | 11.5 | 10000 | 8300 | 83% | 2.31 | 0 | 13 |  |  |  | No | R-454B | 0.75 | Residential & Commercial | Ducted CEE Tier 1
215471416 | Mini/Multi Split | MIDEA | HRCU-A-CB | MO1ES-H12B-2A |  | Mini-Splits(Ducted) | MDHHU-H12B-2A |  | 12000 | 19.5 | 10.5 | 12000 | 8900 | 74.17% | 2.44 | 0 | 12 |  |  |  | No | R-454B | 1 | Residential & Commercial | Ducted CEE Tier 1
215471417 | Mini/Multi Split | MIDEA | HRCU-A-CB | MO1ES-H18B-2A |  | Mini-Splits(Ducted) | MDHHU-H18B-2A |  | 17500 | 20 | 11.3 | 20000 | 14200 | 71% | 2.4 | 0 | 13.3 |  |  |  | No | R-454B | 1.4583 | Residential & Commercial | Ducted CEE Tier 1
215471418 | Mini/Multi Split | MIDEA | HRCU-A-CB | MO1ES-H24B-2A |  | Mini-Splits(Ducted) | MDHHU-H24B-2A |  | 24000 | 19 | 11 | 25000 | 19000 | 76% | 2.3 | 0 | 12.5 |  |  |  | No | R-454B | 2 | Residential & Commercial | Ducted CEE Tier 1
215471420 | Mini/Multi Split | MIDEA | HRCU-A-CB | MO1BU-H48B-2A |  | Mini-Splits(Ducted) | MDHHS-H48B-2A |  | 48000 | 17.1 | 9.8 | 50000 | 38000 | 76% | 2 | 0 | 10 |  |  |  | No | R-454B | 4 | Residential & Commercial | Ducted CEE Tier 1
215471422 | Mini/Multi Split | MIDEA | HRCU-A-CB | MO1HS-H09B-2A |  | Mini-Splits(Ducted) | MDHHU-H09B-2A |  | 9000 | 20.5 | 13.8 | 9900 | 11900 | 120.2% | 1.85 | 0 | 14 |  |  |  | No | R-454B | 0.75 | Residential & Commercial | Ducted CEE Tier 1
215471423 | Mini/Multi Split | MIDEA | HRCU-A-CB | MO1HS-H12B-2A |  | Mini-Splits(Ducted) | MDHHU-H12B-2A |  | 12000 | 20 | 10.6 | 12000 | 12000 | 100% | 1.95 | 0 | 12 |  |  |  | No | R-454B | 1 | Residential & Commercial | Ducted CEE Tier 1
215471424 | Mini/Multi Split | MIDEA | HRCU-A-CB | MO1HS-H18B-2A |  | Mini-Splits(Ducted) | MDHHU-H18B-2A |  | 17500 | 18.4 | 11.1 | 19500 | 18000 | 92.31% | 2.1 | 0 | 12 |  |  |  | No | R-454B | 1.4583 | Residential & Commercial | Ducted CEE Tier 1
215471425 | Mini/Multi Split | MIDEA | HRCU-A-CB | MO1HS-H24B-2A |  | Mini-Splits(Ducted) | MDHHU-H24B-2A |  | 24000 | 19 | 11.7 | 26000 | 24000 | 92.31% | 2.18 | 0 | 12 |  |  |  | No | R-454B | 2 | Residential & Commercial | Ducted CEE Tier 1
215471426 | Mini/Multi Split | MIDEA | HRCU-A-CB | MO1HU-H36B-2A |  | Mini-Splits(Ducted) | MDHHS-H36B-2A |  | 36000 | 17.7 | 11.1 | 42000 | 37600 | 89.52% | 2.1 | 0 | 12 |  |  |  | No | R-454B | 3 | Residential & Commercial | Ducted CEE Tier 1
215471427 | Mini/Multi Split | MIDEA | HRCU-A-CB | MO1HU-H48B-2A |  | Mini-Splits(Ducted) | MDHHS-H48B-2A |  | 48000 | 16.7 | 10.8 | 52000 | 47500 | 91.35% | 2 | 0 | 10.4 |  |  |  | No | R-454B | 4 | Residential & Commercial | Ducted CEE Tier 1
215471428 | Mini/Multi Split | MIDEA | HRCU-A-CB | MO1HU-H60B-2A |  | Mini-Splits(Ducted) | MDHHS-H60B-2A |  | 55000 | 15.8 | 10.4 | 60000 | 53500 | 89.17% | 2.1 | 0 | 10.2 |  |  |  | No | R-454B | 4.5833 | Residential & Commercial | Ducted CEE Tier 1
215490147 | Mini/Multi Split | SAMSUNG | HRCU-A-CB | AC018DXADCG |  | Mini-Splits(Ducted) | AC018DNHDCG |  | 18000 | 18 | 8.5 | 20000 | 16000 | 80% | 1.8 | 0 | 10.5 |  |  |  | No | R-32 | 1.5 | Residential & Commercial | Ducted CEE Tier 1
215490148 | Mini/Multi Split | SAMSUNG | HRCU-A-CB | AC024DXADCG |  | Mini-Splits(Ducted) | AC024DNHDCG |  | 24000 | 17.5 | 8.7 | 27000 | 21600 | 80% | 1.8 | 0 | 11 |  |  |  | No | R-32 | 2 | Residential & Commercial | Ducted CEE Tier 1
215490149 | Mini/Multi Split | SAMSUNG | HRCU-A-CB | AC030DXADCG |  | Mini-Splits(Ducted) | AC030DNHDCG |  | 30000 | 19 | 9 | 34000 | 27200 | 80% | 1.8 | 0 | 11 |  |  |  | No | R-32 | 2.5 | Residential & Commercial | Ducted CEE Tier 1
215588566 | Mini/Multi Split | LG | HRCU-A-CB | KUSXA121A |  | Mini-Splits(Ducted) | KNSLB121A |  | 12500 | 17 | 9.8 | 15000 | 15000 | 100% | 1.95 | 0 | 13.3 |  |  |  | No | R-32 | 1.0417 | Residential & Commercial | Ducted CEE Tier 1
215588567 | Mini/Multi Split | LG | HRCU-A-CB | KUSXA181A |  | Mini-Splits(Ducted) | KNSLA181A |  | 18000 | 17.5 | 10 | 20000 | 25000 | 125% | 2 | 0 | 13.5 |  |  |  | No | R-32 | 1.5 | Residential & Commercial | Ducted CEE Tier 1
215588568 | Mini/Multi Split | LG | HRCU-A-CB | KUSXA241A |  | Mini-Splits(Ducted) | KNSLA241A |  | 24000 | 17.5 | 10 | 27000 | 25000 | 92.59% | 2 | 0 | 12.5 |  |  |  | No | R-32 | 2 | Residential & Commercial | Ducted CEE Tier 1
215588570 | Mini/Multi Split | LG | HRCU-A-CB | KUSXB121A |  | Mini-Splits(Ducted) | KNSLB121A |  | 12000 | 16.2 | 9.5 | 15000 | 10500 | 70% | 1.85 | 0 | 12.2 |  |  |  | No | R-32 | 1 | Residential & Commercial | Ducted CEE Tier 1
215588571 | Mini/Multi Split | LG | HRCU-A-CB | KUSXB181A |  | Mini-Splits(Ducted) | KNSLB181A |  | 18000 | 17.5 | 10 | 20000 | 22000 | 110% | 1.85 | 0 | 13.5 |  |  |  | No | R-32 | 1.5 | Residential & Commercial | Ducted CEE Tier 1
215588572 | Mini/Multi Split | LG | HRCU-A-CB | KUSXB361A |  | Mini-Splits(Ducted) | KNSLB301A |  | 33000 | 17.5 | 9.5 | 40000 | 33000 | 82.5% | 1.85 | 0 | 11.8 |  |  |  | No | R-32 | 2.75 | Residential & Commercial | Ducted CEE Tier 1
215588573 | Mini/Multi Split | LG | HRCU-A-CB | KUSXB421A |  | Mini-Splits(Ducted) | KNSLB421A |  | 42000 | 18 | 9.5 | 46000 | 38500 | 83.7% | 1.8 | 0 | 11.7 |  |  |  | No | R-32 | 3.5 | Residential & Commercial | Ducted CEE Tier 1
215588574 | Mini/Multi Split | LG | HRCU-A-CB | KUSXB601A |  | Mini-Splits(Ducted) | KNSLB601A |  | 52500 | 17.5 | 9.4 | 56500 | 45000 | 79.65% | 1.85 | 0 | 12 |  |  |  | No | R-32 | 4.375 | Residential & Commercial | Ducted CEE Tier 1
215588575 | Mini/Multi Split | LG | HRCU-A-CB | KUSXA301A |  | Mini-Splits(Ducted) | KNSLA301A |  | 30000 | 18.2 | 9.8 | 34000 | 33000 | 97.06% | 2 | 0 | 13.5 |  |  |  | No | R-32 | 2.5 | Residential & Commercial | Ducted CEE Tier 1
215588576 | Mini/Multi Split | LG | HRCU-A-CB | KUSXA361A |  | Mini-Splits(Ducted) | KNSLA361A |  | 33000 | 18.2 | 9.6 | 40000 | 33000 | 82.5% | 2 | 0 | 13 |  |  |  | No | R-32 | 2.75 | Residential & Commercial | Ducted CEE Tier 1
215588578 | Mini/Multi Split | LG | HRCU-A-CB | KUSXB241A |  | Mini-Splits(Ducted) | KNSLB241A |  | 23200 | 17.5 | 9.7 | 27000 | 22000 | 81.48% | 1.85 | 0 | 12 |  |  |  | No | R-32 | 1.9333 | Residential & Commercial | Ducted CEE Tier 1
215588579 | Mini/Multi Split | LG | HRCU-A-CB | KUSXB301A |  | Mini-Splits(Ducted) | KNSLB301A |  | 27000 | 17 | 9.6 | 34000 | 30000 | 88.24% | 1.85 | 0 | 11.7 |  |  |  | No | R-32 | 2.25 | Residential & Commercial | Ducted CEE Tier 1
215588580 | Mini/Multi Split | LG | HRCU-A-CB | KUSXB481A |  | Mini-Splits(Ducted) | KNSLB481A |  | 45500 | 18 | 9.4 | 50000 | 38500 | 77% | 1.8 | 0 | 11.7 |  |  |  | No | R-32 | 3.7917 | Residential & Commercial | Ducted CEE Tier 1
215441402 | Mini/Multi Split | HISENSE | HRCU-A-CB | AUW-48U3TH1(JCH) |  | Mini-Splits(Ducted) | AUD-48UX3TEH1(JCH ) |  | 44000 | 19.5 | 9.5 | 44000 | 44000 | 100% | 2 | 0 | 10.7 |  |  |  | No | R-454B | 3.6667 | Residential & Commercial | Ducted CEE Tier 1
215441403 | Mini/Multi Split | HISENSE | HRCU-A-CB | AUW-36U3TW1(JCH) |  | Mini-Splits(Ducted) | AUD-36UX3TEH1(JCH ) |  | 33000 | 18.5 | 9 | 36000 | 36000 | 100% | 2 | 0 | 11.7 |  |  |  | No | R-454B | 2.75 | Residential & Commercial | Ducted CEE Tier 1
215441404 | Mini/Multi Split | GUARDIAN | HRCU-A-CB | UPC36CN23STG1 |  | Mini-Splits(Ducted) | UNI36DT23STG1 |  | 33000 | 18.5 | 9 | 36000 | 36000 | 100% | 2 | 0 | 11.7 |  |  |  | No | R-454B | 2.75 | Residential & Commercial | Ducted CEE Tier 1
215441405 | Mini/Multi Split | GUARDIAN | HRCU-A-CB | UPC48CN23STG1 |  | Mini-Splits(Ducted) | UNI48DT23STG1 |  | 44000 | 19.5 | 9.5 | 44000 | 44000 | 100% | 2 | 0 | 10.7 |  |  |  | No | R-454B | 3.6667 | Residential & Commercial | Ducted CEE Tier 1
215434556 | Mini/Multi Split | FUJITSU | HRCU-A-CB | AOUH12KUAS1 |  | Mini-Splits(Ducted) | ARUH12KUAS |  | 12000 | 19.1 | 10.5 | 16000 | 15500 | 96.88% | 2.02 | 0 | 12.7 |  |  |  | No | R-32 | 1 | Residential & Commercial | Ducted CEE Tier 1
215434557 | Mini/Multi Split | FUJITSU | HRCU-A-CB | AOUH18KUAS1 |  | Mini-Splits(Ducted) | ARUH18KUAS |  | 18000 | 18.6 | 10.3 | 21600 | 17100 | 79.17% | 2.16 | 0 | 11.7 |  |  |  | No | R-32 | 1.5 | Residential & Commercial | Ducted CEE Tier 1
215434558 | Mini/Multi Split | FUJITSU | HRCU-A-CB | AOUH24KUAS1 |  | Mini-Splits(Ducted) | ARUH24KUAS |  | 24000 | 18.5 | 10.2 | 27000 | 23600 | 87.41% | 2.04 | 0 | 11.7 |  |  |  | No | R-32 | 2 | Residential & Commercial | Ducted CEE Tier 1
215434559 | Mini/Multi Split | FUJITSU | HRCU-A-CB | AOUH30KUAS1 |  | Mini-Splits(Ducted) | ARUH30KUAS |  | 30000 | 18.5 | 10 | 32000 | 28000 | 87.5% | 2.04 | 0 | 11 |  |  |  | No | R-32 | 2.5 | Residential & Commercial | Ducted CEE Tier 1
215434560 | Mini/Multi Split | FUJITSU | HRCU-A-CB | AOUH36KUAS1 |  | Mini-Splits(Ducted) | ARUH36KUAS |  | 36000 | 18 | 9.8 | 38000 | 31000 | 81.58% | 2.08 | 0 | 10.4 |  |  |  | No | R-32 | 3 | Residential & Commercial | Ducted CEE Tier 1
216014106 | Mini/Multi Split | SEA BREEZE+ | HRCU-A-CB | SZ12H525ZMO |  | Mini-Splits(Ducted) | D12H525ZMI |  | 12000 | 19.5 | 10.5 | 12000 | 8900 | 74.17% | 2.44 | 0 | 12 |  |  |  | No | R-454B | 1 | Residential & Commercial | Ducted CEE Tier 1
216014112 | Mini/Multi Split | SEA BREEZE+ | HRCU-A-CB | SZ18H525ZMO |  | Mini-Splits(Ducted) | D18H525ZMI |  | 17500 | 20 | 11.3 | 20000 | 14200 | 71% | 2.4 | 0 | 13.3 |  |  |  | No | R-454B | 1.4583 | Residential & Commercial | Ducted CEE Tier 1
216014116 | Mini/Multi Split | SEA BREEZE+ | HRCU-A-CB | SZ24H525ZMO |  | Mini-Splits(Ducted) | D24H525ZMI |  | 24000 | 19 | 11 | 25000 | 19000 | 76% | 2.3 | 0 | 12.5 |  |  |  | No | R-454B | 2 | Residential & Commercial | Ducted CEE Tier 1
216014123 | Mini/Multi Split | SEA BREEZE+ | HRCU-A-CB | HSZ09H525ZMO |  | Mini-Splits(Ducted) | D09H525ZMI |  | 9000 | 20.5 | 13.8 | 9900 | 11900 | 120.2% | 1.85 | 0 | 14 |  |  |  | No | R-454B | 0.75 | Residential & Commercial | Ducted CEE Tier 1
216014128 | Mini/Multi Split | SEA BREEZE+ | HRCU-A-CB | HSZ12H525ZMO |  | Mini-Splits(Ducted) | D12H525ZMI |  | 12000 | 20 | 10.6 | 12000 | 12000 | 100% | 1.95 | 0 | 12 |  |  |  | No | R-454B | 1 | Residential & Commercial | Ducted CEE Tier 1
216014134 | Mini/Multi Split | SEA BREEZE+ | HRCU-A-CB | HSZ18H525ZMO |  | Mini-Splits(Ducted) | D18H525ZMI |  | 17500 | 18.4 | 11.1 | 19500 | 18000 | 92.31% | 2.1 | 0 | 12 |  |  |  | No | R-454B | 1.4583 | Residential & Commercial | Ducted CEE Tier 1
216014138 | Mini/Multi Split | SEA BREEZE+ | HRCU-A-CB | HSZ24H525ZMO |  | Mini-Splits(Ducted) | D24H525ZMI |  | 24000 | 19 | 11.7 | 26000 | 24000 | 92.31% | 2.18 | 0 | 12 |  |  |  | No | R-454B | 2 | Residential & Commercial | Ducted CEE Tier 1
215413812 | Mini/Multi Split | GREE | HRCU-A-CB | ENV09HP230V1R32AO |  | Mini-Splits(Ducted) | DUC09HP230V1R32AH |  | 9100 | 22 | 9.2 | 10500 | 9500 | 90.48% | 2.15 | 0 | 14.2 |  |  |  | No | R-32 | 0.75833 | Residential & Commercial | Ducted CEE Tier 1
215413817 | Mini/Multi Split | GREE | HRCU-A-CB | VIR09HP230V1R32AO |  | Mini-Splits(Ducted) | DUC09HP230V1R32AH |  | 9100 | 22 | 9.2 | 10500 | 9500 | 90.48% | 2.15 | 0 | 14.2 |  |  |  | No | R-32 | 0.75833 | Residential & Commercial | Ducted CEE Tier 1
215414347 | Mini/Multi Split | GREE | HRCU-A-CB | GWH12AUCXD-D6DNA1B/O |  | Mini-Splits(Ducted) | GFH(12)DA-D6DN***/I |  | 12000 | 21 | 9 | 12000 | 10500 | 87.5% | 1.9 | 0 | 13 |  |  |  | No | R-32 | 1 | Residential & Commercial | Ducted CEE Tier 1
215415512 | Mini/Multi Split | GREE | HRCU-A-CB | GWH24AWEXF-D6DNA1I/O |  | Mini-Splits(Ducted) | GFH(24)DB-D6DN***/I |  | 22000 | 19.5 | 9 | 24000 | 19600 | 81.67% | 1.8 | 0 | 12.3 |  |  |  | No | R-32 | 1.8333 | Residential & Commercial | Ducted CEE Tier 1
215415515 | Mini/Multi Split | GREE | HRCU-A-CB | VIR24HP230V1R32AO |  | Mini-Splits(Ducted) | DUC24HP230V1R32AH |  | 22000 | 19.5 | 9 | 24000 | 19600 | 81.67% | 1.8 | 0 | 12.3 |  |  |  | No | R-32 | 1.8333 | Residential & Commercial | Ducted CEE Tier 1
215415518 | Mini/Multi Split | GREE | HRCU-A-CB | ENV24HP230V1R32AO |  | Mini-Splits(Ducted) | DUC24HP230V1R32AH |  | 22000 | 19.5 | 9 | 24000 | 19600 | 81.67% | 1.8 | 0 | 12.3 |  |  |  | No | R-32 | 1.8333 | Residential & Commercial | Ducted CEE Tier 1
215415523 | Mini/Multi Split | GREE | HRCU-A-CB | GWH12AVDXE-D6DNA1A/O |  | Mini-Splits(Ducted) | GFH(12)DA-D6DN***/I |  | 12000 | 21.5 | 9 | 12000 | 10500 | 87.5% | 1.9 | 0 | 13 |  |  |  | No | R-32 | 1 | Residential & Commercial | Ducted CEE Tier 1
215415547 | Mini/Multi Split | GREE | HRCU-A-CB | SAP09HP230V1R32AO |  | Mini-Splits(Ducted) | DUC09HP230V1R32AH |  | 9100 | 22.3 | 9.5 | 10500 | 9200 | 87.62% | 1.8 | 0 | 14.3 |  |  |  | No | R-32 | 0.75833 | Residential & Commercial | Ducted CEE Tier 1
215415552 | Mini/Multi Split | GREE | HRCU-A-CB | GWH18AUDXF-D6DNA1A/O |  | Mini-Splits(Ducted) | GFH(18)DB-D6DN***/I |  | 18000 | 22.5 | 9 | 18000 | 15000 | 83.33% | 1.9 | 0 | 14 |  |  |  | No | R-32 | 1.5 | Residential & Commercial | Ducted CEE Tier 1
215415553 | Mini/Multi Split | GREE | HRCU-A-CB | GWH18AUDXF-D6DNA1A/O |  | Mini-Splits(Ducted) | GFH(21)DB-D6DN***/I |  | 21000 | 21 | 9 | 21000 | 15000 | 71.43% | 1.9 | 0 | 12.6 |  |  |  | No | R-32 | 1.75 | Residential & Commercial | Ducted CEE Tier 1
215415562 | Mini/Multi Split | GREE | HRCU-A-CB | VIR12HP230V1R32AO |  | Mini-Splits(Ducted) | DUC12HP230V1R32AH |  | 12000 | 21 | 9 | 12000 | 10500 | 87.5% | 1.9 | 0 | 13 |  |  |  | No | R-32 | 1 | Residential & Commercial | Ducted CEE Tier 1
215415567 | Mini/Multi Split | GREE | HRCU-A-CB | ENV12HP230V1R32AO |  | Mini-Splits(Ducted) | DUC12HP230V1R32AH |  | 12000 | 21 | 9 | 12000 | 10500 | 87.5% | 1.9 | 0 | 13 |  |  |  | No | R-32 | 1 | Residential & Commercial | Ducted CEE Tier 1
215416014 | Mini/Multi Split | GREE | HRCU-A-CB | GWH18AVEXF-D6DNA1A/O |  | Mini-Splits(Ducted) | GFH(18)DB-D6DN***/I |  | 18000 | 24.5 | 9.4 | 18000 | 17000 | 94.44% | 1.8 | 0 | 14 |  |  |  | No | R-32 | 1.5 | Residential & Commercial | Ducted CEE Tier 1
215416015 | Mini/Multi Split | GREE | HRCU-A-CB | GWH18AVEXF-D6DNA1A/O |  | Mini-Splits(Ducted) | GFH(21)DB-D6DN***/I |  | 21000 | 24 | 9.4 | 21000 | 17000 | 80.95% | 1.8 | 0 | 13 |  |  |  | No | R-32 | 1.75 | Residential & Commercial | Ducted CEE Tier 1
215416020 | Mini/Multi Split | GREE | HRCU-A-CB | SAP18HP230V1R32AO |  | Mini-Splits(Ducted) | DUC18HP230V1R32AH |  | 18000 | 24 | 9.2 | 18000 | 15500 | 86.11% | 1.8 | 0 | 13.65 |  |  |  | No | R-32 | 1.5 | Residential & Commercial | Ducted CEE Tier 1
215416021 | Mini/Multi Split | GREE | HRCU-A-CB | SAP18HP230V1R32AO |  | Mini-Splits(Ducted) | DUC21HP230V1R32AH |  | 21000 | 23 | 9.2 | 21000 | 15500 | 73.81% | 1.8 | 0 | 13 |  |  |  | No | R-32 | 1.75 | Residential & Commercial | Ducted CEE Tier 1
215416026 | Mini/Multi Split | ECO AC | HRCU-A-CB | EHH-O24KBA |  | Mini-Splits(Ducted) | EHH-D24KBA |  | 22000 | 20 | 9 | 24000 | 19000 | 79.17% | 1.9 | 12.7 | 12.7 |  |  |  | No | R-410A | 1.8333 | Residential & Commercial | Ducted CEE Tier 1
215416029 | Mini/Multi Split | ECO AC | HRCU-A-CB | EHH-O12KBA |  | Mini-Splits(Ducted) | EHH-D12KBA |  | 12000 | 20 | 8.5 | 12000 | 8800 | 73.33% | 1.9 | 12.5 | 11.8 |  |  |  | No | R-410A | 1 | Residential & Commercial | Ducted CEE Tier 1
215416032 | Mini/Multi Split | ECO AC | HRCU-A-CB | EHH-O18KBA |  | Mini-Splits(Ducted) | EHH-D18KBA |  | 18000 | 20 | 8.5 | 18000 | 13300 | 73.89% | 2.12 | 0 | 12.5 |  |  |  | No | R-410A | 1.5 | Residential & Commercial | Ducted CEE Tier 1
215417451 | Mini/Multi Split | GREE | HRCU-A-CB | ENV18HP230V1R32AO |  | Mini-Splits(Ducted) | DUC18HP230V1R32AH |  | 18000 | 22.5 | 9 | 18000 | 15000 | 83.33% | 1.9 | 0 | 14 |  |  |  | No | R-32 | 1.5 | Residential & Commercial | Ducted CEE Tier 1
215417452 | Mini/Multi Split | GREE | HRCU-A-CB | ENV18HP230V1R32AO |  | Mini-Splits(Ducted) | DUC21HP230V1R32AH |  | 21000 | 21 | 9 | 21000 | 15000 | 71.43% | 1.9 | 0 | 12.6 |  |  |  | No | R-32 | 1.75 | Residential & Commercial | Ducted CEE Tier 1
215417458 | Mini/Multi Split | GREE | HRCU-A-CB | VIR18HP230V1R32AO |  | Mini-Splits(Ducted) | DUC18HP230V1R32AH |  | 18000 | 22.5 | 9 | 18000 | 15000 | 83.33% | 1.9 | 0 | 14 |  |  |  | No | R-32 | 1.5 | Residential & Commercial | Ducted CEE Tier 1
215417459 | Mini/Multi Split | GREE | HRCU-A-CB | VIR18HP230V1R32AO |  | Mini-Splits(Ducted) | DUC21HP230V1R32AH |  | 21000 | 21 | 9 | 21000 | 15000 | 71.43% | 1.9 | 0 | 12.6 |  |  |  | No | R-32 | 1.75 | Residential & Commercial | Ducted CEE Tier 1
215406442 | Mini/Multi Split | GREE | HRCU-A-CB | GWH09AUCXD-D6DNA1C/O |  | Mini-Splits(Ducted) | GFH(09)DA-D6DN***/I |  | 9100 | 22 | 9.2 | 10500 | 9500 | 90.48% | 2.15 | 0 | 14.2 |  |  |  | No | R-32 | 0.75833 | Residential & Commercial | Ducted CEE Tier 1
215570371 | Mini/Multi Split | TCL | HRCU-A-CB | H09SBH23XPC |  | Mini-Splits(Ducted) | H09DTHU1XAE |  | 9500 | 20.5 | 9.5 | 10000 | 7600 | 76% | 1.85 | 0 | 12.5 |  |  |  | No | R-454B | 0.79167 | Residential & Commercial | Ducted CEE Tier 1
215570373 | Mini/Multi Split | TCL | HRCU-A-CB | H12SBH23XPC |  | Mini-Splits(Ducted) | H12DTHU1XAE |  | 11000 | 19 | 8.1 | 12000 | 8900 | 74.17% | 1.8 | 0 | 11.7 |  |  |  | No | R-454B | 0.91667 | Residential & Commercial | Ducted CEE Tier 1
215570375 | Mini/Multi Split | TCL | HRCU-A-CB | H18SBH22XPC |  | Mini-Splits(Ducted) | H18DTHU1XAE |  | 17000 | 21 | 8.1 | 18000 | 13400 | 74.44% | 1.78 | 0 | 11.7 |  |  |  | No | R-454B | 1.4167 | Residential & Commercial | Ducted CEE Tier 1
215570377 | Mini/Multi Split | TCL | HRCU-A-CB | H24SBH20XPC |  | Mini-Splits(Ducted) | H24DTHU1XAE |  | 22000 | 19 | 9.5 | 25000 | 19300 | 77.2% | 2 | 0 | 11.7 |  |  |  | No | R-454B | 1.8333 | Residential & Commercial | Ducted CEE Tier 1
215385456 | Mini/Multi Split | SAMSUNG | HRCU-A-CB | AC030DXSCCG |  | Mini-Splits(Ducted) | AC030DNHDCG |  | 30000 | 20 | 10 | 35000 | 35000 | 100% | 1.8 | 0 | 13 |  |  |  | No | R-32 | 2.5 | Residential & Commercial | Ducted CEE Tier 1
215385459 | Mini/Multi Split | SAMSUNG | HRCU-A-CB | AC036DXSCCG |  | Mini-Splits(Ducted) | AC036DNHDCG |  | 36000 | 20 | 9.8 | 40000 | 40000 | 100% | 1.8 | 0 | 12.8 |  |  |  | No | R-32 | 3 | Residential & Commercial | Ducted CEE Tier 1
215386399 | Mini/Multi Split | SAMSUNG | HRCU-A-CB | AC048DXSCCG |  | Mini-Splits(Ducted) | AC048DNHDCG |  | 47000 | 18 | 9.5 | 54000 | 54000 | 100% | 1.8 | 0 | 11.7 |  |  |  | No | R-32 | 3.9167 | Residential & Commercial | Ducted CEE Tier 1
215569834 | Mini/Multi Split | Viessmann | HRCU-A-CB | DLCSRBH18AAK |  | Mini-Splits(Ducted) | DLFSDAH24XAK |  | 17500 | 18 | 10.5 | 19000 | 16000 | 84.21% | 2 | 13.2 | 12.1 |  |  |  | No | R-410A | 1.4583 | Residential & Commercial | Ducted CEE Tier 1
215569862 | Mini/Multi Split | Viessmann | HRCU-A-CB | DLCSRBH18AAK |  | Mini-Splits(Ducted) | DLFSDAH18XHK |  | 17500 | 18 | 10.8 | 19000 | 18000 | 94.74% | 2.2 | 0 | 12.1 |  |  |  | No | R-410A | 1.4583 | Residential & Commercial | Ducted CEE Tier 1
215569863 | Mini/Multi Split | Viessmann | HRCU-A-CB | DLCSRBH09AAK |  | Mini-Splits(Ducted) | DLFSDAH09XHK |  | 9000 | 20.5 | 10 | 9800 | 10800 | 110.2% | 1.9 | 0 | 13.6 |  |  |  | No | R-410A | 0.75 | Residential & Commercial | Ducted CEE Tier 1
215569864 | Mini/Multi Split | Viessmann | HRCU-A-CB | DLCSRBH12AAK |  | Mini-Splits(Ducted) | DLFSDAH12XHK |  | 12000 | 20 | 9.5 | 12000 | 12000 | 100% | 1.85 | 0 | 12 |  |  |  | No | R-410A | 1 | Residential & Commercial | Ducted CEE Tier 1
215569868 | Mini/Multi Split | Viessmann | HRCU-A-CB | DLCSRBH24AAK |  | Mini-Splits(Ducted) | DLFSDAH24XHK |  | 24000 | 19.2 | 11.1 | 25000 | 24000 | 96% | 2 | 0 | 12 |  |  |  | No | R-410A | 2 | Residential & Commercial | Ducted CEE Tier 1
215359244 | Mini/Multi Split | Durastar | HRCU-A-CB | DRA1H06S2A |  | Mini-Splits(Ducted) | DRADL0612F2A |  | 6500 | 21.4 | 13.8 | 8000 | 7800 | 97.5% | 2.4 | 0 | 14.4 |  |  |  | No | R-454B | 0.54167 | Residential & Commercial | Ducted CEE Tier 1
215359250 | Mini/Multi Split | Durastar | HRCU-A-CB | DRA1H09S2A |  | Mini-Splits(Ducted) | DRADL0612F2A |  | 9000 | 21.4 | 12.5 | 10000 | 11200 | 112% | 1.89 | 0 | 13.4 |  |  |  | No | R-454B | 0.75 | Residential & Commercial | Ducted CEE Tier 1
215359251 | Mini/Multi Split | Durastar | HRCU-A-CB | DRA1H09S2A |  | Mini-Splits(Ducted) | DRADH0912F2A |  | 9000 | 20.5 | 13.8 | 9900 | 11900 | 120.2% | 1.85 | 0 | 14 |  |  |  | No | R-454B | 0.75 | Residential & Commercial | Ducted CEE Tier 1
215359256 | Mini/Multi Split | Durastar | HRCU-A-CB | DRA1H12S2A |  | Mini-Splits(Ducted) | DRADL0612F2A |  | 12000 | 20 | 10 | 12500 | 11800 | 94.4% | 1.9 | 0 | 12 |  |  |  | No | R-454B | 1 | Residential & Commercial | Ducted CEE Tier 1
215359257 | Mini/Multi Split | Durastar | HRCU-A-CB | DRA1H12S2A |  | Mini-Splits(Ducted) | DRADH0912F2A |  | 12000 | 20 | 10.6 | 12000 | 12000 | 100% | 1.95 | 0 | 12 |  |  |  | No | R-454B | 1 | Residential & Commercial | Ducted CEE Tier 1
215359263 | Mini/Multi Split | Durastar | HRCU-A-CB | DRA1H18S2A |  | Mini-Splits(Ducted) | DRADL18F2A |  | 17000 | 18 | 10.5 | 19000 | 18000 | 94.74% | 2 | 0 | 12 |  |  |  | No | R-454B | 1.4167 | Residential & Commercial | Ducted CEE Tier 1
215359264 | Mini/Multi Split | Durastar | HRCU-A-CB | DRA1H18S2A |  | Mini-Splits(Ducted) | DRADH18F2A |  | 17500 | 18.4 | 11.1 | 19500 | 18000 | 92.31% | 2.1 | 0 | 12 |  |  |  | No | R-454B | 1.4583 | Residential & Commercial | Ducted CEE Tier 1
215359268 | Mini/Multi Split | Durastar | HRCU-A-CB | DRA1H24S2A |  | Mini-Splits(Ducted) | DRADH24F2A |  | 24000 | 19 | 11.7 | 26000 | 24000 | 92.31% | 2.18 | 0 | 12 |  |  |  | No | R-454B | 2 | Residential & Commercial | Ducted CEE Tier 1
215359275 | Mini/Multi Split | Durastar | HRCU-A-CB | DRA1U09S2A |  | Mini-Splits(Ducted) | DRADL0612F2A |  | 9000 | 19.5 | 11 | 10000 | 8600 | 86% | 2.25 | 0 | 12.8 |  |  |  | No | R-454B | 0.75 | Residential & Commercial | Ducted CEE Tier 1
215359276 | Mini/Multi Split | Durastar | HRCU-A-CB | DRA1U09S2A |  | Mini-Splits(Ducted) | DRADH0912F2A |  | 9000 | 19.7 | 11.5 | 10000 | 8300 | 83% | 2.31 | 0 | 13 |  |  |  | No | R-454B | 0.75 | Residential & Commercial | Ducted CEE Tier 1
215359281 | Mini/Multi Split | Durastar | HRCU-A-CB | DRA1U12S2A |  | Mini-Splits(Ducted) | DRADL0612F2A |  | 11500 | 19 | 10.2 | 12000 | 8800 | 73.33% | 2.25 | 0 | 11.7 |  |  |  | No | R-454B | 0.95833 | Residential & Commercial | Ducted CEE Tier 1
215359282 | Mini/Multi Split | Durastar | HRCU-A-CB | DRA1U12S2A |  | Mini-Splits(Ducted) | DRADH0912F2A |  | 12000 | 19.5 | 10.5 | 12000 | 8900 | 74.17% | 2.44 | 0 | 12 |  |  |  | No | R-454B | 1 | Residential & Commercial | Ducted CEE Tier 1
215359288 | Mini/Multi Split | Durastar | HRCU-A-CB | DRA1U18S2A |  | Mini-Splits(Ducted) | DRADL18F2A |  | 17000 | 20 | 10.5 | 20000 | 14000 | 70% | 2.2 | 0 | 12.5 |  |  |  | No | R-454B | 1.4167 | Residential & Commercial | Ducted CEE Tier 1
215359289 | Mini/Multi Split | Durastar | HRCU-A-CB | DRA1U18S2A |  | Mini-Splits(Ducted) | DRADH18F2A |  | 17500 | 20 | 11.3 | 20000 | 14200 | 71% | 2.4 | 0 | 13.3 |  |  |  | No | R-454B | 1.4583 | Residential & Commercial | Ducted CEE Tier 1
215359293 | Mini/Multi Split | Durastar | HRCU-A-CB | DRA1U24S2A |  | Mini-Splits(Ducted) | DRADH24F2A |  | 24000 | 19 | 11 | 25000 | 19000 | 76% | 2.3 | 0 | 12.5 |  |  |  | No | R-454B | 2 | Residential & Commercial | Ducted CEE Tier 1
215359321 | Mini/Multi Split | HITACHI | HRCU-A-CB | PAS-12BLFASDQ1 |  | Mini-Splits(Ducted) | PPIM-B12UFA1DQ |  | 12000 | 20.5 | 10 | 14000 | 13000 | 92.86% | 2.1 | 0 | 13.9 |  |  |  | No | R-32 | 1 | Residential & Commercial | Ducted CEE Tier 1
215569786 | Mini/Multi Split | Viessmann | HRCU-A-CB | DLCSRBH09AAK |  | Mini-Splits(Ducted) | DLFSDAH09XAK |  | 9000 | 20.2 | 12 | 10000 | 10800 | 108% | 1.9 | 14 | 13.2 |  |  |  | No | R-410A | 0.75 | Residential & Commercial | Ducted CEE Tier 1
215569788 | Mini/Multi Split | Viessmann | HRCU-A-CB | DLCSRBH12AAK |  | Mini-Splits(Ducted) | DLFSDAH12XAK |  | 12000 | 19.5 | 10 | 12500 | 12100 | 96.8% | 1.96 | 13 | 11.7 |  |  |  | No | R-410A | 1 | Residential & Commercial | Ducted CEE Tier 1
215569791 | Mini/Multi Split | Viessmann | HRCU-A-CB | DLCSRBH18AAK |  | Mini-Splits(Ducted) | DLFSDAH18XAK |  | 17000 | 18 | 9.5 | 19000 | 17700 | 93.16% | 1.85 | 12.5 | 11.7 |  |  |  | No | R-410A | 1.4167 | Residential & Commercial | Ducted CEE Tier 1
215569794 | Mini/Multi Split | Viessmann | HRCU-A-CB | DLCSRBH24AAK |  | Mini-Splits(Ducted) | DLFSDAH24XAK |  | 24000 | 19.2 | 10.5 | 25000 | 27000 | 108% | 2 | 12.5 | 12 |  |  |  | No | R-410A | 2 | Residential & Commercial | Ducted CEE Tier 1
215864057 | Mini/Multi Split | Wells | HRCU-A-CB | WOS-09QUA/230 |  | Mini-Splits(Ducted) | WIDL-09MOC/230 |  | 9000 | 19.5 | 11 | 10000 | 8600 | 86% | 2.25 | 0 | 12.8 |  |  |  | No | R-454B | 0.75 | Residential & Commercial | Ducted CEE Tier 1
215864058 | Mini/Multi Split | Wells | HRCU-A-CB | WOS-12QUA/230 |  | Mini-Splits(Ducted) | WIDL-12MOC/230 |  | 11500 | 19 | 10.2 | 12000 | 8800 | 73.33% | 2.25 | 0 | 11.7 |  |  |  | No | R-454B | 0.95833 | Residential & Commercial | Ducted CEE Tier 1
215864059 | Mini/Multi Split | Wells | HRCU-A-CB | WOS-18QUA/230 |  | Mini-Splits(Ducted) | WIDL-18MOC/230 |  | 17000 | 20 | 10.5 | 20000 | 14000 | 70% | 2.2 | 0 | 12.5 |  |  |  | No | R-454B | 1.4167 | Residential & Commercial | Ducted CEE Tier 1
215864060 | Mini/Multi Split | Wells | HRCU-A-CB | WOS-09QUA/230 |  | Mini-Splits(Ducted) | WIDH-09MOC/230 |  | 9000 | 19.7 | 11.5 | 10000 | 8300 | 83% | 2.31 | 0 | 13 |  |  |  | No | R-454B | 0.75 | Residential & Commercial | Ducted CEE Tier 1
215560275 | Mini/Multi Split | BOREAL | HRCU-A-CB | KUL18HPJ132OA |  | Mini-Splits(Ducted) | DUC18HPJ132IA |  | 18000 | 22.5 | 9 | 18000 | 15000 | 83.33% | 1.9 | 0 | 14 |  |  |  | No | R-32 | 1.5 | Residential & Commercial | Ducted CEE Tier 1
215560276 | Mini/Multi Split | BOREAL | HRCU-A-CB | KUL18HPJ132OA |  | Mini-Splits(Ducted) | DUC21HPJ132IA |  | 21000 | 21 | 9 | 21000 | 15000 | 71.43% | 1.9 | 0 | 12.6 |  |  |  | No | R-32 | 1.75 | Residential & Commercial | Ducted CEE Tier 1
215560280 | Mini/Multi Split | BOREAL | HRCU-A-CB | KUL24HPJ132OA |  | Mini-Splits(Ducted) | DUC24HPJ132IA |  | 22000 | 19.5 | 9 | 24000 | 19600 | 81.67% | 1.8 | 0 | 12.3 |  |  |  | No | R-32 | 1.8333 | Residential & Commercial | Ducted CEE Tier 1
215560623 | Mini/Multi Split | Mitsubishi Electric | HRCU-A-CB | PUZ-HA24NHA1*** |  | Mini-Splits(Ducted) | PEAD-A24AA* |  | 24000 | 16.2 | 9.2 | 28000 | 25000 | 89.29% | 1.8 | 0 | 11.3 |  |  |  | No | R-410A | 2 | Residential & Commercial | Ducted CEE Tier 1
215560624 | Mini/Multi Split | Trane / Mitsubishi Electric | HRCU-A-CB | PUZ-HA24NHA1*** |  | Mini-Splits(Ducted) | TPEADA0241AA*** |  | 24000 | 16.2 | 9.2 | 28000 | 25000 | 89.29% | 1.8 | 0 | 11.3 |  |  |  | No | R-410A | 2 | Residential & Commercial | Ducted CEE Tier 1
215560625 | Mini/Multi Split | Mitsubishi Electric | HRCU-A-CB | SUZ-KA24NAHZ*** |  | Mini-Splits(Ducted) | PEAD-A24AA* |  | 24000 | 16.2 | 9.2 | 28000 | 25000 | 89.29% | 1.8 | 0 | 11.3 |  |  |  | No | R-410A | 2 | Residential & Commercial | Ducted CEE Tier 1
215560626 | Mini/Multi Split | Trane / Mitsubishi Electric | HRCU-A-CB | SUZ-KA24NAHZ*** |  | Mini-Splits(Ducted) | TPEADA0241AA*** |  | 24000 | 16.2 | 9.2 | 28000 | 25000 | 89.29% | 1.8 | 0 | 11.3 |  |  |  | No | R-410A | 2 | Residential & Commercial | Ducted CEE Tier 1
215560627 | Mini/Multi Split | Mitsubishi Electric | HRCU-A-CB | SUZ-KA24NAHZ*** |  | Mini-Splits(Ducted) | PEAD-A24AA9 |  | 24000 | 16.7 | 9.4 | 28000 | 25000 | 89.29% | 2.08 | 0 | 11.7 |  |  |  | No | R-410A | 2 | Residential & Commercial | Ducted CEE Tier 1
215560628 | Mini/Multi Split | Trane / Mitsubishi Electric | HRCU-A-CB | PUZ-HA24NHA1*** |  | Mini-Splits(Ducted) | TPVA0A0241AA70A |  | 24000 | 19 | 9.4 | 28000 | 26000 | 92.86% | 1.9 | 0 | 11.4 |  |  |  | No | R-410A | 2 | Residential & Commercial | Ducted CEE Tier 1
216369214 | Mini/Multi Split | Star Air Kontrol | HRCU-A-CB | SAK-06-DT2/220V |  | Mini-Splits(Ducted) | SAK-06-DT1/220V |  | 6500 | 21.4 | 13.8 | 8000 | 7800 | 97.5% | 2.4 | 0 | 14.4 |  |  |  | No | R-454B | 0.54167 | Residential & Commercial | Ducted CEE Tier 1
216369215 | Mini/Multi Split | Star Air Kontrol | HRCU-A-CB | SAK-09-DT2/220V |  | Mini-Splits(Ducted) | SAK-09-DT1/220V |  | 9000 | 19.5 | 11 | 10000 | 8600 | 86% | 2.25 | 0 | 12.8 |  |  |  | No | R-454B | 0.75 | Residential & Commercial | Ducted CEE Tier 1
216369216 | Mini/Multi Split | Star Air Kontrol | HRCU-A-CB | SAK-12-DT2/220V |  | Mini-Splits(Ducted) | SAK-12-DT1/220V |  | 11500 | 19 | 10.2 | 12000 | 8800 | 73.33% | 2.25 | 0 | 11.7 |  |  |  | No | R-454B | 0.95833 | Residential & Commercial | Ducted CEE Tier 1
216369217 | Mini/Multi Split | Star Air Kontrol | HRCU-A-CB | SAK-18-DT2/220V |  | Mini-Splits(Ducted) | SAK-18-DT1/220V |  | 17000 | 20 | 10.5 | 20000 | 14000 | 70% | 2.2 | 0 | 12.5 |  |  |  | No | R-454B | 1.4167 | Residential & Commercial | Ducted CEE Tier 1
216369218 | Mini/Multi Split | Star Air Kontrol | HRCU-A-CB | SAK-24-DT2/220V |  | Mini-Splits(Ducted) | SAK-24-DT1/220V |  | 24000 | 19 | 11 | 25000 | 19000 | 76% | 2.3 | 0 | 12.5 |  |  |  | No | R-454B | 2 | Residential & Commercial | Ducted CEE Tier 1
216369220 | Mini/Multi Split | Star Air Kontrol | HRCU-A-CB | SAK-48-DT2/220V |  | Mini-Splits(Ducted) | SAK-48-DT1/220V |  | 48000 | 17.1 | 9.8 | 50000 | 38000 | 76% | 2 | 0 | 10 |  |  |  | No | R-454B | 4 | Residential & Commercial | Ducted CEE Tier 1
214826534 | Mini/Multi Split | LG | HRCU-A-CB | KUSXB121A |  | Mini-Splits(Ducted) | KNUJB121A |  | 12000 | 16.4 | 10.5 | 15000 | 11000 | 73.33% | 2.3 | 0 | 12 |  |  |  | No | R-32 | 1 | Residential & Commercial | Ducted CEE Tier 1
214836843 | Mini/Multi Split | LG | HRCU-A-CB | KUSXB481A |  | Mini-Splits(Ducted) | KNSJB481A |  | 46500 | 17.5 | 9.1 | 52000 | 40000 | 76.92% | 1.86 | 0 | 11.7 |  |  |  | No | R-32 | 3.875 | Residential & Commercial | Ducted CEE Tier 1
207702848 | Mini/Multi Split | Trane / Mitsubishi Electric | HRCU-A-CB | TRUZH0241HA10** |  | Mini-Splits(Ducted) | TPEADA0241AA*** |  | 24000 | 16.2 | 9.2 | 28000 | 25000 | 89.29% | 1.8 | 11.5 | 11.3 |  |  |  | No | R-410A | 2 | Residential & Commercial | Ducted CEE Tier 1
207702850 | Mini/Multi Split | Trane / Mitsubishi Electric | HRCU-A-CB | TRUZH0301KA00** |  | Mini-Splits(Ducted) | TPEADA0301AA*** |  | 30000 | 17.4 | 8.3 | 34000 | 32000 | 94.12% | 1.8 | 12.7 | 12.1 |  |  |  | No | R-410A | 2.5 | Residential & Commercial | Ducted CEE Tier 1
211497058 | Mini/Multi Split | Trane / Mitsubishi Electric | HRCU-A-CB | TRUZH0361KA00NA |  | Mini-Splits(Ducted) | TPVA0A0361AA*** |  | 33000 | 18.2 | 10 | 40000 | 38000 | 95% | 2 | 13 | 13.2 |  |  |  | No | R-410A | 2.75 | Residential & Commercial | Ducted CEE Tier 1
206720351 | Mini/Multi Split | Trane / Mitsubishi Electric | HRCU-A-CB | TRUZH0241HA10** |  | Mini-Splits(Ducted) | PVA-A24AA**** |  | 24000 | 19 | 9.4 | 28000 | 26000 | 92.86% | 1.9 | 11.4 | 11.4 |  |  |  | No | R-410A | 2 | Residential & Commercial | Ducted CEE Tier 1
206717887 | Mini/Multi Split | Trane / Mitsubishi Electric | HRCU-A-CB | TRUZH0301KA00** |  | Mini-Splits(Ducted) | PVA-A30AA**** |  | 30000 | 18 | 8.7 | 34000 | 32000 | 94.12% | 2.1 | 13 | 13 |  |  |  | No | R-410A | 2.5 | Residential & Commercial | Ducted CEE Tier 1
215853918 | Mini/Multi Split | BLUERIDGE | HRCU-A-CB | BMS926YC |  | Mini-Splits(Ducted) | BMC9LCD |  | 9000 | 19.5 | 11 | 10000 | 8600 | 86% | 2.25 | 0 | 12.8 |  |  |  | No | R-454B | 0.75 | Residential & Commercial | Ducted CEE Tier 1
215853919 | Mini/Multi Split | BLUERIDGE | HRCU-A-CB | BMS1226YC |  | Mini-Splits(Ducted) | BMC12LCD |  | 11500 | 19 | 10.2 | 12000 | 8800 | 73.33% | 2.25 | 0 | 11.7 |  |  |  | No | R-454B | 0.95833 | Residential & Commercial | Ducted CEE Tier 1
215853920 | Mini/Multi Split | BLUERIDGE | HRCU-A-CB | BMS1824YC |  | Mini-Splits(Ducted) | BMC18LCD |  | 17000 | 20 | 10.5 | 20000 | 14000 | 70% | 2.2 | 0 | 12.5 |  |  |  | No | R-454B | 1.4167 | Residential & Commercial | Ducted CEE Tier 1
215853921 | Mini/Multi Split | BLUERIDGE | HRCU-A-CB | BMS926YC |  | Mini-Splits(Ducted) | BMC9HCD |  | 9000 | 19.7 | 11.5 | 10000 | 8300 | 83% | 2.31 | 0 | 13 |  |  |  | No | R-454B | 0.75 | Residential & Commercial | Ducted CEE Tier 1
215853922 | Mini/Multi Split | BLUERIDGE | HRCU-A-CB | BMS1226YC |  | Mini-Splits(Ducted) | BMC12HCD |  | 12000 | 19.5 | 10.5 | 12000 | 8900 | 74.17% | 2.44 | 0 | 12 |  |  |  | No | R-454B | 1 | Residential & Commercial | Ducted CEE Tier 1
215853923 | Mini/Multi Split | BLUERIDGE | HRCU-A-CB | BMS1824YC |  | Mini-Splits(Ducted) | BMC18HCD |  | 17500 | 20 | 11.3 | 20000 | 14200 | 71% | 2.4 | 0 | 13.3 |  |  |  | No | R-454B | 1.4583 | Residential & Commercial | Ducted CEE Tier 1
215853924 | Mini/Multi Split | BLUERIDGE | HRCU-A-CB | BMS2423YC |  | Mini-Splits(Ducted) | BMC24HCD |  | 24000 | 19 | 11 | 25000 | 19000 | 76% | 2.3 | 0 | 12.5 |  |  |  | No | R-454B | 2 | Residential & Commercial | Ducted CEE Tier 1
215853938 | Mini/Multi Split | BLUERIDGE | HRCU-A-CB | BMS626HHYC |  | Mini-Splits(Ducted) | BMC6LCD |  | 6500 | 21.4 | 13.8 | 8000 | 7800 | 97.5% | 2.4 | 0 | 14.4 |  |  |  | No | R-454B | 0.54167 | Residential & Commercial | Ducted CEE Tier 1
215853939 | Mini/Multi Split | BLUERIDGE | HRCU-A-CB | BMS927HHYC |  | Mini-Splits(Ducted) | BMC9LCD |  | 9000 | 21.4 | 12.5 | 10000 | 11200 | 112% | 1.89 | 0 | 13.4 |  |  |  | No | R-454B | 0.75 | Residential & Commercial | Ducted CEE Tier 1
215853940 | Mini/Multi Split | BLUERIDGE | HRCU-A-CB | BMS1225HHYC |  | Mini-Splits(Ducted) | BMC12LCD |  | 12000 | 20 | 10 | 12500 | 11800 | 94.4% | 1.9 | 0 | 12 |  |  |  | No | R-454B | 1 | Residential & Commercial | Ducted CEE Tier 1
215853941 | Mini/Multi Split | BLUERIDGE | HRCU-A-CB | BMS1821HHYC |  | Mini-Splits(Ducted) | BMC18LCD |  | 17000 | 18 | 10.5 | 19000 | 18000 | 94.74% | 2 | 0 | 12 |  |  |  | No | R-454B | 1.4167 | Residential & Commercial | Ducted CEE Tier 1
215853942 | Mini/Multi Split | BLUERIDGE | HRCU-A-CB | BMS927HHYC |  | Mini-Splits(Ducted) | BMC9HCD |  | 9000 | 20.5 | 13.8 | 9900 | 11900 | 120.2% | 1.85 | 0 | 14 |  |  |  | No | R-454B | 0.75 | Residential & Commercial | Ducted CEE Tier 1
215853943 | Mini/Multi Split | BLUERIDGE | HRCU-A-CB | BMS1225HHYC |  | Mini-Splits(Ducted) | BMC12HCD |  | 12000 | 20 | 10.6 | 12000 | 12000 | 100% | 1.95 | 0 | 12 |  |  |  | No | R-454B | 1 | Residential & Commercial | Ducted CEE Tier 1
215853944 | Mini/Multi Split | BLUERIDGE | HRCU-A-CB | BMS1821HHYC |  | Mini-Splits(Ducted) | BMC18HCD |  | 17500 | 18.4 | 11.1 | 19500 | 18000 | 92.31% | 2.1 | 0 | 12 |  |  |  | No | R-454B | 1.4583 | Residential & Commercial | Ducted CEE Tier 1
215853945 | Mini/Multi Split | BLUERIDGE | HRCU-A-CB | BMS2421HHYC |  | Mini-Splits(Ducted) | BMC24HCD |  | 24000 | 19 | 11.7 | 26000 | 24000 | 92.31% | 2.18 | 0 | 12 |  |  |  | No | R-454B | 2 | Residential & Commercial | Ducted CEE Tier 1
215853954 | Mini/Multi Split | BLUERIDGE | HRCU-A-CB | BMS48UYC |  | Mini-Splits(Ducted) | BMS48HCD |  | 48000 | 17.1 | 9.8 | 50000 | 38000 | 76% | 2 | 0 | 10 |  |  |  | No | R-454B | 4 | Residential & Commercial | Ducted CEE Tier 1
215853961 | Mini/Multi Split | BLUERIDGE | HRCU-A-CB | BMS36HHUYC |  | Mini-Splits(Ducted) | BMS36HCD |  | 36000 | 17.7 | 11.1 | 42000 | 37600 | 89.52% | 2.1 | 0 | 12 |  |  |  | No | R-454B | 3 | Residential & Commercial | Ducted CEE Tier 1
215853962 | Mini/Multi Split | BLUERIDGE | HRCU-A-CB | BMS48HHUYC |  | Mini-Splits(Ducted) | BMS48HCD |  | 48000 | 16.7 | 10.8 | 52000 | 47500 | 91.35% | 2 | 0 | 10.4 |  |  |  | No | R-454B | 4 | Residential & Commercial | Ducted CEE Tier 1
215853963 | Mini/Multi Split | BLUERIDGE | HRCU-A-CB | BMS60HHUYC |  | Mini-Splits(Ducted) | BMS60HCD |  | 55000 | 15.8 | 10.4 | 60000 | 53500 | 89.17% | 2.1 | 0 | 10.2 |  |  |  | No | R-454B | 4.5833 | Residential & Commercial | Ducted CEE Tier 1
214725904 | Mini/Multi Split | DAIKIN | HRCU-A-CB | RZQ18TBVJU* |  | Mini-Splits(Ducted) | FTQ18TBVJU*A* |  | 17200 | 15.6 | 8.1 | 20000 | 19000 | 95% | 1.85 | 0 | 11.7 |  |  |  | No | R-410A | 1.4333 | Residential & Commercial | Ducted CEE Tier 1
214725905 | Mini/Multi Split | DAIKIN | HRCU-A-CB | RZQ24TBVJU* |  | Mini-Splits(Ducted) | FTQ24TBVJU*A* |  | 23400 | 16.2 | 8.7 | 27400 | 20800 | 75.91% | 2.08 | 0 | 10 |  |  |  | No | R-410A | 1.95 | Residential & Commercial | Ducted CEE Tier 1
215223281 | Mini/Multi Split | BOSCH | HRCU-A-CB | BMS500-AAS009-1CSXHD |  | Mini-Splits(Ducted) | BMS500-AAU009-1AHDXD |  | 9000 | 21.4 | 12.5 | 10000 | 11200 | 112% | 1.89 | 0 | 13.4 |  |  |  | No | R-454B | 0.75 | Residential & Commercial | Ducted CEE Tier 1
215223285 | Mini/Multi Split | BOSCH | HRCU-A-CB | BMS500-AAS012-1CSXHD |  | Mini-Splits(Ducted) | BMS500-AAU012-1AHDXD |  | 12000 | 20 | 10 | 12500 | 11800 | 94.4% | 1.9 | 0 | 12 |  |  |  | No | R-454B | 1 | Residential & Commercial | Ducted CEE Tier 1
215223289 | Mini/Multi Split | BOSCH | HRCU-A-CB | BMS500-AAS018-1CSXHD |  | Mini-Splits(Ducted) | BMS500-AAU018-1AHDXD |  | 17000 | 18 | 10.5 | 19000 | 18000 | 94.74% | 2 | 0 | 12 |  |  |  | No | R-454B | 1.4167 | Residential & Commercial | Ducted CEE Tier 1
215223291 | Mini/Multi Split | BOSCH | HRCU-A-CB | BMS500-AAS024-1CSXHD |  | Mini-Splits(Ducted) | BMS500-AAU024-1AHDXD |  | 24000 | 19 | 11.7 | 26000 | 24000 | 92.31% | 2.18 | 0 | 12 |  |  |  | No | R-454B | 2 | Residential & Commercial | Ducted CEE Tier 1
215223297 | Mini/Multi Split | BOSCH | HRCU-A-CB | BMS500-AAS009-1CSXRD |  | Mini-Splits(Ducted) | BMS500-AAU009-1AHDXD |  | 9000 | 19.5 | 11 | 10000 | 8600 | 86% | 2.25 | 0 | 12.8 |  |  |  | No | R-454B | 0.75 | Residential & Commercial | Ducted CEE Tier 1
215223301 | Mini/Multi Split | BOSCH | HRCU-A-CB | BMS500-AAS012-1CSXRD |  | Mini-Splits(Ducted) | BMS500-AAU012-1AHDXD |  | 11500 | 19 | 10.2 | 12000 | 8800 | 73.33% | 2.25 | 0 | 11.7 |  |  |  | No | R-454B | 0.95833 | Residential & Commercial | Ducted CEE Tier 1
215223305 | Mini/Multi Split | BOSCH | HRCU-A-CB | BMS500-AAS018-1CSXRD |  | Mini-Splits(Ducted) | BMS500-AAU018-1AHDXD |  | 17000 | 20 | 10.5 | 20000 | 14000 | 70% | 2.2 | 0 | 12.5 |  |  |  | No | R-454B | 1.4167 | Residential & Commercial | Ducted CEE Tier 1
215223308 | Mini/Multi Split | BOSCH | HRCU-A-CB | BMS500-AAS024-1CSXRD |  | Mini-Splits(Ducted) | BMS500-AAU024-1AHDXD |  | 24000 | 19 | 11 | 25000 | 19000 | 76% | 2.3 | 0 | 12.5 |  |  |  | No | R-454B | 2 | Residential & Commercial | Ducted CEE Tier 1
215223314 | Mini/Multi Split | BOSCH | HRCU-A-CB | BMS500-AAS048-1CSXLD |  | Mini-Splits(Ducted) | BMS500-AAU048-1AHDXD |  | 48000 | 17.1 | 9.8 | 50000 | 38000 | 76% | 2 | 0 | 10 |  |  |  | No | R-454B | 4 | Residential & Commercial | Ducted CEE Tier 1
215218875 | Mini/Multi Split | HITACHI | HRCU-A-CB | PAS-09BUFASDQ1 |  | Mini-Splits(Ducted) | PPIM-B09UFA1DQ |  | 9000 | 20 | 9.6 | 11000 | 9600 | 87.27% | 1.98 | 0 | 13 |  |  |  | No | R-32 | 0.75 | Residential & Commercial | Ducted CEE Tier 1
215218878 | Mini/Multi Split | HITACHI | HRCU-A-CB | PAS-12BUFASDQ1 |  | Mini-Splits(Ducted) | PPIM-B12UFA1DQ |  | 12000 | 20.5 | 9.8 | 14000 | 10800 | 77.14% | 2.09 | 0 | 12.5 |  |  |  | No | R-32 | 1 | Residential & Commercial | Ducted CEE Tier 1
214810646 | Mini/Multi Split | ELIOS | HRCU-A-CB | DEA12HOS25230E8 |  | Mini-Splits(Ducted) | DM12HIDU230X5 |  | 11500 | 19 | 10.3 | 12000 | 8400 | 70% | 2.26 | 12.5 | 11.7 |  |  |  | No | R-410A | 0.95833 | Residential & Commercial | Ducted CEE Tier 1
215323798 | Mini/Multi Split | CARRIER | HRCU-A-CB | 37MAHAQ06AA3 |  | Mini-Splits(Ducted) | 45MBDAQ06XA3 |  | 6500 | 21.5 | 13.8 | 8000 | 7800 | 97.5% | 2.4 | 0 | 14.5 |  |  |  | No | R-454B | 0.54167 | Residential & Commercial | Ducted CEE Tier 1
215323802 | Mini/Multi Split | CARRIER | HRCU-A-CB | 37MAHAQ09AA3 |  | Mini-Splits(Ducted) | 45MBDAQ12XA3 |  | 9000 | 21.5 | 12.5 | 10000 | 11200 | 112% | 1.89 | 0 | 13.5 |  |  |  | No | R-454B | 0.75 | Residential & Commercial | Ducted CEE Tier 1
215323803 | Mini/Multi Split | CARRIER | HRCU-A-CB | 37MAHAQ09AA3 |  | Mini-Splits(Ducted) | 45MBDAQ12XH3 |  | 9000 | 20.6 | 13.8 | 9900 | 11900 | 120.2% | 1.85 | 0 | 14 |  |  |  | No | R-454B | 0.75 | Residential & Commercial | Ducted CEE Tier 1
215323807 | Mini/Multi Split | CARRIER | HRCU-A-CB | 37MAHAQ12AA3 |  | Mini-Splits(Ducted) | 45MBDAQ12XA3 |  | 12000 | 20 | 10.2 | 12500 | 11800 | 94.4% | 1.9 | 0 | 12 |  |  |  | No | R-454B | 1 | Residential & Commercial | Ducted CEE Tier 1
215323808 | Mini/Multi Split | CARRIER | HRCU-A-CB | 37MAHAQ12AA3 |  | Mini-Splits(Ducted) | 45MBDAQ12XH3 |  | 12000 | 20.2 | 10.6 | 12000 | 12000 | 100% | 1.95 | 0 | 12 |  |  |  | No | R-454B | 1 | Residential & Commercial | Ducted CEE Tier 1
215323813 | Mini/Multi Split | CARRIER | HRCU-A-CB | 37MAHAQ18AA3 |  | Mini-Splits(Ducted) | 45MBDAQ18XA3 |  | 17000 | 18 | 10.8 | 19000 | 18000 | 94.74% | 2 | 0 | 12 |  |  |  | No | R-454B | 1.4167 | Residential & Commercial | Ducted CEE Tier 1
215323814 | Mini/Multi Split | CARRIER | HRCU-A-CB | 37MAHAQ18AA3 |  | Mini-Splits(Ducted) | 45MBDAQ18XH3 |  | 17500 | 18.5 | 11.1 | 19500 | 18000 | 92.31% | 2.1 | 0 | 12.1 |  |  |  | No | R-454B | 1.4583 | Residential & Commercial | Ducted CEE Tier 1
215323817 | Mini/Multi Split | CARRIER | HRCU-A-CB | 37MAHAQ24AA3 |  | Mini-Splits(Ducted) | 45MBDAQ24XH3 |  | 24000 | 19.2 | 11.7 | 26000 | 24000 | 92.31% | 2.18 | 0 | 12 |  |  |  | No | R-454B | 2 | Residential & Commercial | Ducted CEE Tier 1
215323820 | Mini/Multi Split | CARRIER | HRCU-A-CB | 37MARAQ09AA3 |  | Mini-Splits(Ducted) | 45MBDAQ12XA3 |  | 9000 | 19.6 | 11 | 10000 | 8600 | 86% | 2.25 | 0 | 12.8 |  |  |  | No | R-454B | 0.75 | Residential & Commercial | Ducted CEE Tier 1
215323821 | Mini/Multi Split | CARRIER | HRCU-A-CB | 37MARAQ09AA3 |  | Mini-Splits(Ducted) | 45MBDAQ12XH3 |  | 9000 | 19.8 | 11.5 | 10000 | 8300 | 83% | 2.31 | 0 | 13 |  |  |  | No | R-454B | 0.75 | Residential & Commercial | Ducted CEE Tier 1
215323825 | Mini/Multi Split | CARRIER | HRCU-A-CB | 37MARAQ12AA3 |  | Mini-Splits(Ducted) | 45MBDAQ12XA3 |  | 11500 | 19 | 10.3 | 12000 | 8800 | 73.33% | 2.25 | 0 | 11.7 |  |  |  | No | R-454B | 0.95833 | Residential & Commercial | Ducted CEE Tier 1
215323826 | Mini/Multi Split | CARRIER | HRCU-A-CB | 37MARAQ12AA3 |  | Mini-Splits(Ducted) | 45MBDAQ12XH3 |  | 12000 | 19.5 | 10.5 | 12000 | 8900 | 74.17% | 2.44 | 0 | 12 |  |  |  | No | R-454B | 1 | Residential & Commercial | Ducted CEE Tier 1
215323831 | Mini/Multi Split | CARRIER | HRCU-A-CB | 37MARAQ18AA3 |  | Mini-Splits(Ducted) | 45MBDAQ18XA3 |  | 17000 | 20 | 10.6 | 20000 | 14000 | 70% | 2.2 | 0 | 12.5 |  |  |  | No | R-454B | 1.4167 | Residential & Commercial | Ducted CEE Tier 1
215323832 | Mini/Multi Split | CARRIER | HRCU-A-CB | 37MARAQ18AA3 |  | Mini-Splits(Ducted) | 45MBDAQ18XH3 |  | 17500 | 20 | 11.4 | 20000 | 14200 | 71% | 2.4 | 0 | 13.3 |  |  |  | No | R-454B | 1.4583 | Residential & Commercial | Ducted CEE Tier 1
215323835 | Mini/Multi Split | CARRIER | HRCU-A-CB | 37MARAQ24AA3 |  | Mini-Splits(Ducted) | 45MBDAQ24XH3 |  | 24000 | 19 | 11 | 25000 | 19000 | 76% | 2.3 | 0 | 12.5 |  |  |  | No | R-454B | 2 | Residential & Commercial | Ducted CEE Tier 1
215323844 | Mini/Multi Split | CARRIER | HRCU-A-CB | 37MBHAQ36AA3 |  | Mini-Splits(Ducted) | 45MBDAQ36XH3 |  | 36000 | 17.8 | 11.1 | 42000 | 37600 | 89.52% | 2.1 | 0 | 12 |  |  |  | No | R-454B | 3 | Residential & Commercial | Ducted CEE Tier 1
215323847 | Mini/Multi Split | CARRIER | HRCU-A-CB | 37MBHAQ48AA3 |  | Mini-Splits(Ducted) | 45MBDAQ48XH3 |  | 48000 | 16.8 | 10.8 | 52000 | 47500 | 91.35% | 2 | 0 | 10.4 |  |  |  | No | R-454B | 4 | Residential & Commercial | Ducted CEE Tier 1
215323849 | Mini/Multi Split | CARRIER | HRCU-A-CB | 37MBHAQ58AA3 |  | Mini-Splits(Ducted) | 45MBDAQ58XH3 |  | 55000 | 15.9 | 10.4 | 60000 | 53500 | 89.17% | 2.1 | 0 | 10.2 |  |  |  | No | R-454B | 4.5833 | Residential & Commercial | Ducted CEE Tier 1
215323855 | Mini/Multi Split | CARRIER | HRCU-A-CB | 37MBRAQ48AA3 |  | Mini-Splits(Ducted) | 45MBDAQ48XH3 |  | 48000 | 17.2 | 9.8 | 50000 | 38000 | 76% | 2 | 0 | 10 |  |  |  | No | R-454B | 4 | Residential & Commercial | Ducted CEE Tier 1
215323859 | Mini/Multi Split | BRYANT | HRCU-A-CB | 37MAHAQ06AA3 |  | Mini-Splits(Ducted) | 45MBDAQ06XA3 |  | 6500 | 21.5 | 13.8 | 8000 | 7800 | 97.5% | 2.4 | 0 | 14.5 |  |  |  | No | R-454B | 0.54167 | Residential & Commercial | Ducted CEE Tier 1
215323863 | Mini/Multi Split | BRYANT | HRCU-A-CB | 37MAHAQ09AA3 |  | Mini-Splits(Ducted) | 45MBDAQ12XA3 |  | 9000 | 21.5 | 12.5 | 10000 | 11200 | 112% | 1.89 | 0 | 13.5 |  |  |  | No | R-454B | 0.75 | Residential & Commercial | Ducted CEE Tier 1
215323864 | Mini/Multi Split | BRYANT | HRCU-A-CB | 37MAHAQ09AA3 |  | Mini-Splits(Ducted) | 45MBDAQ12XH3 |  | 9000 | 20.6 | 13.8 | 9900 | 11900 | 120.2% | 1.85 | 0 | 14 |  |  |  | No | R-454B | 0.75 | Residential & Commercial | Ducted CEE Tier 1
215323868 | Mini/Multi Split | BRYANT | HRCU-A-CB | 37MAHAQ12AA3 |  | Mini-Splits(Ducted) | 45MBDAQ12XA3 |  | 12000 | 20 | 10.2 | 12500 | 11800 | 94.4% | 1.9 | 0 | 12 |  |  |  | No | R-454B | 1 | Residential & Commercial | Ducted CEE Tier 1
215323869 | Mini/Multi Split | BRYANT | HRCU-A-CB | 37MAHAQ12AA3 |  | Mini-Splits(Ducted) | 45MBDAQ12XH3 |  | 12000 | 20.2 | 10.6 | 12000 | 12000 | 100% | 1.95 | 0 | 12 |  |  |  | No | R-454B | 1 | Residential & Commercial | Ducted CEE Tier 1
215323874 | Mini/Multi Split | BRYANT | HRCU-A-CB | 37MAHAQ18AA3 |  | Mini-Splits(Ducted) | 45MBDAQ18XA3 |  | 17000 | 18 | 10.8 | 19000 | 18000 | 94.74% | 2 | 0 | 12 |  |  |  | No | R-454B | 1.4167 | Residential & Commercial | Ducted CEE Tier 1
215323875 | Mini/Multi Split | BRYANT | HRCU-A-CB | 37MAHAQ18AA3 |  | Mini-Splits(Ducted) | 45MBDAQ18XH3 |  | 17500 | 18.5 | 11.1 | 19500 | 18000 | 92.31% | 2.1 | 0 | 12.1 |  |  |  | No | R-454B | 1.4583 | Residential & Commercial | Ducted CEE Tier 1
215323878 | Mini/Multi Split | BRYANT | HRCU-A-CB | 37MAHAQ24AA3 |  | Mini-Splits(Ducted) | 45MBDAQ24XH3 |  | 24000 | 19.2 | 11.7 | 26000 | 24000 | 92.31% | 2.18 | 0 | 12 |  |  |  | No | R-454B | 2 | Residential & Commercial | Ducted CEE Tier 1
215323881 | Mini/Multi Split | BRYANT | HRCU-A-CB | 37MARAQ09AA3 |  | Mini-Splits(Ducted) | 45MBDAQ12XA3 |  | 9000 | 19.6 | 11 | 10000 | 8600 | 86% | 2.25 | 0 | 12.8 |  |  |  | No | R-454B | 0.75 | Residential & Commercial | Ducted CEE Tier 1
215323882 | Mini/Multi Split | BRYANT | HRCU-A-CB | 37MARAQ09AA3 |  | Mini-Splits(Ducted) | 45MBDAQ12XH3 |  | 9000 | 19.8 | 11.5 | 10000 | 8300 | 83% | 2.31 | 0 | 13 |  |  |  | No | R-454B | 0.75 | Residential & Commercial | Ducted CEE Tier 1
215323886 | Mini/Multi Split | BRYANT | HRCU-A-CB | 37MARAQ12AA3 |  | Mini-Splits(Ducted) | 45MBDAQ12XA3 |  | 11500 | 19 | 10.3 | 12000 | 8800 | 73.33% | 2.25 | 0 | 11.7 |  |  |  | No | R-454B | 0.95833 | Residential & Commercial | Ducted CEE Tier 1
215323887 | Mini/Multi Split | BRYANT | HRCU-A-CB | 37MARAQ12AA3 |  | Mini-Splits(Ducted) | 45MBDAQ12XH3 |  | 12000 | 19.5 | 10.5 | 12000 | 8900 | 74.17% | 2.44 | 0 | 12 |  |  |  | No | R-454B | 1 | Residential & Commercial | Ducted CEE Tier 1
215323892 | Mini/Multi Split | BRYANT | HRCU-A-CB | 37MARAQ18AA3 |  | Mini-Splits(Ducted) | 45MBDAQ18XA3 |  | 17000 | 20 | 10.6 | 20000 | 14000 | 70% | 2.2 | 0 | 12.5 |  |  |  | No | R-454B | 1.4167 | Residential & Commercial | Ducted CEE Tier 1
215323893 | Mini/Multi Split | BRYANT | HRCU-A-CB | 37MARAQ18AA3 |  | Mini-Splits(Ducted) | 45MBDAQ18XH3 |  | 17500 | 20 | 11.4 | 20000 | 14200 | 71% | 2.4 | 0 | 13.3 |  |  |  | No | R-454B | 1.4583 | Residential & Commercial | Ducted CEE Tier 1
215323896 | Mini/Multi Split | BRYANT | HRCU-A-CB | 37MARAQ24AA3 |  | Mini-Splits(Ducted) | 45MBDAQ24XH3 |  | 24000 | 19 | 11 | 25000 | 19000 | 76% | 2.3 | 0 | 12.5 |  |  |  | No | R-454B | 2 | Residential & Commercial | Ducted CEE Tier 1
215323905 | Mini/Multi Split | BRYANT | HRCU-A-CB | 37MBHAQ36AA3 |  | Mini-Splits(Ducted) | 45MBDAQ36XH3 |  | 36000 | 17.8 | 11.1 | 42000 | 37600 | 89.52% | 2.1 | 0 | 12 |  |  |  | No | R-454B | 3 | Residential & Commercial | Ducted CEE Tier 1
215323908 | Mini/Multi Split | BRYANT | HRCU-A-CB | 37MBHAQ48AA3 |  | Mini-Splits(Ducted) | 45MBDAQ48XH3 |  | 48000 | 16.8 | 10.8 | 52000 | 47500 | 91.35% | 2 | 0 | 10.4 |  |  |  | No | R-454B | 4 | Residential & Commercial | Ducted CEE Tier 1
215323910 | Mini/Multi Split | BRYANT | HRCU-A-CB | 37MBHAQ58AA3 |  | Mini-Splits(Ducted) | 45MBDAQ58XH3 |  | 55000 | 15.9 | 10.4 | 60000 | 53500 | 89.17% | 2.1 | 0 | 10.2 |  |  |  | No | R-454B | 4.5833 | Residential & Commercial | Ducted CEE Tier 1
215323916 | Mini/Multi Split | BRYANT | HRCU-A-CB | 37MBRAQ48AA3 |  | Mini-Splits(Ducted) | 45MBDAQ48XH3 |  | 48000 | 17.2 | 9.8 | 50000 | 38000 | 76% | 2 | 0 | 10 |  |  |  | No | R-454B | 4 | Residential & Commercial | Ducted CEE Tier 1
215323920 | Mini/Multi Split | PAYNE | HRCU-A-CB | 37MAHAQ06AA3 |  | Mini-Splits(Ducted) | 45MBDAQ06XA3 |  | 6500 | 21.5 | 13.8 | 8000 | 7800 | 97.5% | 2.4 | 0 | 14.5 |  |  |  | No | R-454B | 0.54167 | Residential & Commercial | Ducted CEE Tier 1
215323924 | Mini/Multi Split | PAYNE | HRCU-A-CB | 37MAHAQ09AA3 |  | Mini-Splits(Ducted) | 45MBDAQ12XA3 |  | 9000 | 21.5 | 12.5 | 10000 | 11200 | 112% | 1.89 | 0 | 13.5 |  |  |  | No | R-454B | 0.75 | Residential & Commercial | Ducted CEE Tier 1
215323925 | Mini/Multi Split | PAYNE | HRCU-A-CB | 37MAHAQ09AA3 |  | Mini-Splits(Ducted) | 45MBDAQ12XH3 |  | 9000 | 20.6 | 13.8 | 9900 | 11900 | 120.2% | 1.85 | 0 | 14 |  |  |  | No | R-454B | 0.75 | Residential & Commercial | Ducted CEE Tier 1
215323929 | Mini/Multi Split | PAYNE | HRCU-A-CB | 37MAHAQ12AA3 |  | Mini-Splits(Ducted) | 45MBDAQ12XA3 |  | 12000 | 20 | 10.2 | 12500 | 11800 | 94.4% | 1.9 | 0 | 12 |  |  |  | No | R-454B | 1 | Residential & Commercial | Ducted CEE Tier 1
215323930 | Mini/Multi Split | PAYNE | HRCU-A-CB | 37MAHAQ12AA3 |  | Mini-Splits(Ducted) | 45MBDAQ12XH3 |  | 12000 | 20.2 | 10.6 | 12000 | 12000 | 100% | 1.95 | 0 | 12 |  |  |  | No | R-454B | 1 | Residential & Commercial | Ducted CEE Tier 1
215323935 | Mini/Multi Split | PAYNE | HRCU-A-CB | 37MAHAQ18AA3 |  | Mini-Splits(Ducted) | 45MBDAQ18XA3 |  | 17000 | 18 | 10.8 | 19000 | 18000 | 94.74% | 2 | 0 | 12 |  |  |  | No | R-454B | 1.4167 | Residential & Commercial | Ducted CEE Tier 1
215323936 | Mini/Multi Split | PAYNE | HRCU-A-CB | 37MAHAQ18AA3 |  | Mini-Splits(Ducted) | 45MBDAQ18XH3 |  | 17500 | 18.5 | 11.1 | 19500 | 18000 | 92.31% | 2.1 | 0 | 12.1 |  |  |  | No | R-454B | 1.4583 | Residential & Commercial | Ducted CEE Tier 1
215323939 | Mini/Multi Split | PAYNE | HRCU-A-CB | 37MAHAQ24AA3 |  | Mini-Splits(Ducted) | 45MBDAQ24XH3 |  | 24000 | 19.2 | 11.7 | 26000 | 24000 | 92.31% | 2.18 | 0 | 12 |  |  |  | No | R-454B | 2 | Residential & Commercial | Ducted CEE Tier 1
215323942 | Mini/Multi Split | PAYNE | HRCU-A-CB | 37MARAQ09AA3 |  | Mini-Splits(Ducted) | 45MBDAQ12XA3 |  | 9000 | 19.6 | 11 | 10000 | 8600 | 86% | 2.25 | 0 | 12.8 |  |  |  | No | R-454B | 0.75 | Residential & Commercial | Ducted CEE Tier 1
215323943 | Mini/Multi Split | PAYNE | HRCU-A-CB | 37MARAQ09AA3 |  | Mini-Splits(Ducted) | 45MBDAQ12XH3 |  | 9000 | 19.8 | 11.5 | 10000 | 8300 | 83% | 2.31 | 0 | 13 |  |  |  | No | R-454B | 0.75 | Residential & Commercial | Ducted CEE Tier 1
215323947 | Mini/Multi Split | PAYNE | HRCU-A-CB | 37MARAQ12AA3 |  | Mini-Splits(Ducted) | 45MBDAQ12XA3 |  | 11500 | 19 | 10.3 | 12000 | 8800 | 73.33% | 2.25 | 0 | 11.7 |  |  |  | No | R-454B | 0.95833 | Residential & Commercial | Ducted CEE Tier 1
215323948 | Mini/Multi Split | PAYNE | HRCU-A-CB | 37MARAQ12AA3 |  | Mini-Splits(Ducted) | 45MBDAQ12XH3 |  | 12000 | 19.5 | 10.5 | 12000 | 8900 | 74.17% | 2.44 | 0 | 12 |  |  |  | No | R-454B | 1 | Residential & Commercial | Ducted CEE Tier 1
215323953 | Mini/Multi Split | PAYNE | HRCU-A-CB | 37MARAQ18AA3 |  | Mini-Splits(Ducted) | 45MBDAQ18XA3 |  | 17000 | 20 | 10.6 | 20000 | 14000 | 70% | 2.2 | 0 | 12.5 |  |  |  | No | R-454B | 1.4167 | Residential & Commercial | Ducted CEE Tier 1
215323954 | Mini/Multi Split | PAYNE | HRCU-A-CB | 37MARAQ18AA3 |  | Mini-Splits(Ducted) | 45MBDAQ18XH3 |  | 17500 | 20 | 11.4 | 20000 | 14200 | 71% | 2.4 | 0 | 13.3 |  |  |  | No | R-454B | 1.4583 | Residential & Commercial | Ducted CEE Tier 1
215323957 | Mini/Multi Split | PAYNE | HRCU-A-CB | 37MARAQ24AA3 |  | Mini-Splits(Ducted) | 45MBDAQ24XH3 |  | 24000 | 19 | 11 | 25000 | 19000 | 76% | 2.3 | 0 | 12.5 |  |  |  | No | R-454B | 2 | Residential & Commercial | Ducted CEE Tier 1
215323966 | Mini/Multi Split | PAYNE | HRCU-A-CB | 37MBHAQ36AA3 |  | Mini-Splits(Ducted) | 45MBDAQ36XH3 |  | 36000 | 17.8 | 11.1 | 42000 | 37600 | 89.52% | 2.1 | 0 | 12 |  |  |  | No | R-454B | 3 | Residential & Commercial | Ducted CEE Tier 1
215323969 | Mini/Multi Split | PAYNE | HRCU-A-CB | 37MBHAQ48AA3 |  | Mini-Splits(Ducted) | 45MBDAQ48XH3 |  | 48000 | 16.8 | 10.8 | 52000 | 47500 | 91.35% | 2 | 0 | 10.4 |  |  |  | No | R-454B | 4 | Residential & Commercial | Ducted CEE Tier 1
215323971 | Mini/Multi Split | PAYNE | HRCU-A-CB | 37MBHAQ58AA3 |  | Mini-Splits(Ducted) | 45MBDAQ58XH3 |  | 55000 | 15.9 | 10.4 | 60000 | 53500 | 89.17% | 2.1 | 0 | 10.2 |  |  |  | No | R-454B | 4.5833 | Residential & Commercial | Ducted CEE Tier 1
215323977 | Mini/Multi Split | PAYNE | HRCU-A-CB | 37MBRAQ48AA3 |  | Mini-Splits(Ducted) | 45MBDAQ48XH3 |  | 48000 | 17.2 | 9.8 | 50000 | 38000 | 76% | 2 | 0 | 10 |  |  |  | No | R-454B | 4 | Residential & Commercial | Ducted CEE Tier 1
215323981 | Mini/Multi Split | Weathermaker | HRCU-A-CB | 37MAHAQ06AA3 |  | Mini-Splits(Ducted) | 45MBDAQ06XA3 |  | 6500 | 21.5 | 13.8 | 8000 | 7800 | 97.5% | 2.4 | 0 | 14.5 |  |  |  | No | R-454B | 0.54167 | Residential & Commercial | Ducted CEE Tier 1
215323985 | Mini/Multi Split | Weathermaker | HRCU-A-CB | 37MAHAQ09AA3 |  | Mini-Splits(Ducted) | 45MBDAQ12XA3 |  | 9000 | 21.5 | 12.5 | 10000 | 11200 | 112% | 1.89 | 0 | 13.5 |  |  |  | No | R-454B | 0.75 | Residential & Commercial | Ducted CEE Tier 1
215323986 | Mini/Multi Split | Weathermaker | HRCU-A-CB | 37MAHAQ09AA3 |  | Mini-Splits(Ducted) | 45MBDAQ12XH3 |  | 9000 | 20.6 | 13.8 | 9900 | 11900 | 120.2% | 1.85 | 0 | 14 |  |  |  | No | R-454B | 0.75 | Residential & Commercial | Ducted CEE Tier 1
215323990 | Mini/Multi Split | Weathermaker | HRCU-A-CB | 37MAHAQ12AA3 |  | Mini-Splits(Ducted) | 45MBDAQ12XA3 |  | 12000 | 20 | 10.2 | 12500 | 11800 | 94.4% | 1.9 | 0 | 12 |  |  |  | No | R-454B | 1 | Residential & Commercial | Ducted CEE Tier 1
215323991 | Mini/Multi Split | Weathermaker | HRCU-A-CB | 37MAHAQ12AA3 |  | Mini-Splits(Ducted) | 45MBDAQ12XH3 |  | 12000 | 20.2 | 10.6 | 12000 | 12000 | 100% | 1.95 | 0 | 12 |  |  |  | No | R-454B | 1 | Residential & Commercial | Ducted CEE Tier 1
215323996 | Mini/Multi Split | Weathermaker | HRCU-A-CB | 37MAHAQ18AA3 |  | Mini-Splits(Ducted) | 45MBDAQ18XA3 |  | 17000 | 18 | 10.8 | 19000 | 18000 | 94.74% | 2 | 0 | 12 |  |  |  | No | R-454B | 1.4167 | Residential & Commercial | Ducted CEE Tier 1
215323997 | Mini/Multi Split | Weathermaker | HRCU-A-CB | 37MAHAQ18AA3 |  | Mini-Splits(Ducted) | 45MBDAQ18XH3 |  | 17500 | 18.5 | 11.1 | 19500 | 18000 | 92.31% | 2.1 | 0 | 12.1 |  |  |  | No | R-454B | 1.4583 | Residential & Commercial | Ducted CEE Tier 1
215324000 | Mini/Multi Split | Weathermaker | HRCU-A-CB | 37MAHAQ24AA3 |  | Mini-Splits(Ducted) | 45MBDAQ24XH3 |  | 24000 | 19.2 | 11.7 | 26000 | 24000 | 92.31% | 2.18 | 0 | 12 |  |  |  | No | R-454B | 2 | Residential & Commercial | Ducted CEE Tier 1
215324003 | Mini/Multi Split | Weathermaker | HRCU-A-CB | 37MARAQ09AA3 |  | Mini-Splits(Ducted) | 45MBDAQ12XA3 |  | 9000 | 19.6 | 11 | 10000 | 8600 | 86% | 2.25 | 0 | 12.8 |  |  |  | No | R-454B | 0.75 | Residential & Commercial | Ducted CEE Tier 1
215324004 | Mini/Multi Split | Weathermaker | HRCU-A-CB | 37MARAQ09AA3 |  | Mini-Splits(Ducted) | 45MBDAQ12XH3 |  | 9000 | 19.8 | 11.5 | 10000 | 8300 | 83% | 2.31 | 0 | 13 |  |  |  | No | R-454B | 0.75 | Residential & Commercial | Ducted CEE Tier 1
215324008 | Mini/Multi Split | Weathermaker | HRCU-A-CB | 37MARAQ12AA3 |  | Mini-Splits(Ducted) | 45MBDAQ12XA3 |  | 11500 | 19 | 10.3 | 12000 | 8800 | 73.33% | 2.25 | 0 | 11.7 |  |  |  | No | R-454B | 0.95833 | Residential & Commercial | Ducted CEE Tier 1
215324009 | Mini/Multi Split | Weathermaker | HRCU-A-CB | 37MARAQ12AA3 |  | Mini-Splits(Ducted) | 45MBDAQ12XH3 |  | 12000 | 19.5 | 10.5 | 12000 | 8900 | 74.17% | 2.44 | 0 | 12 |  |  |  | No | R-454B | 1 | Residential & Commercial | Ducted CEE Tier 1
215324014 | Mini/Multi Split | Weathermaker | HRCU-A-CB | 37MARAQ18AA3 |  | Mini-Splits(Ducted) | 45MBDAQ18XA3 |  | 17000 | 20 | 10.6 | 20000 | 14000 | 70% | 2.2 | 0 | 12.5 |  |  |  | No | R-454B | 1.4167 | Residential & Commercial | Ducted CEE Tier 1
215324015 | Mini/Multi Split | Weathermaker | HRCU-A-CB | 37MARAQ18AA3 |  | Mini-Splits(Ducted) | 45MBDAQ18XH3 |  | 17500 | 20 | 11.4 | 20000 | 14200 | 71% | 2.4 | 0 | 13.3 |  |  |  | No | R-454B | 1.4583 | Residential & Commercial | Ducted CEE Tier 1
215324018 | Mini/Multi Split | Weathermaker | HRCU-A-CB | 37MARAQ24AA3 |  | Mini-Splits(Ducted) | 45MBDAQ24XH3 |  | 24000 | 19 | 11 | 25000 | 19000 | 76% | 2.3 | 0 | 12.5 |  |  |  | No | R-454B | 2 | Residential & Commercial | Ducted CEE Tier 1
215324027 | Mini/Multi Split | Weathermaker | HRCU-A-CB | 37MBHAQ36AA3 |  | Mini-Splits(Ducted) | 45MBDAQ36XH3 |  | 36000 | 17.8 | 11.1 | 42000 | 37600 | 89.52% | 2.1 | 0 | 12 |  |  |  | No | R-454B | 3 | Residential & Commercial | Ducted CEE Tier 1
215324030 | Mini/Multi Split | Weathermaker | HRCU-A-CB | 37MBHAQ48AA3 |  | Mini-Splits(Ducted) | 45MBDAQ48XH3 |  | 48000 | 16.8 | 10.8 | 52000 | 47500 | 91.35% | 2 | 0 | 10.4 |  |  |  | No | R-454B | 4 | Residential & Commercial | Ducted CEE Tier 1
215324032 | Mini/Multi Split | Weathermaker | HRCU-A-CB | 37MBHAQ58AA3 |  | Mini-Splits(Ducted) | 45MBDAQ58XH3 |  | 55000 | 15.9 | 10.4 | 60000 | 53500 | 89.17% | 2.1 | 0 | 10.2 |  |  |  | No | R-454B | 4.5833 | Residential & Commercial | Ducted CEE Tier 1
215324038 | Mini/Multi Split | Weathermaker | HRCU-A-CB | 37MBRAQ48AA3 |  | Mini-Splits(Ducted) | 45MBDAQ48XH3 |  | 48000 | 17.2 | 9.8 | 50000 | 38000 | 76% | 2 | 0 | 10 |  |  |  | No | R-454B | 4 | Residential & Commercial | Ducted CEE Tier 1
215324042 | Mini/Multi Split | MIDEA | HRCU-A-CB | 37MAHAQ06AA3 |  | Mini-Splits(Ducted) | 45MBDAQ06XA3 |  | 6500 | 21.5 | 13.8 | 8000 | 7800 | 97.5% | 2.4 | 0 | 14.5 |  |  |  | No | R-454B | 0.54167 | Residential & Commercial | Ducted CEE Tier 1
215324046 | Mini/Multi Split | MIDEA | HRCU-A-CB | 37MAHAQ09AA3 |  | Mini-Splits(Ducted) | 45MBDAQ12XA3 |  | 9000 | 21.5 | 12.5 | 10000 | 11200 | 112% | 1.89 | 0 | 13.5 |  |  |  | No | R-454B | 0.75 | Residential & Commercial | Ducted CEE Tier 1
215324047 | Mini/Multi Split | MIDEA | HRCU-A-CB | 37MAHAQ09AA3 |  | Mini-Splits(Ducted) | 45MBDAQ12XH3 |  | 9000 | 20.6 | 13.8 | 9900 | 11900 | 120.2% | 1.85 | 0 | 14 |  |  |  | No | R-454B | 0.75 | Residential & Commercial | Ducted CEE Tier 1
215324051 | Mini/Multi Split | MIDEA | HRCU-A-CB | 37MAHAQ12AA3 |  | Mini-Splits(Ducted) | 45MBDAQ12XA3 |  | 12000 | 20 | 10.2 | 12500 | 11800 | 94.4% | 1.9 | 0 | 12 |  |  |  | No | R-454B | 1 | Residential & Commercial | Ducted CEE Tier 1
215324052 | Mini/Multi Split | MIDEA | HRCU-A-CB | 37MAHAQ12AA3 |  | Mini-Splits(Ducted) | 45MBDAQ12XH3 |  | 12000 | 20.2 | 10.6 | 12000 | 12000 | 100% | 1.95 | 0 | 12 |  |  |  | No | R-454B | 1 | Residential & Commercial | Ducted CEE Tier 1
215324057 | Mini/Multi Split | MIDEA | HRCU-A-CB | 37MAHAQ18AA3 |  | Mini-Splits(Ducted) | 45MBDAQ18XA3 |  | 17000 | 18 | 10.8 | 19000 | 18000 | 94.74% | 2 | 0 | 12 |  |  |  | No | R-454B | 1.4167 | Residential & Commercial | Ducted CEE Tier 1
215324058 | Mini/Multi Split | MIDEA | HRCU-A-CB | 37MAHAQ18AA3 |  | Mini-Splits(Ducted) | 45MBDAQ18XH3 |  | 17500 | 18.5 | 11.1 | 19500 | 18000 | 92.31% | 2.1 | 0 | 12.1 |  |  |  | No | R-454B | 1.4583 | Residential & Commercial | Ducted CEE Tier 1
215324061 | Mini/Multi Split | MIDEA | HRCU-A-CB | 37MAHAQ24AA3 |  | Mini-Splits(Ducted) | 45MBDAQ24XH3 |  | 24000 | 19.2 | 11.7 | 26000 | 24000 | 92.31% | 2.18 | 0 | 12 |  |  |  | No | R-454B | 2 | Residential & Commercial | Ducted CEE Tier 1
215324064 | Mini/Multi Split | MIDEA | HRCU-A-CB | 37MARAQ09AA3 |  | Mini-Splits(Ducted) | 45MBDAQ12XA3 |  | 9000 | 19.6 | 11 | 10000 | 8600 | 86% | 2.25 | 0 | 12.8 |  |  |  | No | R-454B | 0.75 | Residential & Commercial | Ducted CEE Tier 1
215324065 | Mini/Multi Split | MIDEA | HRCU-A-CB | 37MARAQ09AA3 |  | Mini-Splits(Ducted) | 45MBDAQ12XH3 |  | 9000 | 19.8 | 11.5 | 10000 | 8300 | 83% | 2.31 | 0 | 13 |  |  |  | No | R-454B | 0.75 | Residential & Commercial | Ducted CEE Tier 1
215324069 | Mini/Multi Split | MIDEA | HRCU-A-CB | 37MARAQ12AA3 |  | Mini-Splits(Ducted) | 45MBDAQ12XA3 |  | 11500 | 19 | 10.3 | 12000 | 8800 | 73.33% | 2.25 | 0 | 11.7 |  |  |  | No | R-454B | 0.95833 | Residential & Commercial | Ducted CEE Tier 1
215324070 | Mini/Multi Split | MIDEA | HRCU-A-CB | 37MARAQ12AA3 |  | Mini-Splits(Ducted) | 45MBDAQ12XH3 |  | 12000 | 19.5 | 10.5 | 12000 | 8900 | 74.17% | 2.44 | 0 | 12 |  |  |  | No | R-454B | 1 | Residential & Commercial | Ducted CEE Tier 1
215324075 | Mini/Multi Split | MIDEA | HRCU-A-CB | 37MARAQ18AA3 |  | Mini-Splits(Ducted) | 45MBDAQ18XA3 |  | 17000 | 20 | 10.6 | 20000 | 14000 | 70% | 2.2 | 0 | 12.5 |  |  |  | No | R-454B | 1.4167 | Residential & Commercial | Ducted CEE Tier 1
215324076 | Mini/Multi Split | MIDEA | HRCU-A-CB | 37MARAQ18AA3 |  | Mini-Splits(Ducted) | 45MBDAQ18XH3 |  | 17500 | 20 | 11.4 | 20000 | 14200 | 71% | 2.4 | 0 | 13.3 |  |  |  | No | R-454B | 1.4583 | Residential & Commercial | Ducted CEE Tier 1
215324079 | Mini/Multi Split | MIDEA | HRCU-A-CB | 37MARAQ24AA3 |  | Mini-Splits(Ducted) | 45MBDAQ24XH3 |  | 24000 | 19 | 11 | 25000 | 19000 | 76% | 2.3 | 0 | 12.5 |  |  |  | No | R-454B | 2 | Residential & Commercial | Ducted CEE Tier 1
215324088 | Mini/Multi Split | MIDEA | HRCU-A-CB | 37MBHAQ36AA3 |  | Mini-Splits(Ducted) | 45MBDAQ36XH3 |  | 36000 | 17.8 | 11.1 | 42000 | 37600 | 89.52% | 2.1 | 0 | 12 |  |  |  | No | R-454B | 3 | Residential & Commercial | Ducted CEE Tier 1
215324091 | Mini/Multi Split | MIDEA | HRCU-A-CB | 37MBHAQ48AA3 |  | Mini-Splits(Ducted) | 45MBDAQ48XH3 |  | 48000 | 16.8 | 10.8 | 52000 | 47500 | 91.35% | 2 | 0 | 10.4 |  |  |  | No | R-454B | 4 | Residential & Commercial | Ducted CEE Tier 1
215324093 | Mini/Multi Split | MIDEA | HRCU-A-CB | 37MBHAQ58AA3 |  | Mini-Splits(Ducted) | 45MBDAQ58XH3 |  | 55000 | 15.9 | 10.4 | 60000 | 53500 | 89.17% | 2.1 | 0 | 10.2 |  |  |  | No | R-454B | 4.5833 | Residential & Commercial | Ducted CEE Tier 1
215324099 | Mini/Multi Split | MIDEA | HRCU-A-CB | 37MBRAQ48AA3 |  | Mini-Splits(Ducted) | 45MBDAQ48XH3 |  | 48000 | 17.2 | 9.8 | 50000 | 38000 | 76% | 2 | 0 | 10 |  |  |  | No | R-454B | 4 | Residential & Commercial | Ducted CEE Tier 1
215324104 | Mini/Multi Split | ARCOAIRE | HRCU-A-CB | D5CSHAH06AAK |  | Mini-Splits(Ducted) | D5FSDAH06XAK |  | 6500 | 21.5 | 13.8 | 8000 | 7800 | 97.5% | 2.4 | 0 | 14.5 |  |  |  | No | R-454B | 0.54167 | Residential & Commercial | Ducted CEE Tier 1
215324109 | Mini/Multi Split | ARCOAIRE | HRCU-A-CB | D5CSHAH09AAK |  | Mini-Splits(Ducted) | D5FSDAH12XAK |  | 9000 | 21.5 | 12.5 | 10000 | 11200 | 112% | 1.89 | 0 | 13.5 |  |  |  | No | R-454B | 0.75 | Residential & Commercial | Ducted CEE Tier 1
215324110 | Mini/Multi Split | ARCOAIRE | HRCU-A-CB | D5CSHAH09AAK |  | Mini-Splits(Ducted) | D5FSDAH12XHK |  | 9000 | 20.6 | 13.8 | 9900 | 11900 | 120.2% | 1.85 | 0 | 14 |  |  |  | No | R-454B | 0.75 | Residential & Commercial | Ducted CEE Tier 1
215324115 | Mini/Multi Split | ARCOAIRE | HRCU-A-CB | D5CSHAH12AAK |  | Mini-Splits(Ducted) | D5FSDAH12XAK |  | 12000 | 20 | 10.2 | 12500 | 11800 | 94.4% | 1.9 | 0 | 12 |  |  |  | No | R-454B | 1 | Residential & Commercial | Ducted CEE Tier 1
215324116 | Mini/Multi Split | ARCOAIRE | HRCU-A-CB | D5CSHAH12AAK |  | Mini-Splits(Ducted) | D5FSDAH12XHK |  | 12000 | 20.2 | 10.6 | 12000 | 12000 | 100% | 1.95 | 0 | 12 |  |  |  | No | R-454B | 1 | Residential & Commercial | Ducted CEE Tier 1
215324122 | Mini/Multi Split | ARCOAIRE | HRCU-A-CB | D5CSHAH18AAK |  | Mini-Splits(Ducted) | D5FSDAH18XAK |  | 17000 | 18 | 10.8 | 19000 | 18000 | 94.74% | 2 | 0 | 12 |  |  |  | No | R-454B | 1.4167 | Residential & Commercial | Ducted CEE Tier 1
215324123 | Mini/Multi Split | ARCOAIRE | HRCU-A-CB | D5CSHAH18AAK |  | Mini-Splits(Ducted) | D5FSDAH18XHK |  | 17500 | 18.5 | 11.1 | 19500 | 18000 | 92.31% | 2.1 | 0 | 12.1 |  |  |  | No | R-454B | 1.4583 | Residential & Commercial | Ducted CEE Tier 1
215324127 | Mini/Multi Split | ARCOAIRE | HRCU-A-CB | D5CSHAH24AAK |  | Mini-Splits(Ducted) | D5FSDAH24XHK |  | 24000 | 19.2 | 11.7 | 26000 | 24000 | 92.31% | 2.18 | 0 | 12 |  |  |  | No | R-454B | 2 | Residential & Commercial | Ducted CEE Tier 1
215324134 | Mini/Multi Split | ARCOAIRE | HRCU-A-CB | D5CSRAH09AAK |  | Mini-Splits(Ducted) | D5FSDAH12XAK |  | 9000 | 19.6 | 11 | 10000 | 8600 | 86% | 2.25 | 0 | 12.8 |  |  |  | No | R-454B | 0.75 | Residential & Commercial | Ducted CEE Tier 1
215324135 | Mini/Multi Split | ARCOAIRE | HRCU-A-CB | D5CSRAH09AAK |  | Mini-Splits(Ducted) | D5FSDAH12XHK |  | 9000 | 19.8 | 11.5 | 10000 | 8300 | 83% | 2.31 | 0 | 13 |  |  |  | No | R-454B | 0.75 | Residential & Commercial | Ducted CEE Tier 1
215324140 | Mini/Multi Split | ARCOAIRE | HRCU-A-CB | D5CSRAH12AAK |  | Mini-Splits(Ducted) | D5FSDAH12XAK |  | 11500 | 19 | 10.3 | 12000 | 8800 | 73.33% | 2.25 | 0 | 11.7 |  |  |  | No | R-454B | 0.95833 | Residential & Commercial | Ducted CEE Tier 1
215324141 | Mini/Multi Split | ARCOAIRE | HRCU-A-CB | D5CSRAH12AAK |  | Mini-Splits(Ducted) | D5FSDAH12XHK |  | 12000 | 19.5 | 10.5 | 12000 | 8900 | 74.17% | 2.44 | 0 | 12 |  |  |  | No | R-454B | 1 | Residential & Commercial | Ducted CEE Tier 1
215324147 | Mini/Multi Split | ARCOAIRE | HRCU-A-CB | D5CSRAH18AAK |  | Mini-Splits(Ducted) | D5FSDAH18XAK |  | 17000 | 20 | 10.6 | 20000 | 14000 | 70% | 2.2 | 0 | 12.5 |  |  |  | No | R-454B | 1.4167 | Residential & Commercial | Ducted CEE Tier 1
215324148 | Mini/Multi Split | ARCOAIRE | HRCU-A-CB | D5CSRAH18AAK |  | Mini-Splits(Ducted) | D5FSDAH18XHK |  | 17500 | 20 | 11.4 | 20000 | 14200 | 71% | 2.4 | 0 | 13.3 |  |  |  | No | R-454B | 1.4583 | Residential & Commercial | Ducted CEE Tier 1
215324152 | Mini/Multi Split | ARCOAIRE | HRCU-A-CB | D5CSRAH24AAK |  | Mini-Splits(Ducted) | D5FSDAH24XHK |  | 24000 | 19 | 11 | 25000 | 19000 | 76% | 2.3 | 0 | 12.5 |  |  |  | No | R-454B | 2 | Residential & Commercial | Ducted CEE Tier 1
215324161 | Mini/Multi Split | ARCOAIRE | HRCU-A-CB | D5CLHAH36AAK |  | Mini-Splits(Ducted) | D5FLDAH36XHK |  | 36000 | 17.8 | 11.1 | 42000 | 37600 | 89.52% | 2.1 | 0 | 12 |  |  |  | No | R-454B | 3 | Residential & Commercial | Ducted CEE Tier 1
215324164 | Mini/Multi Split | ARCOAIRE | HRCU-A-CB | D5CLHAH48AAK |  | Mini-Splits(Ducted) | D5FLDAH48XHK |  | 48000 | 16.8 | 10.8 | 52000 | 47500 | 91.35% | 2 | 0 | 10.4 |  |  |  | No | R-454B | 4 | Residential & Commercial | Ducted CEE Tier 1
215324166 | Mini/Multi Split | ARCOAIRE | HRCU-A-CB | D5CLHAH58AAK |  | Mini-Splits(Ducted) | D5FLDAH58XHK |  | 55000 | 15.9 | 10.4 | 60000 | 53500 | 89.17% | 2.1 | 0 | 10.2 |  |  |  | No | R-454B | 4.5833 | Residential & Commercial | Ducted CEE Tier 1
215324172 | Mini/Multi Split | ARCOAIRE | HRCU-A-CB | D5CLRAH48AAK |  | Mini-Splits(Ducted) | D5FLDAH48XHK |  | 48000 | 17.2 | 9.8 | 50000 | 38000 | 76% | 2 | 0 | 10 |  |  |  | No | R-454B | 4 | Residential & Commercial | Ducted CEE Tier 1
215324177 | Mini/Multi Split | COMFORTMAKER | HRCU-A-CB | D5CSHAH06AAK |  | Mini-Splits(Ducted) | D5FSDAH06XAK |  | 6500 | 21.5 | 13.8 | 8000 | 7800 | 97.5% | 2.4 | 0 | 14.5 |  |  |  | No | R-454B | 0.54167 | Residential & Commercial | Ducted CEE Tier 1
215324182 | Mini/Multi Split | COMFORTMAKER | HRCU-A-CB | D5CSHAH09AAK |  | Mini-Splits(Ducted) | D5FSDAH12XAK |  | 9000 | 21.5 | 12.5 | 10000 | 11200 | 112% | 1.89 | 0 | 13.5 |  |  |  | No | R-454B | 0.75 | Residential & Commercial | Ducted CEE Tier 1
215324183 | Mini/Multi Split | COMFORTMAKER | HRCU-A-CB | D5CSHAH09AAK |  | Mini-Splits(Ducted) | D5FSDAH12XHK |  | 9000 | 20.6 | 13.8 | 9900 | 11900 | 120.2% | 1.85 | 0 | 14 |  |  |  | No | R-454B | 0.75 | Residential & Commercial | Ducted CEE Tier 1
215324188 | Mini/Multi Split | COMFORTMAKER | HRCU-A-CB | D5CSHAH12AAK |  | Mini-Splits(Ducted) | D5FSDAH12XAK |  | 12000 | 20 | 10.2 | 12500 | 11800 | 94.4% | 1.9 | 0 | 12 |  |  |  | No | R-454B | 1 | Residential & Commercial | Ducted CEE Tier 1
215324189 | Mini/Multi Split | COMFORTMAKER | HRCU-A-CB | D5CSHAH12AAK |  | Mini-Splits(Ducted) | D5FSDAH12XHK |  | 12000 | 20.2 | 10.6 | 12000 | 12000 | 100% | 1.95 | 0 | 12 |  |  |  | No | R-454B | 1 | Residential & Commercial | Ducted CEE Tier 1
215324195 | Mini/Multi Split | COMFORTMAKER | HRCU-A-CB | D5CSHAH18AAK |  | Mini-Splits(Ducted) | D5FSDAH18XAK |  | 17000 | 18 | 10.8 | 19000 | 18000 | 94.74% | 2 | 0 | 12 |  |  |  | No | R-454B | 1.4167 | Residential & Commercial | Ducted CEE Tier 1
215324196 | Mini/Multi Split | COMFORTMAKER | HRCU-A-CB | D5CSHAH18AAK |  | Mini-Splits(Ducted) | D5FSDAH18XHK |  | 17500 | 18.5 | 11.1 | 19500 | 18000 | 92.31% | 2.1 | 0 | 12.1 |  |  |  | No | R-454B | 1.4583 | Residential & Commercial | Ducted CEE Tier 1
215324200 | Mini/Multi Split | COMFORTMAKER | HRCU-A-CB | D5CSHAH24AAK |  | Mini-Splits(Ducted) | D5FSDAH24XHK |  | 24000 | 19.2 | 11.7 | 26000 | 24000 | 92.31% | 2.18 | 0 | 12 |  |  |  | No | R-454B | 2 | Residential & Commercial | Ducted CEE Tier 1
215324207 | Mini/Multi Split | COMFORTMAKER | HRCU-A-CB | D5CSRAH09AAK |  | Mini-Splits(Ducted) | D5FSDAH12XAK |  | 9000 | 19.6 | 11 | 10000 | 8600 | 86% | 2.25 | 0 | 12.8 |  |  |  | No | R-454B | 0.75 | Residential & Commercial | Ducted CEE Tier 1
215324208 | Mini/Multi Split | COMFORTMAKER | HRCU-A-CB | D5CSRAH09AAK |  | Mini-Splits(Ducted) | D5FSDAH12XHK |  | 9000 | 19.8 | 11.5 | 10000 | 8300 | 83% | 2.31 | 0 | 13 |  |  |  | No | R-454B | 0.75 | Residential & Commercial | Ducted CEE Tier 1
215324213 | Mini/Multi Split | COMFORTMAKER | HRCU-A-CB | D5CSRAH12AAK |  | Mini-Splits(Ducted) | D5FSDAH12XAK |  | 11500 | 19 | 10.3 | 12000 | 8800 | 73.33% | 2.25 | 0 | 11.7 |  |  |  | No | R-454B | 0.95833 | Residential & Commercial | Ducted CEE Tier 1
215324214 | Mini/Multi Split | COMFORTMAKER | HRCU-A-CB | D5CSRAH12AAK |  | Mini-Splits(Ducted) | D5FSDAH12XHK |  | 12000 | 19.5 | 10.5 | 12000 | 8900 | 74.17% | 2.44 | 0 | 12 |  |  |  | No | R-454B | 1 | Residential & Commercial | Ducted CEE Tier 1
215324220 | Mini/Multi Split | COMFORTMAKER | HRCU-A-CB | D5CSRAH18AAK |  | Mini-Splits(Ducted) | D5FSDAH18XAK |  | 17000 | 20 | 10.6 | 20000 | 14000 | 70% | 2.2 | 0 | 12.5 |  |  |  | No | R-454B | 1.4167 | Residential & Commercial | Ducted CEE Tier 1
215324221 | Mini/Multi Split | COMFORTMAKER | HRCU-A-CB | D5CSRAH18AAK |  | Mini-Splits(Ducted) | D5FSDAH18XHK |  | 17500 | 20 | 11.4 | 20000 | 14200 | 71% | 2.4 | 0 | 13.3 |  |  |  | No | R-454B | 1.4583 | Residential & Commercial | Ducted CEE Tier 1
215324225 | Mini/Multi Split | COMFORTMAKER | HRCU-A-CB | D5CSRAH24AAK |  | Mini-Splits(Ducted) | D5FSDAH24XHK |  | 24000 | 19 | 11 | 25000 | 19000 | 76% | 2.3 | 0 | 12.5 |  |  |  | No | R-454B | 2 | Residential & Commercial | Ducted CEE Tier 1
215324234 | Mini/Multi Split | COMFORTMAKER | HRCU-A-CB | D5CLHAH36AAK |  | Mini-Splits(Ducted) | D5FLDAH36XHK |  | 36000 | 17.8 | 11.1 | 42000 | 37600 | 89.52% | 2.1 | 0 | 12 |  |  |  | No | R-454B | 3 | Residential & Commercial | Ducted CEE Tier 1
215324237 | Mini/Multi Split | COMFORTMAKER | HRCU-A-CB | D5CLHAH48AAK |  | Mini-Splits(Ducted) | D5FLDAH48XHK |  | 48000 | 16.8 | 10.8 | 52000 | 47500 | 91.35% | 2 | 0 | 10.4 |  |  |  | No | R-454B | 4 | Residential & Commercial | Ducted CEE Tier 1
215324239 | Mini/Multi Split | COMFORTMAKER | HRCU-A-CB | D5CLHAH58AAK |  | Mini-Splits(Ducted) | D5FLDAH58XHK |  | 55000 | 15.9 | 10.4 | 60000 | 53500 | 89.17% | 2.1 | 0 | 10.2 |  |  |  | No | R-454B | 4.5833 | Residential & Commercial | Ducted CEE Tier 1
215324245 | Mini/Multi Split | COMFORTMAKER | HRCU-A-CB | D5CLRAH48AAK |  | Mini-Splits(Ducted) | D5FLDAH48XHK |  | 48000 | 17.2 | 9.8 | 50000 | 38000 | 76% | 2 | 0 | 10 |  |  |  | No | R-454B | 4 | Residential & Commercial | Ducted CEE Tier 1
215324250 | Mini/Multi Split | DAY & NIGHT | HRCU-A-CB | D5CSHAH06AAK |  | Mini-Splits(Ducted) | D5FSDAH06XAK |  | 6500 | 21.5 | 13.8 | 8000 | 7800 | 97.5% | 2.4 | 0 | 14.5 |  |  |  | No | R-454B | 0.54167 | Residential & Commercial | Ducted CEE Tier 1
215324255 | Mini/Multi Split | DAY & NIGHT | HRCU-A-CB | D5CSHAH09AAK |  | Mini-Splits(Ducted) | D5FSDAH12XAK |  | 9000 | 21.5 | 12.5 | 10000 | 11200 | 112% | 1.89 | 0 | 13.5 |  |  |  | No | R-454B | 0.75 | Residential & Commercial | Ducted CEE Tier 1
215324256 | Mini/Multi Split | DAY & NIGHT | HRCU-A-CB | D5CSHAH09AAK |  | Mini-Splits(Ducted) | D5FSDAH12XHK |  | 9000 | 20.6 | 13.8 | 9900 | 11900 | 120.2% | 1.85 | 0 | 14 |  |  |  | No | R-454B | 0.75 | Residential & Commercial | Ducted CEE Tier 1
215324261 | Mini/Multi Split | DAY & NIGHT | HRCU-A-CB | D5CSHAH12AAK |  | Mini-Splits(Ducted) | D5FSDAH12XAK |  | 12000 | 20 | 10.2 | 12500 | 11800 | 94.4% | 1.9 | 0 | 12 |  |  |  | No | R-454B | 1 | Residential & Commercial | Ducted CEE Tier 1
215324262 | Mini/Multi Split | DAY & NIGHT | HRCU-A-CB | D5CSHAH12AAK |  | Mini-Splits(Ducted) | D5FSDAH12XHK |  | 12000 | 20.2 | 10.6 | 12000 | 12000 | 100% | 1.95 | 0 | 12 |  |  |  | No | R-454B | 1 | Residential & Commercial | Ducted CEE Tier 1
215324268 | Mini/Multi Split | DAY & NIGHT | HRCU-A-CB | D5CSHAH18AAK |  | Mini-Splits(Ducted) | D5FSDAH18XAK |  | 17000 | 18 | 10.8 | 19000 | 18000 | 94.74% | 2 | 0 | 12 |  |  |  | No | R-454B | 1.4167 | Residential & Commercial | Ducted CEE Tier 1
215324269 | Mini/Multi Split | DAY & NIGHT | HRCU-A-CB | D5CSHAH18AAK |  | Mini-Splits(Ducted) | D5FSDAH18XHK |  | 17500 | 18.5 | 11.1 | 19500 | 18000 | 92.31% | 2.1 | 0 | 12.1 |  |  |  | No | R-454B | 1.4583 | Residential & Commercial | Ducted CEE Tier 1
215324273 | Mini/Multi Split | DAY & NIGHT | HRCU-A-CB | D5CSHAH24AAK |  | Mini-Splits(Ducted) | D5FSDAH24XHK |  | 24000 | 19.2 | 11.7 | 26000 | 24000 | 92.31% | 2.18 | 0 | 12 |  |  |  | No | R-454B | 2 | Residential & Commercial | Ducted CEE Tier 1
215324280 | Mini/Multi Split | DAY & NIGHT | HRCU-A-CB | D5CSRAH09AAK |  | Mini-Splits(Ducted) | D5FSDAH12XAK |  | 9000 | 19.6 | 11 | 10000 | 8600 | 86% | 2.25 | 0 | 12.8 |  |  |  | No | R-454B | 0.75 | Residential & Commercial | Ducted CEE Tier 1
215324281 | Mini/Multi Split | DAY & NIGHT | HRCU-A-CB | D5CSRAH09AAK |  | Mini-Splits(Ducted) | D5FSDAH12XHK |  | 9000 | 19.8 | 11.5 | 10000 | 8300 | 83% | 2.31 | 0 | 13 |  |  |  | No | R-454B | 0.75 | Residential & Commercial | Ducted CEE Tier 1
215324286 | Mini/Multi Split | DAY & NIGHT | HRCU-A-CB | D5CSRAH12AAK |  | Mini-Splits(Ducted) | D5FSDAH12XAK |  | 11500 | 19 | 10.3 | 12000 | 8800 | 73.33% | 2.25 | 0 | 11.7 |  |  |  | No | R-454B | 0.95833 | Residential & Commercial | Ducted CEE Tier 1
215324287 | Mini/Multi Split | DAY & NIGHT | HRCU-A-CB | D5CSRAH12AAK |  | Mini-Splits(Ducted) | D5FSDAH12XHK |  | 12000 | 19.5 | 10.5 | 12000 | 8900 | 74.17% | 2.44 | 0 | 12 |  |  |  | No | R-454B | 1 | Residential & Commercial | Ducted CEE Tier 1
215324293 | Mini/Multi Split | DAY & NIGHT | HRCU-A-CB | D5CSRAH18AAK |  | Mini-Splits(Ducted) | D5FSDAH18XAK |  | 17000 | 20 | 10.6 | 20000 | 14000 | 70% | 2.2 | 0 | 12.5 |  |  |  | No | R-454B | 1.4167 | Residential & Commercial | Ducted CEE Tier 1
215324294 | Mini/Multi Split | DAY & NIGHT | HRCU-A-CB | D5CSRAH18AAK |  | Mini-Splits(Ducted) | D5FSDAH18XHK |  | 17500 | 20 | 11.4 | 20000 | 14200 | 71% | 2.4 | 0 | 13.3 |  |  |  | No | R-454B | 1.4583 | Residential & Commercial | Ducted CEE Tier 1
215324298 | Mini/Multi Split | DAY & NIGHT | HRCU-A-CB | D5CSRAH24AAK |  | Mini-Splits(Ducted) | D5FSDAH24XHK |  | 24000 | 19 | 11 | 25000 | 19000 | 76% | 2.3 | 0 | 12.5 |  |  |  | No | R-454B | 2 | Residential & Commercial | Ducted CEE Tier 1
215324307 | Mini/Multi Split | DAY & NIGHT | HRCU-A-CB | D5CLHAH36AAK |  | Mini-Splits(Ducted) | D5FLDAH36XHK |  | 36000 | 17.8 | 11.1 | 42000 | 37600 | 89.52% | 2.1 | 0 | 12 |  |  |  | No | R-454B | 3 | Residential & Commercial | Ducted CEE Tier 1
215324310 | Mini/Multi Split | DAY & NIGHT | HRCU-A-CB | D5CLHAH48AAK |  | Mini-Splits(Ducted) | D5FLDAH48XHK |  | 48000 | 16.8 | 10.8 | 52000 | 47500 | 91.35% | 2 | 0 | 10.4 |  |  |  | No | R-454B | 4 | Residential & Commercial | Ducted CEE Tier 1
215324312 | Mini/Multi Split | DAY & NIGHT | HRCU-A-CB | D5CLHAH58AAK |  | Mini-Splits(Ducted) | D5FLDAH58XHK |  | 55000 | 15.9 | 10.4 | 60000 | 53500 | 89.17% | 2.1 | 0 | 10.2 |  |  |  | No | R-454B | 4.5833 | Residential & Commercial | Ducted CEE Tier 1
215324318 | Mini/Multi Split | DAY & NIGHT | HRCU-A-CB | D5CLRAH48AAK |  | Mini-Splits(Ducted) | D5FLDAH48XHK |  | 48000 | 17.2 | 9.8 | 50000 | 38000 | 76% | 2 | 0 | 10 |  |  |  | No | R-454B | 4 | Residential & Commercial | Ducted CEE Tier 1
215324323 | Mini/Multi Split | HEIL | HRCU-A-CB | D5CSHAH06AAK |  | Mini-Splits(Ducted) | D5FSDAH06XAK |  | 6500 | 21.5 | 13.8 | 8000 | 7800 | 97.5% | 2.4 | 0 | 14.5 |  |  |  | No | R-454B | 0.54167 | Residential & Commercial | Ducted CEE Tier 1
215324328 | Mini/Multi Split | HEIL | HRCU-A-CB | D5CSHAH09AAK |  | Mini-Splits(Ducted) | D5FSDAH12XAK |  | 9000 | 21.5 | 12.5 | 10000 | 11200 | 112% | 1.89 | 0 | 13.5 |  |  |  | No | R-454B | 0.75 | Residential & Commercial | Ducted CEE Tier 1
215324329 | Mini/Multi Split | HEIL | HRCU-A-CB | D5CSHAH09AAK |  | Mini-Splits(Ducted) | D5FSDAH12XHK |  | 9000 | 20.6 | 13.8 | 9900 | 11900 | 120.2% | 1.85 | 0 | 14 |  |  |  | No | R-454B | 0.75 | Residential & Commercial | Ducted CEE Tier 1
215324334 | Mini/Multi Split | HEIL | HRCU-A-CB | D5CSHAH12AAK |  | Mini-Splits(Ducted) | D5FSDAH12XAK |  | 12000 | 20 | 10.2 | 12500 | 11800 | 94.4% | 1.9 | 0 | 12 |  |  |  | No | R-454B | 1 | Residential & Commercial | Ducted CEE Tier 1
215324335 | Mini/Multi Split | HEIL | HRCU-A-CB | D5CSHAH12AAK |  | Mini-Splits(Ducted) | D5FSDAH12XHK |  | 12000 | 20.2 | 10.6 | 12000 | 12000 | 100% | 1.95 | 0 | 12 |  |  |  | No | R-454B | 1 | Residential & Commercial | Ducted CEE Tier 1
215324341 | Mini/Multi Split | HEIL | HRCU-A-CB | D5CSHAH18AAK |  | Mini-Splits(Ducted) | D5FSDAH18XAK |  | 17000 | 18 | 10.8 | 19000 | 18000 | 94.74% | 2 | 0 | 12 |  |  |  | No | R-454B | 1.4167 | Residential & Commercial | Ducted CEE Tier 1
215324342 | Mini/Multi Split | HEIL | HRCU-A-CB | D5CSHAH18AAK |  | Mini-Splits(Ducted) | D5FSDAH18XHK |  | 17500 | 18.5 | 11.1 | 19500 | 18000 | 92.31% | 2.1 | 0 | 12.1 |  |  |  | No | R-454B | 1.4583 | Residential & Commercial | Ducted CEE Tier 1
215324346 | Mini/Multi Split | HEIL | HRCU-A-CB | D5CSHAH24AAK |  | Mini-Splits(Ducted) | D5FSDAH24XHK |  | 24000 | 19.2 | 11.7 | 26000 | 24000 | 92.31% | 2.18 | 0 | 12 |  |  |  | No | R-454B | 2 | Residential & Commercial | Ducted CEE Tier 1
215324353 | Mini/Multi Split | HEIL | HRCU-A-CB | D5CSRAH09AAK |  | Mini-Splits(Ducted) | D5FSDAH12XAK |  | 9000 | 19.6 | 11 | 10000 | 8600 | 86% | 2.25 | 0 | 12.8 |  |  |  | No | R-454B | 0.75 | Residential & Commercial | Ducted CEE Tier 1
215324354 | Mini/Multi Split | HEIL | HRCU-A-CB | D5CSRAH09AAK |  | Mini-Splits(Ducted) | D5FSDAH12XHK |  | 9000 | 19.8 | 11.5 | 10000 | 8300 | 83% | 2.31 | 0 | 13 |  |  |  | No | R-454B | 0.75 | Residential & Commercial | Ducted CEE Tier 1
215324359 | Mini/Multi Split | HEIL | HRCU-A-CB | D5CSRAH12AAK |  | Mini-Splits(Ducted) | D5FSDAH12XAK |  | 11500 | 19 | 10.3 | 12000 | 8800 | 73.33% | 2.25 | 0 | 11.7 |  |  |  | No | R-454B | 0.95833 | Residential & Commercial | Ducted CEE Tier 1
215324360 | Mini/Multi Split | HEIL | HRCU-A-CB | D5CSRAH12AAK |  | Mini-Splits(Ducted) | D5FSDAH12XHK |  | 12000 | 19.5 | 10.5 | 12000 | 8900 | 74.17% | 2.44 | 0 | 12 |  |  |  | No | R-454B | 1 | Residential & Commercial | Ducted CEE Tier 1
215324366 | Mini/Multi Split | HEIL | HRCU-A-CB | D5CSRAH18AAK |  | Mini-Splits(Ducted) | D5FSDAH18XAK |  | 17000 | 20 | 10.6 | 20000 | 14000 | 70% | 2.2 | 0 | 12.5 |  |  |  | No | R-454B | 1.4167 | Residential & Commercial | Ducted CEE Tier 1
215324367 | Mini/Multi Split | HEIL | HRCU-A-CB | D5CSRAH18AAK |  | Mini-Splits(Ducted) | D5FSDAH18XHK |  | 17500 | 20 | 11.4 | 20000 | 14200 | 71% | 2.4 | 0 | 13.3 |  |  |  | No | R-454B | 1.4583 | Residential & Commercial | Ducted CEE Tier 1
215324371 | Mini/Multi Split | HEIL | HRCU-A-CB | D5CSRAH24AAK |  | Mini-Splits(Ducted) | D5FSDAH24XHK |  | 24000 | 19 | 11 | 25000 | 19000 | 76% | 2.3 | 0 | 12.5 |  |  |  | No | R-454B | 2 | Residential & Commercial | Ducted CEE Tier 1
215324626 | Mini/Multi Split | TEMPSTAR | HRCU-A-CB | D5CSHAH12AAK |  | Mini-Splits(Ducted) | D5FSDAH12XAK |  | 12000 | 20 | 10.2 | 12500 | 11800 | 94.4% | 1.9 | 0 | 12 |  |  |  | No | R-454B | 1 | Residential & Commercial | Ducted CEE Tier 1
215324627 | Mini/Multi Split | TEMPSTAR | HRCU-A-CB | D5CSHAH12AAK |  | Mini-Splits(Ducted) | D5FSDAH12XHK |  | 12000 | 20.2 | 10.6 | 12000 | 12000 | 100% | 1.95 | 0 | 12 |  |  |  | No | R-454B | 1 | Residential & Commercial | Ducted CEE Tier 1
215324633 | Mini/Multi Split | TEMPSTAR | HRCU-A-CB | D5CSHAH18AAK |  | Mini-Splits(Ducted) | D5FSDAH18XAK |  | 17000 | 18 | 10.8 | 19000 | 18000 | 94.74% | 2 | 0 | 12 |  |  |  | No | R-454B | 1.4167 | Residential & Commercial | Ducted CEE Tier 1
215324634 | Mini/Multi Split | TEMPSTAR | HRCU-A-CB | D5CSHAH18AAK |  | Mini-Splits(Ducted) | D5FSDAH18XHK |  | 17500 | 18.5 | 11.1 | 19500 | 18000 | 92.31% | 2.1 | 0 | 12.1 |  |  |  | No | R-454B | 1.4583 | Residential & Commercial | Ducted CEE Tier 1
215324638 | Mini/Multi Split | TEMPSTAR | HRCU-A-CB | D5CSHAH24AAK |  | Mini-Splits(Ducted) | D5FSDAH24XHK |  | 24000 | 19.2 | 11.7 | 26000 | 24000 | 92.31% | 2.18 | 0 | 12 |  |  |  | No | R-454B | 2 | Residential & Commercial | Ducted CEE Tier 1
215324645 | Mini/Multi Split | TEMPSTAR | HRCU-A-CB | D5CSRAH09AAK |  | Mini-Splits(Ducted) | D5FSDAH12XAK |  | 9000 | 19.6 | 11 | 10000 | 8600 | 86% | 2.25 | 0 | 12.8 |  |  |  | No | R-454B | 0.75 | Residential & Commercial | Ducted CEE Tier 1
215324646 | Mini/Multi Split | TEMPSTAR | HRCU-A-CB | D5CSRAH09AAK |  | Mini-Splits(Ducted) | D5FSDAH12XHK |  | 9000 | 19.8 | 11.5 | 10000 | 8300 | 83% | 2.31 | 0 | 13 |  |  |  | No | R-454B | 0.75 | Residential & Commercial | Ducted CEE Tier 1
215324651 | Mini/Multi Split | TEMPSTAR | HRCU-A-CB | D5CSRAH12AAK |  | Mini-Splits(Ducted) | D5FSDAH12XAK |  | 11500 | 19 | 10.3 | 12000 | 8800 | 73.33% | 2.25 | 0 | 11.7 |  |  |  | No | R-454B | 0.95833 | Residential & Commercial | Ducted CEE Tier 1
215324652 | Mini/Multi Split | TEMPSTAR | HRCU-A-CB | D5CSRAH12AAK |  | Mini-Splits(Ducted) | D5FSDAH12XHK |  | 12000 | 19.5 | 10.5 | 12000 | 8900 | 74.17% | 2.44 | 0 | 12 |  |  |  | No | R-454B | 1 | Residential & Commercial | Ducted CEE Tier 1
215324683 | Mini/Multi Split | TEMPSTAR | HRCU-A-CB | D5CLRAH48AAK |  | Mini-Splits(Ducted) | D5FLDAH48XHK |  | 48000 | 17.2 | 9.8 | 50000 | 38000 | 76% | 2 | 0 | 10 |  |  |  | No | R-454B | 4 | Residential & Commercial | Ducted CEE Tier 1
215324688 | Mini/Multi Split | SMART COMFORT | HRCU-A-CB | D5CSHAH06AAK |  | Mini-Splits(Ducted) | D5FSDAH06XAK |  | 6500 | 21.5 | 13.8 | 8000 | 7800 | 97.5% | 2.4 | 0 | 14.5 |  |  |  | No | R-454B | 0.54167 | Residential & Commercial | Ducted CEE Tier 1
215324693 | Mini/Multi Split | SMART COMFORT | HRCU-A-CB | D5CSHAH09AAK |  | Mini-Splits(Ducted) | D5FSDAH12XAK |  | 9000 | 21.5 | 12.5 | 10000 | 11200 | 112% | 1.89 | 0 | 13.5 |  |  |  | No | R-454B | 0.75 | Residential & Commercial | Ducted CEE Tier 1
215324694 | Mini/Multi Split | SMART COMFORT | HRCU-A-CB | D5CSHAH09AAK |  | Mini-Splits(Ducted) | D5FSDAH12XHK |  | 9000 | 20.6 | 13.8 | 9900 | 11900 | 120.2% | 1.85 | 0 | 14 |  |  |  | No | R-454B | 0.75 | Residential & Commercial | Ducted CEE Tier 1
215324699 | Mini/Multi Split | SMART COMFORT | HRCU-A-CB | D5CSHAH12AAK |  | Mini-Splits(Ducted) | D5FSDAH12XAK |  | 12000 | 20 | 10.2 | 12500 | 11800 | 94.4% | 1.9 | 0 | 12 |  |  |  | No | R-454B | 1 | Residential & Commercial | Ducted CEE Tier 1
215324700 | Mini/Multi Split | SMART COMFORT | HRCU-A-CB | D5CSHAH12AAK |  | Mini-Splits(Ducted) | D5FSDAH12XHK |  | 12000 | 20.2 | 10.6 | 12000 | 12000 | 100% | 1.95 | 0 | 12 |  |  |  | No | R-454B | 1 | Residential & Commercial | Ducted CEE Tier 1
215324706 | Mini/Multi Split | SMART COMFORT | HRCU-A-CB | D5CSHAH18AAK |  | Mini-Splits(Ducted) | D5FSDAH18XAK |  | 17000 | 18 | 10.8 | 19000 | 18000 | 94.74% | 2 | 0 | 12 |  |  |  | No | R-454B | 1.4167 | Residential & Commercial | Ducted CEE Tier 1
215324707 | Mini/Multi Split | SMART COMFORT | HRCU-A-CB | D5CSHAH18AAK |  | Mini-Splits(Ducted) | D5FSDAH18XHK |  | 17500 | 18.5 | 11.1 | 19500 | 18000 | 92.31% | 2.1 | 0 | 12.1 |  |  |  | No | R-454B | 1.4583 | Residential & Commercial | Ducted CEE Tier 1
215324711 | Mini/Multi Split | SMART COMFORT | HRCU-A-CB | D5CSHAH24AAK |  | Mini-Splits(Ducted) | D5FSDAH24XHK |  | 24000 | 19.2 | 11.7 | 26000 | 24000 | 92.31% | 2.18 | 0 | 12 |  |  |  | No | R-454B | 2 | Residential & Commercial | Ducted CEE Tier 1
215324731 | Mini/Multi Split | SMART COMFORT | HRCU-A-CB | D5CSRAH18AAK |  | Mini-Splits(Ducted) | D5FSDAH18XAK |  | 17000 | 20 | 10.6 | 20000 | 14000 | 70% | 2.2 | 0 | 12.5 |  |  |  | No | R-454B | 1.4167 | Residential & Commercial | Ducted CEE Tier 1
215324732 | Mini/Multi Split | SMART COMFORT | HRCU-A-CB | D5CSRAH18AAK |  | Mini-Splits(Ducted) | D5FSDAH18XHK |  | 17500 | 20 | 11.4 | 20000 | 14200 | 71% | 2.4 | 0 | 13.3 |  |  |  | No | R-454B | 1.4583 | Residential & Commercial | Ducted CEE Tier 1
215324736 | Mini/Multi Split | SMART COMFORT | HRCU-A-CB | D5CSRAH24AAK |  | Mini-Splits(Ducted) | D5FSDAH24XHK |  | 24000 | 19 | 11 | 25000 | 19000 | 76% | 2.3 | 0 | 12.5 |  |  |  | No | R-454B | 2 | Residential & Commercial | Ducted CEE Tier 1
215324745 | Mini/Multi Split | SMART COMFORT | HRCU-A-CB | D5CLHAH36AAK |  | Mini-Splits(Ducted) | D5FLDAH36XHK |  | 36000 | 17.8 | 11.1 | 42000 | 37600 | 89.52% | 2.1 | 0 | 12 |  |  |  | No | R-454B | 3 | Residential & Commercial | Ducted CEE Tier 1
215324748 | Mini/Multi Split | SMART COMFORT | HRCU-A-CB | D5CLHAH48AAK |  | Mini-Splits(Ducted) | D5FLDAH48XHK |  | 48000 | 16.8 | 10.8 | 52000 | 47500 | 91.35% | 2 | 0 | 10.4 |  |  |  | No | R-454B | 4 | Residential & Commercial | Ducted CEE Tier 1
215324750 | Mini/Multi Split | SMART COMFORT | HRCU-A-CB | D5CLHAH58AAK |  | Mini-Splits(Ducted) | D5FLDAH58XHK |  | 55000 | 15.9 | 10.4 | 60000 | 53500 | 89.17% | 2.1 | 0 | 10.2 |  |  |  | No | R-454B | 4.5833 | Residential & Commercial | Ducted CEE Tier 1
215324756 | Mini/Multi Split | SMART COMFORT | HRCU-A-CB | D5CLRAH48AAK |  | Mini-Splits(Ducted) | D5FLDAH48XHK |  | 48000 | 17.2 | 9.8 | 50000 | 38000 | 76% | 2 | 0 | 10 |  |  |  | No | R-454B | 4 | Residential & Commercial | Ducted CEE Tier 1
215324761 | Mini/Multi Split | AIRQUEST | HRCU-A-CB | D5CSHAH06AAK |  | Mini-Splits(Ducted) | D5FSDAH06XAK |  | 6500 | 21.5 | 13.8 | 8000 | 7800 | 97.5% | 2.4 | 0 | 14.5 |  |  |  | No | R-454B | 0.54167 | Residential & Commercial | Ducted CEE Tier 1
215324766 | Mini/Multi Split | AIRQUEST | HRCU-A-CB | D5CSHAH09AAK |  | Mini-Splits(Ducted) | D5FSDAH12XAK |  | 9000 | 21.5 | 12.5 | 10000 | 11200 | 112% | 1.89 | 0 | 13.5 |  |  |  | No | R-454B | 0.75 | Residential & Commercial | Ducted CEE Tier 1
215324767 | Mini/Multi Split | AIRQUEST | HRCU-A-CB | D5CSHAH09AAK |  | Mini-Splits(Ducted) | D5FSDAH12XHK |  | 9000 | 20.6 | 13.8 | 9900 | 11900 | 120.2% | 1.85 | 0 | 14 |  |  |  | No | R-454B | 0.75 | Residential & Commercial | Ducted CEE Tier 1
215324772 | Mini/Multi Split | AIRQUEST | HRCU-A-CB | D5CSHAH12AAK |  | Mini-Splits(Ducted) | D5FSDAH12XAK |  | 12000 | 20 | 10.2 | 12500 | 11800 | 94.4% | 1.9 | 0 | 12 |  |  |  | No | R-454B | 1 | Residential & Commercial | Ducted CEE Tier 1
215324773 | Mini/Multi Split | AIRQUEST | HRCU-A-CB | D5CSHAH12AAK |  | Mini-Splits(Ducted) | D5FSDAH12XHK |  | 12000 | 20.2 | 10.6 | 12000 | 12000 | 100% | 1.95 | 0 | 12 |  |  |  | No | R-454B | 1 | Residential & Commercial | Ducted CEE Tier 1
215324779 | Mini/Multi Split | AIRQUEST | HRCU-A-CB | D5CSHAH18AAK |  | Mini-Splits(Ducted) | D5FSDAH18XAK |  | 17000 | 18 | 10.8 | 19000 | 18000 | 94.74% | 2 | 0 | 12 |  |  |  | No | R-454B | 1.4167 | Residential & Commercial | Ducted CEE Tier 1
215324780 | Mini/Multi Split | AIRQUEST | HRCU-A-CB | D5CSHAH18AAK |  | Mini-Splits(Ducted) | D5FSDAH18XHK |  | 17500 | 18.5 | 11.1 | 19500 | 18000 | 92.31% | 2.1 | 0 | 12.1 |  |  |  | No | R-454B | 1.4583 | Residential & Commercial | Ducted CEE Tier 1
215324784 | Mini/Multi Split | AIRQUEST | HRCU-A-CB | D5CSHAH24AAK |  | Mini-Splits(Ducted) | D5FSDAH24XHK |  | 24000 | 19.2 | 11.7 | 26000 | 24000 | 92.31% | 2.18 | 0 | 12 |  |  |  | No | R-454B | 2 | Residential & Commercial | Ducted CEE Tier 1
215324809 | Mini/Multi Split | AIRQUEST | HRCU-A-CB | D5CSRAH24AAK |  | Mini-Splits(Ducted) | D5FSDAH24XHK |  | 24000 | 19 | 11 | 25000 | 19000 | 76% | 2.3 | 0 | 12.5 |  |  |  | No | R-454B | 2 | Residential & Commercial | Ducted CEE Tier 1
215324818 | Mini/Multi Split | AIRQUEST | HRCU-A-CB | D5CLHAH36AAK |  | Mini-Splits(Ducted) | D5FLDAH36XHK |  | 36000 | 17.8 | 11.1 | 42000 | 37600 | 89.52% | 2.1 | 0 | 12 |  |  |  | No | R-454B | 3 | Residential & Commercial | Ducted CEE Tier 1
215324821 | Mini/Multi Split | AIRQUEST | HRCU-A-CB | D5CLHAH48AAK |  | Mini-Splits(Ducted) | D5FLDAH48XHK |  | 48000 | 16.8 | 10.8 | 52000 | 47500 | 91.35% | 2 | 0 | 10.4 |  |  |  | No | R-454B | 4 | Residential & Commercial | Ducted CEE Tier 1
215324823 | Mini/Multi Split | AIRQUEST | HRCU-A-CB | D5CLHAH58AAK |  | Mini-Splits(Ducted) | D5FLDAH58XHK |  | 55000 | 15.9 | 10.4 | 60000 | 53500 | 89.17% | 2.1 | 0 | 10.2 |  |  |  | No | R-454B | 4.5833 | Residential & Commercial | Ducted CEE Tier 1
215324829 | Mini/Multi Split | AIRQUEST | HRCU-A-CB | D5CLRAH48AAK |  | Mini-Splits(Ducted) | D5FLDAH48XHK |  | 48000 | 17.2 | 9.8 | 50000 | 38000 | 76% | 2 | 0 | 10 |  |  |  | No | R-454B | 4 | Residential & Commercial | Ducted CEE Tier 1
215324834 | Mini/Multi Split | LPS Legacy | HRCU-A-CB | D5CSHAH06AAK |  | Mini-Splits(Ducted) | D5FSDAH06XAK |  | 6500 | 21.5 | 13.8 | 8000 | 7800 | 97.5% | 2.4 | 0 | 14.5 |  |  |  | No | R-454B | 0.54167 | Residential & Commercial | Ducted CEE Tier 1
215324839 | Mini/Multi Split | LPS Legacy | HRCU-A-CB | D5CSHAH09AAK |  | Mini-Splits(Ducted) | D5FSDAH12XAK |  | 9000 | 21.5 | 12.5 | 10000 | 11200 | 112% | 1.89 | 0 | 13.5 |  |  |  | No | R-454B | 0.75 | Residential & Commercial | Ducted CEE Tier 1
215324840 | Mini/Multi Split | LPS Legacy | HRCU-A-CB | D5CSHAH09AAK |  | Mini-Splits(Ducted) | D5FSDAH12XHK |  | 9000 | 20.6 | 13.8 | 9900 | 11900 | 120.2% | 1.85 | 0 | 14 |  |  |  | No | R-454B | 0.75 | Residential & Commercial | Ducted CEE Tier 1
215324845 | Mini/Multi Split | LPS Legacy | HRCU-A-CB | D5CSHAH12AAK |  | Mini-Splits(Ducted) | D5FSDAH12XAK |  | 12000 | 20 | 10.2 | 12500 | 11800 | 94.4% | 1.9 | 0 | 12 |  |  |  | No | R-454B | 1 | Residential & Commercial | Ducted CEE Tier 1
215324846 | Mini/Multi Split | LPS Legacy | HRCU-A-CB | D5CSHAH12AAK |  | Mini-Splits(Ducted) | D5FSDAH12XHK |  | 12000 | 20.2 | 10.6 | 12000 | 12000 | 100% | 1.95 | 0 | 12 |  |  |  | No | R-454B | 1 | Residential & Commercial | Ducted CEE Tier 1
215324852 | Mini/Multi Split | LPS Legacy | HRCU-A-CB | D5CSHAH18AAK |  | Mini-Splits(Ducted) | D5FSDAH18XAK |  | 17000 | 18 | 10.8 | 19000 | 18000 | 94.74% | 2 | 0 | 12 |  |  |  | No | R-454B | 1.4167 | Residential & Commercial | Ducted CEE Tier 1
215324853 | Mini/Multi Split | LPS Legacy | HRCU-A-CB | D5CSHAH18AAK |  | Mini-Splits(Ducted) | D5FSDAH18XHK |  | 17500 | 18.5 | 11.1 | 19500 | 18000 | 92.31% | 2.1 | 0 | 12.1 |  |  |  | No | R-454B | 1.4583 | Residential & Commercial | Ducted CEE Tier 1
215324857 | Mini/Multi Split | LPS Legacy | HRCU-A-CB | D5CSHAH24AAK |  | Mini-Splits(Ducted) | D5FSDAH24XHK |  | 24000 | 19.2 | 11.7 | 26000 | 24000 | 92.31% | 2.18 | 0 | 12 |  |  |  | No | R-454B | 2 | Residential & Commercial | Ducted CEE Tier 1
215324864 | Mini/Multi Split | LPS Legacy | HRCU-A-CB | D5CSRAH09AAK |  | Mini-Splits(Ducted) | D5FSDAH12XAK |  | 9000 | 19.6 | 11 | 10000 | 8600 | 86% | 2.25 | 0 | 12.8 |  |  |  | No | R-454B | 0.75 | Residential & Commercial | Ducted CEE Tier 1
215324865 | Mini/Multi Split | LPS Legacy | HRCU-A-CB | D5CSRAH09AAK |  | Mini-Splits(Ducted) | D5FSDAH12XHK |  | 9000 | 19.8 | 11.5 | 10000 | 8300 | 83% | 2.31 | 0 | 13 |  |  |  | No | R-454B | 0.75 | Residential & Commercial | Ducted CEE Tier 1
215324870 | Mini/Multi Split | LPS Legacy | HRCU-A-CB | D5CSRAH12AAK |  | Mini-Splits(Ducted) | D5FSDAH12XAK |  | 11500 | 19 | 10.3 | 12000 | 8800 | 73.33% | 2.25 | 0 | 11.7 |  |  |  | No | R-454B | 0.95833 | Residential & Commercial | Ducted CEE Tier 1
215324871 | Mini/Multi Split | LPS Legacy | HRCU-A-CB | D5CSRAH12AAK |  | Mini-Splits(Ducted) | D5FSDAH12XHK |  | 12000 | 19.5 | 10.5 | 12000 | 8900 | 74.17% | 2.44 | 0 | 12 |  |  |  | No | R-454B | 1 | Residential & Commercial | Ducted CEE Tier 1
215324877 | Mini/Multi Split | LPS Legacy | HRCU-A-CB | D5CSRAH18AAK |  | Mini-Splits(Ducted) | D5FSDAH18XAK |  | 17000 | 20 | 10.6 | 20000 | 14000 | 70% | 2.2 | 0 | 12.5 |  |  |  | No | R-454B | 1.4167 | Residential & Commercial | Ducted CEE Tier 1
215324878 | Mini/Multi Split | LPS Legacy | HRCU-A-CB | D5CSRAH18AAK |  | Mini-Splits(Ducted) | D5FSDAH18XHK |  | 17500 | 20 | 11.4 | 20000 | 14200 | 71% | 2.4 | 0 | 13.3 |  |  |  | No | R-454B | 1.4583 | Residential & Commercial | Ducted CEE Tier 1
215324882 | Mini/Multi Split | LPS Legacy | HRCU-A-CB | D5CSRAH24AAK |  | Mini-Splits(Ducted) | D5FSDAH24XHK |  | 24000 | 19 | 11 | 25000 | 19000 | 76% | 2.3 | 0 | 12.5 |  |  |  | No | R-454B | 2 | Residential & Commercial | Ducted CEE Tier 1
215324891 | Mini/Multi Split | LPS Legacy | HRCU-A-CB | D5CLHAH36AAK |  | Mini-Splits(Ducted) | D5FLDAH36XHK |  | 36000 | 17.8 | 11.1 | 42000 | 37600 | 89.52% | 2.1 | 0 | 12 |  |  |  | No | R-454B | 3 | Residential & Commercial | Ducted CEE Tier 1
215324894 | Mini/Multi Split | LPS Legacy | HRCU-A-CB | D5CLHAH48AAK |  | Mini-Splits(Ducted) | D5FLDAH48XHK |  | 48000 | 16.8 | 10.8 | 52000 | 47500 | 91.35% | 2 | 0 | 10.4 |  |  |  | No | R-454B | 4 | Residential & Commercial | Ducted CEE Tier 1
215324896 | Mini/Multi Split | LPS Legacy | HRCU-A-CB | D5CLHAH58AAK |  | Mini-Splits(Ducted) | D5FLDAH58XHK |  | 55000 | 15.9 | 10.4 | 60000 | 53500 | 89.17% | 2.1 | 0 | 10.2 |  |  |  | No | R-454B | 4.5833 | Residential & Commercial | Ducted CEE Tier 1
215324902 | Mini/Multi Split | LPS Legacy | HRCU-A-CB | D5CLRAH48AAK |  | Mini-Splits(Ducted) | D5FLDAH48XHK |  | 48000 | 17.2 | 9.8 | 50000 | 38000 | 76% | 2 | 0 | 10 |  |  |  | No | R-454B | 4 | Residential & Commercial | Ducted CEE Tier 1
215324907 | Mini/Multi Split | Grandaire | HRCU-A-CB | D5CSHAH06AAK |  | Mini-Splits(Ducted) | D5FSDAH06XAK |  | 6500 | 21.5 | 13.8 | 8000 | 7800 | 97.5% | 2.4 | 0 | 14.5 |  |  |  | No | R-454B | 0.54167 | Residential & Commercial | Ducted CEE Tier 1
215324912 | Mini/Multi Split | Grandaire | HRCU-A-CB | D5CSHAH09AAK |  | Mini-Splits(Ducted) | D5FSDAH12XAK |  | 9000 | 21.5 | 12.5 | 10000 | 11200 | 112% | 1.89 | 0 | 13.5 |  |  |  | No | R-454B | 0.75 | Residential & Commercial | Ducted CEE Tier 1
215324913 | Mini/Multi Split | Grandaire | HRCU-A-CB | D5CSHAH09AAK |  | Mini-Splits(Ducted) | D5FSDAH12XHK |  | 9000 | 20.6 | 13.8 | 9900 | 11900 | 120.2% | 1.85 | 0 | 14 |  |  |  | No | R-454B | 0.75 | Residential & Commercial | Ducted CEE Tier 1
215324918 | Mini/Multi Split | Grandaire | HRCU-A-CB | D5CSHAH12AAK |  | Mini-Splits(Ducted) | D5FSDAH12XAK |  | 12000 | 20 | 10.2 | 12500 | 11800 | 94.4% | 1.9 | 0 | 12 |  |  |  | No | R-454B | 1 | Residential & Commercial | Ducted CEE Tier 1
215324919 | Mini/Multi Split | Grandaire | HRCU-A-CB | D5CSHAH12AAK |  | Mini-Splits(Ducted) | D5FSDAH12XHK |  | 12000 | 20.2 | 10.6 | 12000 | 12000 | 100% | 1.95 | 0 | 12 |  |  |  | No | R-454B | 1 | Residential & Commercial | Ducted CEE Tier 1
215324925 | Mini/Multi Split | Grandaire | HRCU-A-CB | D5CSHAH18AAK |  | Mini-Splits(Ducted) | D5FSDAH18XAK |  | 17000 | 18 | 10.8 | 19000 | 18000 | 94.74% | 2 | 0 | 12 |  |  |  | No | R-454B | 1.4167 | Residential & Commercial | Ducted CEE Tier 1
215324926 | Mini/Multi Split | Grandaire | HRCU-A-CB | D5CSHAH18AAK |  | Mini-Splits(Ducted) | D5FSDAH18XHK |  | 17500 | 18.5 | 11.1 | 19500 | 18000 | 92.31% | 2.1 | 0 | 12.1 |  |  |  | No | R-454B | 1.4583 | Residential & Commercial | Ducted CEE Tier 1
215324930 | Mini/Multi Split | Grandaire | HRCU-A-CB | D5CSHAH24AAK |  | Mini-Splits(Ducted) | D5FSDAH24XHK |  | 24000 | 19.2 | 11.7 | 26000 | 24000 | 92.31% | 2.18 | 0 | 12 |  |  |  | No | R-454B | 2 | Residential & Commercial | Ducted CEE Tier 1
215324937 | Mini/Multi Split | Grandaire | HRCU-A-CB | D5CSRAH09AAK |  | Mini-Splits(Ducted) | D5FSDAH12XAK |  | 9000 | 19.6 | 11 | 10000 | 8600 | 86% | 2.25 | 0 | 12.8 |  |  |  | No | R-454B | 0.75 | Residential & Commercial | Ducted CEE Tier 1
215324938 | Mini/Multi Split | Grandaire | HRCU-A-CB | D5CSRAH09AAK |  | Mini-Splits(Ducted) | D5FSDAH12XHK |  | 9000 | 19.8 | 11.5 | 10000 | 8300 | 83% | 2.31 | 0 | 13 |  |  |  | No | R-454B | 0.75 | Residential & Commercial | Ducted CEE Tier 1
215324943 | Mini/Multi Split | Grandaire | HRCU-A-CB | D5CSRAH12AAK |  | Mini-Splits(Ducted) | D5FSDAH12XAK |  | 11500 | 19 | 10.3 | 12000 | 8800 | 73.33% | 2.25 | 0 | 11.7 |  |  |  | No | R-454B | 0.95833 | Residential & Commercial | Ducted CEE Tier 1
215324944 | Mini/Multi Split | Grandaire | HRCU-A-CB | D5CSRAH12AAK |  | Mini-Splits(Ducted) | D5FSDAH12XHK |  | 12000 | 19.5 | 10.5 | 12000 | 8900 | 74.17% | 2.44 | 0 | 12 |  |  |  | No | R-454B | 1 | Residential & Commercial | Ducted CEE Tier 1
215324950 | Mini/Multi Split | Grandaire | HRCU-A-CB | D5CSRAH18AAK |  | Mini-Splits(Ducted) | D5FSDAH18XAK |  | 17000 | 20 | 10.6 | 20000 | 14000 | 70% | 2.2 | 0 | 12.5 |  |  |  | No | R-454B | 1.4167 | Residential & Commercial | Ducted CEE Tier 1
215324951 | Mini/Multi Split | Grandaire | HRCU-A-CB | D5CSRAH18AAK |  | Mini-Splits(Ducted) | D5FSDAH18XHK |  | 17500 | 20 | 11.4 | 20000 | 14200 | 71% | 2.4 | 0 | 13.3 |  |  |  | No | R-454B | 1.4583 | Residential & Commercial | Ducted CEE Tier 1
215324955 | Mini/Multi Split | Grandaire | HRCU-A-CB | D5CSRAH24AAK |  | Mini-Splits(Ducted) | D5FSDAH24XHK |  | 24000 | 19 | 11 | 25000 | 19000 | 76% | 2.3 | 0 | 12.5 |  |  |  | No | R-454B | 2 | Residential & Commercial | Ducted CEE Tier 1
215324964 | Mini/Multi Split | Grandaire | HRCU-A-CB | D5CLHAH36AAK |  | Mini-Splits(Ducted) | D5FLDAH36XHK |  | 36000 | 17.8 | 11.1 | 42000 | 37600 | 89.52% | 2.1 | 0 | 12 |  |  |  | No | R-454B | 3 | Residential & Commercial | Ducted CEE Tier 1
214825958 | Mini/Multi Split | LG | HRCU-A-CB | KUSXB421A |  | Mini-Splits(Ducted) | KNSJB421A |  | 42000 | 18.3 | 9 | 48000 | 39000 | 81.25% | 1.86 | 0 | 12 |  |  |  | No | R-32 | 3.5 | Residential & Commercial | Ducted CEE Tier 1
214825960 | Mini/Multi Split | LG | HRCU-A-CB | KUSXB481A |  | Mini-Splits(Ducted) | KNSJB481A |  | 46500 | 17.5 | 9.1 | 52000 | 40000 | 76.92% | 1.86 | 0 | 11.7 |  |  |  | No | R-32 | 3.875 | Residential & Commercial | Ducted CEE Tier 1
214826531 | Mini/Multi Split | LG | HRCU-A-CB | KUSXB091A |  | Mini-Splits(Ducted) | KNUJB091A |  | 9000 | 16.4 | 10.4 | 13500 | 10500 | 77.78% | 2.3 | 0 | 12.2 |  |  |  | No | R-32 | 0.75 | Residential & Commercial | Ducted CEE Tier 1
215220728 | Mini/Multi Split | SAMSUNG | HRCU-A-CB | AC018DXSCCG |  | Mini-Splits(Ducted) | AC018DNHDCG |  | 18000 | 18.3 | 8.9 | 20000 | 20000 | 100% | 1.8 | 0 | 12 |  |  |  | No | R-32 | 1.5 | Residential & Commercial | Ducted CEE Tier 1
215220731 | Mini/Multi Split | SAMSUNG | HRCU-A-CB | AC024DXSCCG |  | Mini-Splits(Ducted) | AC024DNHDCG |  | 23000 | 18 | 9.5 | 27000 | 27000 | 100% | 1.8 | 0 | 12 |  |  |  | No | R-32 | 1.9167 | Residential & Commercial | Ducted CEE Tier 1
215220929 | Mini/Multi Split | SAMSUNG | HRCU-A-CB | AC018DXSCCG |  | Mini-Splits(Ducted) | AC018DNLDCG |  | 17500 | 17 | 9 | 20000 | 20000 | 100% | 1.8 | 0 | 11.7 |  |  |  | No | R-32 | 1.4583 | Residential & Commercial | Ducted CEE Tier 1
215222822 | Mini/Multi Split | HITACHI | HRCU-A-CB | PAS-18BLFASDQ1 |  | Mini-Splits(Ducted) | PPIM-B18UFA1DQ |  | 18000 | 20.2 | 9.8 | 20000 | 22000 | 110% | 2.1 | 0 | 12.7 |  |  |  | No | R-32 | 1.5 | Residential & Commercial | Ducted CEE Tier 1
215222823 | Mini/Multi Split | HITACHI | HRCU-A-CB | PAS-24BLFASDQ1 |  | Mini-Splits(Ducted) | PPIM-B24UFA1DQ |  | 24000 | 18.5 | 9.8 | 26000 | 25200 | 96.92% | 2.1 | 0 | 13.3 |  |  |  | No | R-32 | 2 | Residential & Commercial | Ducted CEE Tier 1
215222841 | Mini/Multi Split | HITACHI | HRCU-A-CB | PAS-36BLFASDQ1 |  | Mini-Splits(Ducted) | PPIM-B36UFA1DQ |  | 36000 | 21.5 | 10.7 | 38000 | 35400 | 93.16% | 2.1 | 0 | 13.3 |  |  |  | No | R-32 | 3 | Residential & Commercial | Ducted CEE Tier 1
215222843 | Mini/Multi Split | HITACHI | HRCU-A-CB | PAS-30BLFASDQ1 |  | Mini-Splits(Ducted) | PPIM-B30UFA1DQ |  | 30000 | 18.7 | 10.1 | 32000 | 28800 | 90% | 2.1 | 0 | 12.8 |  |  |  | No | R-32 | 2.5 | Residential & Commercial | Ducted CEE Tier 1
214855402 | Mini/Multi Split | MDV | HRCU-A-CB | MOX230-06HFN10-M1X |  | Mini-Splits(Ducted) | MTI-06HWFN10-M1 |  | 6500 | 21.5 | 13.8 | 8000 | 7800 | 97.5% | 2.4 | 0 | 14.5 |  |  |  | No | R-454B | 0.54167 | Residential & Commercial | Ducted CEE Tier 1
206717837 | Mini/Multi Split | Trane / Mitsubishi Electric | HRCU-A-CB | PUZ-HA24NHA1 |  | Mini-Splits(Ducted) | TPVA0A0241AA70A |  | 24000 | 19 | 9.4 | 28000 | 26000 | 92.86% | 1.9 | 11.4 | 11.4 |  |  |  | No | R-410A | 2 | Residential & Commercial | Ducted CEE Tier 1
206717875 | Mini/Multi Split | Trane / Mitsubishi Electric | HRCU-A-CB | TRUZH0301KA00** |  | Mini-Splits(Ducted) | PEAD-A30AA**** |  | 30000 | 17.4 | 8.3 | 34000 | 32000 | 94.12% | 1.8 | 12.7 | 12.1 |  |  |  | No | R-410A | 2.5 | Residential & Commercial | Ducted CEE Tier 1
214855409 | Mini/Multi Split | MDV | HRCU-A-CB | MOX330-09HFN10-M1X |  | Mini-Splits(Ducted) | MTI-09HWFN10-M1 |  | 9000 | 21.5 | 12.5 | 10000 | 11200 | 112% | 1.89 | 0 | 13.5 |  |  |  | No | R-454B | 0.75 | Residential & Commercial | Ducted CEE Tier 1
214855413 | Mini/Multi Split | MDV | HRCU-A-CB | MOX330-12HFN10-M1X |  | Mini-Splits(Ducted) | MTIM-12HWFN10-M1 |  | 12000 | 20 | 10.2 | 12500 | 11800 | 94.4% | 1.9 | 0 | 12 |  |  |  | No | R-454B | 1 | Residential & Commercial | Ducted CEE Tier 1
214855417 | Mini/Multi Split | MDV | HRCU-A-CB | MOX430-18HFN10-M1X |  | Mini-Splits(Ducted) | MTI-18HWFN10-M1 |  | 17000 | 18 | 10.8 | 19000 | 18000 | 94.74% | 2 | 0 | 12 |  |  |  | No | R-454B | 1.4167 | Residential & Commercial | Ducted CEE Tier 1
214855420 | Mini/Multi Split | MDV | HRCU-A-CB | MOD30-24HFN10-M1X |  | Mini-Splits(Ducted) | MTJ-24HWFN10-M1 |  | 24000 | 19.2 | 11.7 | 26000 | 24000 | 92.31% | 2.18 | 0 | 12 |  |  |  | No | R-454B | 2 | Residential & Commercial | Ducted CEE Tier 1
214855437 | Mini/Multi Split | MDV | HRCU-A-CB | MOX230-09HFN10-M1 |  | Mini-Splits(Ducted) | MTI-09HWFN10-M1 |  | 9000 | 19.6 | 11 | 10000 | 8600 | 86% | 2.25 | 0 | 12.8 |  |  |  | No | R-454B | 0.75 | Residential & Commercial | Ducted CEE Tier 1
214855444 | Mini/Multi Split | MDV | HRCU-A-CB | MOX230-12HFN10-M1 |  | Mini-Splits(Ducted) | MTIM-12HWFN10-M1 |  | 11500 | 19 | 10.3 | 12000 | 8800 | 73.33% | 2.25 | 0 | 11.7 |  |  |  | No | R-454B | 0.95833 | Residential & Commercial | Ducted CEE Tier 1
214855451 | Mini/Multi Split | MDV | HRCU-A-CB | MOX430-18HFN10-M1 |  | Mini-Splits(Ducted) | MTI-18HWFN10-M1 |  | 17000 | 20 | 10.6 | 20000 | 14000 | 70% | 2.2 | 0 | 12.5 |  |  |  | No | R-454B | 1.4167 | Residential & Commercial | Ducted CEE Tier 1
214855455 | Mini/Multi Split | MDV | HRCU-A-CB | MOD30-24HFN10-M1 |  | Mini-Splits(Ducted) | MTJ-24HWFN10-M1 |  | 24000 | 19 | 11 | 25000 | 19000 | 76% | 2.3 | 0 | 12.5 |  |  |  | No | R-454B | 2 | Residential & Commercial | Ducted CEE Tier 1
214855475 | Mini/Multi Split | MDV | HRCU-A-CB | MOX630-36HFN10-M2X |  | Mini-Splits(Ducted) | MTJ-36HWFN10-M2 |  | 36000 | 17.8 | 11.1 | 42000 | 37600 | 89.52% | 2.1 | 0 | 12 |  |  |  | No | R-454B | 3 | Residential & Commercial | Ducted CEE Tier 1
214855476 | Mini/Multi Split | MDV | HRCU-A-CB | MOE30-48HFN10-M2X |  | Mini-Splits(Ducted) | MTJ-48HWFN10-M2 |  | 48000 | 16.8 | 10.8 | 52000 | 47500 | 91.35% | 2 | 0 | 10.4 |  |  |  | No | R-454B | 4 | Residential & Commercial | Ducted CEE Tier 1
214855477 | Mini/Multi Split | MDV | HRCU-A-CB | MOE30-60HFN10-M2X |  | Mini-Splits(Ducted) | MHJ-60HWFN10-M2 |  | 55000 | 15.9 | 10.4 | 60000 | 53500 | 89.17% | 2.1 | 0 | 10.2 |  |  |  | No | R-454B | 4.5833 | Residential & Commercial | Ducted CEE Tier 1
214855480 | Mini/Multi Split | MDV | HRCU-A-CB | MOE30-48HFN10-M2 |  | Mini-Splits(Ducted) | MTJ-48HWFN10-M2 |  | 48000 | 17.2 | 9.8 | 50000 | 38000 | 76% | 2 | 0 | 10 |  |  |  | No | R-454B | 4 | Residential & Commercial | Ducted CEE Tier 1
214389553 | Mini/Multi Split | ICONIC AIR SOLUTION | HRCU-A-CB | ICOZ09AK |  | Mini-Splits(Ducted) | IFOV09IK |  | 9000 | 20.5 | 10 | 9800 | 10800 | 110.2% | 1.9 | 0 | 13.6 |  |  |  | No | R-410A | 0.75 | Residential & Commercial | Ducted CEE Tier 1
214389554 | Mini/Multi Split | ICONIC AIR SOLUTION | HRCU-A-CB | ICOZ12AK |  | Mini-Splits(Ducted) | IFOV12IK |  | 12000 | 20 | 9.5 | 12000 | 12000 | 100% | 1.85 | 0 | 12 |  |  |  | No | R-410A | 1 | Residential & Commercial | Ducted CEE Tier 1
214389555 | Mini/Multi Split | ICONIC AIR SOLUTION | HRCU-A-CB | ICOZ18AK |  | Mini-Splits(Ducted) | IFOV18IK |  | 17500 | 18 | 10.8 | 19000 | 18000 | 94.74% | 2.2 | 0 | 12.1 |  |  |  | No | R-410A | 1.4583 | Residential & Commercial | Ducted CEE Tier 1
214389556 | Mini/Multi Split | ICONIC AIR SOLUTION | HRCU-A-CB | ICOZ24AK |  | Mini-Splits(Ducted) | IFOV24IK |  | 24000 | 19.2 | 11.1 | 25000 | 24000 | 96% | 2 | 0 | 12 |  |  |  | No | R-410A | 2 | Residential & Commercial | Ducted CEE Tier 1
215324967 | Mini/Multi Split | Grandaire | HRCU-A-CB | D5CLHAH48AAK |  | Mini-Splits(Ducted) | D5FLDAH48XHK |  | 48000 | 16.8 | 10.8 | 52000 | 47500 | 91.35% | 2 | 0 | 10.4 |  |  |  | No | R-454B | 4 | Residential & Commercial | Ducted CEE Tier 1
215324969 | Mini/Multi Split | Grandaire | HRCU-A-CB | D5CLHAH58AAK |  | Mini-Splits(Ducted) | D5FLDAH58XHK |  | 55000 | 15.9 | 10.4 | 60000 | 53500 | 89.17% | 2.1 | 0 | 10.2 |  |  |  | No | R-454B | 4.5833 | Residential & Commercial | Ducted CEE Tier 1
215324975 | Mini/Multi Split | Grandaire | HRCU-A-CB | D5CLRAH48AAK |  | Mini-Splits(Ducted) | D5FLDAH48XHK |  | 48000 | 17.2 | 9.8 | 50000 | 38000 | 76% | 2 | 0 | 10 |  |  |  | No | R-454B | 4 | Residential & Commercial | Ducted CEE Tier 1
214797741 | Mini/Multi Split | DUOHOME | HRCU-A-CB | DOD33-24HFN1-MT0W |  | Mini-Splits(Ducted) | DTIU-24HWFN1-M |  | 23000 | 19 | 11.2 | 25000 | 20000 | 80% | 2.3 | 12.6 | 12.5 |  |  |  | No | R-410A | 1.9167 | Residential & Commercial | Ducted CEE Tier 1
207465443 | Mini/Multi Split | SAMSUNG | HRCU-A-CB | AC012BXADCH |  | Mini-Splits(Ducted) | AC012BNLDCH |  | 12000 | 19 | 9.2 | 14000 | 11500 | 82.14% | 1.95 | 12 | 11.5 |  |  |  | No | R-410A | 1 | Residential & Commercial | Ducted CEE Tier 1
207465448 | Mini/Multi Split | SAMSUNG | HRCU-A-CB | AC018BXADCH |  | Mini-Splits(Ducted) | AC018BNHDCH |  | 18000 | 18 | 8.1 | 20000 | 22000 | 110% | 1.8 | 12.5 | 12 |  |  |  | No | R-410A | 1.5 | Residential & Commercial | Ducted CEE Tier 1
207465455 | Mini/Multi Split | SAMSUNG | HRCU-A-CB | AC024BXADCH |  | Mini-Splits(Ducted) | AC024BNHDCH |  | 24000 | 19.5 | 8.4 | 27000 | 26400 | 97.78% | 1.8 | 12.6 | 12 |  |  |  | No | R-410A | 2 | Residential & Commercial | Ducted CEE Tier 1
214796350 | Mini/Multi Split | LG | HRCU-A-CB | KUSXA181A |  | Mini-Splits(Ducted) | KNUJB181A |  | 18000 | 17.5 | 9.2 | 20000 | 20000 | 100% | 1.94 | 0 | 12.4 |  |  |  | No | R-32 | 1.5 | Residential & Commercial | Ducted CEE Tier 1
214796351 | Mini/Multi Split | LG | HRCU-A-CB | KUSXA241A |  | Mini-Splits(Ducted) | KNUJB241A |  | 23000 | 17 | 9.5 | 27000 | 28000 | 103.7% | 1.86 | 0 | 11.8 |  |  |  | No | R-32 | 1.9167 | Residential & Commercial | Ducted CEE Tier 1
214796352 | Mini/Multi Split | LG | HRCU-A-CB | KUSXB181A |  | Mini-Splits(Ducted) | KNUJB181A |  | 18000 | 17.5 | 9.2 | 20000 | 19000 | 95% | 1.82 | 0 | 12.4 |  |  |  | No | R-32 | 1.5 | Residential & Commercial | Ducted CEE Tier 1
214796353 | Mini/Multi Split | LG | HRCU-A-CB | KUSXB241A |  | Mini-Splits(Ducted) | KNUJB241A |  | 23000 | 17 | 9.5 | 27000 | 24000 | 88.89% | 2.12 | 0 | 11.8 |  |  |  | No | R-32 | 1.9167 | Residential & Commercial | Ducted CEE Tier 1
214796354 | Mini/Multi Split | LG | HRCU-A-CB | KUSXB301A |  | Mini-Splits(Ducted) | KNUJB301A |  | 29000 | 18.5 | 9.4 | 34000 | 30400 | 89.41% | 2.02 | 0 | 11.7 |  |  |  | No | R-32 | 2.4167 | Residential & Commercial | Ducted CEE Tier 1
214991605 | Mini/Multi Split | HITACHI | HRCU-A-CB | PAS-30BUFASDQ1 |  | Mini-Splits(Ducted) | JPE30B3XD2HS1A |  | 28000 | 18 | 8.5 | 32000 | 32400 | 101.2% | 2 | 0 | 11.7 |  |  |  | No | R-32 | 2.3333 | Residential & Commercial | Ducted CEE Tier 1
214991606 | Mini/Multi Split | HITACHI | HRCU-A-CB | PAS-36BUFASDQ1 |  | Mini-Splits(Ducted) | JPE36B3XD2HS1A |  | 33000 | 18 | 8.5 | 38000 | 32400 | 85.26% | 2 | 0 | 10 |  |  |  | No | R-32 | 2.75 | Residential & Commercial | Ducted CEE Tier 1
214837926 | Mini/Multi Split | LG | HRCU-A-CB | KUSXB361A |  | Mini-Splits(Ducted) | KNUJB361A |  | 36000 | 18.5 | 9.3 | 40000 | 34600 | 86.5% | 1.9 | 0 | 12.1 |  |  |  | No | R-32 | 3 | Residential & Commercial | Ducted CEE Tier 1
214837928 | Mini/Multi Split | LG | HRCU-A-CB | KUSXA301A |  | Mini-Splits(Ducted) | KNUJB301A |  | 30000 | 18.8 | 9.5 | 34000 | 34000 | 100% | 1.86 | 0 | 13.5 |  |  |  | No | R-32 | 2.5 | Residential & Commercial | Ducted CEE Tier 1
214837929 | Mini/Multi Split | LG | HRCU-A-CB | KUSXA361A |  | Mini-Splits(Ducted) | KNUJB361A |  | 36000 | 19 | 9.5 | 40000 | 36000 | 90% | 1.9 | 0 | 12.3 |  |  |  | No | R-32 | 3 | Residential & Commercial | Ducted CEE Tier 1
214837931 | Mini/Multi Split | LG | HRCU-A-CB | KUSXA481A |  | Mini-Splits(Ducted) | KNSJB481A |  | 48000 | 17.8 | 9.3 | 52000 | 44000 | 84.62% | 2.08 | 0 | 12 |  |  |  | No | R-32 | 4 | Residential & Commercial | Ducted CEE Tier 1
214837932 | Mini/Multi Split | LG | HRCU-A-CB | KUSXA421A |  | Mini-Splits(Ducted) | KNSJB421A |  | 42000 | 18.8 | 9.4 | 48000 | 42500 | 88.54% | 2.08 | 0 | 12.6 |  |  |  | No | R-32 | 3.5 | Residential & Commercial | Ducted CEE Tier 1
214606456 | Mini/Multi Split | SLIMAIR | HRCU-A-CB | SHC09VE2AG |  | Mini-Splits(Ducted) | SHD09VC2AG |  | 9000 | 19.2 | 10.2 | 10000 | 8000 | 80% | 2.1 | 13.5 | 12.5 |  |  |  | No | R-410A | 0.75 | Residential & Commercial | Ducted CEE Tier 1
214606457 | Mini/Multi Split | SLIMAIR | HRCU-A-CB | SHC12VE2AG |  | Mini-Splits(Ducted) | SHD12VC2AG |  | 11500 | 19 | 10.3 | 12000 | 8400 | 70% | 2.26 | 12.5 | 11.7 |  |  |  | No | R-410A | 0.95833 | Residential & Commercial | Ducted CEE Tier 1
214606459 | Mini/Multi Split | SLIMAIR | HRCU-A-CB | SHC24VE2AG |  | Mini-Splits(Ducted) | SHD24VC2AG |  | 23000 | 19 | 11.2 | 25000 | 20000 | 80% | 2.3 | 12.6 | 12.5 |  |  |  | No | R-410A | 1.9167 | Residential & Commercial | Ducted CEE Tier 1
214606463 | Mini/Multi Split | SLIMAIR | HRCU-A-CB | SHC09VH2AG |  | Mini-Splits(Ducted) | SHD09VC2AG |  | 9000 | 20.2 | 12 | 10000 | 10800 | 108% | 1.9 | 14 | 13.2 |  |  |  | No | R-410A | 0.75 | Residential & Commercial | Ducted CEE Tier 1
214606464 | Mini/Multi Split | SLIMAIR | HRCU-A-CB | SHC12VH2AG |  | Mini-Splits(Ducted) | SHD12VC2AG |  | 12000 | 19.5 | 10 | 12500 | 12100 | 96.8% | 1.96 | 13 | 11.7 |  |  |  | No | R-410A | 1 | Residential & Commercial | Ducted CEE Tier 1
214606465 | Mini/Multi Split | SLIMAIR | HRCU-A-CB | SHC18VH2AG |  | Mini-Splits(Ducted) | SHD18VC2AG |  | 17000 | 18 | 9.5 | 19000 | 17700 | 93.16% | 1.85 | 12.5 | 11.7 |  |  |  | No | R-410A | 1.4167 | Residential & Commercial | Ducted CEE Tier 1
214606466 | Mini/Multi Split | SLIMAIR | HRCU-A-CB | SHC24VH2AG |  | Mini-Splits(Ducted) | SHD24VC2AG |  | 24000 | 19.2 | 10.5 | 25000 | 27000 | 108% | 2 | 12.5 | 12 |  |  |  | No | R-410A | 2 | Residential & Commercial | Ducted CEE Tier 1
214610364 | Mini/Multi Split | Kepler | HRCU-A-CB | ODUMOX230-09HFN1-MW5W |  | Mini-Splits(Ducted) | IDUMTIU-09HWFN1-M |  | 9000 | 19.2 | 10.2 | 10000 | 8000 | 80% | 2.1 | 13.5 | 12.5 |  |  |  | No | R-410A | 0.75 | Residential & Commercial | Ducted CEE Tier 1
214610365 | Mini/Multi Split | Kepler | HRCU-A-CB | ODUMOX230-12HFN1-MV5W |  | Mini-Splits(Ducted) | IDUMTIU-12HWFN1-M |  | 11500 | 19 | 10.3 | 12000 | 8400 | 70% | 2.26 | 12.5 | 11.7 |  |  |  | No | R-410A | 0.95833 | Residential & Commercial | Ducted CEE Tier 1
214610367 | Mini/Multi Split | Kepler | HRCU-A-CB | ODUMOD33-24HFN1-MT0W |  | Mini-Splits(Ducted) | IDUMTIU-24HWFN1-M |  | 23000 | 19 | 11.2 | 25000 | 20000 | 80% | 2.3 | 12.6 | 12.5 |  |  |  | No | R-410A | 1.9167 | Residential & Commercial | Ducted CEE Tier 1
214640126 | Mini/Multi Split | ICONIC AIR SOLUTION | HRCU-A-CB | ICOO09AK |  | Mini-Splits(Ducted) | IFOD09IK |  | 9000 | 19.2 | 10.2 | 10000 | 8000 | 80% | 2.1 | 13.5 | 12.5 |  |  |  | No | R-410A | 0.75 | Residential & Commercial | Ducted CEE Tier 1
214640127 | Mini/Multi Split | ICONIC AIR SOLUTION | HRCU-A-CB | ICOO12AK |  | Mini-Splits(Ducted) | IFOD12IK |  | 11500 | 19 | 10.3 | 12000 | 8400 | 70% | 2.26 | 12.5 | 11.7 |  |  |  | No | R-410A | 0.95833 | Residential & Commercial | Ducted CEE Tier 1
214640129 | Mini/Multi Split | ICONIC AIR SOLUTION | HRCU-A-CB | ICOO24AK |  | Mini-Splits(Ducted) | IFOD24IK |  | 23000 | 19 | 11.2 | 25000 | 20000 | 80% | 2.3 | 12.6 | 12.5 |  |  |  | No | R-410A | 1.9167 | Residential & Commercial | Ducted CEE Tier 1
214609244 | Mini/Multi Split | Multi MFG | HRCU-A-CB | MSH-09HD-A |  | Mini-Splits(Ducted) | 9HCHP0-C-M-A |  | 9000 | 20.2 | 12 | 10000 | 10800 | 108% | 1.9 | 14 | 13.2 |  |  |  | No | R-410A | 0.75 | Residential & Commercial | Ducted CEE Tier 1
214609245 | Mini/Multi Split | Multi MFG | HRCU-A-CB | MSH-12HD-A |  | Mini-Splits(Ducted) | 12HCHP0-C-M-A |  | 12000 | 19.5 | 10 | 12500 | 12100 | 96.8% | 1.96 | 13 | 11.7 |  |  |  | No | R-410A | 1 | Residential & Commercial | Ducted CEE Tier 1
214609246 | Mini/Multi Split | Multi MFG | HRCU-A-CB | MSH-18HD-A |  | Mini-Splits(Ducted) | 18HCHP0-C-M-A |  | 17000 | 18 | 9.5 | 19000 | 17700 | 93.16% | 1.85 | 12.5 | 11.7 |  |  |  | No | R-410A | 1.4167 | Residential & Commercial | Ducted CEE Tier 1
214609247 | Mini/Multi Split | Multi MFG | HRCU-A-CB | MSH-24HD-A |  | Mini-Splits(Ducted) | 24HCHP0-C-M-A |  | 24000 | 19.2 | 10.5 | 25000 | 27000 | 108% | 2 | 12.5 | 12 |  |  |  | No | R-410A | 2 | Residential & Commercial | Ducted CEE Tier 1
207590027 | Mini/Multi Split | RHEEM | HRCU-A-CB | ROSH18VGSN |  | Mini-Splits(Ducted) | RIDH18AXCJ |  | 18000 | 16.7 | 9.3 | 21000 | 17900 | 85.24% | 2.2 | 13 | 11.9 |  |  |  | No | R-410A | 1.5 | Residential & Commercial | Ducted CEE Tier 1
207590028 | Mini/Multi Split | RUUD | HRCU-A-CB | ROSH18VGSN |  | Mini-Splits(Ducted) | RIDH18AXCJ |  | 18000 | 16.7 | 9.3 | 21000 | 17900 | 85.24% | 2.2 | 13 | 11.9 |  |  |  | No | R-410A | 1.5 | Residential & Commercial | Ducted CEE Tier 1
207590029 | Mini/Multi Split | RHEEM | HRCU-A-CB | ROSH24VGSN |  | Mini-Splits(Ducted) | RIDH24AXCJ |  | 24000 | 16 | 9.5 | 27000 | 22200 | 82.22% | 1.94 | 12.6 | 11.7 |  |  |  | No | R-410A | 2 | Residential & Commercial | Ducted CEE Tier 1
213685839 | Mini/Multi Split | HITACHI | HRCU-A-CB | PAS-24BUFASDQ1 |  | Mini-Splits(Ducted) | PPIM-B24UFA1DQ |  | 22000 | 20 | 9.6 | 24000 | 19400 | 80.83% | 2.1 | 0 | 12.7 |  |  |  | No | R-32 | 1.8333 | Residential & Commercial | Ducted CEE Tier 1
213685840 | Mini/Multi Split | HITACHI | HRCU-A-CB | PAS-30BUFASDQ1 |  | Mini-Splits(Ducted) | PPIM-B30UFA1DQ |  | 30000 | 20 | 10 | 32000 | 30000 | 93.75% | 2 | 0 | 13 |  |  |  | No | R-32 | 2.5 | Residential & Commercial | Ducted CEE Tier 1
213685841 | Mini/Multi Split | HITACHI | HRCU-A-CB | PAS-36BUFASDQ1 |  | Mini-Splits(Ducted) | PPIM-B36UFA1DQ |  | 36000 | 20 | 9.8 | 38000 | 32000 | 84.21% | 2 | 0 | 12.8 |  |  |  | No | R-32 | 3 | Residential & Commercial | Ducted CEE Tier 1
201992972 | Mini/Multi Split | C&H | HRCU-A-CB | CH-09LCU/O |  | Mini-Splits(Ducted) | CH-09LCDTU/I |  | 9000 | 18.7 | 9.8 | 10000 | 8000 | 80% | 1.98 | 13.5 | 12.1 |  |  |  | No | R-410A | 0.75 | Residential & Commercial | Ducted CEE Tier 1
201992973 | Mini/Multi Split | C&H | HRCU-A-CB | CH-12LCU/O |  | Mini-Splits(Ducted) | CH-12LCDTU/I |  | 11500 | 19 | 10 | 12000 | 8400 | 70% | 1.9 | 12.5 | 11.7 |  |  |  | No | R-410A | 0.95833 | Residential & Commercial | Ducted CEE Tier 1
215324791 | Mini/Multi Split | AIRQUEST | HRCU-A-CB | D5CSRAH09AAK |  | Mini-Splits(Ducted) | D5FSDAH12XAK |  | 9000 | 19.6 | 11 | 10000 | 8600 | 86% | 2.25 | 0 | 12.8 |  |  |  | No | R-454B | 0.75 | Residential & Commercial | Ducted CEE Tier 1
215324792 | Mini/Multi Split | AIRQUEST | HRCU-A-CB | D5CSRAH09AAK |  | Mini-Splits(Ducted) | D5FSDAH12XHK |  | 9000 | 19.8 | 11.5 | 10000 | 8300 | 83% | 2.31 | 0 | 13 |  |  |  | No | R-454B | 0.75 | Residential & Commercial | Ducted CEE Tier 1
215324797 | Mini/Multi Split | AIRQUEST | HRCU-A-CB | D5CSRAH12AAK |  | Mini-Splits(Ducted) | D5FSDAH12XAK |  | 11500 | 19 | 10.3 | 12000 | 8800 | 73.33% | 2.25 | 0 | 11.7 |  |  |  | No | R-454B | 0.95833 | Residential & Commercial | Ducted CEE Tier 1
215324798 | Mini/Multi Split | AIRQUEST | HRCU-A-CB | D5CSRAH12AAK |  | Mini-Splits(Ducted) | D5FSDAH12XHK |  | 12000 | 19.5 | 10.5 | 12000 | 8900 | 74.17% | 2.44 | 0 | 12 |  |  |  | No | R-454B | 1 | Residential & Commercial | Ducted CEE Tier 1
215324804 | Mini/Multi Split | AIRQUEST | HRCU-A-CB | D5CSRAH18AAK |  | Mini-Splits(Ducted) | D5FSDAH18XAK |  | 17000 | 20 | 10.6 | 20000 | 14000 | 70% | 2.2 | 0 | 12.5 |  |  |  | No | R-454B | 1.4167 | Residential & Commercial | Ducted CEE Tier 1
215324805 | Mini/Multi Split | AIRQUEST | HRCU-A-CB | D5CSRAH18AAK |  | Mini-Splits(Ducted) | D5FSDAH18XHK |  | 17500 | 20 | 11.4 | 20000 | 14200 | 71% | 2.4 | 0 | 13.3 |  |  |  | No | R-454B | 1.4583 | Residential & Commercial | Ducted CEE Tier 1
215324718 | Mini/Multi Split | SMART COMFORT | HRCU-A-CB | D5CSRAH09AAK |  | Mini-Splits(Ducted) | D5FSDAH12XAK |  | 9000 | 19.6 | 11 | 10000 | 8600 | 86% | 2.25 | 0 | 12.8 |  |  |  | No | R-454B | 0.75 | Residential & Commercial | Ducted CEE Tier 1
215324719 | Mini/Multi Split | SMART COMFORT | HRCU-A-CB | D5CSRAH09AAK |  | Mini-Splits(Ducted) | D5FSDAH12XHK |  | 9000 | 19.8 | 11.5 | 10000 | 8300 | 83% | 2.31 | 0 | 13 |  |  |  | No | R-454B | 0.75 | Residential & Commercial | Ducted CEE Tier 1
215324724 | Mini/Multi Split | SMART COMFORT | HRCU-A-CB | D5CSRAH12AAK |  | Mini-Splits(Ducted) | D5FSDAH12XAK |  | 11500 | 19 | 10.3 | 12000 | 8800 | 73.33% | 2.25 | 0 | 11.7 |  |  |  | No | R-454B | 0.95833 | Residential & Commercial | Ducted CEE Tier 1
215324725 | Mini/Multi Split | SMART COMFORT | HRCU-A-CB | D5CSRAH12AAK |  | Mini-Splits(Ducted) | D5FSDAH12XHK |  | 12000 | 19.5 | 10.5 | 12000 | 8900 | 74.17% | 2.44 | 0 | 12 |  |  |  | No | R-454B | 1 | Residential & Commercial | Ducted CEE Tier 1
213617706 | Mini/Multi Split | Mitsubishi Electric | HRCU-A-CB | PUZ-HA30NKA1*** |  | Mini-Splits(Ducted) | PVA-A30AA* |  | 30000 | 18 | 8.7 | 34000 | 32000 | 94.12% | 2.1 | 0 | 13 |  |  |  | No | R-410A | 2.5 | Residential & Commercial | Ducted CEE Tier 1
213617710 | Mini/Multi Split | Mitsubishi Electric | HRCU-A-CB | PUZ-HA36NKA1*** |  | Mini-Splits(Ducted) | PVA-A36AA* |  | 33000 | 18.2 | 10 | 40000 | 38000 | 95% | 2 | 0 | 13.2 |  |  |  | No | R-410A | 2.75 | Residential & Commercial | Ducted CEE Tier 1
213617714 | Mini/Multi Split | Mitsubishi Electric | HRCU-A-CB | SUZ-KA30NAHZ1*** |  | Mini-Splits(Ducted) | SVZ-KP30NA* |  | 27000 | 15.2 | 8.5 | 34000 | 32000 | 94.12% | 1.75 | 0 | 12.8 |  |  |  | No | R-410A | 2.25 | Residential & Commercial | Ducted CEE Tier 1
213617719 | Mini/Multi Split | Trane / Mitsubishi Electric | HRCU-A-CB | PUZ-HA30NKA1*** |  | Mini-Splits(Ducted) | TPVA0A0301AA*** |  | 30000 | 18 | 8.7 | 34000 | 32000 | 94.12% | 2.1 | 0 | 13 |  |  |  | No | R-410A | 2.5 | Residential & Commercial | Ducted CEE Tier 1
213617723 | Mini/Multi Split | Trane / Mitsubishi Electric | HRCU-A-CB | PUZ-HA36NKA1*** |  | Mini-Splits(Ducted) | TPVA0A0361AA*** |  | 33000 | 18.2 | 10 | 40000 | 38000 | 95% | 2 | 0 | 13.2 |  |  |  | No | R-410A | 2.75 | Residential & Commercial | Ducted CEE Tier 1
213617727 | Mini/Multi Split | Trane / Mitsubishi Electric | HRCU-A-CB | SUZ-KA30NAHZ1*** |  | Mini-Splits(Ducted) | NTXAMT30A112** |  | 27000 | 15.2 | 8.5 | 34000 | 32000 | 94.12% | 1.75 | 0 | 12.8 |  |  |  | No | R-410A | 2.25 | Residential & Commercial | Ducted CEE Tier 1
213617748 | Mini/Multi Split | Trane / Mitsubishi Electric | HRCU-A-CB | TRUZH0301KA10** |  | Mini-Splits(Ducted) | TPVA0A0301AA*** |  | 30000 | 18 | 8.7 | 34000 | 32000 | 94.12% | 2.1 | 0 | 13 |  |  |  | No | R-410A | 2.5 | Residential & Commercial | Ducted CEE Tier 1
213617752 | Mini/Multi Split | Trane / Mitsubishi Electric | HRCU-A-CB | TRUZH0361KA10** |  | Mini-Splits(Ducted) | TPVA0A0361AA*** |  | 33000 | 18.2 | 10 | 40000 | 38000 | 95% | 2 | 0 | 13.2 |  |  |  | No | R-410A | 2.75 | Residential & Commercial | Ducted CEE Tier 1
213617753 | Mini/Multi Split | Trane / Mitsubishi Electric | HRCU-A-CB | NTXSKH30A112** |  | Mini-Splits(Ducted) | NTXAMT30A112** |  | 27000 | 15.2 | 8.5 | 34000 | 32000 | 94.12% | 1.75 | 0 | 12.8 |  |  |  | No | R-410A | 2.25 | Residential & Commercial | Ducted CEE Tier 1
213617757 | Mini/Multi Split | Trane / Mitsubishi Electric | HRCU-A-CB | TRUZH0301KA10** |  | Mini-Splits(Ducted) | PVA-A30AA* |  | 30000 | 18 | 8.7 | 34000 | 32000 | 94.12% | 2.1 | 0 | 13 |  |  |  | No | R-410A | 2.5 | Residential & Commercial | Ducted CEE Tier 1
213617763 | Mini/Multi Split | Trane / Mitsubishi Electric | HRCU-A-CB | TRUZH0361KA10** |  | Mini-Splits(Ducted) | PVA-A36AA* |  | 33000 | 18.2 | 10 | 40000 | 38000 | 95% | 2 | 0 | 13.2 |  |  |  | No | R-410A | 2.75 | Residential & Commercial | Ducted CEE Tier 1
213617764 | Mini/Multi Split | Trane / Mitsubishi Electric | HRCU-A-CB | NTXSKH30A112** |  | Mini-Splits(Ducted) | SVZ-KP30NA* |  | 27000 | 15.2 | 8.5 | 34000 | 32000 | 94.12% | 1.75 | 0 | 12.8 |  |  |  | No | R-410A | 2.25 | Residential & Commercial | Ducted CEE Tier 1
213685838 | Mini/Multi Split | HITACHI | HRCU-A-CB | PAS-18BUFASDQ1 |  | Mini-Splits(Ducted) | PPIM-B18UFA1DQ |  | 18000 | 21 | 9.5 | 20000 | 14100 | 70.5% | 2.1 | 0 | 13 |  |  |  | No | R-32 | 1.5 | Residential & Commercial | Ducted CEE Tier 1
213685842 | Mini/Multi Split | HITACHI | HRCU-A-CB | PAS-48BUFASDQ1 |  | Mini-Splits(Ducted) | PPIM-B48UFA1DQ |  | 43500 | 21 | 10 | 45500 | 34200 | 75.16% | 2 | 0 | 12.7 |  |  |  | No | R-32 | 3.625 | Residential & Commercial | Ducted CEE Tier 1
215324663 | Mini/Multi Split | TEMPSTAR | HRCU-A-CB | D5CSRAH24AAK |  | Mini-Splits(Ducted) | D5FSDAH24XHK |  | 24000 | 19 | 11 | 25000 | 19000 | 76% | 2.3 | 0 | 12.5 |  |  |  | No | R-454B | 2 | Residential & Commercial | Ducted CEE Tier 1
215324672 | Mini/Multi Split | TEMPSTAR | HRCU-A-CB | D5CLHAH36AAK |  | Mini-Splits(Ducted) | D5FLDAH36XHK |  | 36000 | 17.8 | 11.1 | 42000 | 37600 | 89.52% | 2.1 | 0 | 12 |  |  |  | No | R-454B | 3 | Residential & Commercial | Ducted CEE Tier 1
215324675 | Mini/Multi Split | TEMPSTAR | HRCU-A-CB | D5CLHAH48AAK |  | Mini-Splits(Ducted) | D5FLDAH48XHK |  | 48000 | 16.8 | 10.8 | 52000 | 47500 | 91.35% | 2 | 0 | 10.4 |  |  |  | No | R-454B | 4 | Residential & Commercial | Ducted CEE Tier 1
215324677 | Mini/Multi Split | TEMPSTAR | HRCU-A-CB | D5CLHAH58AAK |  | Mini-Splits(Ducted) | D5FLDAH58XHK |  | 55000 | 15.9 | 10.4 | 60000 | 53500 | 89.17% | 2.1 | 0 | 10.2 |  |  |  | No | R-454B | 4.5833 | Residential & Commercial | Ducted CEE Tier 1
213479385 | Mini/Multi Split | TEMP SHIFT | HRCU-A-CB | TSMOX33009HFN1MY5W |  | Mini-Splits(Ducted) | TSMTIU09HWFN1M |  | 9000 | 20.2 | 12 | 10000 | 10800 | 108% | 1.9 | 14 | 13.2 |  |  |  | No | R-410A | 0.75 | Residential & Commercial | Ducted CEE Tier 1
213479386 | Mini/Multi Split | TEMP SHIFT | HRCU-A-CB | TSMOX33012HFN1MW5W |  | Mini-Splits(Ducted) | TSMTIU12HWFN1M |  | 12000 | 19.5 | 10 | 12500 | 12100 | 96.8% | 1.96 | 13 | 11.7 |  |  |  | No | R-410A | 1 | Residential & Commercial | Ducted CEE Tier 1
213479387 | Mini/Multi Split | TEMP SHIFT | HRCU-A-CB | TSMOX43017HFN1MT0W |  | Mini-Splits(Ducted) | TSMTIU18HWFN1M |  | 17000 | 18 | 9.5 | 19000 | 17700 | 93.16% | 1.85 | 12.5 | 11.7 |  |  |  | No | R-410A | 1.4167 | Residential & Commercial | Ducted CEE Tier 1
213479388 | Mini/Multi Split | TEMP SHIFT | HRCU-A-CB | TSMOD3024HFN1MU0W |  | Mini-Splits(Ducted) | TSMTIU24HWFN1M |  | 24000 | 19.2 | 10.5 | 25000 | 27000 | 108% | 2 | 12.5 | 12 |  |  |  | No | R-410A | 2 | Residential & Commercial | Ducted CEE Tier 1
215324658 | Mini/Multi Split | TEMPSTAR | HRCU-A-CB | D5CSRAH18AAK |  | Mini-Splits(Ducted) | D5FSDAH18XAK |  | 17000 | 20 | 10.6 | 20000 | 14000 | 70% | 2.2 | 0 | 12.5 |  |  |  | No | R-454B | 1.4167 | Residential & Commercial | Ducted CEE Tier 1
215324659 | Mini/Multi Split | TEMPSTAR | HRCU-A-CB | D5CSRAH18AAK |  | Mini-Splits(Ducted) | D5FSDAH18XHK |  | 17500 | 20 | 11.4 | 20000 | 14200 | 71% | 2.4 | 0 | 13.3 |  |  |  | No | R-454B | 1.4583 | Residential & Commercial | Ducted CEE Tier 1
215324599 | Mini/Multi Split | MIDEA | HRCU-A-CB | D5CLHAH36AAK |  | Mini-Splits(Ducted) | D5FLDAH36XHK |  | 36000 | 17.8 | 11.1 | 42000 | 37600 | 89.52% | 2.1 | 0 | 12 |  |  |  | No | R-454B | 3 | Residential & Commercial | Ducted CEE Tier 1
215324602 | Mini/Multi Split | MIDEA | HRCU-A-CB | D5CLHAH48AAK |  | Mini-Splits(Ducted) | D5FLDAH48XHK |  | 48000 | 16.8 | 10.8 | 52000 | 47500 | 91.35% | 2 | 0 | 10.4 |  |  |  | No | R-454B | 4 | Residential & Commercial | Ducted CEE Tier 1
215324604 | Mini/Multi Split | MIDEA | HRCU-A-CB | D5CLHAH58AAK |  | Mini-Splits(Ducted) | D5FLDAH58XHK |  | 55000 | 15.9 | 10.4 | 60000 | 53500 | 89.17% | 2.1 | 0 | 10.2 |  |  |  | No | R-454B | 4.5833 | Residential & Commercial | Ducted CEE Tier 1
215324610 | Mini/Multi Split | MIDEA | HRCU-A-CB | D5CLRAH48AAK |  | Mini-Splits(Ducted) | D5FLDAH48XHK |  | 48000 | 17.2 | 9.8 | 50000 | 38000 | 76% | 2 | 0 | 10 |  |  |  | No | R-454B | 4 | Residential & Commercial | Ducted CEE Tier 1
215324615 | Mini/Multi Split | TEMPSTAR | HRCU-A-CB | D5CSHAH06AAK |  | Mini-Splits(Ducted) | D5FSDAH06XAK |  | 6500 | 21.5 | 13.8 | 8000 | 7800 | 97.5% | 2.4 | 0 | 14.5 |  |  |  | No | R-454B | 0.54167 | Residential & Commercial | Ducted CEE Tier 1
215324620 | Mini/Multi Split | TEMPSTAR | HRCU-A-CB | D5CSHAH09AAK |  | Mini-Splits(Ducted) | D5FSDAH12XAK |  | 9000 | 21.5 | 12.5 | 10000 | 11200 | 112% | 1.89 | 0 | 13.5 |  |  |  | No | R-454B | 0.75 | Residential & Commercial | Ducted CEE Tier 1
215324621 | Mini/Multi Split | TEMPSTAR | HRCU-A-CB | D5CSHAH09AAK |  | Mini-Splits(Ducted) | D5FSDAH12XHK |  | 9000 | 20.6 | 13.8 | 9900 | 11900 | 120.2% | 1.85 | 0 | 14 |  |  |  | No | R-454B | 0.75 | Residential & Commercial | Ducted CEE Tier 1
215324407 | Mini/Multi Split | KEEPRITE | HRCU-A-CB | D5CSHAH12AAK |  | Mini-Splits(Ducted) | D5FSDAH12XAK |  | 12000 | 20 | 10.2 | 12500 | 11800 | 94.4% | 1.9 | 0 | 12 |  |  |  | No | R-454B | 1 | Residential & Commercial | Ducted CEE Tier 1
215324408 | Mini/Multi Split | KEEPRITE | HRCU-A-CB | D5CSHAH12AAK |  | Mini-Splits(Ducted) | D5FSDAH12XHK |  | 12000 | 20.2 | 10.6 | 12000 | 12000 | 100% | 1.95 | 0 | 12 |  |  |  | No | R-454B | 1 | Residential & Commercial | Ducted CEE Tier 1
215324414 | Mini/Multi Split | KEEPRITE | HRCU-A-CB | D5CSHAH18AAK |  | Mini-Splits(Ducted) | D5FSDAH18XAK |  | 17000 | 18 | 10.8 | 19000 | 18000 | 94.74% | 2 | 0 | 12 |  |  |  | No | R-454B | 1.4167 | Residential & Commercial | Ducted CEE Tier 1
215324415 | Mini/Multi Split | KEEPRITE | HRCU-A-CB | D5CSHAH18AAK |  | Mini-Splits(Ducted) | D5FSDAH18XHK |  | 17500 | 18.5 | 11.1 | 19500 | 18000 | 92.31% | 2.1 | 0 | 12.1 |  |  |  | No | R-454B | 1.4583 | Residential & Commercial | Ducted CEE Tier 1
215324419 | Mini/Multi Split | KEEPRITE | HRCU-A-CB | D5CSHAH24AAK |  | Mini-Splits(Ducted) | D5FSDAH24XHK |  | 24000 | 19.2 | 11.7 | 26000 | 24000 | 92.31% | 2.18 | 0 | 12 |  |  |  | No | R-454B | 2 | Residential & Commercial | Ducted CEE Tier 1
215324426 | Mini/Multi Split | KEEPRITE | HRCU-A-CB | D5CSRAH09AAK |  | Mini-Splits(Ducted) | D5FSDAH12XAK |  | 9000 | 19.6 | 11 | 10000 | 8600 | 86% | 2.25 | 0 | 12.8 |  |  |  | No | R-454B | 0.75 | Residential & Commercial | Ducted CEE Tier 1
215324427 | Mini/Multi Split | KEEPRITE | HRCU-A-CB | D5CSRAH09AAK |  | Mini-Splits(Ducted) | D5FSDAH12XHK |  | 9000 | 19.8 | 11.5 | 10000 | 8300 | 83% | 2.31 | 0 | 13 |  |  |  | No | R-454B | 0.75 | Residential & Commercial | Ducted CEE Tier 1
215324432 | Mini/Multi Split | KEEPRITE | HRCU-A-CB | D5CSRAH12AAK |  | Mini-Splits(Ducted) | D5FSDAH12XAK |  | 11500 | 19 | 10.3 | 12000 | 8800 | 73.33% | 2.25 | 0 | 11.7 |  |  |  | No | R-454B | 0.95833 | Residential & Commercial | Ducted CEE Tier 1
215324433 | Mini/Multi Split | KEEPRITE | HRCU-A-CB | D5CSRAH12AAK |  | Mini-Splits(Ducted) | D5FSDAH12XHK |  | 12000 | 19.5 | 10.5 | 12000 | 8900 | 74.17% | 2.44 | 0 | 12 |  |  |  | No | R-454B | 1 | Residential & Commercial | Ducted CEE Tier 1
215324439 | Mini/Multi Split | KEEPRITE | HRCU-A-CB | D5CSRAH18AAK |  | Mini-Splits(Ducted) | D5FSDAH18XAK |  | 17000 | 20 | 10.6 | 20000 | 14000 | 70% | 2.2 | 0 | 12.5 |  |  |  | No | R-454B | 1.4167 | Residential & Commercial | Ducted CEE Tier 1
215324440 | Mini/Multi Split | KEEPRITE | HRCU-A-CB | D5CSRAH18AAK |  | Mini-Splits(Ducted) | D5FSDAH18XHK |  | 17500 | 20 | 11.4 | 20000 | 14200 | 71% | 2.4 | 0 | 13.3 |  |  |  | No | R-454B | 1.4583 | Residential & Commercial | Ducted CEE Tier 1
215324444 | Mini/Multi Split | KEEPRITE | HRCU-A-CB | D5CSRAH24AAK |  | Mini-Splits(Ducted) | D5FSDAH24XHK |  | 24000 | 19 | 11 | 25000 | 19000 | 76% | 2.3 | 0 | 12.5 |  |  |  | No | R-454B | 2 | Residential & Commercial | Ducted CEE Tier 1
215324453 | Mini/Multi Split | KEEPRITE | HRCU-A-CB | D5CLHAH36AAK |  | Mini-Splits(Ducted) | D5FLDAH36XHK |  | 36000 | 17.8 | 11.1 | 42000 | 37600 | 89.52% | 2.1 | 0 | 12 |  |  |  | No | R-454B | 3 | Residential & Commercial | Ducted CEE Tier 1
215324456 | Mini/Multi Split | KEEPRITE | HRCU-A-CB | D5CLHAH48AAK |  | Mini-Splits(Ducted) | D5FLDAH48XHK |  | 48000 | 16.8 | 10.8 | 52000 | 47500 | 91.35% | 2 | 0 | 10.4 |  |  |  | No | R-454B | 4 | Residential & Commercial | Ducted CEE Tier 1
215324458 | Mini/Multi Split | KEEPRITE | HRCU-A-CB | D5CLHAH58AAK |  | Mini-Splits(Ducted) | D5FLDAH58XHK |  | 55000 | 15.9 | 10.4 | 60000 | 53500 | 89.17% | 2.1 | 0 | 10.2 |  |  |  | No | R-454B | 4.5833 | Residential & Commercial | Ducted CEE Tier 1
215324464 | Mini/Multi Split | KEEPRITE | HRCU-A-CB | D5CLRAH48AAK |  | Mini-Splits(Ducted) | D5FLDAH48XHK |  | 48000 | 17.2 | 9.8 | 50000 | 38000 | 76% | 2 | 0 | 10 |  |  |  | No | R-454B | 4 | Residential & Commercial | Ducted CEE Tier 1
215324474 | Mini/Multi Split | KENMORE | HRCU-A-CB | D5CSHAH09AAK |  | Mini-Splits(Ducted) | D5FSDAH12XAK |  | 9000 | 21.5 | 12.5 | 10000 | 11200 | 112% | 1.89 | 0 | 13.5 |  |  |  | No | R-454B | 0.75 | Residential & Commercial | Ducted CEE Tier 1
215324475 | Mini/Multi Split | KENMORE | HRCU-A-CB | D5CSHAH09AAK |  | Mini-Splits(Ducted) | D5FSDAH12XHK |  | 9000 | 20.6 | 13.8 | 9900 | 11900 | 120.2% | 1.85 | 0 | 14 |  |  |  | No | R-454B | 0.75 | Residential & Commercial | Ducted CEE Tier 1
215324480 | Mini/Multi Split | KENMORE | HRCU-A-CB | D5CSHAH12AAK |  | Mini-Splits(Ducted) | D5FSDAH12XAK |  | 12000 | 20 | 10.2 | 12500 | 11800 | 94.4% | 1.9 | 0 | 12 |  |  |  | No | R-454B | 1 | Residential & Commercial | Ducted CEE Tier 1
215324481 | Mini/Multi Split | KENMORE | HRCU-A-CB | D5CSHAH12AAK |  | Mini-Splits(Ducted) | D5FSDAH12XHK |  | 12000 | 20.2 | 10.6 | 12000 | 12000 | 100% | 1.95 | 0 | 12 |  |  |  | No | R-454B | 1 | Residential & Commercial | Ducted CEE Tier 1
215324487 | Mini/Multi Split | KENMORE | HRCU-A-CB | D5CSHAH18AAK |  | Mini-Splits(Ducted) | D5FSDAH18XAK |  | 17000 | 18 | 10.8 | 19000 | 18000 | 94.74% | 2 | 0 | 12 |  |  |  | No | R-454B | 1.4167 | Residential & Commercial | Ducted CEE Tier 1
215324488 | Mini/Multi Split | KENMORE | HRCU-A-CB | D5CSHAH18AAK |  | Mini-Splits(Ducted) | D5FSDAH18XHK |  | 17500 | 18.5 | 11.1 | 19500 | 18000 | 92.31% | 2.1 | 0 | 12.1 |  |  |  | No | R-454B | 1.4583 | Residential & Commercial | Ducted CEE Tier 1
215324492 | Mini/Multi Split | KENMORE | HRCU-A-CB | D5CSHAH24AAK |  | Mini-Splits(Ducted) | D5FSDAH24XHK |  | 24000 | 19.2 | 11.7 | 26000 | 24000 | 92.31% | 2.18 | 0 | 12 |  |  |  | No | R-454B | 2 | Residential & Commercial | Ducted CEE Tier 1
215324505 | Mini/Multi Split | KENMORE | HRCU-A-CB | D5CSRAH12AAK |  | Mini-Splits(Ducted) | D5FSDAH12XAK |  | 11500 | 19 | 10.3 | 12000 | 8800 | 73.33% | 2.25 | 0 | 11.7 |  |  |  | No | R-454B | 0.95833 | Residential & Commercial | Ducted CEE Tier 1
215324506 | Mini/Multi Split | KENMORE | HRCU-A-CB | D5CSRAH12AAK |  | Mini-Splits(Ducted) | D5FSDAH12XHK |  | 12000 | 19.5 | 10.5 | 12000 | 8900 | 74.17% | 2.44 | 0 | 12 |  |  |  | No | R-454B | 1 | Residential & Commercial | Ducted CEE Tier 1
215324512 | Mini/Multi Split | KENMORE | HRCU-A-CB | D5CSRAH18AAK |  | Mini-Splits(Ducted) | D5FSDAH18XAK |  | 17000 | 20 | 10.6 | 20000 | 14000 | 70% | 2.2 | 0 | 12.5 |  |  |  | No | R-454B | 1.4167 | Residential & Commercial | Ducted CEE Tier 1
215324513 | Mini/Multi Split | KENMORE | HRCU-A-CB | D5CSRAH18AAK |  | Mini-Splits(Ducted) | D5FSDAH18XHK |  | 17500 | 20 | 11.4 | 20000 | 14200 | 71% | 2.4 | 0 | 13.3 |  |  |  | No | R-454B | 1.4583 | Residential & Commercial | Ducted CEE Tier 1
215324517 | Mini/Multi Split | KENMORE | HRCU-A-CB | D5CSRAH24AAK |  | Mini-Splits(Ducted) | D5FSDAH24XHK |  | 24000 | 19 | 11 | 25000 | 19000 | 76% | 2.3 | 0 | 12.5 |  |  |  | No | R-454B | 2 | Residential & Commercial | Ducted CEE Tier 1
215324526 | Mini/Multi Split | KENMORE | HRCU-A-CB | D5CLHAH36AAK |  | Mini-Splits(Ducted) | D5FLDAH36XHK |  | 36000 | 17.8 | 11.1 | 42000 | 37600 | 89.52% | 2.1 | 0 | 12 |  |  |  | No | R-454B | 3 | Residential & Commercial | Ducted CEE Tier 1
215324529 | Mini/Multi Split | KENMORE | HRCU-A-CB | D5CLHAH48AAK |  | Mini-Splits(Ducted) | D5FLDAH48XHK |  | 48000 | 16.8 | 10.8 | 52000 | 47500 | 91.35% | 2 | 0 | 10.4 |  |  |  | No | R-454B | 4 | Residential & Commercial | Ducted CEE Tier 1
215324537 | Mini/Multi Split | KENMORE | HRCU-A-CB | D5CLRAH48AAK |  | Mini-Splits(Ducted) | D5FLDAH48XHK |  | 48000 | 17.2 | 9.8 | 50000 | 38000 | 76% | 2 | 0 | 10 |  |  |  | No | R-454B | 4 | Residential & Commercial | Ducted CEE Tier 1
215324542 | Mini/Multi Split | MIDEA | HRCU-A-CB | D5CSHAH06AAK |  | Mini-Splits(Ducted) | D5FSDAH06XAK |  | 6500 | 21.5 | 13.8 | 8000 | 7800 | 97.5% | 2.4 | 0 | 14.5 |  |  |  | No | R-454B | 0.54167 | Residential & Commercial | Ducted CEE Tier 1
215324547 | Mini/Multi Split | MIDEA | HRCU-A-CB | D5CSHAH09AAK |  | Mini-Splits(Ducted) | D5FSDAH12XAK |  | 9000 | 21.5 | 12.5 | 10000 | 11200 | 112% | 1.89 | 0 | 13.5 |  |  |  | No | R-454B | 0.75 | Residential & Commercial | Ducted CEE Tier 1
215324548 | Mini/Multi Split | MIDEA | HRCU-A-CB | D5CSHAH09AAK |  | Mini-Splits(Ducted) | D5FSDAH12XHK |  | 9000 | 20.6 | 13.8 | 9900 | 11900 | 120.2% | 1.85 | 0 | 14 |  |  |  | No | R-454B | 0.75 | Residential & Commercial | Ducted CEE Tier 1
215324553 | Mini/Multi Split | MIDEA | HRCU-A-CB | D5CSHAH12AAK |  | Mini-Splits(Ducted) | D5FSDAH12XAK |  | 12000 | 20 | 10.2 | 12500 | 11800 | 94.4% | 1.9 | 0 | 12 |  |  |  | No | R-454B | 1 | Residential & Commercial | Ducted CEE Tier 1
215324554 | Mini/Multi Split | MIDEA | HRCU-A-CB | D5CSHAH12AAK |  | Mini-Splits(Ducted) | D5FSDAH12XHK |  | 12000 | 20.2 | 10.6 | 12000 | 12000 | 100% | 1.95 | 0 | 12 |  |  |  | No | R-454B | 1 | Residential & Commercial | Ducted CEE Tier 1
215324560 | Mini/Multi Split | MIDEA | HRCU-A-CB | D5CSHAH18AAK |  | Mini-Splits(Ducted) | D5FSDAH18XAK |  | 17000 | 18 | 10.8 | 19000 | 18000 | 94.74% | 2 | 0 | 12 |  |  |  | No | R-454B | 1.4167 | Residential & Commercial | Ducted CEE Tier 1
215324561 | Mini/Multi Split | MIDEA | HRCU-A-CB | D5CSHAH18AAK |  | Mini-Splits(Ducted) | D5FSDAH18XHK |  | 17500 | 18.5 | 11.1 | 19500 | 18000 | 92.31% | 2.1 | 0 | 12.1 |  |  |  | No | R-454B | 1.4583 | Residential & Commercial | Ducted CEE Tier 1
215324572 | Mini/Multi Split | MIDEA | HRCU-A-CB | D5CSRAH09AAK |  | Mini-Splits(Ducted) | D5FSDAH12XAK |  | 9000 | 19.6 | 11 | 10000 | 8600 | 86% | 2.25 | 0 | 12.8 |  |  |  | No | R-454B | 0.75 | Residential & Commercial | Ducted CEE Tier 1
215324573 | Mini/Multi Split | MIDEA | HRCU-A-CB | D5CSRAH09AAK |  | Mini-Splits(Ducted) | D5FSDAH12XHK |  | 9000 | 19.8 | 11.5 | 10000 | 8300 | 83% | 2.31 | 0 | 13 |  |  |  | No | R-454B | 0.75 | Residential & Commercial | Ducted CEE Tier 1
215324578 | Mini/Multi Split | MIDEA | HRCU-A-CB | D5CSRAH12AAK |  | Mini-Splits(Ducted) | D5FSDAH12XAK |  | 11500 | 19 | 10.3 | 12000 | 8800 | 73.33% | 2.25 | 0 | 11.7 |  |  |  | No | R-454B | 0.95833 | Residential & Commercial | Ducted CEE Tier 1
215324579 | Mini/Multi Split | MIDEA | HRCU-A-CB | D5CSRAH12AAK |  | Mini-Splits(Ducted) | D5FSDAH12XHK |  | 12000 | 19.5 | 10.5 | 12000 | 8900 | 74.17% | 2.44 | 0 | 12 |  |  |  | No | R-454B | 1 | Residential & Commercial | Ducted CEE Tier 1
215324585 | Mini/Multi Split | MIDEA | HRCU-A-CB | D5CSRAH18AAK |  | Mini-Splits(Ducted) | D5FSDAH18XAK |  | 17000 | 20 | 10.6 | 20000 | 14000 | 70% | 2.2 | 0 | 12.5 |  |  |  | No | R-454B | 1.4167 | Residential & Commercial | Ducted CEE Tier 1
215324586 | Mini/Multi Split | MIDEA | HRCU-A-CB | D5CSRAH18AAK |  | Mini-Splits(Ducted) | D5FSDAH18XHK |  | 17500 | 20 | 11.4 | 20000 | 14200 | 71% | 2.4 | 0 | 13.3 |  |  |  | No | R-454B | 1.4583 | Residential & Commercial | Ducted CEE Tier 1
215735335 | Mini/Multi Split | INNOVAIR | HRCU-A-CB | MOS36H2BH0A |  | Mini-Splits(Ducted) | MDH36H2MHWA |  | 36000 | 17.7 | 11.1 | 42000 | 37600 | 89.52% | 2.1 | 0 | 12 |  |  |  | No | R-454B | 3 | Residential & Commercial | Ducted CEE Tier 1
215735336 | Mini/Multi Split | INNOVAIR | HRCU-A-CB | MOS48H2BH0A |  | Mini-Splits(Ducted) | MDH48H2MHWA |  | 48000 | 16.7 | 10.8 | 52000 | 47500 | 91.35% | 2 | 0 | 10.4 |  |  |  | No | R-454B | 4 | Residential & Commercial | Ducted CEE Tier 1
215735337 | Mini/Multi Split | INNOVAIR | HRCU-A-CB | MOS60H2BH0A |  | Mini-Splits(Ducted) | MDH60H2MHWA |  | 55000 | 15.8 | 10.4 | 60000 | 53500 | 89.17% | 2.1 | 0 | 10.2 |  |  |  | No | R-454B | 4.5833 | Residential & Commercial | Ducted CEE Tier 1
213259620 | Mini/Multi Split | RHEEM | HRCU-A-CB | RP1736HJVXA |  | Mini-Splits(Ducted) | RHMVZ3621MNAUNJ |  | 36000 | 17.1 | 8.8 | 42000 | 32800 | 78.1% | 2 | 11.3 | 10.7 |  |  |  | No | R-410A | 3 | Residential & Commercial | Ducted CEE Tier 1
213259621 | Mini/Multi Split | RUUD | HRCU-A-CB | RP1736HJVXA |  | Mini-Splits(Ducted) | RHMVZ3621MNAUNJ |  | 36000 | 17.1 | 8.8 | 42000 | 32800 | 78.1% | 2 | 11.3 | 10.7 |  |  |  | No | R-410A | 3 | Residential & Commercial | Ducted CEE Tier 1
215324380 | Mini/Multi Split | HEIL | HRCU-A-CB | D5CLHAH36AAK |  | Mini-Splits(Ducted) | D5FLDAH36XHK |  | 36000 | 17.8 | 11.1 | 42000 | 37600 | 89.52% | 2.1 | 0 | 12 |  |  |  | No | R-454B | 3 | Residential & Commercial | Ducted CEE Tier 1
215324383 | Mini/Multi Split | HEIL | HRCU-A-CB | D5CLHAH48AAK |  | Mini-Splits(Ducted) | D5FLDAH48XHK |  | 48000 | 16.8 | 10.8 | 52000 | 47500 | 91.35% | 2 | 0 | 10.4 |  |  |  | No | R-454B | 4 | Residential & Commercial | Ducted CEE Tier 1
215324385 | Mini/Multi Split | HEIL | HRCU-A-CB | D5CLHAH58AAK |  | Mini-Splits(Ducted) | D5FLDAH58XHK |  | 55000 | 15.9 | 10.4 | 60000 | 53500 | 89.17% | 2.1 | 0 | 10.2 |  |  |  | No | R-454B | 4.5833 | Residential & Commercial | Ducted CEE Tier 1
215324391 | Mini/Multi Split | HEIL | HRCU-A-CB | D5CLRAH48AAK |  | Mini-Splits(Ducted) | D5FLDAH48XHK |  | 48000 | 17.2 | 9.8 | 50000 | 38000 | 76% | 2 | 0 | 10 |  |  |  | No | R-454B | 4 | Residential & Commercial | Ducted CEE Tier 1
215324396 | Mini/Multi Split | KEEPRITE | HRCU-A-CB | D5CSHAH06AAK |  | Mini-Splits(Ducted) | D5FSDAH06XAK |  | 6500 | 21.5 | 13.8 | 8000 | 7800 | 97.5% | 2.4 | 0 | 14.5 |  |  |  | No | R-454B | 0.54167 | Residential & Commercial | Ducted CEE Tier 1
215324401 | Mini/Multi Split | KEEPRITE | HRCU-A-CB | D5CSHAH09AAK |  | Mini-Splits(Ducted) | D5FSDAH12XAK |  | 9000 | 21.5 | 12.5 | 10000 | 11200 | 112% | 1.89 | 0 | 13.5 |  |  |  | No | R-454B | 0.75 | Residential & Commercial | Ducted CEE Tier 1
215324402 | Mini/Multi Split | KEEPRITE | HRCU-A-CB | D5CSHAH09AAK |  | Mini-Splits(Ducted) | D5FSDAH12XHK |  | 9000 | 20.6 | 13.8 | 9900 | 11900 | 120.2% | 1.85 | 0 | 14 |  |  |  | No | R-454B | 0.75 | Residential & Commercial | Ducted CEE Tier 1
215324469 | Mini/Multi Split | KENMORE | HRCU-A-CB | D5CSHAH06AAK |  | Mini-Splits(Ducted) | D5FSDAH06XAK |  | 6500 | 21.5 | 13.8 | 8000 | 7800 | 97.5% | 2.4 | 0 | 14.5 |  |  |  | No | R-454B | 0.54167 | Residential & Commercial | Ducted CEE Tier 1
215324499 | Mini/Multi Split | KENMORE | HRCU-A-CB | D5CSRAH09AAK |  | Mini-Splits(Ducted) | D5FSDAH12XAK |  | 9000 | 19.6 | 11 | 10000 | 8600 | 86% | 2.25 | 0 | 12.8 |  |  |  | No | R-454B | 0.75 | Residential & Commercial | Ducted CEE Tier 1
215324500 | Mini/Multi Split | KENMORE | HRCU-A-CB | D5CSRAH09AAK |  | Mini-Splits(Ducted) | D5FSDAH12XHK |  | 9000 | 19.8 | 11.5 | 10000 | 8300 | 83% | 2.31 | 0 | 13 |  |  |  | No | R-454B | 0.75 | Residential & Commercial | Ducted CEE Tier 1
215324531 | Mini/Multi Split | KENMORE | HRCU-A-CB | D5CLHAH58AAK |  | Mini-Splits(Ducted) | D5FLDAH58XHK |  | 55000 | 15.9 | 10.4 | 60000 | 53500 | 89.17% | 2.1 | 0 | 10.2 |  |  |  | No | R-454B | 4.5833 | Residential & Commercial | Ducted CEE Tier 1
215324565 | Mini/Multi Split | MIDEA | HRCU-A-CB | D5CSHAH24AAK |  | Mini-Splits(Ducted) | D5FSDAH24XHK |  | 24000 | 19.2 | 11.7 | 26000 | 24000 | 92.31% | 2.18 | 0 | 12 |  |  |  | No | R-454B | 2 | Residential & Commercial | Ducted CEE Tier 1
215324590 | Mini/Multi Split | MIDEA | HRCU-A-CB | D5CSRAH24AAK |  | Mini-Splits(Ducted) | D5FSDAH24XHK |  | 24000 | 19 | 11 | 25000 | 19000 | 76% | 2.3 | 0 | 12.5 |  |  |  | No | R-454B | 2 | Residential & Commercial | Ducted CEE Tier 1
207465440 | Mini/Multi Split | SAMSUNG | HRCU-A-CB | AC009BXADCH |  | Mini-Splits(Ducted) | AC009BNLDCH |  | 9000 | 20 | 9 | 12000 | 11000 | 91.67% | 1.85 | 14 | 13.5 |  |  |  | No | R-410A | 0.75 | Residential & Commercial | Ducted CEE Tier 1
207465441 | Mini/Multi Split | SAMSUNG | HRCU-A-CB | AC012BXADCH |  | Mini-Splits(Ducted) | AC012BNHDCH |  | 12000 | 18.5 | 9.1 | 14000 | 10100 | 72.14% | 1.9 | 12.5 | 11.1 |  |  |  | No | R-410A | 1 | Residential & Commercial | Ducted CEE Tier 1
212409472 | Mini/Multi Split | HAIER | HRCU-A-CB | 1U09EH2HE** |  | Mini-Splits(Ducted) | USYM09UCDSA* |  | 9000 | 18 | 9.5 | 10000 | 9800 | 98% | 1.75 | 0 | 11.5 |  |  |  | No | R-410A | 0.75 | Residential & Commercial | Ducted CEE Tier 1
212409488 | Mini/Multi Split | GE Appliances | HRCU-A-CB | ASH109URDE** |  | Mini-Splits(Ducted) | USYM09UCDSA* |  | 9000 | 18 | 9.5 | 10000 | 9800 | 98% | 1.75 | 0 | 11.5 |  |  |  | No | R-410A | 0.75 | Residential & Commercial | Ducted CEE Tier 1
212365394 | Mini/Multi Split | TOSOT | HRCU-A-CB | TW12HXP2A1DO |  | Mini-Splits(Ducted) | TM12HSFDI |  | 12000 | 20 | 8.5 | 12000 | 8800 | 73.33% | 1.9 | 0 | 11.8 |  |  |  | No | R-410A | 1 | Residential & Commercial | Ducted CEE Tier 1
212365397 | Mini/Multi Split | TOSOT | HRCU-A-CB | TW18HXP2A1DO |  | Mini-Splits(Ducted) | TM18HSFDI |  | 18000 | 20 | 8.5 | 18000 | 13300 | 73.89% | 2.12 | 0 | 12.5 |  |  |  | No | R-410A | 1.5 | Residential & Commercial | Ducted CEE Tier 1
212365400 | Mini/Multi Split | TOSOT | HRCU-A-CB | TW24HXP2A1DO |  | Mini-Splits(Ducted) | TM24HSFDI |  | 22000 | 20 | 9 | 24000 | 19000 | 79.17% | 1.9 | 0 | 12.7 |  |  |  | No | R-410A | 1.8333 | Residential & Commercial | Ducted CEE Tier 1
212365415 | Mini/Multi Split | Custom Comfort | HRCU-A-CB | CCOXHASZ09HP |  | Mini-Splits(Ducted) | CCOXHASD09 |  | 9000 | 20.2 | 12 | 10000 | 10800 | 108% | 1.9 | 14 | 13.2 |  |  |  | No | R-410A | 0.75 | Residential & Commercial | Ducted CEE Tier 1
212365416 | Mini/Multi Split | Custom Comfort | HRCU-A-CB | CCOXHASZ12HP |  | Mini-Splits(Ducted) | CCOXHASD12 |  | 12000 | 19.5 | 10 | 12500 | 12100 | 96.8% | 1.96 | 13 | 11.7 |  |  |  | No | R-410A | 1 | Residential & Commercial | Ducted CEE Tier 1
212365417 | Mini/Multi Split | Custom Comfort | HRCU-A-CB | CCOXHASZ17HP |  | Mini-Splits(Ducted) | CCOXHASD18 |  | 17000 | 18 | 9.5 | 19000 | 17700 | 93.16% | 1.85 | 12.5 | 11.7 |  |  |  | No | R-410A | 1.4167 | Residential & Commercial | Ducted CEE Tier 1
212365418 | Mini/Multi Split | Custom Comfort | HRCU-A-CB | CCOXHASZ24HP |  | Mini-Splits(Ducted) | CCOXHASD24 |  | 24000 | 19.2 | 10.5 | 25000 | 27000 | 108% | 2 | 12.5 | 12 |  |  |  | No | R-410A | 2 | Residential & Commercial | Ducted CEE Tier 1
213362161 | Mini/Multi Split | Mitsubishi Electric | HRCU-A-CB | SUZ-KA24NAHZ* |  | Mini-Splits(Ducted) | PEAD-A24AA9 |  | 24000 | 16.7 | 9.4 | 28000 | 25000 | 89.29% | 1.75 | 0 | 11.7 |  |  |  | No | R-410A | 2 | Residential & Commercial | Ducted CEE Tier 1
213362162 | Mini/Multi Split | Trane / Mitsubishi Electric | HRCU-A-CB | SUZ-KA24NAHZ* |  | Mini-Splits(Ducted) | TPEADA0241AA90A |  | 24000 | 16.7 | 9.4 | 28000 | 25000 | 89.29% | 1.75 | 0 | 11.7 |  |  |  | No | R-410A | 2 | Residential & Commercial | Ducted CEE Tier 1
213362163 | Mini/Multi Split | Trane / Mitsubishi Electric | HRCU-A-CB | TRUZH0241HA**** |  | Mini-Splits(Ducted) | TPEADA0241AA90A |  | 24000 | 16.7 | 9.4 | 28000 | 25000 | 89.29% | 2.08 | 0 | 11.7 |  |  |  | No | R-410A | 2 | Residential & Commercial | Ducted CEE Tier 1
213362165 | Mini/Multi Split | Trane / Mitsubishi Electric | HRCU-A-CB | TRUZH0241HA**** |  | Mini-Splits(Ducted) | PEAD-A24AA9 |  | 24000 | 16.7 | 9.4 | 28000 | 25000 | 89.29% | 2.08 | 0 | 11.7 |  |  |  | No | R-410A | 2 | Residential & Commercial | Ducted CEE Tier 1
213362171 | Mini/Multi Split | Mitsubishi Electric | HRCU-A-CB | PUZ-HA30NKA* |  | Mini-Splits(Ducted) | PEAD-A30AA9 |  | 30000 | 17.8 | 8.6 | 34000 | 32000 | 94.12% | 1.93 | 0 | 12.5 |  |  |  | No | R-410A | 2.5 | Residential & Commercial | Ducted CEE Tier 1
213362175 | Mini/Multi Split | Trane / Mitsubishi Electric | HRCU-A-CB | TRUZH0301KA**** |  | Mini-Splits(Ducted) | TPEADA0301AA90A |  | 30000 | 17.8 | 8.6 | 34000 | 32000 | 94.12% | 1.93 | 0 | 12.5 |  |  |  | No | R-410A | 2.5 | Residential & Commercial | Ducted CEE Tier 1
213362176 | Mini/Multi Split | Trane / Mitsubishi Electric | HRCU-A-CB | TRUZH0301KA**** |  | Mini-Splits(Ducted) | PEAD-A30AA9 |  | 30000 | 17.8 | 8.6 | 34000 | 32000 | 94.12% | 1.93 | 0 | 12.5 |  |  |  | No | R-410A | 2.5 | Residential & Commercial | Ducted CEE Tier 1
213362186 | Mini/Multi Split | Mitsubishi Electric | HRCU-A-CB | PUZ-HA36NKA* |  | Mini-Splits(Ducted) | PEAD-A36AA9 |  | 36000 | 17.6 | 9.3 | 40000 | 38000 | 95% | 2.01 | 0 | 12.7 |  |  |  | No | R-410A | 3 | Residential & Commercial | Ducted CEE Tier 1
213362189 | Mini/Multi Split | Trane / Mitsubishi Electric | HRCU-A-CB | TRUZH0361KA**** |  | Mini-Splits(Ducted) | TPEADA0361AA90A |  | 36000 | 17.6 | 9.3 | 40000 | 38000 | 95% | 2.01 | 0 | 12.7 |  |  |  | No | R-410A | 3 | Residential & Commercial | Ducted CEE Tier 1
213362190 | Mini/Multi Split | Trane / Mitsubishi Electric | HRCU-A-CB | TRUZH0361KA**** |  | Mini-Splits(Ducted) | PEAD-A36AA9 |  | 36000 | 17.6 | 9.3 | 40000 | 38000 | 95% | 2.01 | 0 | 12.7 |  |  |  | No | R-410A | 3 | Residential & Commercial | Ducted CEE Tier 1
213362194 | Mini/Multi Split | Mitsubishi Electric | HRCU-A-CB | PUZ-HA42NKA* |  | Mini-Splits(Ducted) | PEAD-A42AA9 |  | 42000 | 15.4 | 8.9 | 54000 | 48000 | 88.89% | 1.95 | 0 | 10 |  |  |  | No | R-410A | 3.5 | Residential & Commercial | Ducted CEE Tier 1
213362200 | Mini/Multi Split | Mitsubishi Electric | HRCU-A-CB | PUZ-HA24NHA**** |  | Mini-Splits(Ducted) | PEAD-A24AA9 |  | 24000 | 16.7 | 9.4 | 28000 | 25000 | 89.29% | 2.08 | 0 | 11.7 |  |  |  | No | R-410A | 2 | Residential & Commercial | Ducted CEE Tier 1
213362255 | Mini/Multi Split | Trane / Mitsubishi Electric | HRCU-A-CB | TRUZH0421KA**** |  | Mini-Splits(Ducted) | PEAD-A42AA9 |  | 42000 | 15.4 | 8.9 | 54000 | 48000 | 88.89% | 1.95 | 0 | 10 |  |  |  | No | R-410A | 3.5 | Residential & Commercial | Ducted CEE Tier 1
213362258 | Mini/Multi Split | Trane / Mitsubishi Electric | HRCU-A-CB | NTXSKH09A112** |  | Mini-Splits(Ducted) | TPEADA0091AA90A |  | 9000 | 19 | 9.9 | 12000 | 8800 | 73.33% | 3.28 | 0 | 13.4 |  |  |  | No | R-410A | 0.75 | Residential & Commercial | Ducted CEE Tier 1
213362260 | Mini/Multi Split | Trane / Mitsubishi Electric | HRCU-A-CB | NTXSKH09A112** |  | Mini-Splits(Ducted) | PEAD-A09AA9 |  | 9000 | 19 | 9.9 | 12000 | 8800 | 73.33% | 3.28 | 0 | 13.4 |  |  |  | No | R-410A | 0.75 | Residential & Commercial | Ducted CEE Tier 1
213362264 | Mini/Multi Split | Trane / Mitsubishi Electric | HRCU-A-CB | NTXSKH12A112** |  | Mini-Splits(Ducted) | TPEADA0121AA90A |  | 12000 | 20.6 | 10 | 15000 | 15000 | 100% | 2.08 | 0 | 14.1 |  |  |  | No | R-410A | 1 | Residential & Commercial | Ducted CEE Tier 1
213362267 | Mini/Multi Split | Trane / Mitsubishi Electric | HRCU-A-CB | NTXSKH12A112** |  | Mini-Splits(Ducted) | PEAD-A12AA9 |  | 12000 | 20.6 | 10 | 15000 | 15000 | 100% | 2.08 | 0 | 14.1 |  |  |  | No | R-410A | 1 | Residential & Commercial | Ducted CEE Tier 1
213362270 | Mini/Multi Split | Trane / Mitsubishi Electric | HRCU-A-CB | NTXSKH15A112** |  | Mini-Splits(Ducted) | TPEADA0151AA90A |  | 15000 | 18.3 | 9.2 | 18000 | 18000 | 100% | 1.83 | 0 | 12.5 |  |  |  | No | R-410A | 1.25 | Residential & Commercial | Ducted CEE Tier 1
213362272 | Mini/Multi Split | Trane / Mitsubishi Electric | HRCU-A-CB | NTXSKH15A112** |  | Mini-Splits(Ducted) | PEAD-A15AA9 |  | 15000 | 18.3 | 9.2 | 18000 | 18000 | 100% | 1.83 | 0 | 12.5 |  |  |  | No | R-410A | 1.25 | Residential & Commercial | Ducted CEE Tier 1
213362278 | Mini/Multi Split | Trane / Mitsubishi Electric | HRCU-A-CB | NTXSKH24A112** |  | Mini-Splits(Ducted) | TPEADA0241AA90A |  | 24000 | 16.7 | 9.4 | 28000 | 25000 | 89.29% | 1.75 | 0 | 11.7 |  |  |  | No | R-410A | 2 | Residential & Commercial | Ducted CEE Tier 1
213362280 | Mini/Multi Split | Trane / Mitsubishi Electric | HRCU-A-CB | NTXSKH24A112** |  | Mini-Splits(Ducted) | PEAD-A24AA9 |  | 24000 | 16.7 | 9.4 | 28000 | 25000 | 89.29% | 1.75 | 0 | 11.7 |  |  |  | No | R-410A | 2 | Residential & Commercial | Ducted CEE Tier 1
213362283 | Mini/Multi Split | Trane / Mitsubishi Electric | HRCU-A-CB | NTXSKH30A112** |  | Mini-Splits(Ducted) | TPEADA0301AA90A |  | 30000 | 17.8 | 8.6 | 34000 | 32000 | 94.12% | 1.75 | 0 | 12.5 |  |  |  | No | R-410A | 2.5 | Residential & Commercial | Ducted CEE Tier 1
213362284 | Mini/Multi Split | Trane / Mitsubishi Electric | HRCU-A-CB | NTXSKH30A112** |  | Mini-Splits(Ducted) | PEAD-A30AA9 |  | 30000 | 17.8 | 8.6 | 34000 | 32000 | 94.12% | 1.75 | 0 | 12.5 |  |  |  | No | R-410A | 2.5 | Residential & Commercial | Ducted CEE Tier 1
213362287 | Mini/Multi Split | Trane / Mitsubishi Electric | HRCU-A-CB | NTXSKH36A112** |  | Mini-Splits(Ducted) | TPEADA0361AA90A |  | 33000 | 15.2 | 9.3 | 40000 | 38000 | 95% | 1.75 | 0 | 12.5 |  |  |  | No | R-410A | 2.75 | Residential & Commercial | Ducted CEE Tier 1
213362288 | Mini/Multi Split | Trane / Mitsubishi Electric | HRCU-A-CB | NTXSKH36A112** |  | Mini-Splits(Ducted) | PEAD-A36AA9 |  | 33000 | 15.2 | 9.3 | 40000 | 38000 | 95% | 1.75 | 0 | 12.5 |  |  |  | No | R-410A | 2.75 | Residential & Commercial | Ducted CEE Tier 1
213363174 | Mini/Multi Split | Trane / Mitsubishi Electric | HRCU-A-CB | SUZ-KA24NAH* |  | Mini-Splits(Ducted) | TPEADA0241AA90A |  | 27000 | 15.2 | 8.5 | 34000 | 32000 | 94.12% | 1.75 | 0 | 12.8 |  |  |  | No | R-410A | 2.25 | Residential & Commercial | Ducted CEE Tier 1
212316164 | Mini/Multi Split | STEALTH | HRCU-A-CB | ACIQ-09ZPL-HP230B |  | Mini-Splits(Ducted) | ACIQ-09CD-HH-MB |  | 9000 | 20.2 | 12 | 10000 | 10800 | 108% | 1.9 | 14 | 13.2 |  |  |  | No | R-410A | 0.75 | Residential & Commercial | Ducted CEE Tier 1
212316165 | Mini/Multi Split | STEALTH | HRCU-A-CB | ACIQ-12ZPL-HP230B |  | Mini-Splits(Ducted) | ACIQ-12CD-HH-MB |  | 12000 | 19.5 | 10 | 12500 | 12100 | 96.8% | 1.96 | 13 | 11.7 |  |  |  | No | R-410A | 1 | Residential & Commercial | Ducted CEE Tier 1
212316166 | Mini/Multi Split | STEALTH | HRCU-A-CB | ACIQ-18ZPL-HP230B |  | Mini-Splits(Ducted) | ACIQ-18CD-HH-MB |  | 17000 | 18 | 9.5 | 19000 | 17700 | 93.16% | 1.85 | 12.5 | 11.7 |  |  |  | No | R-410A | 1.4167 | Residential & Commercial | Ducted CEE Tier 1
212316167 | Mini/Multi Split | STEALTH | HRCU-A-CB | ACIQ-24ZPL-HP230B |  | Mini-Splits(Ducted) | ACIQ-24CD-HH-MB |  | 24000 | 19.2 | 10.5 | 25000 | 27000 | 108% | 2 | 12.5 | 12 |  |  |  | No | R-410A | 2 | Residential & Commercial | Ducted CEE Tier 1
212316078 | Mini/Multi Split | PolarWave | HRCU-A-CB | ACIQ-09ZPL-HP230B |  | Mini-Splits(Ducted) | ACIQ-09CD-HH-MB |  | 9000 | 20.2 | 12 | 10000 | 10800 | 108% | 1.9 | 14 | 13.2 |  |  |  | No | R-410A | 0.75 | Residential & Commercial | Ducted CEE Tier 1
212316079 | Mini/Multi Split | PolarWave | HRCU-A-CB | ACIQ-12ZPL-HP230B |  | Mini-Splits(Ducted) | ACIQ-12CD-HH-MB |  | 12000 | 19.5 | 10 | 12500 | 12100 | 96.8% | 1.96 | 13 | 11.7 |  |  |  | No | R-410A | 1 | Residential & Commercial | Ducted CEE Tier 1
212316080 | Mini/Multi Split | PolarWave | HRCU-A-CB | ACIQ-18ZPL-HP230B |  | Mini-Splits(Ducted) | ACIQ-18CD-HH-MB |  | 17000 | 18 | 9.5 | 19000 | 17700 | 93.16% | 1.85 | 12.5 | 11.7 |  |  |  | No | R-410A | 1.4167 | Residential & Commercial | Ducted CEE Tier 1
212316081 | Mini/Multi Split | PolarWave | HRCU-A-CB | ACIQ-24ZPL-HP230B |  | Mini-Splits(Ducted) | ACIQ-24CD-HH-MB |  | 24000 | 19.2 | 10.5 | 25000 | 27000 | 108% | 2 | 12.5 | 12 |  |  |  | No | R-410A | 2 | Residential & Commercial | Ducted CEE Tier 1
211781740 | Mini/Multi Split | RHEEM | HRCU-A-CB | RO1HHZ24AJ8S |  | Mini-Splits(Ducted) | RIMHHZ24AJ8S |  | 24000 | 18.5 | 10 | 27000 | 23200 | 85.93% | 2 | 0 | 11.7 |  |  |  | No | R-410A | 2 | Residential & Commercial | Ducted CEE Tier 1
211781741 | Mini/Multi Split | RHEEM | HRCU-A-CB | RO1HHZ30AJ8S |  | Mini-Splits(Ducted) | RIMHHZ30AJ8S |  | 30000 | 18.5 | 10 | 32000 | 28000 | 87.5% | 2.04 | 0 | 10.4 |  |  |  | No | R-410A | 2.5 | Residential & Commercial | Ducted CEE Tier 1
211781751 | Mini/Multi Split | RHEEM | HRCU-A-CB | RD16AZ24AJVUA |  | Mini-Splits(Ducted) | RHMVZ2421MNAUNJ |  | 24000 | 18.8 | 10 | 27000 | 23000 | 85.19% | 1.94 | 0 | 11.7 |  |  |  | No | R-410A | 2 | Residential & Commercial | Ducted CEE Tier 1
211781752 | Mini/Multi Split | RHEEM | HRCU-A-CB | RD16AZ30AJVUA |  | Mini-Splits(Ducted) | RHMVZ3021SNAUNJ |  | 30000 | 18.5 | 9.5 | 32000 | 27000 | 84.38% | 1.92 | 0 | 10 |  |  |  | No | R-410A | 2.5 | Residential & Commercial | Ducted CEE Tier 1
211781753 | Mini/Multi Split | RHEEM | HRCU-A-CB | RD16AZ30AJHUA |  | Mini-Splits(Ducted) | RHMVZ3021SNAUNJ |  | 28600 | 18.8 | 9.7 | 32000 | 33000 | 103.1% | 1.76 | 12 | 11.7 |  |  |  | No | R-410A | 2.3833 | Residential & Commercial | Ducted CEE Tier 1
211781754 | Mini/Multi Split | RHEEM | HRCU-A-CB | RD16AZ36AJHUA |  | Mini-Splits(Ducted) | RHMVZ3621MNAUAJ |  | 33000 | 17.1 | 10.4 | 38000 | 42000 | 110.5% | 1.84 | 11.5 | 11 |  |  |  | No | R-410A | 2.75 | Residential & Commercial | Ducted CEE Tier 1
211781756 | Mini/Multi Split | RUUD | HRCU-A-CB | RO1HHZ18AJ8S |  | Mini-Splits(Ducted) | RIMHHZ18AJ8S |  | 17100 | 18.6 | 10 | 21600 | 16800 | 77.78% | 2.12 | 0 | 11.7 |  |  |  | No | R-410A | 1.425 | Residential & Commercial | Ducted CEE Tier 1
211781757 | Mini/Multi Split | RUUD | HRCU-A-CB | RO1HHZ24AJ8S |  | Mini-Splits(Ducted) | RIMHHZ24AJ8S |  | 24000 | 18.5 | 10 | 27000 | 23200 | 85.93% | 2 | 0 | 11.7 |  |  |  | No | R-410A | 2 | Residential & Commercial | Ducted CEE Tier 1
211781758 | Mini/Multi Split | RUUD | HRCU-A-CB | RO1HHZ30AJ8S |  | Mini-Splits(Ducted) | RIMHHZ30AJ8S |  | 30000 | 18.5 | 10 | 32000 | 28000 | 87.5% | 2.04 | 0 | 10.4 |  |  |  | No | R-410A | 2.5 | Residential & Commercial | Ducted CEE Tier 1
211781768 | Mini/Multi Split | RUUD | HRCU-A-CB | RD16AZ24AJVUA |  | Mini-Splits(Ducted) | RHMVZ2421MNAUNJ |  | 24000 | 18.8 | 10 | 27000 | 23000 | 85.19% | 1.94 | 0 | 11.7 |  |  |  | No | R-410A | 2 | Residential & Commercial | Ducted CEE Tier 1
211781769 | Mini/Multi Split | RUUD | HRCU-A-CB | RD16AZ30AJVUA |  | Mini-Splits(Ducted) | RHMVZ3021SNAUNJ |  | 30000 | 18.5 | 9.5 | 32000 | 27000 | 84.38% | 1.92 | 0 | 10 |  |  |  | No | R-410A | 2.5 | Residential & Commercial | Ducted CEE Tier 1
211781770 | Mini/Multi Split | RUUD | HRCU-A-CB | RD16AZ30AJHUA |  | Mini-Splits(Ducted) | RHMVZ3021SNAUNJ |  | 28600 | 18.8 | 9.7 | 32000 | 33000 | 103.1% | 1.76 | 12 | 11.7 |  |  |  | No | R-410A | 2.3833 | Residential & Commercial | Ducted CEE Tier 1
211781771 | Mini/Multi Split | RUUD | HRCU-A-CB | RD16AZ36AJHUA |  | Mini-Splits(Ducted) | RHMVZ3621MNAUAJ |  | 33000 | 17.1 | 10.4 | 38000 | 42000 | 110.5% | 1.84 | 11.5 | 11 |  |  |  | No | R-410A | 2.75 | Residential & Commercial | Ducted CEE Tier 1
211756579 | Mini/Multi Split | LPS Legacy | HRCU-A-CB | DLCSRBH24AAK |  | Mini-Splits(Ducted) | DLFSDAH24XAK |  | 24000 | 19.2 | 10.5 | 25000 | 27000 | 108% | 2 | 12.5 | 12 |  |  |  | No | R-410A | 2 | Residential & Commercial | Ducted CEE Tier 1
211756582 | Mini/Multi Split | LPS Legacy | HRCU-A-CB | DLCSRBH18AAK |  | Mini-Splits(Ducted) | DLFSDAH24XAK |  | 17500 | 18 | 10.5 | 19000 | 16000 | 84.21% | 2 | 13.2 | 12.1 |  |  |  | No | R-410A | 1.4583 | Residential & Commercial | Ducted CEE Tier 1
211756586 | Mini/Multi Split | LPS Legacy | HRCU-A-CB | DLCSRBH18AAK |  | Mini-Splits(Ducted) | DLFSDAH18XHK |  | 17500 | 18 | 10.8 | 19000 | 18000 | 94.74% | 2.2 | 0 | 12.1 |  |  |  | No | R-410A | 1.4583 | Residential & Commercial | Ducted CEE Tier 1
211756587 | Mini/Multi Split | LPS Legacy | HRCU-A-CB | DLCSRBH09AAK |  | Mini-Splits(Ducted) | DLFSDAH09XHK |  | 9000 | 20.5 | 10 | 9800 | 10800 | 110.2% | 1.9 | 0 | 13.6 |  |  |  | No | R-410A | 0.75 | Residential & Commercial | Ducted CEE Tier 1
211756588 | Mini/Multi Split | LPS Legacy | HRCU-A-CB | DLCSRBH12AAK |  | Mini-Splits(Ducted) | DLFSDAH12XHK |  | 12000 | 20 | 9.5 | 12000 | 12000 | 100% | 1.85 | 0 | 12 |  |  |  | No | R-410A | 1 | Residential & Commercial | Ducted CEE Tier 1
211756590 | Mini/Multi Split | LPS Legacy | HRCU-A-CB | DLCSRBH24AAK |  | Mini-Splits(Ducted) | DLFSDAH24XHK |  | 24000 | 19.2 | 11.1 | 25000 | 24000 | 96% | 2 | 0 | 12 |  |  |  | No | R-410A | 2 | Residential & Commercial | Ducted CEE Tier 1
211756568 | Mini/Multi Split | LPS Legacy | HRCU-A-CB | DLCSRBH09AAK |  | Mini-Splits(Ducted) | DLFSDAH09XAK |  | 9000 | 20.2 | 12 | 10000 | 10800 | 108% | 1.9 | 14 | 13.2 |  |  |  | No | R-410A | 0.75 | Residential & Commercial | Ducted CEE Tier 1
211756570 | Mini/Multi Split | LPS Legacy | HRCU-A-CB | DLCSRBH12AAK |  | Mini-Splits(Ducted) | DLFSDAH12XAK |  | 12000 | 19.5 | 10 | 12500 | 12100 | 96.8% | 1.96 | 13 | 11.7 |  |  |  | No | R-410A | 1 | Residential & Commercial | Ducted CEE Tier 1
211756573 | Mini/Multi Split | LPS Legacy | HRCU-A-CB | DLCSRBH18AAK |  | Mini-Splits(Ducted) | DLFSDAH18XAK |  | 17000 | 18 | 9.5 | 19000 | 17700 | 93.16% | 1.85 | 12.5 | 11.7 |  |  |  | No | R-410A | 1.4167 | Residential & Commercial | Ducted CEE Tier 1
211727031 | Mini/Multi Split | AMERICAN STANDARD | HRCU-A-CB | 4TXK2512A10N0** |  | Mini-Splits(Ducted) | 4MXD2312A10N0** |  | 12000 | 20 | 8.5 | 12000 | 8800 | 73.33% | 1.9 | 11.8 | 11.8 |  |  |  | No | R-410A | 1 | Residential & Commercial | Ducted CEE Tier 1
211727035 | Mini/Multi Split | AMERICAN STANDARD | HRCU-A-CB | 4TXK2524A10N0** |  | Mini-Splits(Ducted) | 4MXD2324A10N0** |  | 22000 | 20 | 9 | 24000 | 19000 | 79.17% | 1.9 | 12.5 | 12.5 |  |  |  | No | R-410A | 1.8333 | Residential & Commercial | Ducted CEE Tier 1
211727038 | Mini/Multi Split | TRANE | HRCU-A-CB | 4TXK2512A10N0** |  | Mini-Splits(Ducted) | 4MXD2312A10N0** |  | 12000 | 20 | 8.5 | 12000 | 8800 | 73.33% | 1.9 | 11.8 | 11.8 |  |  |  | No | R-410A | 1 | Residential & Commercial | Ducted CEE Tier 1
211727042 | Mini/Multi Split | TRANE | HRCU-A-CB | 4TXK2524A10N0** |  | Mini-Splits(Ducted) | 4MXD2324A10N0** |  | 22000 | 20 | 9 | 24000 | 19000 | 79.17% | 1.9 | 12.5 | 12.5 |  |  |  | No | R-410A | 1.8333 | Residential & Commercial | Ducted CEE Tier 1
211726522 | Mini/Multi Split | Star Air Kontrol | HRCU-A-CB | SAK-24-DTMS/220V |  | Mini-Splits(Ducted) | SAK-24-DTMS/220V |  | 23000 | 19 | 11.2 | 25000 | 20000 | 80% | 2.3 | 12.6 | 12.5 |  |  |  | No | R-410A | 1.9167 | Residential & Commercial | Ducted CEE Tier 1
211726652 | Mini/Multi Split | GREE | HRCU-A-CB | 3VIR12HP230V1BO |  | Mini-Splits(Ducted) | DUCT12HP230V1BD |  | 12000 | 20 | 8.5 | 12000 | 8800 | 73.33% | 1.9 | 0 | 11.8 |  |  |  | No | R-410A | 1 | Residential & Commercial | Ducted CEE Tier 1
211726655 | Mini/Multi Split | GREE | HRCU-A-CB | 3VIR18HP230V1BO |  | Mini-Splits(Ducted) | DUCT18HP230V1BD |  | 18000 | 20 | 8.5 | 18000 | 13300 | 73.89% | 2.12 | 0 | 12.5 |  |  |  | No | R-410A | 1.5 | Residential & Commercial | Ducted CEE Tier 1
211726658 | Mini/Multi Split | GREE | HRCU-A-CB | 3VIR24HP230V1BO |  | Mini-Splits(Ducted) | DUCT24HP230V1BD |  | 22000 | 20 | 9 | 24000 | 19000 | 79.17% | 1.9 | 0 | 12.7 |  |  |  | No | R-410A | 1.8333 | Residential & Commercial | Ducted CEE Tier 1
211749838 | Mini/Multi Split | KINGHOME | HRCU-A-CB | KAM12HO |  | Mini-Splits(Ducted) | KM12HF1DI |  | 12000 | 20 | 8.5 | 12000 | 8800 | 73.33% | 1.9 | 0 | 11.8 |  |  |  | No | R-410A | 1 | Residential & Commercial | Ducted CEE Tier 1
211749844 | Mini/Multi Split | KINGHOME | HRCU-A-CB | KAM24HO |  | Mini-Splits(Ducted) | KM24HF1DI |  | 22000 | 20 | 9 | 24000 | 19000 | 79.17% | 1.9 | 0 | 12.5 |  |  |  | No | R-410A | 1.8333 | Residential & Commercial | Ducted CEE Tier 1
211644024 | Mini/Multi Split | Alsetria | HRCU-A-CB | MOX230-09HFN1-MW5W |  | Mini-Splits(Ducted) | MTIU-09HWFN1-M |  | 9000 | 19.2 | 10.2 | 10000 | 8000 | 80% | 2.1 | 13.5 | 12.5 |  |  |  | No | R-410A | 0.75 | Residential & Commercial | Ducted CEE Tier 1
211644025 | Mini/Multi Split | Alsetria | HRCU-A-CB | MOX230-12HFN1-MV5W |  | Mini-Splits(Ducted) | MTIU-12HWFN1-M |  | 11500 | 19 | 10.3 | 12000 | 8400 | 70% | 2.26 | 12.5 | 11.7 |  |  |  | No | R-410A | 0.95833 | Residential & Commercial | Ducted CEE Tier 1
211644027 | Mini/Multi Split | Alsetria | HRCU-A-CB | MOD33-24HFN1-MT0W |  | Mini-Splits(Ducted) | MTIU-24HWFN1-M |  | 23000 | 19 | 11.2 | 25000 | 20000 | 80% | 2.3 | 12.6 | 12.5 |  |  |  | No | R-410A | 1.9167 | Residential & Commercial | Ducted CEE Tier 1
211644037 | Mini/Multi Split | Alsetria | HRCU-A-CB | MOX330-09HFN1-MY5W |  | Mini-Splits(Ducted) | MTIU-09HWFN1-M |  | 9000 | 20.2 | 12 | 10000 | 10800 | 108% | 1.9 | 14 | 13.2 |  |  |  | No | R-410A | 0.75 | Residential & Commercial | Ducted CEE Tier 1
211644038 | Mini/Multi Split | Alsetria | HRCU-A-CB | MOX330-12HFN1-MW5W |  | Mini-Splits(Ducted) | MTIU-12HWFN1-M |  | 12000 | 19.5 | 10 | 12500 | 12100 | 96.8% | 1.96 | 13 | 11.7 |  |  |  | No | R-410A | 1 | Residential & Commercial | Ducted CEE Tier 1
211644039 | Mini/Multi Split | Alsetria | HRCU-A-CB | MOX430-17HFN1-MT0W |  | Mini-Splits(Ducted) | MTIU-18HWFN1-M |  | 17000 | 18 | 9.5 | 19000 | 17700 | 93.16% | 1.85 | 12.5 | 11.7 |  |  |  | No | R-410A | 1.4167 | Residential & Commercial | Ducted CEE Tier 1
211644040 | Mini/Multi Split | Alsetria | HRCU-A-CB | MOD30-24HFN1-MU0W |  | Mini-Splits(Ducted) | MTIU-24HWFN1-M |  | 24000 | 19.2 | 10.5 | 25000 | 27000 | 108% | 2 | 12.5 | 12 |  |  |  | No | R-410A | 2 | Residential & Commercial | Ducted CEE Tier 1
211644049 | Mini/Multi Split | ECO-AIR | HRCU-A-CB | MOX230-09HFN1-MW5W |  | Mini-Splits(Ducted) | MTIU-09HWFN1-M |  | 9000 | 19.2 | 10.2 | 10000 | 8000 | 80% | 2.1 | 13.5 | 12.5 |  |  |  | No | R-410A | 0.75 | Residential & Commercial | Ducted CEE Tier 1
211644050 | Mini/Multi Split | ECO-AIR | HRCU-A-CB | MOX230-12HFN1-MV5W |  | Mini-Splits(Ducted) | MTIU-12HWFN1-M |  | 11500 | 19 | 10.3 | 12000 | 8400 | 70% | 2.26 | 12.5 | 11.7 |  |  |  | No | R-410A | 0.95833 | Residential & Commercial | Ducted CEE Tier 1
211644052 | Mini/Multi Split | ECO-AIR | HRCU-A-CB | MOD33-24HFN1-MT0W |  | Mini-Splits(Ducted) | MTIU-24HWFN1-M |  | 23000 | 19 | 11.2 | 25000 | 20000 | 80% | 2.3 | 12.6 | 12.5 |  |  |  | No | R-410A | 1.9167 | Residential & Commercial | Ducted CEE Tier 1
211644062 | Mini/Multi Split | ECO-AIR | HRCU-A-CB | MOX330-09HFN1-MY5W |  | Mini-Splits(Ducted) | MTIU-09HWFN1-M |  | 9000 | 20.2 | 12 | 10000 | 10800 | 108% | 1.9 | 14 | 13.2 |  |  |  | No | R-410A | 0.75 | Residential & Commercial | Ducted CEE Tier 1
211644063 | Mini/Multi Split | ECO-AIR | HRCU-A-CB | MOX330-12HFN1-MW5W |  | Mini-Splits(Ducted) | MTIU-12HWFN1-M |  | 12000 | 19.5 | 10 | 12500 | 12100 | 96.8% | 1.96 | 13 | 11.7 |  |  |  | No | R-410A | 1 | Residential & Commercial | Ducted CEE Tier 1
211644064 | Mini/Multi Split | ECO-AIR | HRCU-A-CB | MOX430-17HFN1-MT0W |  | Mini-Splits(Ducted) | MTIU-18HWFN1-M |  | 17000 | 18 | 9.5 | 19000 | 17700 | 93.16% | 1.85 | 12.5 | 11.7 |  |  |  | No | R-410A | 1.4167 | Residential & Commercial | Ducted CEE Tier 1
211644065 | Mini/Multi Split | ECO-AIR | HRCU-A-CB | MOD30-24HFN1-MU0W |  | Mini-Splits(Ducted) | MTIU-24HWFN1-M |  | 24000 | 19.2 | 10.5 | 25000 | 27000 | 108% | 2 | 12.5 | 12 |  |  |  | No | R-410A | 2 | Residential & Commercial | Ducted CEE Tier 1
211781739 | Mini/Multi Split | RHEEM | HRCU-A-CB | RO1HHZ18AJ8S |  | Mini-Splits(Ducted) | RIMHHZ18AJ8S |  | 17100 | 18.6 | 10 | 21600 | 16800 | 77.78% | 2.12 | 0 | 11.7 |  |  |  | No | R-410A | 1.425 | Residential & Commercial | Ducted CEE Tier 1
213081463 | Mini/Multi Split | Star Air Kontrol | HRCU-A-CB | SAK-12-DTMS/220V |  | Mini-Splits(Ducted) | SAK-12-DTMS/220V |  | 11500 | 19 | 10.3 | 12000 | 8400 | 70% | 2.26 | 12.5 | 11.7 |  |  |  | No | R-410A | 0.95833 | Residential & Commercial | Ducted CEE Tier 1
207657376 | Mini/Multi Split | FUJITSU | HRCU-A-CB | AOUH30LUAH1 |  | Mini-Splits(Ducted) | AMUG30LMAS |  | 28600 | 18.8 | 9.7 | 32000 | 33000 | 103.1% | 1.76 | 12 | 11.7 |  |  |  | No | R-410A | 2.3833 | Residential & Commercial | Ducted CEE Tier 1
207657377 | Mini/Multi Split | FUJITSU | HRCU-A-CB | AOUH36LMAH1 |  | Mini-Splits(Ducted) | AMUG36LMAS |  | 33000 | 17.1 | 10.4 | 38000 | 42000 | 110.5% | 1.84 | 11.5 | 11 |  |  |  | No | R-410A | 2.75 | Residential & Commercial | Ducted CEE Tier 1
211635170 | Mini/Multi Split | DAIKIN | HRCU-A-CB | RZQ18TBVJU* |  | Mini-Splits(Ducted) | FBQ18TBVJU |  | 17700 | 15.5 | 8.5 | 20600 | 20200 | 98.06% | 1.8 | 0 | 12.5 |  |  |  | No | R-410A | 1.475 | Residential & Commercial | Ducted CEE Tier 1
211635171 | Mini/Multi Split | DAIKIN | HRCU-A-CB | RZQ24TBVJU* |  | Mini-Splits(Ducted) | FBQ24TBVJU |  | 23400 | 15.4 | 9.3 | 27400 | 21000 | 76.64% | 2 | 0 | 10.5 |  |  |  | No | R-410A | 1.95 | Residential & Commercial | Ducted CEE Tier 1
211635172 | Mini/Multi Split | DAIKIN | HRCU-A-CB | RZQ30TBVJU* |  | Mini-Splits(Ducted) | FBQ30TBVJU |  | 28400 | 16.5 | 8.9 | 34800 | 38000 | 109.2% | 1.8 | 0 | 12.2 |  |  |  | No | R-410A | 2.3667 | Residential & Commercial | Ducted CEE Tier 1
211635173 | Mini/Multi Split | DAIKIN | HRCU-A-CB | RZQ36TBVJU* |  | Mini-Splits(Ducted) | FBQ36TBVJU |  | 35000 | 16.9 | 8.8 | 40000 | 40000 | 100% | 2.1 | 0 | 11.7 |  |  |  | No | R-410A | 2.9167 | Residential & Commercial | Ducted CEE Tier 1
211635174 | Mini/Multi Split | DAIKIN | HRCU-A-CB | RZQ42TBVJU* |  | Mini-Splits(Ducted) | FBQ42TBVJU |  | 40000 | 15.6 | 9.5 | 47000 | 41500 | 88.3% | 2.15 | 0 | 10.3 |  |  |  | No | R-410A | 3.3333 | Residential & Commercial | Ducted CEE Tier 1
211635176 | Mini/Multi Split | DAIKIN | HRCU-A-CB | RZQ18TBVJU* |  | Mini-Splits(Ducted) | FTQ18TAVJU*A* |  | 17200 | 15.6 | 8.1 | 20000 | 19000 | 95% | 1.85 | 0 | 11.7 |  |  |  | No | R-410A | 1.4333 | Residential & Commercial | Ducted CEE Tier 1
211635177 | Mini/Multi Split | DAIKIN | HRCU-A-CB | RZQ24TBVJU* |  | Mini-Splits(Ducted) | FTQ24TAVJU*A* |  | 23400 | 16.2 | 8.7 | 27400 | 20800 | 75.91% | 2.1 | 0 | 10 |  |  |  | No | R-410A | 1.95 | Residential & Commercial | Ducted CEE Tier 1
211635178 | Mini/Multi Split | DAIKIN | HRCU-A-CB | RZQ42TBVJU* |  | Mini-Splits(Ducted) | FTQ42TAVJU*A* |  | 40500 | 16 | 9.2 | 47000 | 40500 | 86.17% | 1.95 | 0 | 10.6 |  |  |  | No | R-410A | 3.375 | Residential & Commercial | Ducted CEE Tier 1
211635180 | Mini/Multi Split | DAIKIN | HRCU-A-CB | RZQ30TBVJU* |  | Mini-Splits(Ducted) | FTQ30TAVJU*A* |  | 29400 | 15.6 | 9.1 | 34000 | 38000 | 111.8% | 1.8 | 0 | 11.9 |  |  |  | No | R-410A | 2.45 | Residential & Commercial | Ducted CEE Tier 1
211635181 | Mini/Multi Split | DAIKIN | HRCU-A-CB | RZQ36TBVJU* |  | Mini-Splits(Ducted) | FTQ36TAVJU*A* |  | 35000 | 16.4 | 8.8 | 40000 | 40000 | 100% | 1.95 | 0 | 11.2 |  |  |  | No | R-410A | 2.9167 | Residential & Commercial | Ducted CEE Tier 1
211497195 | Mini/Multi Split | GREE | HRCU-A-CB | GWH18AGDXF-D3DNA1A/O |  | Mini-Splits(Ducted) | GFH(18)DB-D3DN***/I |  | 18000 | 20 | 8.5 | 18000 | 13300 | 73.89% | 2.12 | 0 | 12.5 |  |  |  | No | R-410A | 1.5 | Residential & Commercial | Ducted CEE Tier 1
211497198 | Mini/Multi Split | GREE | HRCU-A-CB | GWH18QDXF-D3DNB2A/O |  | Mini-Splits(Ducted) | GFH(18)DB-D3DN***/I |  | 18000 | 20 | 8.5 | 18000 | 13300 | 73.89% | 2.12 | 0 | 12.5 |  |  |  | No | R-410A | 1.5 | Residential & Commercial | Ducted CEE Tier 1
211497043 | Mini/Multi Split | Trane / Mitsubishi Electric | HRCU-A-CB | TRUZH0421KA10** |  | Mini-Splits(Ducted) | TPEADA0421AA*** |  | 42000 | 15.5 | 8.9 | 54000 | 48000 | 88.89% | 1.82 | 10.7 | 10.4 |  |  |  | No | R-410A | 3.5 | Residential & Commercial | Ducted CEE Tier 1
211497046 | Mini/Multi Split | Trane / Mitsubishi Electric | HRCU-A-CB | TRUZH0241HA10NA |  | Mini-Splits(Ducted) | TPVA0A0241AA*** |  | 24000 | 19 | 9.4 | 28000 | 26000 | 92.86% | 1.9 | 11.4 | 11.4 |  |  |  | No | R-410A | 2 | Residential & Commercial | Ducted CEE Tier 1
211497057 | Mini/Multi Split | Trane / Mitsubishi Electric | HRCU-A-CB | TRUZH0301KA00NA |  | Mini-Splits(Ducted) | TPVA0A0301AA*** |  | 30000 | 18 | 8.7 | 34000 | 32000 | 94.12% | 2.1 | 13 | 13 |  |  |  | No | R-410A | 2.5 | Residential & Commercial | Ducted CEE Tier 1
211497072 | Mini/Multi Split | Trane / Mitsubishi Electric | HRCU-A-CB | NTXSKH18A112AA |  | Mini-Splits(Ducted) | NAXAMT18A112** |  | 18000 | 18.7 | 9.2 | 21600 | 21600 | 100% | 1.75 | 12.5 | 12.4 |  |  |  | No | R-410A | 1.5 | Residential & Commercial | Ducted CEE Tier 1
211497073 | Mini/Multi Split | Trane / Mitsubishi Electric | HRCU-A-CB | NTXSKH30A112AA |  | Mini-Splits(Ducted) | NAXAMT30A112** |  | 27000 | 15.2 | 8.5 | 34000 | 32000 | 94.12% | 1.75 | 12.5 | 12.8 |  |  |  | No | R-410A | 2.25 | Residential & Commercial | Ducted CEE Tier 1
211497077 | Mini/Multi Split | Trane / Mitsubishi Electric | HRCU-A-CB | NTXSKH30A112AA |  | Mini-Splits(Ducted) | NTXAMT30A112** |  | 27000 | 15.2 | 8.5 | 34000 | 32000 | 94.12% | 1.75 | 12.5 | 12.8 |  |  |  | No | R-410A | 2.25 | Residential & Commercial | Ducted CEE Tier 1
211497093 | Mini/Multi Split | Trane / Mitsubishi Electric | HRCU-A-CB | NTXSKH18A112AA |  | Mini-Splits(Ducted) | NTXAMT18A112** |  | 18000 | 18.7 | 9.2 | 21600 | 21600 | 100% | 1.75 | 12.5 | 12.4 |  |  |  | No | R-410A | 1.5 | Residential & Commercial | Ducted CEE Tier 1
211259274 | Mini/Multi Split | Mitsubishi Electric | HRCU-A-CB | PUZ-HA30NKA |  | Mini-Splits(Ducted) | PVA-A30AA* |  | 30000 | 18 | 8.7 | 34000 | 32000 | 94.12% | 2.1 | 13 | 13 |  |  |  | No | R-410A | 2.5 | Residential & Commercial | Ducted CEE Tier 1
211259279 | Mini/Multi Split | Mitsubishi Electric | HRCU-A-CB | PUZ-HA36NKA |  | Mini-Splits(Ducted) | PVA-A36AA* |  | 33000 | 18.2 | 10 | 40000 | 38000 | 95% | 2 | 13 | 13.2 |  |  |  | No | R-410A | 2.75 | Residential & Commercial | Ducted CEE Tier 1
211273652 | Mini/Multi Split | Mitsubishi Electric | HRCU-A-CB | SUZ-KA30NAHZ |  | Mini-Splits(Ducted) | SVZ-KP30NA* |  | 27000 | 15.2 | 8.5 | 34000 | 32000 | 94.12% | 1.75 | 12.5 | 12.8 |  |  |  | No | R-410A | 2.25 | Residential & Commercial | Ducted CEE Tier 1
211277583 | Mini/Multi Split | Breeze33 | HRCU-A-CB | HSZ9H424ZMO |  | Mini-Splits(Ducted) | D9H424ZMI |  | 9000 | 20.2 | 12 | 10000 | 10800 | 108% | 1.9 | 14 | 13.2 |  |  |  | No | R-410A | 0.75 | Residential & Commercial | Ducted CEE Tier 1
211277586 | Mini/Multi Split | Breeze33 | HRCU-A-CB | HSZ12H424ZMO |  | Mini-Splits(Ducted) | D12H424ZMI |  | 12000 | 19.5 | 10 | 12500 | 12100 | 96.8% | 1.96 | 13 | 11.7 |  |  |  | No | R-410A | 1 | Residential & Commercial | Ducted CEE Tier 1
211277590 | Mini/Multi Split | Breeze33 | HRCU-A-CB | HSZ18H424ZMO |  | Mini-Splits(Ducted) | D18H424ZMI |  | 17000 | 18 | 9.5 | 19000 | 17700 | 93.16% | 1.85 | 12.5 | 11.7 |  |  |  | No | R-410A | 1.4167 | Residential & Commercial | Ducted CEE Tier 1
211277594 | Mini/Multi Split | Breeze33 | HRCU-A-CB | HSZ24H424ZMO |  | Mini-Splits(Ducted) | D24H424ZMI |  | 24000 | 19.2 | 10.5 | 25000 | 27000 | 108% | 2 | 12.5 | 12 |  |  |  | No | R-410A | 2 | Residential & Commercial | Ducted CEE Tier 1
211289256 | Mini/Multi Split | Mitsubishi Electric | HRCU-A-CB | SUZ-KA18NAHZ |  | Mini-Splits(Ducted) | SVZ-KP18NA* |  | 18000 | 18.7 | 9.2 | 21600 | 21600 | 100% | 1.75 | 12.5 | 12.4 |  |  |  | No | R-410A | 1.5 | Residential & Commercial | Ducted CEE Tier 1
211234505 | Mini/Multi Split | LG | HRCU-A-CB | LUU180HV |  | Mini-Splits(Ducted) | LVN181HV4 |  | 18000 | 17.25 | 9.25 | 20000 | 16200 | 81% | 2.02 | 0 | 12.3 |  |  |  | No | R-410A | 1.5 | Residential & Commercial | Ducted CEE Tier 1
211234506 | Mini/Multi Split | LG | HRCU-A-CB | LUU240HV |  | Mini-Splits(Ducted) | LHN248HV |  | 24000 | 16.85 | 9 | 27000 | 21400 | 79.26% | 1.94 | 0 | 11.7 |  |  |  | No | R-410A | 2 | Residential & Commercial | Ducted CEE Tier 1
211234507 | Mini/Multi Split | LG | HRCU-A-CB | LUU240HV |  | Mini-Splits(Ducted) | LVN241HV4 |  | 23200 | 17.6 | 9.7 | 27000 | 21400 | 79.26% | 2.15 | 0 | 11.7 |  |  |  | No | R-410A | 1.9333 | Residential & Commercial | Ducted CEE Tier 1
211234509 | Mini/Multi Split | LG | HRCU-A-CB | LUU360HV |  | Mini-Splits(Ducted) | LHN368HV |  | 36000 | 18.85 | 9.2 | 40000 | 33600 | 84% | 1.87 | 0 | 11.85 |  |  |  | No | R-410A | 3 | Residential & Commercial | Ducted CEE Tier 1
211234510 | Mini/Multi Split | LG | HRCU-A-CB | LUU360HV |  | Mini-Splits(Ducted) | LVN361HV4 |  | 33200 | 16.25 | 8.95 | 40000 | 33800 | 84.5% | 1.81 | 0 | 11.9 |  |  |  | No | R-410A | 2.7667 | Residential & Commercial | Ducted CEE Tier 1
211234515 | Mini/Multi Split | LG | HRCU-A-CB | LUU420HV |  | Mini-Splits(Ducted) | LVN420HV |  | 42000 | 17.2 | 9.35 | 47000 | 38500 | 81.91% | 1.88 | 0 | 10.75 |  |  |  | No | R-410A | 3.5 | Residential & Commercial | Ducted CEE Tier 1
211150927 | Mini/Multi Split | Trane / Mitsubishi Electric | HRCU-A-C | TRUZH0241HA10NA |  | Mini-Splits(Ducted) | PAA-A24AA* |  | 24000 | 15.6 | 9.3 | 25400 | 25400 | 100% | 1.75 | 11 | 10.5 |  |  |  | No | R-410A | 2 | Residential & Commercial | Ducted CEE Tier 1
211150928 | Mini/Multi Split | Trane / Mitsubishi Electric | HRCU-A-C | TRUZH0241HA10NA |  | Mini-Splits(Ducted) | PAA-A24BA* |  | 24000 | 15.6 | 9.3 | 25400 | 25400 | 100% | 1.8 | 11 | 10.5 |  |  |  | No | R-410A | 2 | Residential & Commercial | Ducted CEE Tier 1
211150929 | Mini/Multi Split | Trane / Mitsubishi Electric | HRCU-A-C | TRUZH0301KA00NA |  | Mini-Splits(Ducted) | PAA-A30AA* |  | 30000 | 18 | 8.9 | 35400 | 35400 | 100% | 1.8 | 12.5 | 12 |  |  |  | No | R-410A | 2.5 | Residential & Commercial | Ducted CEE Tier 1
211150930 | Mini/Multi Split | Trane / Mitsubishi Electric | HRCU-A-C | TRUZH0301KA00NA |  | Mini-Splits(Ducted) | PAA-A30BA* |  | 30000 | 18 | 8.9 | 35400 | 35400 | 100% | 1.75 | 12.5 | 12 |  |  |  | No | R-410A | 2.5 | Residential & Commercial | Ducted CEE Tier 1
211150931 | Mini/Multi Split | Trane / Mitsubishi Electric | HRCU-A-C | TRUZH0361KA00NA |  | Mini-Splits(Ducted) | PAA-A36BA* |  | 36000 | 15.3 | 9.5 | 42000 | 42000 | 100% | 1.8 | 11 | 10.5 |  |  |  | No | R-410A | 3 | Residential & Commercial | Ducted CEE Tier 1
211150932 | Mini/Multi Split | Trane / Mitsubishi Electric | HRCU-A-C | TRUZH0361KA00NA |  | Mini-Splits(Ducted) | PAA-A36CA* |  | 36000 | 15.3 | 9.5 | 42000 | 42000 | 100% | 1.8 | 11 | 10.5 |  |  |  | No | R-410A | 3 | Residential & Commercial | Ducted CEE Tier 1
211132740 | Mini/Multi Split | TEMPSTAR | HRCU-A-CB | DLCSRBH24AAK |  | Mini-Splits(Ducted) | DLFSDAH24XHK |  | 24000 | 19.2 | 11.1 | 25000 | 24000 | 96% | 2 | 0 | 12 |  |  |  | No | R-410A | 2 | Residential & Commercial | Ducted CEE Tier 1
211132744 | Mini/Multi Split | SMART COMFORT | HRCU-A-CB | DLCSRBH24AAK |  | Mini-Splits(Ducted) | DLFSDAH24XHK |  | 24000 | 19.2 | 11.1 | 25000 | 24000 | 96% | 2 | 0 | 12 |  |  |  | No | R-410A | 2 | Residential & Commercial | Ducted CEE Tier 1
211132748 | Mini/Multi Split | AIRQUEST | HRCU-A-CB | DLCSRBH24AAK |  | Mini-Splits(Ducted) | DLFSDAH24XHK |  | 24000 | 19.2 | 11.1 | 25000 | 24000 | 96% | 2 | 0 | 12 |  |  |  | No | R-410A | 2 | Residential & Commercial | Ducted CEE Tier 1
211132918 | Mini/Multi Split | CARRIER | HRCU-A-CB | 38MARBQ18AA3 |  | Mini-Splits(Ducted) | 40MBDAQ18XH3 |  | 17500 | 18 | 10.8 | 19000 | 18000 | 94.74% | 2.2 | 0 | 12.1 |  |  |  | No | R-410A | 1.4583 | Residential & Commercial | Ducted CEE Tier 1
211132920 | Mini/Multi Split | CARRIER | HRCU-A-CB | 38MARBQ09AA3 |  | Mini-Splits(Ducted) | 40MBDAQ09XH3 |  | 9000 | 20.5 | 10 | 9800 | 10800 | 110.2% | 1.9 | 0 | 13.6 |  |  |  | No | R-410A | 0.75 | Residential & Commercial | Ducted CEE Tier 1
211132923 | Mini/Multi Split | CARRIER | HRCU-A-CB | 38MARBQ24AA3 |  | Mini-Splits(Ducted) | 40MBDAQ24XH3 |  | 24000 | 19.2 | 11.1 | 25000 | 24000 | 96% | 2 | 0 | 12 |  |  |  | No | R-410A | 2 | Residential & Commercial | Ducted CEE Tier 1
211132925 | Mini/Multi Split | CARRIER | HRCU-A-CB | 38MARBQ12AA3 |  | Mini-Splits(Ducted) | 40MBDAQ12XH3 |  | 12000 | 20 | 9.5 | 12000 | 12000 | 100% | 1.85 | 0 | 12 |  |  |  | No | R-410A | 1 | Residential & Commercial | Ducted CEE Tier 1
211132930 | Mini/Multi Split | BRYANT | HRCU-A-CB | 38MARBQ18AA3 |  | Mini-Splits(Ducted) | 40MBDAQ18XH3 |  | 17500 | 18 | 10.8 | 19000 | 18000 | 94.74% | 2.2 | 0 | 12.1 |  |  |  | No | R-410A | 1.4583 | Residential & Commercial | Ducted CEE Tier 1
211132932 | Mini/Multi Split | BRYANT | HRCU-A-CB | 38MARBQ09AA3 |  | Mini-Splits(Ducted) | 40MBDAQ09XH3 |  | 9000 | 20.5 | 10 | 9800 | 10800 | 110.2% | 1.9 | 0 | 13.6 |  |  |  | No | R-410A | 0.75 | Residential & Commercial | Ducted CEE Tier 1
211132935 | Mini/Multi Split | BRYANT | HRCU-A-CB | 38MARBQ24AA3 |  | Mini-Splits(Ducted) | 40MBDAQ24XH3 |  | 24000 | 19.2 | 11.1 | 25000 | 24000 | 96% | 2 | 0 | 12 |  |  |  | No | R-410A | 2 | Residential & Commercial | Ducted CEE Tier 1
211132937 | Mini/Multi Split | BRYANT | HRCU-A-CB | 38MARBQ12AA3 |  | Mini-Splits(Ducted) | 40MBDAQ12XH3 |  | 12000 | 20 | 9.5 | 12000 | 12000 | 100% | 1.85 | 0 | 12 |  |  |  | No | R-410A | 1 | Residential & Commercial | Ducted CEE Tier 1
211132941 | Mini/Multi Split | PAYNE | HRCU-A-CB | 38MARBQ18AA3 |  | Mini-Splits(Ducted) | 40MBDAQ18XH3 |  | 17500 | 18 | 10.8 | 19000 | 18000 | 94.74% | 2.2 | 0 | 12.1 |  |  |  | No | R-410A | 1.4583 | Residential & Commercial | Ducted CEE Tier 1
211132943 | Mini/Multi Split | PAYNE | HRCU-A-CB | 38MARBQ09AA3 |  | Mini-Splits(Ducted) | 40MBDAQ09XH3 |  | 9000 | 20.5 | 10 | 9800 | 10800 | 110.2% | 1.9 | 0 | 13.6 |  |  |  | No | R-410A | 0.75 | Residential & Commercial | Ducted CEE Tier 1
211132946 | Mini/Multi Split | PAYNE | HRCU-A-CB | 38MARBQ24AA3 |  | Mini-Splits(Ducted) | 40MBDAQ24XH3 |  | 24000 | 19.2 | 11.1 | 25000 | 24000 | 96% | 2 | 0 | 12 |  |  |  | No | R-410A | 2 | Residential & Commercial | Ducted CEE Tier 1
211132948 | Mini/Multi Split | PAYNE | HRCU-A-CB | 38MARBQ12AA3 |  | Mini-Splits(Ducted) | 40MBDAQ12XH3 |  | 12000 | 20 | 9.5 | 12000 | 12000 | 100% | 1.85 | 0 | 12 |  |  |  | No | R-410A | 1 | Residential & Commercial | Ducted CEE Tier 1
211132952 | Mini/Multi Split | Weathermaker | HRCU-A-CB | 38MARBQ18AA3 |  | Mini-Splits(Ducted) | 40MBDAQ18XH3 |  | 17500 | 18 | 10.8 | 19000 | 18000 | 94.74% | 2.2 | 0 | 12.1 |  |  |  | No | R-410A | 1.4583 | Residential & Commercial | Ducted CEE Tier 1
211132954 | Mini/Multi Split | Weathermaker | HRCU-A-CB | 38MARBQ09AA3 |  | Mini-Splits(Ducted) | 40MBDAQ09XH3 |  | 9000 | 20.5 | 10 | 9800 | 10800 | 110.2% | 1.9 | 0 | 13.6 |  |  |  | No | R-410A | 0.75 | Residential & Commercial | Ducted CEE Tier 1
211132957 | Mini/Multi Split | Weathermaker | HRCU-A-CB | 38MARBQ24AA3 |  | Mini-Splits(Ducted) | 40MBDAQ24XH3 |  | 24000 | 19.2 | 11.1 | 25000 | 24000 | 96% | 2 | 0 | 12 |  |  |  | No | R-410A | 2 | Residential & Commercial | Ducted CEE Tier 1
211132959 | Mini/Multi Split | Weathermaker | HRCU-A-CB | 38MARBQ12AA3 |  | Mini-Splits(Ducted) | 40MBDAQ12XH3 |  | 12000 | 20 | 9.5 | 12000 | 12000 | 100% | 1.85 | 0 | 12 |  |  |  | No | R-410A | 1 | Residential & Commercial | Ducted CEE Tier 1
211132964 | Mini/Multi Split | MIDEA | HRCU-A-CB | 38MARBQ18AA3 |  | Mini-Splits(Ducted) | 40MBDAQ18XH3 |  | 17500 | 18 | 10.8 | 19000 | 18000 | 94.74% | 2.2 | 0 | 12.1 |  |  |  | No | R-410A | 1.4583 | Residential & Commercial | Ducted CEE Tier 1
211132965 | Mini/Multi Split | MIDEA | HRCU-A-CB | 38MARBQ09AA3 |  | Mini-Splits(Ducted) | 40MBDAQ09XH3 |  | 9000 | 20.5 | 10 | 9800 | 10800 | 110.2% | 1.9 | 0 | 13.6 |  |  |  | No | R-410A | 0.75 | Residential & Commercial | Ducted CEE Tier 1
211132968 | Mini/Multi Split | MIDEA | HRCU-A-CB | 38MARBQ24AA3 |  | Mini-Splits(Ducted) | 40MBDAQ24XH3 |  | 24000 | 19.2 | 11.1 | 25000 | 24000 | 96% | 2 | 0 | 12 |  |  |  | No | R-410A | 2 | Residential & Commercial | Ducted CEE Tier 1
211132970 | Mini/Multi Split | MIDEA | HRCU-A-CB | 38MARBQ12AA3 |  | Mini-Splits(Ducted) | 40MBDAQ12XH3 |  | 12000 | 20 | 9.5 | 12000 | 12000 | 100% | 1.85 | 0 | 12 |  |  |  | No | R-410A | 1 | Residential & Commercial | Ducted CEE Tier 1
211132679 | Mini/Multi Split | ARCOAIRE | HRCU-A-CB | DLCSRBH18AAK |  | Mini-Splits(Ducted) | DLFSDAH18XHK |  | 17500 | 18 | 10.8 | 19000 | 18000 | 94.74% | 2.2 | 0 | 12.1 |  |  |  | No | R-410A | 1.4583 | Residential & Commercial | Ducted CEE Tier 1
211132680 | Mini/Multi Split | ARCOAIRE | HRCU-A-CB | DLCSRBH09AAK |  | Mini-Splits(Ducted) | DLFSDAH09XHK |  | 9000 | 20.5 | 10 | 9800 | 10800 | 110.2% | 1.9 | 0 | 13.6 |  |  |  | No | R-410A | 0.75 | Residential & Commercial | Ducted CEE Tier 1
211132681 | Mini/Multi Split | ARCOAIRE | HRCU-A-CB | DLCSRBH12AAK |  | Mini-Splits(Ducted) | DLFSDAH12XHK |  | 12000 | 20 | 9.5 | 12000 | 12000 | 100% | 1.85 | 0 | 12 |  |  |  | No | R-410A | 1 | Residential & Commercial | Ducted CEE Tier 1
211132682 | Mini/Multi Split | COMFORTMAKER | HRCU-A-CB | DLCSRBH18AAK |  | Mini-Splits(Ducted) | DLFSDAH18XHK |  | 17500 | 18 | 10.8 | 19000 | 18000 | 94.74% | 2.2 | 0 | 12.1 |  |  |  | No | R-410A | 1.4583 | Residential & Commercial | Ducted CEE Tier 1
211132683 | Mini/Multi Split | COMFORTMAKER | HRCU-A-CB | DLCSRBH09AAK |  | Mini-Splits(Ducted) | DLFSDAH09XHK |  | 9000 | 20.5 | 10 | 9800 | 10800 | 110.2% | 1.9 | 0 | 13.6 |  |  |  | No | R-410A | 0.75 | Residential & Commercial | Ducted CEE Tier 1
211132684 | Mini/Multi Split | COMFORTMAKER | HRCU-A-CB | DLCSRBH12AAK |  | Mini-Splits(Ducted) | DLFSDAH12XHK |  | 12000 | 20 | 9.5 | 12000 | 12000 | 100% | 1.85 | 0 | 12 |  |  |  | No | R-410A | 1 | Residential & Commercial | Ducted CEE Tier 1
211132685 | Mini/Multi Split | DAY & NIGHT | HRCU-A-CB | DLCSRBH18AAK |  | Mini-Splits(Ducted) | DLFSDAH18XHK |  | 17500 | 18 | 10.8 | 19000 | 18000 | 94.74% | 2.2 | 0 | 12.1 |  |  |  | No | R-410A | 1.4583 | Residential & Commercial | Ducted CEE Tier 1
211132686 | Mini/Multi Split | DAY & NIGHT | HRCU-A-CB | DLCSRBH09AAK |  | Mini-Splits(Ducted) | DLFSDAH09XHK |  | 9000 | 20.5 | 10 | 9800 | 10800 | 110.2% | 1.9 | 0 | 13.6 |  |  |  | No | R-410A | 0.75 | Residential & Commercial | Ducted CEE Tier 1
211132687 | Mini/Multi Split | DAY & NIGHT | HRCU-A-CB | DLCSRBH12AAK |  | Mini-Splits(Ducted) | DLFSDAH12XHK |  | 12000 | 20 | 9.5 | 12000 | 12000 | 100% | 1.85 | 0 | 12 |  |  |  | No | R-410A | 1 | Residential & Commercial | Ducted CEE Tier 1
211132688 | Mini/Multi Split | HEIL | HRCU-A-CB | DLCSRBH18AAK |  | Mini-Splits(Ducted) | DLFSDAH18XHK |  | 17500 | 18 | 10.8 | 19000 | 18000 | 94.74% | 2.2 | 0 | 12.1 |  |  |  | No | R-410A | 1.4583 | Residential & Commercial | Ducted CEE Tier 1
211132689 | Mini/Multi Split | HEIL | HRCU-A-CB | DLCSRBH09AAK |  | Mini-Splits(Ducted) | DLFSDAH09XHK |  | 9000 | 20.5 | 10 | 9800 | 10800 | 110.2% | 1.9 | 0 | 13.6 |  |  |  | No | R-410A | 0.75 | Residential & Commercial | Ducted CEE Tier 1
211132690 | Mini/Multi Split | HEIL | HRCU-A-CB | DLCSRBH12AAK |  | Mini-Splits(Ducted) | DLFSDAH12XHK |  | 12000 | 20 | 9.5 | 12000 | 12000 | 100% | 1.85 | 0 | 12 |  |  |  | No | R-410A | 1 | Residential & Commercial | Ducted CEE Tier 1
211132691 | Mini/Multi Split | KEEPRITE | HRCU-A-CB | DLCSRBH18AAK |  | Mini-Splits(Ducted) | DLFSDAH18XHK |  | 17500 | 18 | 10.8 | 19000 | 18000 | 94.74% | 2.2 | 0 | 12.1 |  |  |  | No | R-410A | 1.4583 | Residential & Commercial | Ducted CEE Tier 1
211132692 | Mini/Multi Split | KEEPRITE | HRCU-A-CB | DLCSRBH09AAK |  | Mini-Splits(Ducted) | DLFSDAH09XHK |  | 9000 | 20.5 | 10 | 9800 | 10800 | 110.2% | 1.9 | 0 | 13.6 |  |  |  | No | R-410A | 0.75 | Residential & Commercial | Ducted CEE Tier 1
211132693 | Mini/Multi Split | KEEPRITE | HRCU-A-CB | DLCSRBH12AAK |  | Mini-Splits(Ducted) | DLFSDAH12XHK |  | 12000 | 20 | 9.5 | 12000 | 12000 | 100% | 1.85 | 0 | 12 |  |  |  | No | R-410A | 1 | Residential & Commercial | Ducted CEE Tier 1
211132694 | Mini/Multi Split | KENMORE | HRCU-A-CB | DLCSRBH18AAK |  | Mini-Splits(Ducted) | DLFSDAH18XHK |  | 17500 | 18 | 10.8 | 19000 | 18000 | 94.74% | 2.2 | 0 | 12.1 |  |  |  | No | R-410A | 1.4583 | Residential & Commercial | Ducted CEE Tier 1
211132695 | Mini/Multi Split | KENMORE | HRCU-A-CB | DLCSRBH09AAK |  | Mini-Splits(Ducted) | DLFSDAH09XHK |  | 9000 | 20.5 | 10 | 9800 | 10800 | 110.2% | 1.9 | 0 | 13.6 |  |  |  | No | R-410A | 0.75 | Residential & Commercial | Ducted CEE Tier 1
211132696 | Mini/Multi Split | KENMORE | HRCU-A-CB | DLCSRBH12AAK |  | Mini-Splits(Ducted) | DLFSDAH12XHK |  | 12000 | 20 | 9.5 | 12000 | 12000 | 100% | 1.85 | 0 | 12 |  |  |  | No | R-410A | 1 | Residential & Commercial | Ducted CEE Tier 1
211132697 | Mini/Multi Split | MIDEA | HRCU-A-CB | DLCSRBH18AAK |  | Mini-Splits(Ducted) | DLFSDAH18XHK |  | 17500 | 18 | 10.8 | 19000 | 18000 | 94.74% | 2.2 | 0 | 12.1 |  |  |  | No | R-410A | 1.4583 | Residential & Commercial | Ducted CEE Tier 1
211132698 | Mini/Multi Split | MIDEA | HRCU-A-CB | DLCSRBH09AAK |  | Mini-Splits(Ducted) | DLFSDAH09XHK |  | 9000 | 20.5 | 10 | 9800 | 10800 | 110.2% | 1.9 | 0 | 13.6 |  |  |  | No | R-410A | 0.75 | Residential & Commercial | Ducted CEE Tier 1
211132699 | Mini/Multi Split | MIDEA | HRCU-A-CB | DLCSRBH12AAK |  | Mini-Splits(Ducted) | DLFSDAH12XHK |  | 12000 | 20 | 9.5 | 12000 | 12000 | 100% | 1.85 | 0 | 12 |  |  |  | No | R-410A | 1 | Residential & Commercial | Ducted CEE Tier 1
211132700 | Mini/Multi Split | TEMPSTAR | HRCU-A-CB | DLCSRBH18AAK |  | Mini-Splits(Ducted) | DLFSDAH18XHK |  | 17500 | 18 | 10.8 | 19000 | 18000 | 94.74% | 2.2 | 0 | 12.1 |  |  |  | No | R-410A | 1.4583 | Residential & Commercial | Ducted CEE Tier 1
211132701 | Mini/Multi Split | TEMPSTAR | HRCU-A-CB | DLCSRBH09AAK |  | Mini-Splits(Ducted) | DLFSDAH09XHK |  | 9000 | 20.5 | 10 | 9800 | 10800 | 110.2% | 1.9 | 0 | 13.6 |  |  |  | No | R-410A | 0.75 | Residential & Commercial | Ducted CEE Tier 1
211132702 | Mini/Multi Split | TEMPSTAR | HRCU-A-CB | DLCSRBH12AAK |  | Mini-Splits(Ducted) | DLFSDAH12XHK |  | 12000 | 20 | 9.5 | 12000 | 12000 | 100% | 1.85 | 0 | 12 |  |  |  | No | R-410A | 1 | Residential & Commercial | Ducted CEE Tier 1
211132703 | Mini/Multi Split | SMART COMFORT | HRCU-A-CB | DLCSRBH18AAK |  | Mini-Splits(Ducted) | DLFSDAH18XHK |  | 17500 | 18 | 10.8 | 19000 | 18000 | 94.74% | 2.2 | 0 | 12.1 |  |  |  | No | R-410A | 1.4583 | Residential & Commercial | Ducted CEE Tier 1
211132704 | Mini/Multi Split | SMART COMFORT | HRCU-A-CB | DLCSRBH09AAK |  | Mini-Splits(Ducted) | DLFSDAH09XHK |  | 9000 | 20.5 | 10 | 9800 | 10800 | 110.2% | 1.9 | 0 | 13.6 |  |  |  | No | R-410A | 0.75 | Residential & Commercial | Ducted CEE Tier 1
211132705 | Mini/Multi Split | SMART COMFORT | HRCU-A-CB | DLCSRBH12AAK |  | Mini-Splits(Ducted) | DLFSDAH12XHK |  | 12000 | 20 | 9.5 | 12000 | 12000 | 100% | 1.85 | 0 | 12 |  |  |  | No | R-410A | 1 | Residential & Commercial | Ducted CEE Tier 1
211132706 | Mini/Multi Split | AIRQUEST | HRCU-A-CB | DLCSRBH18AAK |  | Mini-Splits(Ducted) | DLFSDAH18XHK |  | 17500 | 18 | 10.8 | 19000 | 18000 | 94.74% | 2.2 | 0 | 12.1 |  |  |  | No | R-410A | 1.4583 | Residential & Commercial | Ducted CEE Tier 1
211132707 | Mini/Multi Split | AIRQUEST | HRCU-A-CB | DLCSRBH09AAK |  | Mini-Splits(Ducted) | DLFSDAH09XHK |  | 9000 | 20.5 | 10 | 9800 | 10800 | 110.2% | 1.9 | 0 | 13.6 |  |  |  | No | R-410A | 0.75 | Residential & Commercial | Ducted CEE Tier 1
211132708 | Mini/Multi Split | AIRQUEST | HRCU-A-CB | DLCSRBH12AAK |  | Mini-Splits(Ducted) | DLFSDAH12XHK |  | 12000 | 20 | 9.5 | 12000 | 12000 | 100% | 1.85 | 0 | 12 |  |  |  | No | R-410A | 1 | Residential & Commercial | Ducted CEE Tier 1
211132712 | Mini/Multi Split | ARCOAIRE | HRCU-A-CB | DLCSRBH24AAK |  | Mini-Splits(Ducted) | DLFSDAH24XHK |  | 24000 | 19.2 | 11.1 | 25000 | 24000 | 96% | 2 | 0 | 12 |  |  |  | No | R-410A | 2 | Residential & Commercial | Ducted CEE Tier 1
211132716 | Mini/Multi Split | COMFORTMAKER | HRCU-A-CB | DLCSRBH24AAK |  | Mini-Splits(Ducted) | DLFSDAH24XHK |  | 24000 | 19.2 | 11.1 | 25000 | 24000 | 96% | 2 | 0 | 12 |  |  |  | No | R-410A | 2 | Residential & Commercial | Ducted CEE Tier 1
211132720 | Mini/Multi Split | DAY & NIGHT | HRCU-A-CB | DLCSRBH24AAK |  | Mini-Splits(Ducted) | DLFSDAH24XHK |  | 24000 | 19.2 | 11.1 | 25000 | 24000 | 96% | 2 | 0 | 12 |  |  |  | No | R-410A | 2 | Residential & Commercial | Ducted CEE Tier 1
211132724 | Mini/Multi Split | HEIL | HRCU-A-CB | DLCSRBH24AAK |  | Mini-Splits(Ducted) | DLFSDAH24XHK |  | 24000 | 19.2 | 11.1 | 25000 | 24000 | 96% | 2 | 0 | 12 |  |  |  | No | R-410A | 2 | Residential & Commercial | Ducted CEE Tier 1
211132728 | Mini/Multi Split | KEEPRITE | HRCU-A-CB | DLCSRBH24AAK |  | Mini-Splits(Ducted) | DLFSDAH24XHK |  | 24000 | 19.2 | 11.1 | 25000 | 24000 | 96% | 2 | 0 | 12 |  |  |  | No | R-410A | 2 | Residential & Commercial | Ducted CEE Tier 1
211132732 | Mini/Multi Split | KENMORE | HRCU-A-CB | DLCSRBH24AAK |  | Mini-Splits(Ducted) | DLFSDAH24XHK |  | 24000 | 19.2 | 11.1 | 25000 | 24000 | 96% | 2 | 0 | 12 |  |  |  | No | R-410A | 2 | Residential & Commercial | Ducted CEE Tier 1
211132736 | Mini/Multi Split | MIDEA | HRCU-A-CB | DLCSRBH24AAK |  | Mini-Splits(Ducted) | DLFSDAH24XHK |  | 24000 | 19.2 | 11.1 | 25000 | 24000 | 96% | 2 | 0 | 12 |  |  |  | No | R-410A | 2 | Residential & Commercial | Ducted CEE Tier 1
213216531 | Mini/Multi Split | RHEEM | HRCU-A-CB | RP1724HJVXA |  | Mini-Splits(Ducted) | RHMVZ2421MNAUNJ |  | 24000 | 17.6 | 9.2 | 27000 | 19800 | 73.33% | 1.8 | 12 | 11.7 |  |  |  | No | R-410A | 2 | Residential & Commercial | Ducted CEE Tier 1
213216534 | Mini/Multi Split | RUUD | HRCU-A-CB | RP1724HJVXA |  | Mini-Splits(Ducted) | RHMVZ2421MNAUNJ |  | 24000 | 17.6 | 9.2 | 27000 | 19800 | 73.33% | 1.8 | 12 | 11.7 |  |  |  | No | R-410A | 2 | Residential & Commercial | Ducted CEE Tier 1
211078834 | Mini/Multi Split | FUJITSU | HRCU-A-CB | AOUH24LUAS1 |  | Mini-Splits(Ducted) | ARUH24LUAS |  | 24000 | 18.5 | 10 | 27000 | 23200 | 85.93% | 2 | 0 | 11.7 |  |  |  | No | R-410A | 2 | Residential & Commercial | Ducted CEE Tier 1
211078835 | Mini/Multi Split | FUJITSU | HRCU-A-CB | AOUH24LUAS1 |  | Mini-Splits(Ducted) | AMUG24LMAS |  | 24000 | 18.8 | 10 | 27000 | 23000 | 85.19% | 1.94 | 0 | 11.7 |  |  |  | No | R-410A | 2 | Residential & Commercial | Ducted CEE Tier 1
211078837 | Mini/Multi Split | FUJITSU | HRCU-A-CB | AOUH30LUAS1 |  | Mini-Splits(Ducted) | ARUH30LUAS |  | 30000 | 18.5 | 10 | 32000 | 28000 | 87.5% | 2.04 | 0 | 10.4 |  |  |  | No | R-410A | 2.5 | Residential & Commercial | Ducted CEE Tier 1
211078838 | Mini/Multi Split | FUJITSU | HRCU-A-CB | AOUH30LUAS1 |  | Mini-Splits(Ducted) | AMUG30LMAS |  | 30000 | 18.5 | 9.5 | 32000 | 27000 | 84.38% | 1.92 | 0 | 10 |  |  |  | No | R-410A | 2.5 | Residential & Commercial | Ducted CEE Tier 1
211078842 | Mini/Multi Split | FUJITSU | HRCU-A-CB | AOUH18LUAS1 |  | Mini-Splits(Ducted) | ARUH18LUAS |  | 17100 | 18.6 | 10 | 21600 | 16800 | 77.78% | 2.12 | 0 | 11.7 |  |  |  | No | R-410A | 1.425 | Residential & Commercial | Ducted CEE Tier 1
213362131 | Mini/Multi Split | Trane / Mitsubishi Electric | HRCU-A-CB | SUZ-KA09NAHZ* |  | Mini-Splits(Ducted) | TPEADA0091AA90A |  | 9000 | 19 | 9.9 | 12000 | 8800 | 73.33% | 3.28 | 0 | 13.4 |  |  |  | No | R-410A | 0.75 | Residential & Commercial | Ducted CEE Tier 1
213362132 | Mini/Multi Split | Mitsubishi Electric | HRCU-A-CB | SUZ-KA09NAHZ* |  | Mini-Splits(Ducted) | PEAD-A09AA9 |  | 9000 | 19 | 9.9 | 12000 | 8800 | 73.33% | 3.28 | 0 | 13.4 |  |  |  | No | R-410A | 0.75 | Residential & Commercial | Ducted CEE Tier 1
213362139 | Mini/Multi Split | Trane / Mitsubishi Electric | HRCU-A-CB | SUZ-KA12NAHZ* |  | Mini-Splits(Ducted) | TPEADA0121AA90A |  | 12000 | 20.6 | 10 | 15000 | 15000 | 100% | 2.08 | 0 | 14.1 |  |  |  | No | R-410A | 1 | Residential & Commercial | Ducted CEE Tier 1
213362140 | Mini/Multi Split | Mitsubishi Electric | HRCU-A-CB | SUZ-KA12NAHZ* |  | Mini-Splits(Ducted) | PEAD-A12AA9 |  | 12000 | 20.6 | 10 | 15000 | 15000 | 100% | 2.08 | 0 | 14.1 |  |  |  | No | R-410A | 1 | Residential & Commercial | Ducted CEE Tier 1
213362145 | Mini/Multi Split | Trane / Mitsubishi Electric | HRCU-A-CB | SUZ-KA15NAHZ* |  | Mini-Splits(Ducted) | TPEADA0151AA90A |  | 15000 | 18.3 | 9.2 | 18000 | 18000 | 100% | 1.83 | 0 | 12.5 |  |  |  | No | R-410A | 1.25 | Residential & Commercial | Ducted CEE Tier 1
213362146 | Mini/Multi Split | Mitsubishi Electric | HRCU-A-CB | SUZ-KA15NAHZ* |  | Mini-Splits(Ducted) | PEAD-A15AA9 |  | 15000 | 18.3 | 9.2 | 18000 | 18000 | 100% | 1.83 | 0 | 12.5 |  |  |  | No | R-410A | 1.25 | Residential & Commercial | Ducted CEE Tier 1
213361978 | Mini/Multi Split | LG | HRCU-A-CB | LUU360HV |  | Mini-Splits(Ducted) | LVN300HCV |  | 30000 | 17 | 9.2 | 34000 | 32600 | 95.88% | 1.8 | 0 | 12.8 |  |  |  | No | R-410A | 2.5 | Residential & Commercial | Ducted CEE Tier 1
213361979 | Mini/Multi Split | LG | HRCU-A-CB | LUU601HV |  | Mini-Splits(Ducted) | LVN420HV |  | 42000 | 17.2 | 9.3 | 48000 | 40000 | 83.33% | 2.1 | 0 | 11.7 |  |  |  | No | R-410A | 3.5 | Residential & Commercial | Ducted CEE Tier 1
213361980 | Mini/Multi Split | LG | HRCU-A-CB | LUU601HV |  | Mini-Splits(Ducted) | LVN480HV |  | 46000 | 17.5 | 9.2 | 50000 | 40500 | 81% | 2.1 | 0 | 11.7 |  |  |  | No | R-410A | 3.8333 | Residential & Commercial | Ducted CEE Tier 1
213361981 | Mini/Multi Split | LG | HRCU-A-CB | LUU601HV |  | Mini-Splits(Ducted) | LVN600HV |  | 52500 | 16.5 | 9.2 | 56500 | 41500 | 73.45% | 1.8 | 0 | 11.7 |  |  |  | No | R-410A | 4.375 | Residential & Commercial | Ducted CEE Tier 1
211034423 | Mini/Multi Split | LENNOX | HRCU-A-CB | MPC009S4S-1P |  | Mini-Splits(Ducted) | MMDB009S4-*P |  | 9000 | 19.2 | 10 | 10000 | 8000 | 80% | 2.1 | 13.5 | 12.5 |  |  |  | No | R-410A | 0.75 | Residential & Commercial | Ducted CEE Tier 1
211034424 | Mini/Multi Split | LENNOX | HRCU-A-CB | MPC012S4S-1P |  | Mini-Splits(Ducted) | MMDB012S4-*P |  | 11500 | 18.8 | 10.3 | 12000 | 8400 | 70% | 2.26 | 12.5 | 11.7 |  |  |  | No | R-410A | 0.95833 | Residential & Commercial | Ducted CEE Tier 1
211034426 | Mini/Multi Split | LENNOX | HRCU-A-CB | MPC024S4S-1P |  | Mini-Splits(Ducted) | MMDB024S4-*P |  | 23000 | 19 | 11 | 25000 | 20000 | 80% | 2.3 | 12.6 | 12.3 |  |  |  | No | R-410A | 1.9167 | Residential & Commercial | Ducted CEE Tier 1
211034444 | Mini/Multi Split | LENNOX | HRCU-A-CB | MLB009S4S-1P |  | Mini-Splits(Ducted) | MMDB009S4-*P |  | 8800 | 20.2 | 12 | 10000 | 10800 | 108% | 1.9 | 14 | 13.2 |  |  |  | No | R-410A | 0.73333 | Residential & Commercial | Ducted CEE Tier 1
211034445 | Mini/Multi Split | LENNOX | HRCU-A-CB | MLB012S4S-1P |  | Mini-Splits(Ducted) | MMDB012S4-*P |  | 11800 | 19.5 | 10 | 12500 | 12100 | 96.8% | 1.96 | 13 | 11.7 |  |  |  | No | R-410A | 0.98333 | Residential & Commercial | Ducted CEE Tier 1
211034446 | Mini/Multi Split | LENNOX | HRCU-A-CB | MLB018S4S-1P |  | Mini-Splits(Ducted) | MMDB018S4-*P |  | 17000 | 18 | 9.2 | 19000 | 17700 | 93.16% | 1.85 | 12.5 | 11.7 |  |  |  | No | R-410A | 1.4167 | Residential & Commercial | Ducted CEE Tier 1
211034447 | Mini/Multi Split | LENNOX | HRCU-A-CB | MLB024S4S-1P |  | Mini-Splits(Ducted) | MMDB024S4-*P |  | 23800 | 19.2 | 10.5 | 25000 | 27000 | 108% | 2 | 12.5 | 12 |  |  |  | No | R-410A | 1.9833 | Residential & Commercial | Ducted CEE Tier 1
211034475 | Mini/Multi Split | AirEase | HRCU-A-CB | 4DHPS209S-1P |  | Mini-Splits(Ducted) | DMD209S4-*P |  | 9000 | 19.2 | 10 | 10000 | 8000 | 80% | 2.1 | 13.5 | 12.5 |  |  |  | No | R-410A | 0.75 | Residential & Commercial | Ducted CEE Tier 1
211034476 | Mini/Multi Split | AirEase | HRCU-A-CB | 4DHP2S12S-1P |  | Mini-Splits(Ducted) | DMD212S4-*P |  | 11500 | 18.8 | 10.3 | 12000 | 8400 | 70% | 2.26 | 12.5 | 11.7 |  |  |  | No | R-410A | 0.95833 | Residential & Commercial | Ducted CEE Tier 1
211034478 | Mini/Multi Split | AirEase | HRCU-A-CB | 4DHP2S24S-1P |  | Mini-Splits(Ducted) | DMD224S4-*P |  | 23000 | 19 | 11 | 25000 | 20000 | 80% | 2.3 | 12.6 | 12.3 |  |  |  | No | R-410A | 1.9167 | Residential & Commercial | Ducted CEE Tier 1
211034501 | Mini/Multi Split | Allied | HRCU-A-CB | 4DHPS209S-1P |  | Mini-Splits(Ducted) | DMD209S4-*P |  | 9000 | 19.2 | 10 | 10000 | 8000 | 80% | 2.1 | 13.5 | 12.5 |  |  |  | No | R-410A | 0.75 | Residential & Commercial | Ducted CEE Tier 1
211034502 | Mini/Multi Split | Allied | HRCU-A-CB | 4DHP2S12S-1P |  | Mini-Splits(Ducted) | DMD212S4-*P |  | 11500 | 18.8 | 10.3 | 12000 | 8400 | 70% | 2.26 | 12.5 | 11.7 |  |  |  | No | R-410A | 0.95833 | Residential & Commercial | Ducted CEE Tier 1
211034504 | Mini/Multi Split | Allied | HRCU-A-CB | 4DHP2S24S-1P |  | Mini-Splits(Ducted) | DMD224S4-*P |  | 23000 | 19 | 11 | 25000 | 20000 | 80% | 2.3 | 12.6 | 12.3 |  |  |  | No | R-410A | 1.9167 | Residential & Commercial | Ducted CEE Tier 1
211034527 | Mini/Multi Split | Armstrong Air | HRCU-A-CB | 4DHPS209S-1P |  | Mini-Splits(Ducted) | DMD209S4-*P |  | 9000 | 19.2 | 10 | 10000 | 8000 | 80% | 2.1 | 13.5 | 12.5 |  |  |  | No | R-410A | 0.75 | Residential & Commercial | Ducted CEE Tier 1
211034528 | Mini/Multi Split | Armstrong Air | HRCU-A-CB | 4DHP2S12S-1P |  | Mini-Splits(Ducted) | DMD212S4-*P |  | 11500 | 18.8 | 10.3 | 12000 | 8400 | 70% | 2.26 | 12.5 | 11.7 |  |  |  | No | R-410A | 0.95833 | Residential & Commercial | Ducted CEE Tier 1
211034530 | Mini/Multi Split | Armstrong Air | HRCU-A-CB | 4DHP2S24S-1P |  | Mini-Splits(Ducted) | DMD224S4-*P |  | 23000 | 19 | 11 | 25000 | 20000 | 80% | 2.3 | 12.6 | 12.3 |  |  |  | No | R-410A | 1.9167 | Residential & Commercial | Ducted CEE Tier 1
211034553 | Mini/Multi Split | CONCORD | HRCU-A-CB | 4DHPS209S-1P |  | Mini-Splits(Ducted) | DMD209S4-*P |  | 9000 | 19.2 | 10 | 10000 | 8000 | 80% | 2.1 | 13.5 | 12.5 |  |  |  | No | R-410A | 0.75 | Residential & Commercial | Ducted CEE Tier 1
211034554 | Mini/Multi Split | CONCORD | HRCU-A-CB | 4DHP2S12S-1P |  | Mini-Splits(Ducted) | DMD212S4-*P |  | 11500 | 18.8 | 10.3 | 12000 | 8400 | 70% | 2.26 | 12.5 | 11.7 |  |  |  | No | R-410A | 0.95833 | Residential & Commercial | Ducted CEE Tier 1
211034556 | Mini/Multi Split | CONCORD | HRCU-A-CB | 4DHP2S24S-1P |  | Mini-Splits(Ducted) | DMD224S4-*P |  | 23000 | 19 | 11 | 25000 | 20000 | 80% | 2.3 | 12.6 | 12.3 |  |  |  | No | R-410A | 1.9167 | Residential & Commercial | Ducted CEE Tier 1
211034579 | Mini/Multi Split | DUCANE | HRCU-A-CB | 4DHPS209S-1P |  | Mini-Splits(Ducted) | DMD209S4-*P |  | 9000 | 19.2 | 10 | 10000 | 8000 | 80% | 2.1 | 13.5 | 12.5 |  |  |  | No | R-410A | 0.75 | Residential & Commercial | Ducted CEE Tier 1
211034580 | Mini/Multi Split | DUCANE | HRCU-A-CB | 4DHP2S12S-1P |  | Mini-Splits(Ducted) | DMD212S4-*P |  | 11500 | 18.8 | 10.3 | 12000 | 8400 | 70% | 2.26 | 12.5 | 11.7 |  |  |  | No | R-410A | 0.95833 | Residential & Commercial | Ducted CEE Tier 1
211034582 | Mini/Multi Split | DUCANE | HRCU-A-CB | 4DHP2S24S-1P |  | Mini-Splits(Ducted) | DMD224S4-*P |  | 23000 | 19 | 11 | 25000 | 20000 | 80% | 2.3 | 12.6 | 12.3 |  |  |  | No | R-410A | 1.9167 | Residential & Commercial | Ducted CEE Tier 1
212941749 | Mini/Multi Split | Nutech | HRCU-A-CB | NOX330-12HFN1-MW5W |  | Mini-Splits(Ducted) | NTIU-12HWFN1-M |  | 12000 | 19.5 | 10 | 12500 | 12100 | 96.8% | 1.96 | 13 | 11.7 |  |  |  | No | R-410A | 1 | Residential & Commercial | Ducted CEE Tier 1
212941750 | Mini/Multi Split | Nutech | HRCU-A-CB | NOX430-17HFN1-MT0W |  | Mini-Splits(Ducted) | NTIU-18HWFN1-M |  | 17000 | 18 | 9.5 | 19000 | 17700 | 93.16% | 1.85 | 12.5 | 11.7 |  |  |  | No | R-410A | 1.4167 | Residential & Commercial | Ducted CEE Tier 1
212941751 | Mini/Multi Split | Nutech | HRCU-A-CB | NOD30-24HFN1-MU0W |  | Mini-Splits(Ducted) | NTIU-24HWFN1-M |  | 24000 | 19.2 | 10.5 | 25000 | 27000 | 108% | 2 | 12.5 | 12 |  |  |  | No | R-410A | 2 | Residential & Commercial | Ducted CEE Tier 1
212494265 | Mini/Multi Split | DAIKIN | HRCU-A-CB | RXL18WMVJU* |  | Mini-Splits(Ducted) | FDMQ18WVJU* |  | 17600 | 15.2 | 8.5 | 21600 | 21600 | 100% | 1.8 | 0 | 10 |  |  |  | No | R-410A | 1.4667 | Residential & Commercial | Ducted CEE Tier 1
213265572 | Mini/Multi Split | Cooper&Hunter | HRCU-A-CB | CH-ES09-230VO |  | Mini-Splits(Ducted) | CH-09MDT-W |  | 9000 | 19.2 | 10.2 | 10000 | 8000 | 80% | 2.1 | 13.5 | 12.5 |  |  |  | No | R-410A | 0.75 | Residential & Commercial | Ducted CEE Tier 1
213265573 | Mini/Multi Split | Cooper&Hunter | HRCU-A-CB | CH-HPR09-230VO |  | Mini-Splits(Ducted) | CH-09MDT-W |  | 9000 | 20.2 | 12 | 10000 | 10800 | 108% | 1.9 | 14 | 13.2 |  |  |  | No | R-410A | 0.75 | Residential & Commercial | Ducted CEE Tier 1
213265574 | Mini/Multi Split | Cooper&Hunter | HRCU-A-CB | CH-ES12-230VO |  | Mini-Splits(Ducted) | CH-12MDT-W |  | 11500 | 19 | 10.3 | 12000 | 8400 | 70% | 2.26 | 12.5 | 11.7 |  |  |  | No | R-410A | 0.95833 | Residential & Commercial | Ducted CEE Tier 1
213265575 | Mini/Multi Split | Cooper&Hunter | HRCU-A-CB | CH-HPR12-230VO |  | Mini-Splits(Ducted) | CH-12MDT-W |  | 12000 | 19.5 | 10 | 12500 | 12100 | 96.8% | 1.96 | 13 | 11.7 |  |  |  | No | R-410A | 1 | Residential & Commercial | Ducted CEE Tier 1
213265577 | Mini/Multi Split | Cooper&Hunter | HRCU-A-CB | CH-HPR18-230VO |  | Mini-Splits(Ducted) | CH-18MDT-W |  | 17000 | 18 | 9.5 | 19000 | 17700 | 93.16% | 1.85 | 12.5 | 11.7 |  |  |  | No | R-410A | 1.4167 | Residential & Commercial | Ducted CEE Tier 1
213265578 | Mini/Multi Split | Cooper&Hunter | HRCU-A-CB | CH-ES24-230VO |  | Mini-Splits(Ducted) | CH-24MDT-W |  | 23000 | 19 | 11.2 | 25000 | 20000 | 80% | 2.3 | 12.6 | 12.5 |  |  |  | No | R-410A | 1.9167 | Residential & Commercial | Ducted CEE Tier 1
213265579 | Mini/Multi Split | Cooper&Hunter | HRCU-A-CB | CH-HPR24-230VO |  | Mini-Splits(Ducted) | CH-24MDT-W |  | 24000 | 19.2 | 10.5 | 25000 | 27000 | 108% | 2 | 12.5 | 12 |  |  |  | No | R-410A | 2 | Residential & Commercial | Ducted CEE Tier 1
210824722 | Mini/Multi Split | RHEEM | HRCU-A-CB | RO1HHZ12AJ8S |  | Mini-Splits(Ducted) | RIMHHZ12AJ8S |  | 12000 | 19.1 | 10.5 | 16000 | 15500 | 96.88% | 2.02 | 13.4 | 12.5 |  |  |  | No | R-410A | 1 | Residential & Commercial | Ducted CEE Tier 1
210824724 | Mini/Multi Split | RUUD | HRCU-A-CB | RO1HHZ12AJ8S |  | Mini-Splits(Ducted) | RIMHHZ12AJ8S |  | 12000 | 19.1 | 10.5 | 16000 | 15500 | 96.88% | 2.02 | 13.4 | 12.5 |  |  |  | No | R-410A | 1 | Residential & Commercial | Ducted CEE Tier 1
210824748 | Mini/Multi Split | RHEEM | HRCU-A-CB | RD16AZ36AJVUA |  | Mini-Splits(Ducted) | RHMVZ3621MNAUAJ |  | 36000 | 17.1 | 8.8 | 42000 | 32800 | 78.1% | 2 | 11.3 | 10.7 |  |  |  | No | R-410A | 3 | Residential & Commercial | Ducted CEE Tier 1
210824751 | Mini/Multi Split | RUUD | HRCU-A-CB | RD16AZ36AJVUA |  | Mini-Splits(Ducted) | RHMVZ3621MNAUAJ |  | 36000 | 17.1 | 8.8 | 42000 | 32800 | 78.1% | 2 | 11.3 | 10.7 |  |  |  | No | R-410A | 3 | Residential & Commercial | Ducted CEE Tier 1
210799581 | Mini/Multi Split | Cooper&Hunter | HRCU-A-CB | CH-ES09-230VO |  | Mini-Splits(Ducted) | CH-M09DTUI |  | 9000 | 19.2 | 10.2 | 10000 | 8000 | 80% | 2.1 | 13.5 | 12.5 |  |  |  | No | R-410A | 0.75 | Residential & Commercial | Ducted CEE Tier 1
210799583 | Mini/Multi Split | Cooper&Hunter | HRCU-A-CB | CH-ES12-230VO |  | Mini-Splits(Ducted) | CH-M12DTUI |  | 11500 | 19 | 10.3 | 12000 | 8400 | 70% | 2.26 | 12.5 | 11.7 |  |  |  | No | R-410A | 0.95833 | Residential & Commercial | Ducted CEE Tier 1
210799589 | Mini/Multi Split | Cooper&Hunter | HRCU-A-CB | CH-ES24-230VO |  | Mini-Splits(Ducted) | CH-M24DTUI |  | 23000 | 19 | 11.2 | 25000 | 20000 | 80% | 2.3 | 12.6 | 12.5 |  |  |  | No | R-410A | 1.9167 | Residential & Commercial | Ducted CEE Tier 1
210799592 | Mini/Multi Split | Cooper&Hunter | HRCU-A-CB | CH-HPR09-230VO |  | Mini-Splits(Ducted) | CH-M09DTUI |  | 9000 | 20.2 | 12 | 10000 | 10800 | 108% | 1.9 | 14 | 13.2 |  |  |  | No | R-410A | 0.75 | Residential & Commercial | Ducted CEE Tier 1
210799594 | Mini/Multi Split | Cooper&Hunter | HRCU-A-CB | CH-HPR12-230VO |  | Mini-Splits(Ducted) | CH-M12DTUI |  | 12000 | 19.5 | 10 | 12500 | 12100 | 96.8% | 1.96 | 13 | 11.7 |  |  |  | No | R-410A | 1 | Residential & Commercial | Ducted CEE Tier 1
210799597 | Mini/Multi Split | Cooper&Hunter | HRCU-A-CB | CH-HPR18-230VO |  | Mini-Splits(Ducted) | CH-M18DTUI |  | 17000 | 18 | 9.5 | 19000 | 17700 | 93.16% | 1.85 | 12.5 | 11.7 |  |  |  | No | R-410A | 1.4167 | Residential & Commercial | Ducted CEE Tier 1
210799600 | Mini/Multi Split | Cooper&Hunter | HRCU-A-CB | CH-HPR24-230VO |  | Mini-Splits(Ducted) | CH-M24DTUI |  | 24000 | 19.2 | 10.5 | 25000 | 27000 | 108% | 2 | 12.5 | 12 |  |  |  | No | R-410A | 2 | Residential & Commercial | Ducted CEE Tier 1
210799486 | Mini/Multi Split | Cooper&Hunter | HRCU-A-CB | CH-HYP09SPH230VO |  | Mini-Splits(Ducted) | CH-M09DTUI |  | 9000 | 18.5 | 11.5 | 10000 | 10800 | 108% | 1.9 | 13.5 | 12.1 |  |  |  | No | R-410A | 0.75 | Residential & Commercial | Ducted CEE Tier 1
210799487 | Mini/Multi Split | Cooper&Hunter | HRCU-A-CB | CH-09SPH-230VO |  | Mini-Splits(Ducted) | CH-M09DTUI |  | 9000 | 18.7 | 9.8 | 10000 | 8000 | 80% | 1.98 | 13.5 | 12.1 |  |  |  | No | R-410A | 0.75 | Residential & Commercial | Ducted CEE Tier 1
210799488 | Mini/Multi Split | Cooper&Hunter | HRCU-A-CB | CH-HYP12SPH230VO |  | Mini-Splits(Ducted) | CH-M12DTUI |  | 12000 | 19 | 10 | 12000 | 11800 | 98.33% | 1.75 | 12.5 | 11.7 |  |  |  | No | R-410A | 1 | Residential & Commercial | Ducted CEE Tier 1
210799489 | Mini/Multi Split | Cooper&Hunter | HRCU-A-CB | CH-12SPH-230VO |  | Mini-Splits(Ducted) | CH-M12DTUI |  | 11500 | 19 | 10 | 12000 | 8400 | 70% | 1.9 | 12.5 | 11.7 |  |  |  | No | R-410A | 0.95833 | Residential & Commercial | Ducted CEE Tier 1
210799492 | Mini/Multi Split | Cooper&Hunter | HRCU-A-CB | CH-24LCU/O |  | Mini-Splits(Ducted) | CH-M24DTUI |  | 24000 | 19.2 | 10.5 | 24000 | 24000 | 100% | 1.9 | 12.5 | 11.7 |  |  |  | No | R-410A | 2 | Residential & Commercial | Ducted CEE Tier 1
210799493 | Mini/Multi Split | Cooper&Hunter | HRCU-A-CB | CH-HYP24SPH230VO |  | Mini-Splits(Ducted) | CH-M24DTUI |  | 24000 | 19.2 | 10.5 | 24000 | 24000 | 100% | 1.9 | 12.5 | 11.7 |  |  |  | No | R-410A | 2 | Residential & Commercial | Ducted CEE Tier 1
210799494 | Mini/Multi Split | Cooper&Hunter | HRCU-A-CB | CH-24SPH-230VO |  | Mini-Splits(Ducted) | CH-M24DTUI |  | 23000 | 19 | 10 | 24400 | 18400 | 75.41% | 2 | 12.5 | 11.7 |  |  |  | No | R-410A | 1.9167 | Residential & Commercial | Ducted CEE Tier 1
210665610 | Mini/Multi Split | LENNOX | HRCU-A-CB | MPC009S4S-1P |  | Mini-Splits(Ducted) | MMDB009S4* |  | 9000 | 19.2 | 10 | 10000 | 8000 | 80% | 2.1 | 13.5 | 12.5 |  |  |  | No | R-410A | 0.75 | Residential & Commercial | Ducted CEE Tier 1
210665611 | Mini/Multi Split | LENNOX | HRCU-A-CB | MPC012S4S-1P |  | Mini-Splits(Ducted) | MMDB012S4* |  | 11500 | 18.8 | 10.3 | 12000 | 8400 | 70% | 2.26 | 12.5 | 11.7 |  |  |  | No | R-410A | 0.95833 | Residential & Commercial | Ducted CEE Tier 1
210665613 | Mini/Multi Split | LENNOX | HRCU-A-CB | MPC024S4S-1P |  | Mini-Splits(Ducted) | MMDB024S4* |  | 23000 | 19 | 11 | 25000 | 20000 | 80% | 2.3 | 12.6 | 12.3 |  |  |  | No | R-410A | 1.9167 | Residential & Commercial | Ducted CEE Tier 1
210665631 | Mini/Multi Split | LENNOX | HRCU-A-CB | MLB009S4S-1P |  | Mini-Splits(Ducted) | MMDB009S4* |  | 8800 | 20.2 | 12 | 10000 | 10800 | 108% | 1.9 | 14 | 13.2 |  |  |  | No | R-410A | 0.73333 | Residential & Commercial | Ducted CEE Tier 1
210665632 | Mini/Multi Split | LENNOX | HRCU-A-CB | MLB012S4S-1P |  | Mini-Splits(Ducted) | MMDB012S4* |  | 11800 | 19.5 | 10 | 12500 | 12100 | 96.8% | 1.96 | 13 | 11.7 |  |  |  | No | R-410A | 0.98333 | Residential & Commercial | Ducted CEE Tier 1
210665633 | Mini/Multi Split | LENNOX | HRCU-A-CB | MLB018S4S-1P |  | Mini-Splits(Ducted) | MMDB018S4* |  | 17000 | 18 | 9.2 | 19000 | 17700 | 93.16% | 1.85 | 12.5 | 11.7 |  |  |  | No | R-410A | 1.4167 | Residential & Commercial | Ducted CEE Tier 1
210665634 | Mini/Multi Split | LENNOX | HRCU-A-CB | MLB024S4S-1P |  | Mini-Splits(Ducted) | MMDB024S4* |  | 23800 | 19.2 | 10.5 | 25000 | 27000 | 108% | 2 | 12.5 | 12 |  |  |  | No | R-410A | 1.9833 | Residential & Commercial | Ducted CEE Tier 1
210799455 | Mini/Multi Split | Cooper&Hunter | HRCU-A-CB | CH-09SPH-230VO |  | Mini-Splits(Ducted) | CH-09LCDTU/I |  | 9000 | 18.7 | 9.8 | 10000 | 8000 | 80% | 1.98 | 13.5 | 12.1 |  |  |  | No | R-410A | 0.75 | Residential & Commercial | Ducted CEE Tier 1
210799456 | Mini/Multi Split | Cooper&Hunter | HRCU-A-CB | CH-12SPH-230VO |  | Mini-Splits(Ducted) | CH-12LCDTU/I |  | 11500 | 19 | 10 | 12000 | 8400 | 70% | 1.9 | 12.5 | 11.7 |  |  |  | No | R-410A | 0.95833 | Residential & Commercial | Ducted CEE Tier 1
210799458 | Mini/Multi Split | Cooper&Hunter | HRCU-A-CB | CH-24SPH-230VO |  | Mini-Splits(Ducted) | CH-24LCDTU/I |  | 23000 | 19 | 10 | 24400 | 18400 | 75.41% | 2 | 12.5 | 11.7 |  |  |  | No | R-410A | 1.9167 | Residential & Commercial | Ducted CEE Tier 1
210799459 | Mini/Multi Split | Cooper&Hunter | HRCU-A-CB | CH-09DKT230VO |  | Mini-Splits(Ducted) | CH-09LCDTU/I |  | 9000 | 18.5 | 11.5 | 10000 | 10800 | 108% | 1.9 | 13.5 | 12.1 |  |  |  | No | R-410A | 0.75 | Residential & Commercial | Ducted CEE Tier 1
210799460 | Mini/Multi Split | Cooper&Hunter | HRCU-A-CB | CH-12DKT230VO |  | Mini-Splits(Ducted) | CH-12LCDTU/I |  | 12000 | 19 | 10 | 12000 | 11800 | 98.33% | 1.75 | 12.5 | 11.7 |  |  |  | No | R-410A | 1 | Residential & Commercial | Ducted CEE Tier 1
210799462 | Mini/Multi Split | Cooper&Hunter | HRCU-A-CB | CH-24DKT230VO |  | Mini-Splits(Ducted) | CH-24LCDTU/I |  | 24000 | 19.2 | 10.5 | 24000 | 24000 | 100% | 1.9 | 12.5 | 11.7 |  |  |  | No | R-410A | 2 | Residential & Commercial | Ducted CEE Tier 1
210799425 | Mini/Multi Split | Cooper&Hunter | HRCU-A-CB | CH-24LCDTU/O |  | Mini-Splits(Ducted) | CH-24LCDTU/I |  | 24000 | 19.2 | 10.5 | 24000 | 24000 | 100% | 1.9 | 12.5 | 11.7 |  |  |  | No | R-410A | 2 | Residential & Commercial | Ducted CEE Tier 1
210799429 | Mini/Multi Split | Cooper&Hunter | HRCU-A-CB | CH-24LCU/O |  | Mini-Splits(Ducted) | CH-24LCDTU/I |  | 24000 | 19.2 | 10.5 | 24000 | 24000 | 100% | 1.9 | 12.5 | 11.7 |  |  |  | No | R-410A | 2 | Residential & Commercial | Ducted CEE Tier 1
210799435 | Mini/Multi Split | Cooper&Hunter | HRCU-A-CB | CH-09LCU/O |  | Mini-Splits(Ducted) | CH-09LCDTU/I |  | 9000 | 18.7 | 9.8 | 10000 | 8000 | 80% | 1.98 | 13.5 | 12.1 |  |  |  | No | R-410A | 0.75 | Residential & Commercial | Ducted CEE Tier 1
210799436 | Mini/Multi Split | Cooper&Hunter | HRCU-A-CB | CH-12LCU/O |  | Mini-Splits(Ducted) | CH-12LCDTU/I |  | 11500 | 19 | 10 | 12000 | 8400 | 70% | 1.9 | 12.5 | 11.7 |  |  |  | No | R-410A | 0.95833 | Residential & Commercial | Ducted CEE Tier 1
210644033 | Mini/Multi Split | MDV | HRCU-A-CB | MOX230-09HFN1-MW5W-L |  | Mini-Splits(Ducted) | MTIU-09HWFN1-M |  | 9000 | 19.2 | 10 | 10000 | 8000 | 80% | 2.1 | 13.5 | 12.5 |  |  |  | No | R-410A | 0.75 | Residential & Commercial | Ducted CEE Tier 1
210644039 | Mini/Multi Split | MDV | HRCU-A-CB | MOD30-24HFN1-MU0W-L |  | Mini-Splits(Ducted) | MTIU-24HWFN1-M |  | 23800 | 19.2 | 10.5 | 25000 | 27000 | 108% | 2 | 12.5 | 12 |  |  |  | No | R-410A | 1.9833 | Residential & Commercial | Ducted CEE Tier 1
210568239 | Mini/Multi Split | COMFORT-AIRE | HRCU-A-CB | A-VMH18SV-1 |  | Mini-Splits(Ducted) | B-VMH18DU-1 |  | 17000 | 18 | 9.5 | 19000 | 17700 | 93.16% | 1.85 | 12.5 | 11.7 |  |  |  | No | R-410A | 1.4167 | Residential & Commercial | Ducted CEE Tier 1
210568243 | Mini/Multi Split | COMFORT-AIRE | HRCU-A-CB | A-VMH24SV-1 |  | Mini-Splits(Ducted) | B-VMH24DU-1 |  | 24000 | 19.2 | 10.5 | 25000 | 27000 | 108% | 2 | 12.5 | 12 |  |  |  | No | R-410A | 2 | Residential & Commercial | Ducted CEE Tier 1
210568245 | Mini/Multi Split | COMFORT-AIRE | HRCU-A-CB | A-VMH09SV-1 |  | Mini-Splits(Ducted) | B-VMH09DU-1 |  | 9000 | 20.2 | 12 | 10000 | 10800 | 108% | 1.9 | 14 | 13.2 |  |  |  | No | R-410A | 0.75 | Residential & Commercial | Ducted CEE Tier 1
210568246 | Mini/Multi Split | COMFORT-AIRE | HRCU-A-CB | A-VMH12SV-1 |  | Mini-Splits(Ducted) | B-VMH12DU-1 |  | 12000 | 19.5 | 10 | 12500 | 12100 | 96.8% | 1.96 | 13 | 11.7 |  |  |  | No | R-410A | 1 | Residential & Commercial | Ducted CEE Tier 1
210568247 | Mini/Multi Split | KERR | HRCU-A-CB | A-KMH24SV-1 |  | Mini-Splits(Ducted) | B-KMH24DU-1 |  | 24000 | 19.2 | 10.5 | 25000 | 27000 | 108% | 2 | 12.5 | 12 |  |  |  | No | R-410A | 2 | Residential & Commercial | Ducted CEE Tier 1
210568253 | Mini/Multi Split | KERR | HRCU-A-CB | A-KMH18SV-1 |  | Mini-Splits(Ducted) | B-KMH18DU-1 |  | 17000 | 18 | 9.5 | 19000 | 17700 | 93.16% | 1.85 | 12.5 | 11.7 |  |  |  | No | R-410A | 1.4167 | Residential & Commercial | Ducted CEE Tier 1
210568255 | Mini/Multi Split | KERR | HRCU-A-CB | A-KMH09SV-1 |  | Mini-Splits(Ducted) | B-KMH09DU-1 |  | 9000 | 20.2 | 12 | 10000 | 10800 | 108% | 1.9 | 14 | 13.2 |  |  |  | No | R-410A | 0.75 | Residential & Commercial | Ducted CEE Tier 1
210568257 | Mini/Multi Split | KERR | HRCU-A-CB | A-KMH12SV-1 |  | Mini-Splits(Ducted) | B-KMH12DU-1 |  | 12000 | 19.5 | 10 | 12500 | 12100 | 96.8% | 1.96 | 13 | 11.7 |  |  |  | No | R-410A | 1 | Residential & Commercial | Ducted CEE Tier 1
213362201 | Mini/Multi Split | Trane / Mitsubishi Electric | HRCU-A-CB | PUZ-HA24NHA**** |  | Mini-Splits(Ducted) | TPEADA0241AA90A |  | 24000 | 16.7 | 9.4 | 28000 | 25000 | 89.29% | 2.08 | 0 | 11.7 |  |  |  | No | R-410A | 2 | Residential & Commercial | Ducted CEE Tier 1
210568115 | Mini/Multi Split | Durastar | HRCU-A-CB | DRA1H09S1A |  | Mini-Splits(Ducted) | DRAD09F1A |  | 9000 | 20.2 | 12 | 10000 | 10800 | 108% | 1.9 | 14 | 13.2 |  |  |  | No | R-410A | 0.75 | Residential & Commercial | Ducted CEE Tier 1
210568116 | Mini/Multi Split | Durastar | HRCU-A-CB | DRA1H12S1A |  | Mini-Splits(Ducted) | DRAD12F1A |  | 12000 | 19.5 | 10 | 12500 | 12100 | 96.8% | 1.96 | 13 | 11.7 |  |  |  | No | R-410A | 1 | Residential & Commercial | Ducted CEE Tier 1
210568117 | Mini/Multi Split | Durastar | HRCU-A-CB | DRA1H18S1A |  | Mini-Splits(Ducted) | DRAD18F1A |  | 17000 | 18 | 9.5 | 19000 | 17700 | 93.16% | 1.85 | 12.5 | 11.7 |  |  |  | No | R-410A | 1.4167 | Residential & Commercial | Ducted CEE Tier 1
210568118 | Mini/Multi Split | Durastar | HRCU-A-CB | DRA1H24S1A |  | Mini-Splits(Ducted) | DRAD24F1A |  | 24000 | 19.2 | 10.5 | 25000 | 27000 | 108% | 2 | 12.5 | 12 |  |  |  | No | R-410A | 2 | Residential & Commercial | Ducted CEE Tier 1
210435437 | Mini/Multi Split | Mitsubishi Electric | HRCU-A-C | PUZ-HA30NKA* |  | Mini-Splits(Ducted) | PAA-A30AA1 |  | 30000 | 18 | 8.9 | 35400 | 35400 | 100% | 1.75 | 12.5 | 12 |  |  |  | No | R-410A | 2.5 | Residential & Commercial | Ducted CEE Tier 1
210435438 | Mini/Multi Split | Mitsubishi Electric | HRCU-A-C | PUZ-HA30NKA* |  | Mini-Splits(Ducted) | PAA-A30BA1 |  | 30000 | 18 | 8.9 | 35400 | 35400 | 100% | 1.75 | 12.5 | 12 |  |  |  | No | R-410A | 2.5 | Residential & Commercial | Ducted CEE Tier 1
210435439 | Mini/Multi Split | Mitsubishi Electric | HRCU-A-C | PUZ-HA36NKA* |  | Mini-Splits(Ducted) | PAA-A36CA1 |  | 36000 | 15.3 | 9.5 | 42000 | 42000 | 100% | 1.8 | 11 | 10.5 |  |  |  | No | R-410A | 3 | Residential & Commercial | Ducted CEE Tier 1
210446125 | Mini/Multi Split | Mitsubishi Electric | HRCU-A-CB | PUZ-HA24NHA1*** |  | Mini-Splits(Ducted) | PVA-A24AA* |  | 24000 | 19 | 9.4 | 28000 | 26000 | 92.86% | 1.9 | 0 | 11.4 |  |  |  | No | R-410A | 2 | Residential & Commercial | Ducted CEE Tier 1
210299303 | Mini/Multi Split | MDV | HRCU-A-CB | MOX330-09HFN1-MY5W |  | Mini-Splits(Ducted) | MTI-09HWFN1-MSS8 |  | 9000 | 20.5 | 10 | 9800 | 10800 | 110.2% | 1.9 | 0 | 13.6 |  |  |  | No | R-410A | 0.75 | Residential & Commercial | Ducted CEE Tier 1
210299304 | Mini/Multi Split | MDV | HRCU-A-CB | MOX330-12HFN1-MW5W |  | Mini-Splits(Ducted) | MTI-12HWFN1-MST0 |  | 12000 | 20 | 9.5 | 12000 | 12000 | 100% | 1.85 | 0 | 12 |  |  |  | No | R-410A | 1 | Residential & Commercial | Ducted CEE Tier 1
210299844 | Mini/Multi Split | MDV | HRCU-A-CB | MOD30-24HFN1-MU0W |  | Mini-Splits(Ducted) | MTI-24HWFN1-MSP5 |  | 24000 | 19.2 | 11.1 | 25000 | 24000 | 96% | 2 | 0 | 12 |  |  |  | No | R-410A | 2 | Residential & Commercial | Ducted CEE Tier 1
210299845 | Mini/Multi Split | MDV | HRCU-A-CB | MOX430-17HFN1-MT0W |  | Mini-Splits(Ducted) | MTI-18HWFN1-MSP0 |  | 17500 | 18 | 10.8 | 19000 | 18000 | 94.74% | 2.2 | 0 | 12.1 |  |  |  | No | R-410A | 1.4583 | Residential & Commercial | Ducted CEE Tier 1
210135401 | Mini/Multi Split | MDV | HRCU-A-CB | MOE30U-48HFN1-M[X] |  | Mini-Splits(Ducted) | MHG-48HWFN1-MW |  | 48000 | 16.5 | 10.3 | 57000 | 53000 | 92.98% | 1.97 | 11.7 | 11 |  |  |  | No | R-410A | 4 | Residential & Commercial | Ducted CEE Tier 1
214813275 | Central HP <5.4 tons | CARRIER | HRCU-A-CB (Split System: Heat Pump with Remote Outdoor Unit-Air-Source) | 38MURAQ18AB3* | AspenPRO |  | RE(S,T)244 |  | 16800 | 15.2 | 8.2 | 19100 | 18300 | 95.81% | 2.2 | 0 | 10 |  |  |  | No | R-410A | 1.4 | Residential & Commercial | Ducted CEE Tier 1
211176431 | Central HP <5.4 tons | COMFORT-AIRE | HRCU-A-CB (Split System: Heat Pump with Remote Outdoor Unit-Air-Source) | HRG1548S1R-**A | COMFORT-AIRE |  | MCG60T(C,D)2M | GUH96C110C5M | 44000 | 15.5 | 8.4 | 45000 | 31600 | 70.22% | 2.86 | 0 | 12.4 |  |  |  | No | R-410A | 3.6667 | Residential & Commercial | Ducted CEE Tier 1
211176427 | Central HP <5.4 tons | COMFORT-AIRE | HRCU-A-CB (Split System: Heat Pump with Remote Outdoor Unit-Air-Source) | HRG1548S1R-**A | COMFORT-AIRE |  | (M,V)CG60P(C,D)1M+TXV | GUH96C110C5M | 45000 | 15.3 | 8.1 | 45000 | 31600 | 70.22% | 2.76 | 0 | 12.3 |  |  |  | No | R-410A | 3.75 | Residential & Commercial | Ducted CEE Tier 1
215932043 | Central HP <5.4 tons | TEMPSTAR | HRCU-A-CB (Split System: Heat Pump with Remote Outdoor Unit-Air-Source) | T5H3V36*K*AAA* |  |  | EA*5X36M17A*+WALLCON | *80CSU0401712A* | 32200 | 19.5 | 9.5 | 35200 | 27200 | 77.27% | 1.98 | 0 | 11 |  |  |  | No | R-454B | 2.6833 | Residential & Commercial | Ducted CEE Tier 1
214649681 | Central HP <5.4 tons | TOSOT | HRCU-A-CB (Split System: Heat Pump with Remote Outdoor Unit-Air-Source) | TU36-24WADU | AspenPRO |  | PE(S,T)354 |  | 21600 | 15.2 | 8.1 | 23600 | 22000 | 93.22% | 1.8 | 0 | 11.2 |  |  |  | No | R-410A | 1.8 | Residential & Commercial | Ducted CEE Tier 1
213075917 | Central HP <5.4 tons | HEIL | HRCU-A-CB (Split System: Heat Pump with Remote Outdoor Unit-Air-Source) | DLCURAH36ABK |  |  | EA*4X42L24A* | *95MSU1002120A* | 35600 | 16 | 8.1 | 38500 | 35200 | 91.43% | 1.9 | 0 | 10 |  |  |  | No | R-410A | 2.9667 | Residential & Commercial | Ducted CEE Tier 1
214056948 | Central HP <5.4 tons | LUXAIRE | HRCU-A-CB (Split System: Heat Pump with Remote Outdoor Unit-Air-Source) | HMH72B341 | ASPEN |  | L(E,G)M36F4 |  | 33000 | 17 | 8.1 | 31800 | 27000 | 84.91% | 2.73 | 0 | 10 |  |  |  | No | R-410A | 2.75 | Residential & Commercial | Ducted CEE Tier 1
215434101 | Central HP <5.4 tons | GOODMAN | HRCU-A-CB (Split System: Heat Pump with Remote Outdoor Unit-Air-Source) | GZV7SA2410A* |  |  | CA*EA3626*3A* | G*VS800604BUA* | 23200 | 19 | 8.6 | 23200 | 17000 | 73.28% | 2 | 0 | 11 |  |  |  | No | R-32 | 1.9333 | Residential & Commercial | Ducted CEE Tier 1
215434116 | Central HP <5.4 tons | GOODMAN | HRCU-A-CB (Split System: Heat Pump with Remote Outdoor Unit-Air-Source) | GZV7SA2410A* |  |  | CHPEA3026*3A* | G*VM970603BNA* | 23200 | 19 | 8.6 | 23200 | 17000 | 73.28% | 2 | 0 | 11 |  |  |  | No | R-32 | 1.9333 | Residential & Commercial | Ducted CEE Tier 1
215434132 | Central HP <5.4 tons | GOODMAN | HRCU-A-CB (Split System: Heat Pump with Remote Outdoor Unit-Air-Source) | GZV7SA2410A* |  |  | CHPEA3026*3A* | G*VT960803BNA* | 23200 | 19 | 8.6 | 23200 | 17000 | 73.28% | 2 | 0 | 11 |  |  |  | No | R-32 | 1.9333 | Residential & Commercial | Ducted CEE Tier 1
216497871 | Central HP <5.4 tons | RHEEM | HRCU-A-CB (Split System: Heat Pump with Remote Outdoor Unit-Air-Source) | RD17AZ24AJ3N | ASPEN |  | D(A,C,E)24A34+TDR | R962V0403A17M4S | 20600 | 16.5 | 9 | 22400 | 16800 | 75% | 2.55 | 0 | 11 |  |  |  | No | R-410A | 1.7167 | Residential & Commercial | Ducted CEE Tier 1
211175680 | Central HP <5.4 tons | Century | HRCU-A-CB (Split System: Heat Pump with Remote Outdoor Unit-Air-Source) | HRG1536S1R-**A | CENTURY |  | MCG48T(C,D)2M | GDD96C110C5M | 35400 | 16.4 | 8.2 | 32000 | 22400 | 70% | 2.8 | 0 | 13 |  |  |  | No | R-410A | 2.95 | Residential & Commercial | Ducted CEE Tier 1
215932413 | Central HP <5.4 tons | TEMPSTAR | HRCU-A-CB (Split System: Heat Pump with Remote Outdoor Unit-Air-Source) | T5H3V36*K*AAA* |  |  | EA*5X48M21A*+WALLCON | *80CTL0451712B* | 33000 | 19.5 | 9 | 35400 | 27200 | 76.84% | 1.9 | 0 | 10.5 |  |  |  | No | R-454B | 2.75 | Residential & Commercial | Ducted CEE Tier 1
215932453 | Central HP <5.4 tons | TEMPSTAR | HRCU-A-CB (Split System: Heat Pump with Remote Outdoor Unit-Air-Source) | T5H3V36*K*AAA* |  |  | EA*5X48M21A*+WALLCON | *80CTL1102120B* | 33400 | 20.5 | 9.5 | 34400 | 26200 | 76.16% | 2.04 | 0 | 11.7 |  |  |  | No | R-454B | 2.7833 | Residential & Commercial | Ducted CEE Tier 1
215932553 | Central HP <5.4 tons | TEMPSTAR | HRCU-A-CB (Split System: Heat Pump with Remote Outdoor Unit-Air-Source) | T5H3V36*K*AAA* |  |  | EA*5X60M24A*+WALLCON | *80CTL0902120B* | 34000 | 20.5 | 9.5 | 34000 | 25800 | 75.88% | 2.06 | 0 | 12 |  |  |  | No | R-454B | 2.8333 | Residential & Commercial | Ducted CEE Tier 1
215933003 | Central HP <5.4 tons | TEMPSTAR | HRCU-A-CB (Split System: Heat Pump with Remote Outdoor Unit-Air-Source) | T5H3V36*K*AAA* |  |  | ESH5X30M12A*+WALLCON | *97CMN0601714B* | 32200 | 18 | 9 | 34800 | 26800 | 77.01% | 1.9 | 0 | 10 |  |  |  | No | R-454B | 2.6833 | Residential & Commercial | Ducted CEE Tier 1
215933153 | Central HP <5.4 tons | TEMPSTAR | HRCU-A-CB (Split System: Heat Pump with Remote Outdoor Unit-Air-Source) | T5H3V36*K*AAA* |  |  | ESH5X36M12A*+WALLCON | *95CSU0802120B* | 33200 | 18.5 | 9 | 35000 | 26800 | 76.57% | 1.92 | 0 | 11 |  |  |  | No | R-454B | 2.7667 | Residential & Commercial | Ducted CEE Tier 1
215933203 | Central HP <5.4 tons | TEMPSTAR | HRCU-A-CB (Split System: Heat Pump with Remote Outdoor Unit-Air-Source) | T5H3V36*K*AAA* |  |  | ESH5X36M12A*+WALLCON | *97CMN0802120B* | 33200 | 19 | 9 | 34800 | 26800 | 77.01% | 1.92 | 0 | 11 |  |  |  | No | R-454B | 2.7667 | Residential & Commercial | Ducted CEE Tier 1
215933273 | Central HP <5.4 tons | TEMPSTAR | HRCU-A-CB (Split System: Heat Pump with Remote Outdoor Unit-Air-Source) | T5H3V36*K*AAA* |  |  | ESH5X36M12A*+WALLCON | *96CTN1202422B* | 33400 | 19 | 9 | 34800 | 26600 | 76.44% | 1.92 | 0 | 11 |  |  |  | No | R-454B | 2.7833 | Residential & Commercial | Ducted CEE Tier 1
215934643 | Central HP <5.4 tons | TEMPSTAR | HRCU-A-CB (Split System: Heat Pump with Remote Outdoor Unit-Air-Source) | T5H3V36*K*AAA* |  |  | EVM5X25M17A*+WALLCON | *96CTN0601714B* | 34000 | 20 | 8.1 | 38000 | 27200 | 71.58% | 2 | 0 | 11 |  |  |  | No | R-454B | 2.8333 | Residential & Commercial | Ducted CEE Tier 1
215934743 | Central HP <5.4 tons | TEMPSTAR | HRCU-A-CB (Split System: Heat Pump with Remote Outdoor Unit-Air-Source) | T5H3V36*K*AAA* |  |  | EVM5X42M21A*+WALLCON | *97CMN0601714B* | 34000 | 20 | 8.1 | 38000 | 27000 | 71.05% | 2 | 0 | 11 |  |  |  | No | R-454B | 2.8333 | Residential & Commercial | Ducted CEE Tier 1
215934993 | Central HP <5.4 tons | TEMPSTAR | HRCU-A-CB (Split System: Heat Pump with Remote Outdoor Unit-Air-Source) | T5H3V36*K*AAA* |  |  | EVM5X49M21A*+WALLCON | *80CSU1002120A* | 35600 | 21.5 | 8.5 | 38000 | 28800 | 75.79% | 2.02 | 0 | 12 |  |  |  | No | R-454B | 2.9667 | Residential & Commercial | Ducted CEE Tier 1
215934123 | Central HP <5.4 tons | TEMPSTAR | HRCU-A-CB (Split System: Heat Pump with Remote Outdoor Unit-Air-Source) | T5H3V48*K*AAA* |  |  | EA*5X60M24A*+WALLCON | *80CTL1352422B* | 45000 | 21.5 | 9.5 | 48000 | 36200 | 75.42% | 2 | 0 | 11.5 |  |  |  | No | R-454B | 3.75 | Residential & Commercial | Ducted CEE Tier 1
215935043 | Central HP <5.4 tons | TEMPSTAR | HRCU-A-CB (Split System: Heat Pump with Remote Outdoor Unit-Air-Source) | T5H3V36*K*AAA* |  |  | EVM5X49M21A*+WALLCON | *80CTL0902120B* | 35600 | 22 | 8.5 | 38000 | 28400 | 74.74% | 2.04 | 0 | 12.5 |  |  |  | No | R-454B | 2.9667 | Residential & Commercial | Ducted CEE Tier 1
215935343 | Central HP <5.4 tons | TEMPSTAR | HRCU-A-CB (Split System: Heat Pump with Remote Outdoor Unit-Air-Source) | T5H3V36*K*AAA* |  |  | EVM5X60M24A*+WALLCON | *80CTL0702120B* | 35400 | 21.5 | 8.5 | 38000 | 28600 | 75.26% | 2.04 | 0 | 12 |  |  |  | No | R-454B | 2.95 | Residential & Commercial | Ducted CEE Tier 1
212984745 | Central HP <5.4 tons | CARRIER | HRCU-A-CB (Split System: Heat Pump with Remote Outdoor Unit-Air-Source) | 38MURAQ18AB3* |  |  | CNPV*2417AL* | 59SC2E080M17**16 | 17700 | 16.5 | 8.5 | 18700 | 19100 | 102.1% | 2.3 | 0 | 11 |  |  |  | No | R-410A | 1.475 | Residential & Commercial | Ducted CEE Tier 1
216055407 | Central HP <5.4 tons | LUXAIRE | HRCU-A-CB (Split System: Heat Pump with Remote Outdoor Unit-Air-Source) | HH860E2S11 | ASPEN |  | C(A,C,D,E)60A3K+TDR | Z9ES080C16SMPS1 | 41500 | 17.5 | 8.1 | 46500 | 33800 | 72.69% | 2 | 0 | 11.5 |  |  |  | No | R-454B | 3.4583 | Residential & Commercial | Ducted CEE Tier 1
216055271 | Central HP <5.4 tons | LUXAIRE | HRCU-A-CB (Split System: Heat Pump with Remote Outdoor Unit-Air-Source) | HH860E2S11 | ASPEN |  | C(A,C,D,E)48A3K+TDR | TM8V080C16MP12 | 39500 | 16.5 | 8.1 | 43500 | 33400 | 76.78% | 2 | 0 | 11.2 |  |  |  | No | R-454B | 3.2917 | Residential & Commercial | Ducted CEE Tier 1
216055296 | Central HP <5.4 tons | LUXAIRE | HRCU-A-CB (Split System: Heat Pump with Remote Outdoor Unit-Air-Source) | HH860E2S11 | ASPEN |  | C(A,C,D,E)60A3K+TDR | TM9E080C16MP12 | 41000 | 18 | 8.5 | 45000 | 34400 | 76.44% | 2 | 0 | 10.5 |  |  |  | No | R-454B | 3.4167 | Residential & Commercial | Ducted CEE Tier 1
216055298 | Central HP <5.4 tons | LUXAIRE | HRCU-A-CB (Split System: Heat Pump with Remote Outdoor Unit-Air-Source) | HH860E2S11 | ASPEN |  | C(A,C,D,E)48A3K+TDR | TM9E080C20MP12 | 41500 | 16.5 | 8.1 | 46000 | 35000 | 76.09% | 2 | 0 | 10.5 |  |  |  | No | R-454B | 3.4583 | Residential & Commercial | Ducted CEE Tier 1
216055314 | Central HP <5.4 tons | LUXAIRE | HRCU-A-CB (Split System: Heat Pump with Remote Outdoor Unit-Air-Source) | HH860E2S11 | ASPEN |  | C(A,C,D,E)60A3K+TDR | TM9V100C16MP12 | 40500 | 16.5 | 8.1 | 43500 | 33200 | 76.32% | 2 | 0 | 11.2 |  |  |  | No | R-454B | 3.375 | Residential & Commercial | Ducted CEE Tier 1
216055323 | Central HP <5.4 tons | LUXAIRE | HRCU-A-CB (Split System: Heat Pump with Remote Outdoor Unit-Air-Source) | HH860E2S11 | ASPEN |  | C(A,C,D,E)60A3K+TDR | TM9Y080C16MP11 | 40500 | 17 | 8.5 | 44000 | 33800 | 76.82% | 2 | 0 | 10.5 |  |  |  | No | R-454B | 3.375 | Residential & Commercial | Ducted CEE Tier 1
216055325 | Central HP <5.4 tons | LUXAIRE | HRCU-A-CB (Split System: Heat Pump with Remote Outdoor Unit-Air-Source) | HH860E2S11 | ASPEN |  | C(A,C,D,E)48A3K+TDR | TM9Y100C16MP11 | 39500 | 16.5 | 8.1 | 44000 | 33800 | 76.82% | 2 | 0 | 10.5 |  |  |  | No | R-454B | 3.2917 | Residential & Commercial | Ducted CEE Tier 1
214328277 | Central HP <5.4 tons | CONTINENTAL | HRCU-A-CB (Split System: Heat Pump with Remote Outdoor Unit-Air-Source) | WSEHV2436RA1-C | ADP |  | H,A,DG34936 | WPV050T3AA | 22000 | 17 | 8.5 | 23400 | 17100 | 73.08% | 1.8 | 0 | 10 |  |  |  | No | R-410A | 1.8333 | Residential & Commercial | Ducted CEE Tier 1
214328279 | Central HP <5.4 tons | CONTINENTAL | HRCU-A-CB (Split System: Heat Pump with Remote Outdoor Unit-Air-Source) | WSEHV2436RA1-C | ADP |  | H,A,DE34936 | WPV060T3AA | 22000 | 17 | 8.5 | 23400 | 17100 | 73.08% | 1.8 | 0 | 10 |  |  |  | No | R-410A | 1.8333 | Residential & Commercial | Ducted CEE Tier 1
214328294 | Central HP <5.4 tons | CONTINENTAL | HRCU-A-CB (Split System: Heat Pump with Remote Outdoor Unit-Air-Source) | WSEHV2436RA1-C | ADP |  | H,A,DG35936 | WUV060T3AA | 22000 | 17 | 8.5 | 23400 | 17100 | 73.08% | 1.8 | 0 | 10 |  |  |  | No | R-410A | 1.8333 | Residential & Commercial | Ducted CEE Tier 1
214328275 | Central HP <5.4 tons | CONTINENTAL | HRCU-A-CB (Split System: Heat Pump with Remote Outdoor Unit-Air-Source) | WSEHV2436RA1-C | ADP |  | H,A,DE34936 | WPV050T3AA | 22000 | 17 | 8.5 | 23400 | 17100 | 73.08% | 1.8 | 0 | 10 |  |  |  | No | R-410A | 1.8333 | Residential & Commercial | Ducted CEE Tier 1
214328280 | Central HP <5.4 tons | CONTINENTAL | HRCU-A-CB (Split System: Heat Pump with Remote Outdoor Unit-Air-Source) | WSEHV2436RA1-C | ADP |  | H,A,DE35936 | WPV060T3AA | 22000 | 17 | 8.5 | 23400 | 17100 | 73.08% | 1.8 | 0 | 10 |  |  |  | No | R-410A | 1.8333 | Residential & Commercial | Ducted CEE Tier 1
212985833 | Central HP <5.4 tons | CARRIER | HRCU-A-CB (Split System: Heat Pump with Remote Outdoor Unit-Air-Source) | 38MURAQ24AB3* |  |  | CNPV*2417AL* | 59SC6A026M14**10 | 23200 | 16 | 8.5 | 27000 | 25200 | 93.33% | 2.08 | 0 | 10 |  |  |  | No | R-410A | 1.9333 | Residential & Commercial | Ducted CEE Tier 1
215931955 | Central HP <5.4 tons | BRYANT HEATING AND COOLING SYSTEMS | HRCU-A-CB (Split System: Heat Pump with Remote Outdoor Unit-Air-Source) | 293VAN036**AA* |  |  | CAA**2417AM*+UI | 986TD42060C17*** | 31400 | 18.5 | 9.5 | 35000 | 26800 | 76.57% | 2 | 0 | 10 |  |  |  | No | R-454B | 2.6167 | Residential & Commercial | Ducted CEE Tier 1
215932005 | Central HP <5.4 tons | BRYANT HEATING AND COOLING SYSTEMS | HRCU-A-CB (Split System: Heat Pump with Remote Outdoor Unit-Air-Source) | 293VAN036**AA* |  |  | CAA**3017AM*+UI | 987MC42060C17*** | 31800 | 18.5 | 9 | 34600 | 26600 | 76.88% | 1.9 | 0 | 10.5 |  |  |  | No | R-454B | 2.65 | Residential & Commercial | Ducted CEE Tier 1
215932325 | Central HP <5.4 tons | BRYANT HEATING AND COOLING SYSTEMS | HRCU-A-CB (Split System: Heat Pump with Remote Outdoor Unit-Air-Source) | 293VAN036**AA* |  |  | CAA**4221AM*+UI | 987MC66100C21*** | 32800 | 20 | 9.5 | 34800 | 26600 | 76.44% | 2 | 0 | 11.5 |  |  |  | No | R-454B | 2.7333 | Residential & Commercial | Ducted CEE Tier 1
215932355 | Central HP <5.4 tons | BRYANT HEATING AND COOLING SYSTEMS | HRCU-A-CB (Split System: Heat Pump with Remote Outdoor Unit-Air-Source) | 293VAN036**AA* |  |  | CAA**4221AM*+UI | 986TD66100C21*** | 32800 | 20 | 9.5 | 34800 | 26600 | 76.44% | 2 | 0 | 11.5 |  |  |  | No | R-454B | 2.7333 | Residential & Commercial | Ducted CEE Tier 1
212499718 | Central HP <5.4 tons | LENNOX | HRCU-A-CB (Split System: Heat Pump with Remote Outdoor Unit-Air-Source) | EL22XPV-024-230A** | ADP |  | LP18/37R9 | EL280UH070E36A* | 24000 | 21 | 8.5 | 22000 | 15400 | 70% | 1.92 | 0 | 13.5 |  |  |  | No | R-410A | 2 | Residential & Commercial | Ducted CEE Tier 1
212499733 | Central HP <5.4 tons | LENNOX | HRCU-A-CB (Split System: Heat Pump with Remote Outdoor Unit-Air-Source) | EL22XPV-024-230A** | ADP |  | LH29/36X9 | EL280UH090E36B* | 24000 | 21 | 8.5 | 22000 | 15400 | 70% | 1.92 | 0 | 13.5 |  |  |  | No | R-410A | 2 | Residential & Commercial | Ducted CEE Tier 1
212499734 | Central HP <5.4 tons | LENNOX | HRCU-A-CB (Split System: Heat Pump with Remote Outdoor Unit-Air-Source) | EL22XPV-024-230A** | ADP |  | LH29/36F9 | EL280UH090E36B* | 24000 | 21 | 8.5 | 22000 | 15400 | 70% | 1.92 | 0 | 13.5 |  |  |  | No | R-410A | 2 | Residential & Commercial | Ducted CEE Tier 1
212499798 | Central HP <5.4 tons | LENNOX | HRCU-A-CB (Split System: Heat Pump with Remote Outdoor Unit-Air-Source) | EL22XPV-024-230A** | ADP |  | LP25/36R9 | EL296UH070XV36B* | 23800 | 21 | 8.5 | 22000 | 15400 | 70% | 1.92 | 0 | 13.5 |  |  |  | No | R-410A | 1.9833 | Residential & Commercial | Ducted CEE Tier 1
212499815 | Central HP <5.4 tons | LENNOX | HRCU-A-CB (Split System: Heat Pump with Remote Outdoor Unit-Air-Source) | EL22XPV-024-230A** | ADP |  | L*18/36V9 | ML180UH045E36A* | 23400 | 21 | 8.5 | 21200 | 14900 | 70.28% | 1.86 | 0 | 13.5 |  |  |  | No | R-410A | 1.95 | Residential & Commercial | Ducted CEE Tier 1
212499816 | Central HP <5.4 tons | LENNOX | HRCU-A-CB (Split System: Heat Pump with Remote Outdoor Unit-Air-Source) | EL22XPV-024-230A** | ADP |  | L*18/36T9 | ML180UH045E36A* | 23400 | 21 | 8.5 | 21200 | 14900 | 70.28% | 1.86 | 0 | 13.5 |  |  |  | No | R-410A | 1.95 | Residential & Commercial | Ducted CEE Tier 1
212499817 | Central HP <5.4 tons | LENNOX | HRCU-A-CB (Split System: Heat Pump with Remote Outdoor Unit-Air-Source) | EL22XPV-024-230A** | ADP |  | L*19/36U9 | ML180UH045E36A* | 23400 | 21 | 8.5 | 21200 | 14900 | 70.28% | 1.86 | 0 | 13.5 |  |  |  | No | R-410A | 1.95 | Residential & Commercial | Ducted CEE Tier 1
212499834 | Central HP <5.4 tons | LENNOX | HRCU-A-CB (Split System: Heat Pump with Remote Outdoor Unit-Air-Source) | EL22XPV-024-230A** | ADP |  | LP36/37R9 | ML180UH045XE36A* | 23400 | 21 | 8.5 | 21200 | 14900 | 70.28% | 1.86 | 0 | 13.5 |  |  |  | No | R-410A | 1.95 | Residential & Commercial | Ducted CEE Tier 1
216055004 | Central HP <5.4 tons | LUXAIRE | HRCU-A-CB (Split System: Heat Pump with Remote Outdoor Unit-Air-Source) | HH836E2S11 | ASPEN |  | D(A,C,E)36A4K+TDR | LP9C080C16MP13 | 30800 | 18 | 8.5 | 31400 | 25400 | 80.89% | 2 | 0 | 11 |  |  |  | No | R-454B | 2.5667 | Residential & Commercial | Ducted CEE Tier 1
216055233 | Central HP <5.4 tons | LUXAIRE | HRCU-A-CB (Split System: Heat Pump with Remote Outdoor Unit-Air-Source) | HH860E2S11 | ASPEN |  | C(A,C,D,E)60A3K+TDR | LPLC100C20MP13 | 41000 | 18 | 8.5 | 45000 | 33800 | 75.11% | 2 | 0 | 10.5 |  |  |  | No | R-454B | 3.4167 | Residential & Commercial | Ducted CEE Tier 1
216055256 | Central HP <5.4 tons | LUXAIRE | HRCU-A-CB (Split System: Heat Pump with Remote Outdoor Unit-Air-Source) | HH860E2S11 | ASPEN |  | C(A,C,D,E)48A3K+TDR | TM8E100C16MP11 | 40000 | 17.5 | 8.1 | 45000 | 34200 | 76% | 2 | 0 | 10.5 |  |  |  | No | R-454B | 3.3333 | Residential & Commercial | Ducted CEE Tier 1
216055272 | Central HP <5.4 tons | LUXAIRE | HRCU-A-CB (Split System: Heat Pump with Remote Outdoor Unit-Air-Source) | HH860E2S11 | ASPEN |  | C(A,C,D,E)60A3K+TDR | TM8V080C16MP12 | 40500 | 16.5 | 8.1 | 43500 | 33400 | 76.78% | 2 | 0 | 11.2 |  |  |  | No | R-454B | 3.375 | Residential & Commercial | Ducted CEE Tier 1
216055297 | Central HP <5.4 tons | LUXAIRE | HRCU-A-CB (Split System: Heat Pump with Remote Outdoor Unit-Air-Source) | HH860E2S11 | ASPEN |  | D(A,C,E)60A3K+TDR | TM9E080C16MP12 | 41000 | 18 | 8.5 | 45000 | 34400 | 76.44% | 2 | 0 | 10.5 |  |  |  | No | R-454B | 3.4167 | Residential & Commercial | Ducted CEE Tier 1
216055324 | Central HP <5.4 tons | LUXAIRE | HRCU-A-CB (Split System: Heat Pump with Remote Outdoor Unit-Air-Source) | HH860E2S11 | ASPEN |  | D(A,C,E)60A3K+TDR | TM9Y080C16MP11 | 40500 | 17 | 8.5 | 44000 | 33800 | 76.82% | 2 | 0 | 10.5 |  |  |  | No | R-454B | 3.375 | Residential & Commercial | Ducted CEE Tier 1
216055331 | Central HP <5.4 tons | LUXAIRE | HRCU-A-CB (Split System: Heat Pump with Remote Outdoor Unit-Air-Source) | HH860E2S11 | ASPEN |  | C(A,C,D,E)48A3K+TDR | TM9Y120D20MP11 | 40000 | 17.5 | 8.1 | 43500 | 33400 | 76.78% | 2 | 0 | 11.2 |  |  |  | No | R-454B | 3.3333 | Residential & Commercial | Ducted CEE Tier 1
216055356 | Central HP <5.4 tons | LUXAIRE | HRCU-A-CB (Split System: Heat Pump with Remote Outdoor Unit-Air-Source) | HH860E2S11 | ASPEN |  | C(A,C,D,E)60A3K+TDR | TMLV100C16MP12 | 40500 | 16.5 | 8.1 | 43500 | 33400 | 76.78% | 2 | 0 | 11.2 |  |  |  | No | R-454B | 3.375 | Residential & Commercial | Ducted CEE Tier 1
216055013 | Central HP <5.4 tons | LUXAIRE | HRCU-A-CB (Split System: Heat Pump with Remote Outdoor Unit-Air-Source) | HH836E2S11 | ASPEN |  | C(A,C,D,E)36B3K+TDR | LPLC080C16MP13 | 31000 | 17.5 | 8.1 | 31200 | 25400 | 81.41% | 2 | 0 | 10.5 |  |  |  | No | R-454B | 2.5833 | Residential & Commercial | Ducted CEE Tier 1
216055029 | Central HP <5.4 tons | LUXAIRE | HRCU-A-CB (Split System: Heat Pump with Remote Outdoor Unit-Air-Source) | HH836E2S11 | ASPEN |  | C(A,C,D,E)48A3K+TDR | TL9E100C20UH11 | 31400 | 17 | 8.5 | 31400 | 25400 | 80.89% | 2 | 0 | 10.5 |  |  |  | No | R-454B | 2.6167 | Residential & Commercial | Ducted CEE Tier 1
216055040 | Central HP <5.4 tons | LUXAIRE | HRCU-A-CB (Split System: Heat Pump with Remote Outdoor Unit-Air-Source) | HH836E2S11 | ASPEN |  | C(A,C,D,E)36B3K+TDR | TM8E100B12MP11 | 30800 | 18 | 8.5 | 31200 | 25400 | 81.41% | 2 | 0 | 10.5 |  |  |  | No | R-454B | 2.5667 | Residential & Commercial | Ducted CEE Tier 1
216055074 | Central HP <5.4 tons | LUXAIRE | HRCU-A-CB (Split System: Heat Pump with Remote Outdoor Unit-Air-Source) | HH836E2S11 | ASPEN |  | C(A,C,D,E)48A3K+TDR | TM8Y100C20MP11 | 31000 | 18 | 8.1 | 30600 | 25000 | 81.7% | 2 | 0 | 11.2 |  |  |  | No | R-454B | 2.5833 | Residential & Commercial | Ducted CEE Tier 1
216055104 | Central HP <5.4 tons | LUXAIRE | HRCU-A-CB (Split System: Heat Pump with Remote Outdoor Unit-Air-Source) | HH836E2S11 | ASPEN |  | C(A,C,D,E)48A3K+TDR | TM9V080C16MP12 | 31200 | 18 | 8.1 | 31400 | 25400 | 80.89% | 2 | 0 | 10.5 |  |  |  | No | R-454B | 2.6 | Residential & Commercial | Ducted CEE Tier 1
216055197 | Central HP <5.4 tons | LUXAIRE | HRCU-A-CB (Split System: Heat Pump with Remote Outdoor Unit-Air-Source) | HH836E2S11 | ASPEN |  | C(A,C,D,E)48A3K+TDR | Z8ES120C16SMPS1 | 31600 | 18 | 8.1 | 31200 | 25200 | 80.77% | 2 | 0 | 11.2 |  |  |  | No | R-454B | 2.6333 | Residential & Commercial | Ducted CEE Tier 1
216055041 | Central HP <5.4 tons | LUXAIRE | HRCU-A-CB (Split System: Heat Pump with Remote Outdoor Unit-Air-Source) | HH836E2S11 | ASPEN |  | C(A,C,D,E)48A3K+TDR | TM8E100B12MP11 | 31000 | 18 | 8.1 | 31200 | 25400 | 81.41% | 2 | 0 | 10.5 |  |  |  | No | R-454B | 2.5833 | Residential & Commercial | Ducted CEE Tier 1
216055045 | Central HP <5.4 tons | LUXAIRE | HRCU-A-CB (Split System: Heat Pump with Remote Outdoor Unit-Air-Source) | HH836E2S11 | ASPEN |  | D(A,C,E)36A4K+TDR | TM8E100C16MP11 | 31000 | 18 | 8.5 | 31200 | 25200 | 80.77% | 2 | 0 | 10.5 |  |  |  | No | R-454B | 2.5833 | Residential & Commercial | Ducted CEE Tier 1
216055058 | Central HP <5.4 tons | LUXAIRE | HRCU-A-CB (Split System: Heat Pump with Remote Outdoor Unit-Air-Source) | HH836E2S11 | ASPEN |  | C(A,C,D,E)36B3K+TDR | TM8V080C16MP12 | 31000 | 18 | 8.5 | 31200 | 25400 | 81.41% | 2 | 0 | 10.5 |  |  |  | No | R-454B | 2.5833 | Residential & Commercial | Ducted CEE Tier 1
216055060 | Central HP <5.4 tons | LUXAIRE | HRCU-A-CB (Split System: Heat Pump with Remote Outdoor Unit-Air-Source) | HH836E2S11 | ASPEN |  | D(A,C,E)36A4K+TDR | TM8V080C16MP12 | 31000 | 18 | 8.5 | 31200 | 25400 | 81.41% | 2 | 0 | 10.5 |  |  |  | No | R-454B | 2.5833 | Residential & Commercial | Ducted CEE Tier 1
216055076 | Central HP <5.4 tons | LUXAIRE | HRCU-A-CB (Split System: Heat Pump with Remote Outdoor Unit-Air-Source) | HH836E2S11 | ASPEN |  | C(A,C,D,E)36B3K+TDR | TM8Y120C20MP11 | 30800 | 18 | 8.5 | 30600 | 25000 | 81.7% | 2 | 0 | 11 |  |  |  | No | R-454B | 2.5667 | Residential & Commercial | Ducted CEE Tier 1
216055078 | Central HP <5.4 tons | LUXAIRE | HRCU-A-CB (Split System: Heat Pump with Remote Outdoor Unit-Air-Source) | HH836E2S11 | ASPEN |  | D(A,C,E)36A4K+TDR | TM8Y120C20MP11 | 30800 | 18 | 8.5 | 30600 | 25000 | 81.7% | 2 | 0 | 11 |  |  |  | No | R-454B | 2.5667 | Residential & Commercial | Ducted CEE Tier 1
216055128 | Central HP <5.4 tons | LUXAIRE | HRCU-A-CB (Split System: Heat Pump with Remote Outdoor Unit-Air-Source) | HH836E2S11 | ASPEN |  | C(A,C,D,E)48A3K+TDR | TMLE080B12MP11 | 31000 | 18 | 8.1 | 31400 | 25400 | 80.89% | 2 | 0 | 10.5 |  |  |  | No | R-454B | 2.5833 | Residential & Commercial | Ducted CEE Tier 1
216055159 | Central HP <5.4 tons | LUXAIRE | HRCU-A-CB (Split System: Heat Pump with Remote Outdoor Unit-Air-Source) | HH836E2S11 | ASPEN |  | D(A,C,E)36A4K+TDR | TP9C080B12MP13 | 30600 | 18 | 8.5 | 30800 | 25200 | 81.82% | 2 | 0 | 10.5 |  |  |  | No | R-454B | 2.55 | Residential & Commercial | Ducted CEE Tier 1
216055226 | Central HP <5.4 tons | LUXAIRE | HRCU-A-CB (Split System: Heat Pump with Remote Outdoor Unit-Air-Source) | HH860E2S11 | ASPEN |  | C(A,C,D,E)48A3K+TDR | LPLC080C16MP13 | 39500 | 16.5 | 8.1 | 44000 | 33400 | 75.91% | 2 | 0 | 11.2 |  |  |  | No | R-454B | 3.2917 | Residential & Commercial | Ducted CEE Tier 1
216055228 | Central HP <5.4 tons | LUXAIRE | HRCU-A-CB (Split System: Heat Pump with Remote Outdoor Unit-Air-Source) | HH860E2S11 | ASPEN |  | D(A,C,E)60A3K+TDR | LPLC080C16MP13 | 40500 | 17 | 8.5 | 44000 | 33400 | 75.91% | 2 | 0 | 11 |  |  |  | No | R-454B | 3.375 | Residential & Commercial | Ducted CEE Tier 1
216055242 | Central HP <5.4 tons | LUXAIRE | HRCU-A-CB (Split System: Heat Pump with Remote Outdoor Unit-Air-Source) | HH860E2S11 | ASPEN |  | C(A,C,D,E)60A3K+TDR | TL8E100C20UH11 | 41500 | 18 | 8.5 | 45000 | 34000 | 75.56% | 2 | 0 | 11.5 |  |  |  | No | R-454B | 3.4583 | Residential & Commercial | Ducted CEE Tier 1
216055293 | Central HP <5.4 tons | LUXAIRE | HRCU-A-CB (Split System: Heat Pump with Remote Outdoor Unit-Air-Source) | HH860E2S11 | ASPEN |  | C(A,C,D,E)60A3K+TDR | TM8Y120C20MP11 | 41000 | 17.5 | 8.1 | 44500 | 33800 | 75.96% | 2 | 0 | 11.5 |  |  |  | No | R-454B | 3.4167 | Residential & Commercial | Ducted CEE Tier 1
216055329 | Central HP <5.4 tons | LUXAIRE | HRCU-A-CB (Split System: Heat Pump with Remote Outdoor Unit-Air-Source) | HH860E2S11 | ASPEN |  | C(A,C,D,E)60A3K+TDR | TM9Y100C20MP11 | 41000 | 17 | 8.5 | 46000 | 34800 | 75.65% | 2 | 0 | 10.5 |  |  |  | No | R-454B | 3.4167 | Residential & Commercial | Ducted CEE Tier 1
216055162 | Central HP <5.4 tons | LUXAIRE | HRCU-A-CB (Split System: Heat Pump with Remote Outdoor Unit-Air-Source) | HH836E2S11 | ASPEN |  | D(A,C,E)36A4K+TDR | TP9C080C16MP13 | 30800 | 18 | 8.5 | 31400 | 25400 | 80.89% | 2 | 0 | 10.5 |  |  |  | No | R-454B | 2.5667 | Residential & Commercial | Ducted CEE Tier 1
216055178 | Central HP <5.4 tons | LUXAIRE | HRCU-A-CB (Split System: Heat Pump with Remote Outdoor Unit-Air-Source) | HH836E2S11 | ASPEN |  | C(A,C,D,E)36B3K+TDR | Z8ES080B12SMPS1 | 30600 | 18 | 8.5 | 30000 | 24800 | 82.67% | 2 | 0 | 11 |  |  |  | No | R-454B | 2.55 | Residential & Commercial | Ducted CEE Tier 1
216055194 | Central HP <5.4 tons | LUXAIRE | HRCU-A-CB (Split System: Heat Pump with Remote Outdoor Unit-Air-Source) | HH836E2S11 | ASPEN |  | C(A,C,D,E)48A3K+TDR | Z8ES100C20SMPS1 | 31800 | 18 | 8.5 | 31600 | 25400 | 80.38% | 2 | 0 | 10.5 |  |  |  | No | R-454B | 2.65 | Residential & Commercial | Ducted CEE Tier 1
214437571 | Central HP <5.4 tons | LUXAIRE | HRCU-A-CB (Split System: Heat Pump with Remote Outdoor Unit-Air-Source) | HMH72B341 | ASPEN |  | D(A,C,E)42D34+TDR | TM9V080C16MP12 | 33200 | 17.5 | 8.5 | 33800 | 27400 | 81.07% | 2.66 | 0 | 10 |  |  |  | No | R-410A | 2.7667 | Residential & Commercial | Ducted CEE Tier 1
216055366 | Central HP <5.4 tons | LUXAIRE | HRCU-A-CB (Split System: Heat Pump with Remote Outdoor Unit-Air-Source) | HH860E2S11 | ASPEN |  | D(A,C,E)60A3K+TDR | TP9C100C16MP13 | 40500 | 17 | 8.5 | 43500 | 33200 | 76.32% | 2 | 0 | 11 |  |  |  | No | R-454B | 3.375 | Residential & Commercial | Ducted CEE Tier 1
216055398 | Central HP <5.4 tons | LUXAIRE | HRCU-A-CB (Split System: Heat Pump with Remote Outdoor Unit-Air-Source) | HH860E2S11 | ASPEN |  | C(A,C,D,E)60A3K+TDR | Z8ES120C16SMPS1 | 41000 | 18 | 8.5 | 43000 | 33000 | 76.74% | 2 | 0 | 11.7 |  |  |  | No | R-454B | 3.4167 | Residential & Commercial | Ducted CEE Tier 1
212500034 | Central HP <5.4 tons | LENNOX | HRCU-A-CB (Split System: Heat Pump with Remote Outdoor Unit-Air-Source) | EL22XPV-024-230A** | ADP |  | L*18/36T9 | ML296UH045XV36B* | 23600 | 20 | 8.5 | 21600 | 15200 | 70.37% | 1.88 | 0 | 13 |  |  |  | No | R-410A | 1.9667 | Residential & Commercial | Ducted CEE Tier 1
211228982 | Central HP <5.4 tons | BRYANT HEATING AND COOLING SYSTEMS | HRCU-A-CB (Split System: Heat Pump with Remote Outdoor Unit-Air-Source) | 38MURAQ36AB3* |  |  | CAP**4821AL* | 912SD60080E21*** | 35600 | 16.5 | 8.5 | 37800 | 34600 | 91.53% | 2.04 | 0 | 10 |  |  |  | No | R-410A | 2.9667 | Residential & Commercial | Ducted CEE Tier 1
211229387 | Central HP <5.4 tons | BRYANT HEATING AND COOLING SYSTEMS | HRCU-A-CB (Split System: Heat Pump with Remote Outdoor Unit-Air-Source) | 38MURAQ36AB3* |  |  | CAP**4824AL* | 83*SA60100E21*** | 36000 | 16 | 8.5 | 38500 | 34600 | 89.87% | 2.06 | 0 | 10 |  |  |  | No | R-410A | 3 | Residential & Commercial | Ducted CEE Tier 1
211229502 | Central HP <5.4 tons | BRYANT HEATING AND COOLING SYSTEMS | HRCU-A-CB (Split System: Heat Pump with Remote Outdoor Unit-Air-Source) | 38MURAQ36AB3* |  |  | CAP**4824AL* | 915SB66100E21*** | 37400 | 15.5 | 8.5 | 38500 | 35000 | 90.91% | 2.14 | 0 | 10 |  |  |  | No | R-410A | 3.1167 | Residential & Commercial | Ducted CEE Tier 1
212975303 | Central HP <5.4 tons | COMFORTMAKER | HRCU-A-CB (Split System: Heat Pump with Remote Outdoor Unit-Air-Source) | DLCURAH24ABK |  |  | EA*4X36L21A* | *96VTN0401712B* | 23400 | 16.5 | 8.5 | 26200 | 24200 | 92.37% | 2 | 0 | 10 |  |  |  | No | R-410A | 1.95 | Residential & Commercial | Ducted CEE Tier 1
212975336 | Central HP <5.4 tons | COMFORTMAKER | HRCU-A-CB (Split System: Heat Pump with Remote Outdoor Unit-Air-Source) | DLCURAH24ABK |  |  | EN(A,D)4X24L17** | *96VTN0401712B* | 23200 | 15.5 | 8.5 | 27000 | 25000 | 92.59% | 2.06 | 0 | 10 |  |  |  | No | R-410A | 1.9333 | Residential & Commercial | Ducted CEE Tier 1
215654393 | Central HP <5.4 tons | DAY & NIGHT | HRCU-A-CB (Split System: Heat Pump with Remote Outdoor Unit-Air-Source) | DLCURAH24ABK | AspenPRO |  | RE(S,T)304 |  | 22200 | 15.5 | 8.5 | 26200 | 20200 | 77.1% | 2.76 | 0 | 10 |  |  |  | No | R-410A | 1.85 | Residential & Commercial | Ducted CEE Tier 1
211245345 | Central HP <5.4 tons | TEMPSTAR | HRCU-A-CB (Split System: Heat Pump with Remote Outdoor Unit-Air-Source) | DLCURAH24ABK |  |  | EN(A,D)4X36L21** | *96VSN0401712A* | 23400 | 16 | 8.1 | 25800 | 24000 | 93.02% | 1.98 | 0 | 10 |  |  |  | No | R-410A | 1.95 | Residential & Commercial | Ducted CEE Tier 1
211260352 | Central HP <5.4 tons | BRYANT HEATING AND COOLING SYSTEMS | HRCU-A-CB (Split System: Heat Pump with Remote Outdoor Unit-Air-Source) | 38MURAQ18AB3* |  |  | CAP**2417AL* | 82*SA48045V17*** | 17600 | 16 | 8.5 | 18500 | 19100 | 103.2% | 2.3 | 0 | 10.5 |  |  |  | No | R-410A | 1.4667 | Residential & Commercial | Ducted CEE Tier 1
211260505 | Central HP <5.4 tons | BRYANT HEATING AND COOLING SYSTEMS | HRCU-A-CB (Split System: Heat Pump with Remote Outdoor Unit-Air-Source) | 38MURAQ18AB3* |  |  | CAP**2417AL* | 915SB30026E14*** | 18000 | 15.5 | 8.5 | 19000 | 18900 | 99.47% | 2.26 | 0 | 10.5 |  |  |  | No | R-410A | 1.5 | Residential & Commercial | Ducted CEE Tier 1
216055225 | Central HP <5.4 tons | LUXAIRE | HRCU-A-CB (Split System: Heat Pump with Remote Outdoor Unit-Air-Source) | HH860E2S11 | ASPEN |  | D(A,C,E)60A3K+TDR | LP9C120D20MP13 | 41000 | 17.5 | 8.1 | 44500 | 33400 | 75.06% | 2 | 0 | 11.5 |  |  |  | No | R-454B | 3.4167 | Residential & Commercial | Ducted CEE Tier 1
216055261 | Central HP <5.4 tons | LUXAIRE | HRCU-A-CB (Split System: Heat Pump with Remote Outdoor Unit-Air-Source) | HH860E2S11 | ASPEN |  | D(A,C,E)60A3K+TDR | TM8E100C20MP11 | 42000 | 17 | 8.1 | 46500 | 35000 | 75.27% | 2 | 0 | 10.5 |  |  |  | No | R-454B | 3.5 | Residential & Commercial | Ducted CEE Tier 1
216055262 | Central HP <5.4 tons | LUXAIRE | HRCU-A-CB (Split System: Heat Pump with Remote Outdoor Unit-Air-Source) | HH860E2S11 | ASPEN |  | C(A,C,D,E)48A3K+TDR | TM8E120C16MP11 | 40000 | 17.5 | 8.1 | 45000 | 34200 | 76% | 2 | 0 | 10.5 |  |  |  | No | R-454B | 3.3333 | Residential & Commercial | Ducted CEE Tier 1
216055276 | Central HP <5.4 tons | LUXAIRE | HRCU-A-CB (Split System: Heat Pump with Remote Outdoor Unit-Air-Source) | HH860E2S11 | ASPEN |  | D(A,C,E)60A3K+TDR | TM8V100C16MP12 | 40500 | 16.5 | 8.1 | 43500 | 33400 | 76.78% | 2 | 0 | 11.2 |  |  |  | No | R-454B | 3.375 | Residential & Commercial | Ducted CEE Tier 1
216055359 | Central HP <5.4 tons | LUXAIRE | HRCU-A-CB (Split System: Heat Pump with Remote Outdoor Unit-Air-Source) | HH860E2S11 | ASPEN |  | C(A,C,D,E)60A3K+TDR | TMLV120C20MP12 | 41000 | 18 | 8.5 | 44500 | 33800 | 75.96% | 2 | 0 | 10.5 |  |  |  | No | R-454B | 3.4167 | Residential & Commercial | Ducted CEE Tier 1
216054761 | Central HP <5.4 tons | LUXAIRE | HRCU-A-CB (Split System: Heat Pump with Remote Outdoor Unit-Air-Source) | HH824E2S11 | ASPEN |  | D(A,C,E)36A4K+TDR | LP9C080B12MP13 | 22600 | 17 | 9 | 22800 | 18300 | 80.26% | 2 | 0 | 12 |  |  |  | No | R-454B | 1.8833 | Residential & Commercial | Ducted CEE Tier 1
214864388 | Central HP <5.4 tons | COLEMAN | HRCU-A-CB (Split System: Heat Pump with Remote Outdoor Unit-Air-Source) | HMH72B341 | ASPEN |  | AE*L+CM48E34+TDR |  | 31200 | 18.3 | 8.4 | 32800 | 23200 | 70.73% | 2.1 | 0 | 10.3 |  |  |  | No | R-410A | 2.6 | Residential & Commercial | Ducted CEE Tier 1
216055002 | Central HP <5.4 tons | LUXAIRE | HRCU-A-CB (Split System: Heat Pump with Remote Outdoor Unit-Air-Source) | HH836E2S11 | ASPEN |  | C(A,C,D,E)36B3K+TDR | LP9C080C16MP13 | 30800 | 17.5 | 8.1 | 31400 | 25400 | 80.89% | 2 | 0 | 10.5 |  |  |  | No | R-454B | 2.5667 | Residential & Commercial | Ducted CEE Tier 1
216055018 | Central HP <5.4 tons | LUXAIRE | HRCU-A-CB (Split System: Heat Pump with Remote Outdoor Unit-Air-Source) | HH836E2S11 | ASPEN |  | D(A,C,E)36A4K+TDR | LPLC100C16MP13 | 31000 | 18 | 8.5 | 31200 | 25400 | 81.41% | 2 | 0 | 11 |  |  |  | No | R-454B | 2.5833 | Residential & Commercial | Ducted CEE Tier 1
216055033 | Central HP <5.4 tons | LUXAIRE | HRCU-A-CB (Split System: Heat Pump with Remote Outdoor Unit-Air-Source) | HH836E2S11 | ASPEN |  | D(A,C,E)36A4K+TDR | TM8E080B12MP11 | 30600 | 18 | 8.5 | 31400 | 25400 | 80.89% | 2 | 0 | 10.5 |  |  |  | No | R-454B | 2.55 | Residential & Commercial | Ducted CEE Tier 1
216055051 | Central HP <5.4 tons | LUXAIRE | HRCU-A-CB (Split System: Heat Pump with Remote Outdoor Unit-Air-Source) | HH836E2S11 | ASPEN |  | D(A,C,E)36A4K+TDR | TM8E120C16MP11 | 30400 | 18 | 8.5 | 30200 | 24800 | 82.12% | 2 | 0 | 11.2 |  |  |  | No | R-454B | 2.5333 | Residential & Commercial | Ducted CEE Tier 1
216055067 | Central HP <5.4 tons | LUXAIRE | HRCU-A-CB (Split System: Heat Pump with Remote Outdoor Unit-Air-Source) | HH836E2S11 | ASPEN |  | C(A,C,D,E)36B3K+TDR | TM8Y080C16MP11 | 30800 | 18 | 8.5 | 30400 | 25000 | 82.24% | 2 | 0 | 11 |  |  |  | No | R-454B | 2.5667 | Residential & Commercial | Ducted CEE Tier 1
216055118 | Central HP <5.4 tons | LUXAIRE | HRCU-A-CB (Split System: Heat Pump with Remote Outdoor Unit-Air-Source) | HH836E2S11 | ASPEN |  | C(A,C,D,E)36B3K+TDR | TM9Y080C16MP11 | 31200 | 18 | 8.5 | 32000 | 25800 | 80.62% | 2 | 0 | 10.5 |  |  |  | No | R-454B | 2.6 | Residential & Commercial | Ducted CEE Tier 1
216055151 | Central HP <5.4 tons | LUXAIRE | HRCU-A-CB (Split System: Heat Pump with Remote Outdoor Unit-Air-Source) | HH836E2S11 | ASPEN |  | C(A,C,D,E)36B3K+TDR | TMLV100C16MP12 | 31000 | 18 | 8.5 | 31200 | 25400 | 81.41% | 2 | 0 | 10.5 |  |  |  | No | R-454B | 2.5833 | Residential & Commercial | Ducted CEE Tier 1
215433964 | Central HP <5.4 tons | GOODMAN | HRCU-A-CB (Split System: Heat Pump with Remote Outdoor Unit-Air-Source) | GZV7SA4810A* |  |  | CHPEA6030*3A*+MBVK20DP1X00A* |  | 45500 | 17.5 | 8.5 | 46500 | 33600 | 72.26% | 2 | 0 | 10 |  |  |  | No | R-32 | 3.7917 | Residential & Commercial | Ducted CEE Tier 1
216055237 | Central HP <5.4 tons | LUXAIRE | HRCU-A-CB (Split System: Heat Pump with Remote Outdoor Unit-Air-Source) | HH860E2S11 | ASPEN |  | D(A,C,E)60A3K+TDR | LPLC120C20MP13 | 41000 | 18 | 8.5 | 45000 | 33800 | 75.11% | 2 | 0 | 10.5 |  |  |  | No | R-454B | 3.4167 | Residential & Commercial | Ducted CEE Tier 1
216055252 | Central HP <5.4 tons | LUXAIRE | HRCU-A-CB (Split System: Heat Pump with Remote Outdoor Unit-Air-Source) | HH860E2S11 | ASPEN |  | D(A,C,E)60A3K+TDR | TM8E080C16MP11 | 41000 | 18 | 8.5 | 45000 | 34200 | 76% | 2 | 0 | 10.5 |  |  |  | No | R-454B | 3.4167 | Residential & Commercial | Ducted CEE Tier 1
216055284 | Central HP <5.4 tons | LUXAIRE | HRCU-A-CB (Split System: Heat Pump with Remote Outdoor Unit-Air-Source) | HH860E2S11 | ASPEN |  | C(A,C,D,E)60A3K+TDR | TM8Y080C16MP11 | 41000 | 17 | 8.1 | 43500 | 33400 | 76.78% | 2 | 0 | 11 |  |  |  | No | R-454B | 3.4167 | Residential & Commercial | Ducted CEE Tier 1
216055286 | Central HP <5.4 tons | LUXAIRE | HRCU-A-CB (Split System: Heat Pump with Remote Outdoor Unit-Air-Source) | HH860E2S11 | ASPEN |  | C(A,C,D,E)48A3K+TDR | TM8Y100C16MP11 | 40000 | 17.5 | 8.1 | 43500 | 33400 | 76.78% | 2 | 0 | 11.2 |  |  |  | No | R-454B | 3.3333 | Residential & Commercial | Ducted CEE Tier 1
216055287 | Central HP <5.4 tons | LUXAIRE | HRCU-A-CB (Split System: Heat Pump with Remote Outdoor Unit-Air-Source) | HH860E2S11 | ASPEN |  | C(A,C,D,E)60A3K+TDR | TM8Y100C16MP11 | 41000 | 17 | 8.1 | 43500 | 33400 | 76.78% | 2 | 0 | 11 |  |  |  | No | R-454B | 3.4167 | Residential & Commercial | Ducted CEE Tier 1
216055301 | Central HP <5.4 tons | LUXAIRE | HRCU-A-CB (Split System: Heat Pump with Remote Outdoor Unit-Air-Source) | HH860E2S11 | ASPEN |  | C(A,C,D,E)48A3K+TDR | TM9E100C16MP12 | 40000 | 17.5 | 8.1 | 45500 | 34400 | 75.6% | 2 | 0 | 10.5 |  |  |  | No | R-454B | 3.3333 | Residential & Commercial | Ducted CEE Tier 1
216054840 | Central HP <5.4 tons | LUXAIRE | HRCU-A-CB (Split System: Heat Pump with Remote Outdoor Unit-Air-Source) | HH824E2S11 | ASPEN |  | C(A,C,D,E)24A3K+TDR | TM9E060B12MP12 | 21600 | 17 | 8.1 | 22600 | 18300 | 80.97% | 2 | 0 | 11 |  |  |  | No | R-454B | 1.8 | Residential & Commercial | Ducted CEE Tier 1
216055303 | Central HP <5.4 tons | LUXAIRE | HRCU-A-CB (Split System: Heat Pump with Remote Outdoor Unit-Air-Source) | HH860E2S11 | ASPEN |  | D(A,C,E)60A3K+TDR | TM9E100C16MP12 | 41000 | 18 | 8.5 | 45500 | 34400 | 75.6% | 2 | 0 | 10.5 |  |  |  | No | R-454B | 3.4167 | Residential & Commercial | Ducted CEE Tier 1
216055304 | Central HP <5.4 tons | LUXAIRE | HRCU-A-CB (Split System: Heat Pump with Remote Outdoor Unit-Air-Source) | HH860E2S11 | ASPEN |  | C(A,C,D,E)48A3K+TDR | TM9E100C20MP12 | 41000 | 16.5 | 8.1 | 46000 | 35000 | 76.09% | 2 | 0 | 10.5 |  |  |  | No | R-454B | 3.4167 | Residential & Commercial | Ducted CEE Tier 1
216055320 | Central HP <5.4 tons | LUXAIRE | HRCU-A-CB (Split System: Heat Pump with Remote Outdoor Unit-Air-Source) | HH860E2S11 | ASPEN |  | C(A,C,D,E)60A3K+TDR | TM9V120D20MP12 | 41000 | 17.5 | 8.1 | 44000 | 33400 | 75.91% | 2 | 0 | 11.5 |  |  |  | No | R-454B | 3.4167 | Residential & Commercial | Ducted CEE Tier 1
216055334 | Central HP <5.4 tons | LUXAIRE | HRCU-A-CB (Split System: Heat Pump with Remote Outdoor Unit-Air-Source) | HH860E2S11 | ASPEN |  | C(A,C,D,E)48A3K+TDR | TMLE080C16MP11 | 40000 | 17.5 | 8.1 | 45000 | 34200 | 76% | 2 | 0 | 10.5 |  |  |  | No | R-454B | 3.3333 | Residential & Commercial | Ducted CEE Tier 1
216055330 | Central HP <5.4 tons | LUXAIRE | HRCU-A-CB (Split System: Heat Pump with Remote Outdoor Unit-Air-Source) | HH860E2S11 | ASPEN |  | D(A,C,E)60A3K+TDR | TM9Y100C20MP11 | 41000 | 17 | 8.5 | 46000 | 34800 | 75.65% | 2 | 0 | 10.5 |  |  |  | No | R-454B | 3.4167 | Residential & Commercial | Ducted CEE Tier 1
216055214 | Central HP <5.4 tons | LUXAIRE | HRCU-A-CB (Split System: Heat Pump with Remote Outdoor Unit-Air-Source) | HH860E2S11 | ASPEN |  | C(A,C,D,E)48A3K+TDR | LP9C080C16MP13 | 39500 | 16.5 | 8.1 | 44000 | 33600 | 76.36% | 2 | 0 | 10.5 |  |  |  | No | R-454B | 3.2917 | Residential & Commercial | Ducted CEE Tier 1
214802766 | Central HP <5.4 tons | RHEEM | HRCU-A-CB (Split System: Heat Pump with Remote Outdoor Unit-Air-Source) | RP15AZ30AJ2N | ASPEN |  | D(A,C,E)36A34+TDR | R801V1004A17UHN | 27400 | 15.4 | 8.1 | 28400 | 20000 | 70.42% | 2.62 | 0 | 11.7 |  |  |  | No | R-410A | 2.2833 | Residential & Commercial | Ducted CEE Tier 1
216055183 | Central HP <5.4 tons | LUXAIRE | HRCU-A-CB (Split System: Heat Pump with Remote Outdoor Unit-Air-Source) | HH836E2S11 | ASPEN |  | D(A,C,E)36A4K+TDR | Z8ES080C16SMPS1 | 31000 | 18 | 8.5 | 30800 | 25000 | 81.17% | 2 | 0 | 11 |  |  |  | No | R-454B | 2.5833 | Residential & Commercial | Ducted CEE Tier 1
216055014 | Central HP <5.4 tons | LUXAIRE | HRCU-A-CB (Split System: Heat Pump with Remote Outdoor Unit-Air-Source) | HH836E2S11 | ASPEN |  | C(A,C,D,E)48A3K+TDR | LPLC080C16MP13 | 31200 | 18 | 8.5 | 31200 | 25400 | 81.41% | 2 | 0 | 11 |  |  |  | No | R-454B | 2.6 | Residential & Commercial | Ducted CEE Tier 1
216055116 | Central HP <5.4 tons | LUXAIRE | HRCU-A-CB (Split System: Heat Pump with Remote Outdoor Unit-Air-Source) | HH836E2S11 | ASPEN |  | C(A,C,D,E)48A3K+TDR | TM9Y080B12MP11 | 30800 | 18 | 8.1 | 31000 | 25400 | 81.94% | 2 | 0 | 10.5 |  |  |  | No | R-454B | 2.5667 | Residential & Commercial | Ducted CEE Tier 1
216055123 | Central HP <5.4 tons | LUXAIRE | HRCU-A-CB (Split System: Heat Pump with Remote Outdoor Unit-Air-Source) | HH836E2S11 | ASPEN |  | D(A,C,E)36A4K+TDR | TM9Y100C16MP11 | 30800 | 18 | 8.5 | 31000 | 25200 | 81.29% | 2 | 0 | 10.5 |  |  |  | No | R-454B | 2.5667 | Residential & Commercial | Ducted CEE Tier 1
216055130 | Central HP <5.4 tons | LUXAIRE | HRCU-A-CB (Split System: Heat Pump with Remote Outdoor Unit-Air-Source) | HH836E2S11 | ASPEN |  | C(A,C,D,E)36B3K+TDR | TMLE080C16MP11 | 31000 | 18 | 8.5 | 31000 | 25200 | 81.29% | 2 | 0 | 10.5 |  |  |  | No | R-454B | 2.5833 | Residential & Commercial | Ducted CEE Tier 1
214864385 | Central HP <5.4 tons | COLEMAN | HRCU-A-CB (Split System: Heat Pump with Remote Outdoor Unit-Air-Source) | HMH72B341 | ASPEN |  | AE*L+CM36A34+TDR |  | 31400 | 18.3 | 8.4 | 33000 | 23200 | 70.3% | 2.1 | 0 | 10.3 |  |  |  | No | R-410A | 2.6167 | Residential & Commercial | Ducted CEE Tier 1
216054922 | Central HP <5.4 tons | LUXAIRE | HRCU-A-CB (Split System: Heat Pump with Remote Outdoor Unit-Air-Source) | HH824E2S11 | ASPEN |  | D(A,C,E)36A3K+TDR | TP9C080B12MP13 | 22200 | 17 | 8.1 | 22600 | 18300 | 80.97% | 2 | 0 | 12 |  |  |  | No | R-454B | 1.85 | Residential & Commercial | Ducted CEE Tier 1
216054940 | Central HP <5.4 tons | LUXAIRE | HRCU-A-CB (Split System: Heat Pump with Remote Outdoor Unit-Air-Source) | HH824E2S11 | ASPEN |  | D(A,C,E)36A3K+TDR | Z8ES060A12SMPS1 | 20800 | 17.5 | 8.5 | 22400 | 17300 | 77.23% | 2 | 0 | 11.7 |  |  |  | No | R-454B | 1.7333 | Residential & Commercial | Ducted CEE Tier 1
216054963 | Central HP <5.4 tons | LUXAIRE | HRCU-A-CB (Split System: Heat Pump with Remote Outdoor Unit-Air-Source) | HH824E2S11 | ASPEN |  | D(A,C,E)24B4K+TDR | Z8ET080B12LMPS1 | 22600 | 18 | 8.5 | 22800 | 18500 | 81.14% | 2 | 0 | 12 |  |  |  | No | R-454B | 1.8833 | Residential & Commercial | Ducted CEE Tier 1
216054970 | Central HP <5.4 tons | LUXAIRE | HRCU-A-CB (Split System: Heat Pump with Remote Outdoor Unit-Air-Source) | HH824E2S11 | ASPEN |  | D(A,C,E)36A3K+TDR | Z9ES026A08SMPS1 | 20800 | 17.5 | 8.1 | 22800 | 17300 | 75.88% | 2 | 0 | 11.7 |  |  |  | No | R-454B | 1.7333 | Residential & Commercial | Ducted CEE Tier 1
216054770 | Central HP <5.4 tons | LUXAIRE | HRCU-A-CB (Split System: Heat Pump with Remote Outdoor Unit-Air-Source) | HH824E2S11 | ASPEN |  | D(A,C,E)24B3K+TDR | TL8E060A12UH11 | 20400 | 17.5 | 8.5 | 22800 | 17900 | 78.51% | 2 | 0 | 11.2 |  |  |  | No | R-454B | 1.7 | Residential & Commercial | Ducted CEE Tier 1
216055215 | Central HP <5.4 tons | LUXAIRE | HRCU-A-CB (Split System: Heat Pump with Remote Outdoor Unit-Air-Source) | HH860E2S11 | ASPEN |  | C(A,C,D,E)60A3K+TDR | LP9C080C16MP13 | 40500 | 17 | 8.5 | 44000 | 33600 | 76.36% | 2 | 0 | 10.5 |  |  |  | No | R-454B | 3.375 | Residential & Commercial | Ducted CEE Tier 1
216055224 | Central HP <5.4 tons | LUXAIRE | HRCU-A-CB (Split System: Heat Pump with Remote Outdoor Unit-Air-Source) | HH860E2S11 | ASPEN |  | C(A,C,D,E)60A3K+TDR | LP9C120D20MP13 | 41000 | 17.5 | 8.1 | 44500 | 33400 | 75.06% | 2 | 0 | 11.2 |  |  |  | No | R-454B | 3.4167 | Residential & Commercial | Ducted CEE Tier 1
216055265 | Central HP <5.4 tons | LUXAIRE | HRCU-A-CB (Split System: Heat Pump with Remote Outdoor Unit-Air-Source) | HH860E2S11 | ASPEN |  | C(A,C,D,E)48A3K+TDR | TM8E120C20MP11 | 41000 | 16.5 | 8.1 | 46000 | 35000 | 76.09% | 2 | 0 | 10.5 |  |  |  | No | R-454B | 3.4167 | Residential & Commercial | Ducted CEE Tier 1
216055283 | Central HP <5.4 tons | LUXAIRE | HRCU-A-CB (Split System: Heat Pump with Remote Outdoor Unit-Air-Source) | HH860E2S11 | ASPEN |  | C(A,C,D,E)48A3K+TDR | TM8Y080C16MP11 | 40000 | 17.5 | 8.1 | 43500 | 33400 | 76.78% | 2 | 0 | 11.2 |  |  |  | No | R-454B | 3.3333 | Residential & Commercial | Ducted CEE Tier 1
216055290 | Central HP <5.4 tons | LUXAIRE | HRCU-A-CB (Split System: Heat Pump with Remote Outdoor Unit-Air-Source) | HH860E2S11 | ASPEN |  | C(A,C,D,E)60A3K+TDR | TM8Y100C20MP11 | 41000 | 17.5 | 8.1 | 44500 | 33800 | 75.96% | 2 | 0 | 11.5 |  |  |  | No | R-454B | 3.4167 | Residential & Commercial | Ducted CEE Tier 1
216054999 | Central HP <5.4 tons | LUXAIRE | HRCU-A-CB (Split System: Heat Pump with Remote Outdoor Unit-Air-Source) | HH836E2S11 | ASPEN |  | C(A,C,D,E)36B3K+TDR | LP9C080B12MP13 | 30600 | 17.5 | 8.1 | 30800 | 25200 | 81.82% | 2 | 0 | 10.5 |  |  |  | No | R-454B | 2.55 | Residential & Commercial | Ducted CEE Tier 1
216055072 | Central HP <5.4 tons | LUXAIRE | HRCU-A-CB (Split System: Heat Pump with Remote Outdoor Unit-Air-Source) | HH836E2S11 | ASPEN |  | D(A,C,E)36A4K+TDR | TM8Y100C16MP11 | 30800 | 18 | 8.5 | 30400 | 25000 | 82.24% | 2 | 0 | 11 |  |  |  | No | R-454B | 2.5667 | Residential & Commercial | Ducted CEE Tier 1
216055106 | Central HP <5.4 tons | LUXAIRE | HRCU-A-CB (Split System: Heat Pump with Remote Outdoor Unit-Air-Source) | HH836E2S11 | ASPEN |  | C(A,C,D,E)36B3K+TDR | TM9V100C16MP12 | 31000 | 18 | 8.5 | 31000 | 25200 | 81.29% | 2 | 0 | 10.5 |  |  |  | No | R-454B | 2.5833 | Residential & Commercial | Ducted CEE Tier 1
216055129 | Central HP <5.4 tons | LUXAIRE | HRCU-A-CB (Split System: Heat Pump with Remote Outdoor Unit-Air-Source) | HH836E2S11 | ASPEN |  | D(A,C,E)36A4K+TDR | TMLE080B12MP11 | 30600 | 18 | 8.5 | 31400 | 25400 | 80.89% | 2 | 0 | 10.5 |  |  |  | No | R-454B | 2.55 | Residential & Commercial | Ducted CEE Tier 1
216055172 | Central HP <5.4 tons | LUXAIRE | HRCU-A-CB (Split System: Heat Pump with Remote Outdoor Unit-Air-Source) | HH836E2S11 | ASPEN |  | C(A,C,D,E)36B3K+TDR | TPLC080C16MP13 | 31000 | 18 | 8.5 | 31200 | 25400 | 81.41% | 2 | 0 | 10.5 |  |  |  | No | R-454B | 2.5833 | Residential & Commercial | Ducted CEE Tier 1
216055174 | Central HP <5.4 tons | LUXAIRE | HRCU-A-CB (Split System: Heat Pump with Remote Outdoor Unit-Air-Source) | HH836E2S11 | ASPEN |  | D(A,C,E)36A4K+TDR | TPLC080C16MP13 | 31000 | 18 | 8.5 | 31200 | 25400 | 81.41% | 2 | 0 | 10.5 |  |  |  | No | R-454B | 2.5833 | Residential & Commercial | Ducted CEE Tier 1
216055023 | Central HP <5.4 tons | LUXAIRE | HRCU-A-CB (Split System: Heat Pump with Remote Outdoor Unit-Air-Source) | HH836E2S11 | ASPEN |  | C(A,C,D,E)48A3K+TDR | TL8E100C20UH11 | 31200 | 17 | 8.1 | 30800 | 25000 | 81.17% | 2 | 0 | 11.2 |  |  |  | No | R-454B | 2.6 | Residential & Commercial | Ducted CEE Tier 1
216055030 | Central HP <5.4 tons | LUXAIRE | HRCU-A-CB (Split System: Heat Pump with Remote Outdoor Unit-Air-Source) | HH836E2S11 | ASPEN |  | D(A,C,E)36A4K+TDR | TL9E100C20UH11 | 31200 | 17 | 8.5 | 31600 | 25400 | 80.38% | 2 | 0 | 10.5 |  |  |  | No | R-454B | 2.6 | Residential & Commercial | Ducted CEE Tier 1
216054772 | Central HP <5.4 tons | LUXAIRE | HRCU-A-CB (Split System: Heat Pump with Remote Outdoor Unit-Air-Source) | HH824E2S11 | ASPEN |  | D(A,C,E)36A3K+TDR | TL8E060A12UH11 | 20600 | 17.5 | 8.5 | 22600 | 17900 | 79.2% | 2 | 0 | 11.2 |  |  |  | No | R-454B | 1.7167 | Residential & Commercial | Ducted CEE Tier 1
216054790 | Central HP <5.4 tons | LUXAIRE | HRCU-A-CB (Split System: Heat Pump with Remote Outdoor Unit-Air-Source) | HH824E2S11 | ASPEN |  | D(A,C,E)36A3K+TDR | TM8E060A12MP11 | 20800 | 17.5 | 8.5 | 22800 | 17900 | 78.51% | 2 | 0 | 11.2 |  |  |  | No | R-454B | 1.7333 | Residential & Commercial | Ducted CEE Tier 1
216054863 | Central HP <5.4 tons | LUXAIRE | HRCU-A-CB (Split System: Heat Pump with Remote Outdoor Unit-Air-Source) | HH824E2S11 | ASPEN |  | D(A,C,E)36A4K+TDR | TM9V060B12MP12 | 22600 | 17 | 8.5 | 22800 | 18000 | 78.95% | 2 | 0 | 12 |  |  |  | No | R-454B | 1.8833 | Residential & Commercial | Ducted CEE Tier 1
216054781 | Central HP <5.4 tons | LUXAIRE | HRCU-A-CB (Split System: Heat Pump with Remote Outdoor Unit-Air-Source) | HH824E2S11 | ASPEN |  | C(A,C,D,E)24D2K+TDR | TM8E040A12MP11 | 19800 | 16 | 9 | 22600 | 17200 | 76.11% | 2 | 0 | 11.2 |  |  |  | No | R-454B | 1.65 | Residential & Commercial | Ducted CEE Tier 1
216054795 | Central HP <5.4 tons | LUXAIRE | HRCU-A-CB (Split System: Heat Pump with Remote Outdoor Unit-Air-Source) | HH824E2S11 | ASPEN |  | D(A,C,E)24B4K+TDR | TM8E080B12MP11 | 22600 | 17 | 8.5 | 22800 | 18000 | 78.95% | 2 | 0 | 12 |  |  |  | No | R-454B | 1.8833 | Residential & Commercial | Ducted CEE Tier 1
216054813 | Central HP <5.4 tons | LUXAIRE | HRCU-A-CB (Split System: Heat Pump with Remote Outdoor Unit-Air-Source) | HH824E2S11 | ASPEN |  | D(A,C,E)24B4K+TDR | TM8Y060A12MP11 | 21000 | 18 | 9 | 22800 | 18400 | 80.7% | 2 | 0 | 10.5 |  |  |  | No | R-454B | 1.75 | Residential & Commercial | Ducted CEE Tier 1
216054815 | Central HP <5.4 tons | LUXAIRE | HRCU-A-CB (Split System: Heat Pump with Remote Outdoor Unit-Air-Source) | HH824E2S11 | ASPEN |  | D(A,C,E)36A4K+TDR | TM8Y060A12MP11 | 21000 | 17.5 | 9 | 22800 | 18400 | 80.7% | 2 | 0 | 10.5 |  |  |  | No | R-454B | 1.75 | Residential & Commercial | Ducted CEE Tier 1
214802730 | Central HP <5.4 tons | RHEEM | HRCU-A-CB (Split System: Heat Pump with Remote Outdoor Unit-Air-Source) | RP15AZ24AJ2N | ASPEN |  | D(A,C,E)24A44+TDR | R801V1004A17UHN | 22400 | 16.4 | 8.2 | 23000 | 16300 | 70.87% | 3.01 | 0 | 11.8 |  |  |  | No | R-410A | 1.8667 | Residential & Commercial | Ducted CEE Tier 1
216054523 | Central HP <5.4 tons | COLEMAN | HRCU-A-CB (Split System: Heat Pump with Remote Outdoor Unit-Air-Source) | HH824E2S11 | ASPEN |  | D(A,C,E)24B4K+TDR | CPLC080B12MP13 | 22400 | 17 | 8.5 | 22800 | 17700 | 77.63% | 2 | 0 | 12 |  |  |  | No | R-454B | 1.8667 | Residential & Commercial | Ducted CEE Tier 1
216054558 | Central HP <5.4 tons | COLEMAN | HRCU-A-CB (Split System: Heat Pump with Remote Outdoor Unit-Air-Source) | HH824E2S11 | ASPEN |  | D(A,C,E)24B3K+TDR | TM8Y080B12MP11 | 22000 | 17 | 8.1 | 22600 | 18300 | 80.97% | 2 | 0 | 12 |  |  |  | No | R-454B | 1.8333 | Residential & Commercial | Ducted CEE Tier 1
216054625 | Central HP <5.4 tons | COLEMAN | HRCU-A-CB (Split System: Heat Pump with Remote Outdoor Unit-Air-Source) | HH824E2S11 | ASPEN |  | C(A,C,D,E)24D2K+TDR | TP9C080B12MP13 | 21000 | 17 | 8.5 | 22800 | 18300 | 80.26% | 2 | 0 | 11.7 |  |  |  | No | R-454B | 1.75 | Residential & Commercial | Ducted CEE Tier 1
216054627 | Central HP <5.4 tons | COLEMAN | HRCU-A-CB (Split System: Heat Pump with Remote Outdoor Unit-Air-Source) | HH824E2S11 | ASPEN |  | D(A,C,E)24B4K+TDR | TP9C080B12MP13 | 22600 | 17 | 8.5 | 22800 | 18300 | 80.26% | 2 | 0 | 12 |  |  |  | No | R-454B | 1.8833 | Residential & Commercial | Ducted CEE Tier 1
216055064 | Central HP <5.4 tons | LUXAIRE | HRCU-A-CB (Split System: Heat Pump with Remote Outdoor Unit-Air-Source) | HH836E2S11 | ASPEN |  | C(A,C,D,E)36B3K+TDR | TM8Y080B12MP11 | 30600 | 18 | 8.5 | 30800 | 25200 | 81.82% | 2 | 0 | 10.5 |  |  |  | No | R-454B | 2.55 | Residential & Commercial | Ducted CEE Tier 1
216055105 | Central HP <5.4 tons | LUXAIRE | HRCU-A-CB (Split System: Heat Pump with Remote Outdoor Unit-Air-Source) | HH836E2S11 | ASPEN |  | D(A,C,E)36A4K+TDR | TM9V080C16MP12 | 30800 | 18 | 8.5 | 31400 | 25400 | 80.89% | 2 | 0 | 10.5 |  |  |  | No | R-454B | 2.5667 | Residential & Commercial | Ducted CEE Tier 1
216055164 | Central HP <5.4 tons | LUXAIRE | HRCU-A-CB (Split System: Heat Pump with Remote Outdoor Unit-Air-Source) | HH836E2S11 | ASPEN |  | C(A,C,D,E)48A3K+TDR | TP9C100C16MP13 | 31200 | 18 | 8.1 | 31000 | 25200 | 81.29% | 2 | 0 | 10.5 |  |  |  | No | R-454B | 2.6 | Residential & Commercial | Ducted CEE Tier 1
216055173 | Central HP <5.4 tons | LUXAIRE | HRCU-A-CB (Split System: Heat Pump with Remote Outdoor Unit-Air-Source) | HH836E2S11 | ASPEN |  | C(A,C,D,E)48A3K+TDR | TPLC080C16MP13 | 31200 | 18 | 8.1 | 31200 | 25400 | 81.41% | 2 | 0 | 10.5 |  |  |  | No | R-454B | 2.6 | Residential & Commercial | Ducted CEE Tier 1
216055180 | Central HP <5.4 tons | LUXAIRE | HRCU-A-CB (Split System: Heat Pump with Remote Outdoor Unit-Air-Source) | HH836E2S11 | ASPEN |  | D(A,C,E)36A4K+TDR | Z8ES080B12SMPS1 | 30400 | 18 | 8.5 | 30000 | 24800 | 82.67% | 2 | 0 | 11.2 |  |  |  | No | R-454B | 2.5333 | Residential & Commercial | Ducted CEE Tier 1
216055189 | Central HP <5.4 tons | LUXAIRE | HRCU-A-CB (Split System: Heat Pump with Remote Outdoor Unit-Air-Source) | HH836E2S11 | ASPEN |  | D(A,C,E)36A4K+TDR | Z8ES100B12SMPS1 | 30600 | 18 | 8.5 | 30400 | 24800 | 81.58% | 2 | 0 | 11 |  |  |  | No | R-454B | 2.55 | Residential & Commercial | Ducted CEE Tier 1
216055003 | Central HP <5.4 tons | LUXAIRE | HRCU-A-CB (Split System: Heat Pump with Remote Outdoor Unit-Air-Source) | HH836E2S11 | ASPEN |  | C(A,C,D,E)48A3K+TDR | LP9C080C16MP13 | 31200 | 18 | 8.5 | 31400 | 25400 | 80.89% | 2 | 0 | 11 |  |  |  | No | R-454B | 2.6 | Residential & Commercial | Ducted CEE Tier 1
216055020 | Central HP <5.4 tons | LUXAIRE | HRCU-A-CB (Split System: Heat Pump with Remote Outdoor Unit-Air-Source) | HH836E2S11 | ASPEN |  | C(A,C,D,E)48A3K+TDR | TL8E080C16UH11 | 31400 | 18 | 8.5 | 31600 | 25600 | 81.01% | 2 | 0 | 10.5 |  |  |  | No | R-454B | 2.6167 | Residential & Commercial | Ducted CEE Tier 1
216054758 | Central HP <5.4 tons | LUXAIRE | HRCU-A-CB (Split System: Heat Pump with Remote Outdoor Unit-Air-Source) | HH824E2S11 | ASPEN |  | D(A,C,E)24B3K+TDR | LP9C080B12MP13 | 22000 | 17 | 8.5 | 22600 | 18300 | 80.97% | 2 | 0 | 12 |  |  |  | No | R-454B | 1.8333 | Residential & Commercial | Ducted CEE Tier 1
216054759 | Central HP <5.4 tons | LUXAIRE | HRCU-A-CB (Split System: Heat Pump with Remote Outdoor Unit-Air-Source) | HH824E2S11 | ASPEN |  | D(A,C,E)24B4K+TDR | LP9C080B12MP13 | 22600 | 17 | 9 | 22800 | 18300 | 80.26% | 2 | 0 | 12 |  |  |  | No | R-454B | 1.8833 | Residential & Commercial | Ducted CEE Tier 1
215932053 | Central HP <5.4 tons | TEMPSTAR | HRCU-A-CB (Split System: Heat Pump with Remote Outdoor Unit-Air-Source) | T5H3V36*K*AAA* |  |  | EA*5X36M17A*+WALLCON | *80CSU0601716A* | 32200 | 19.5 | 9.5 | 35000 | 27000 | 77.14% | 2 | 0 | 11 |  |  |  | No | R-454B | 2.6833 | Residential & Commercial | Ducted CEE Tier 1
216054760 | Central HP <5.4 tons | LUXAIRE | HRCU-A-CB (Split System: Heat Pump with Remote Outdoor Unit-Air-Source) | HH824E2S11 | ASPEN |  | D(A,C,E)36A3K+TDR | LP9C080B12MP13 | 22200 | 17 | 9 | 22600 | 18300 | 80.97% | 2 | 0 | 12 |  |  |  | No | R-454B | 1.85 | Residential & Commercial | Ducted CEE Tier 1
216054776 | Central HP <5.4 tons | LUXAIRE | HRCU-A-CB (Split System: Heat Pump with Remote Outdoor Unit-Air-Source) | HH824E2S11 | ASPEN |  | D(A,C,E)24B3K+TDR | TL9E060B12UH11 | 22000 | 17 | 8.1 | 22600 | 18000 | 79.65% | 2 | 0 | 12 |  |  |  | No | R-454B | 1.8333 | Residential & Commercial | Ducted CEE Tier 1
216054811 | Central HP <5.4 tons | LUXAIRE | HRCU-A-CB (Split System: Heat Pump with Remote Outdoor Unit-Air-Source) | HH824E2S11 | ASPEN |  | C(A,C,D,E)24D2K+TDR | TM8Y060A12MP11 | 19500 | 17 | 9 | 22800 | 18400 | 80.7% | 2 | 0 | 10 |  |  |  | No | R-454B | 1.625 | Residential & Commercial | Ducted CEE Tier 1
216054826 | Central HP <5.4 tons | LUXAIRE | HRCU-A-CB (Split System: Heat Pump with Remote Outdoor Unit-Air-Source) | HH824E2S11 | ASPEN |  | D(A,C,E)36A3K+TDR | TM9E026A08MP12 | 20800 | 16.5 | 8.5 | 22800 | 17600 | 77.19% | 2 | 0 | 10.5 |  |  |  | No | R-454B | 1.7333 | Residential & Commercial | Ducted CEE Tier 1
216054827 | Central HP <5.4 tons | LUXAIRE | HRCU-A-CB (Split System: Heat Pump with Remote Outdoor Unit-Air-Source) | HH824E2S11 | ASPEN |  | D(A,C,E)36A4K+TDR | TM9E026A08MP12 | 21200 | 17 | 8.5 | 23000 | 17600 | 76.52% | 2 | 0 | 10.5 |  |  |  | No | R-454B | 1.7667 | Residential & Commercial | Ducted CEE Tier 1
216054858 | Central HP <5.4 tons | LUXAIRE | HRCU-A-CB (Split System: Heat Pump with Remote Outdoor Unit-Air-Source) | HH824E2S11 | ASPEN |  | C(A,C,D,E)24A3K+TDR | TM9V060B12MP12 | 21600 | 17 | 8.1 | 22600 | 18000 | 79.65% | 2 | 0 | 12 |  |  |  | No | R-454B | 1.8 | Residential & Commercial | Ducted CEE Tier 1
216055069 | Central HP <5.4 tons | LUXAIRE | HRCU-A-CB (Split System: Heat Pump with Remote Outdoor Unit-Air-Source) | HH836E2S11 | ASPEN |  | D(A,C,E)36A4K+TDR | TM8Y080C16MP11 | 30800 | 18 | 8.5 | 30400 | 25000 | 82.24% | 2 | 0 | 11 |  |  |  | No | R-454B | 2.5667 | Residential & Commercial | Ducted CEE Tier 1
216055102 | Central HP <5.4 tons | LUXAIRE | HRCU-A-CB (Split System: Heat Pump with Remote Outdoor Unit-Air-Source) | HH836E2S11 | ASPEN |  | D(A,C,E)36A4K+TDR | TM9V080B12MP12 | 30600 | 18 | 8.5 | 30800 | 25200 | 81.82% | 2 | 0 | 10.5 |  |  |  | No | R-454B | 2.55 | Residential & Commercial | Ducted CEE Tier 1
216055009 | Central HP <5.4 tons | LUXAIRE | HRCU-A-CB (Split System: Heat Pump with Remote Outdoor Unit-Air-Source) | HH836E2S11 | ASPEN |  | C(A,C,D,E)48A3K+TDR | LP9C100C20MP13 | 31600 | 18 | 8.5 | 32200 | 26000 | 80.75% | 2 | 0 | 10 |  |  |  | No | R-454B | 2.6333 | Residential & Commercial | Ducted CEE Tier 1
216055075 | Central HP <5.4 tons | LUXAIRE | HRCU-A-CB (Split System: Heat Pump with Remote Outdoor Unit-Air-Source) | HH836E2S11 | ASPEN |  | D(A,C,E)36A4K+TDR | TM8Y100C20MP11 | 30800 | 18 | 8.5 | 30600 | 25000 | 81.7% | 2 | 0 | 11 |  |  |  | No | R-454B | 2.5667 | Residential & Commercial | Ducted CEE Tier 1
216055077 | Central HP <5.4 tons | LUXAIRE | HRCU-A-CB (Split System: Heat Pump with Remote Outdoor Unit-Air-Source) | HH836E2S11 | ASPEN |  | C(A,C,D,E)48A3K+TDR | TM8Y120C20MP11 | 31000 | 18 | 8.1 | 30600 | 25000 | 81.7% | 2 | 0 | 11.2 |  |  |  | No | R-454B | 2.5833 | Residential & Commercial | Ducted CEE Tier 1
216055093 | Central HP <5.4 tons | LUXAIRE | HRCU-A-CB (Split System: Heat Pump with Remote Outdoor Unit-Air-Source) | HH836E2S11 | ASPEN |  | D(A,C,E)36A4K+TDR | TM9E100C16MP12 | 30800 | 18 | 8.5 | 31200 | 25200 | 80.77% | 2 | 0 | 10.5 |  |  |  | No | R-454B | 2.5667 | Residential & Commercial | Ducted CEE Tier 1
216055145 | Central HP <5.4 tons | LUXAIRE | HRCU-A-CB (Split System: Heat Pump with Remote Outdoor Unit-Air-Source) | HH836E2S11 | ASPEN |  | C(A,C,D,E)36B3K+TDR | TMLE120C16MP11 | 30600 | 18 | 8.5 | 30200 | 24800 | 82.12% | 2 | 0 | 11 |  |  |  | No | R-454B | 2.55 | Residential & Commercial | Ducted CEE Tier 1
216055403 | Central HP <5.4 tons | LUXAIRE | HRCU-A-CB (Split System: Heat Pump with Remote Outdoor Unit-Air-Source) | HH860E2S11 | ASPEN |  | C(A,C,D,E)48A3K+TDR | Z8ES130D20SMPS1 | 40500 | 17.5 | 8.5 | 44500 | 33600 | 75.51% | 2 | 0 | 11.7 |  |  |  | No | R-454B | 3.375 | Residential & Commercial | Ducted CEE Tier 1
216055218 | Central HP <5.4 tons | LUXAIRE | HRCU-A-CB (Split System: Heat Pump with Remote Outdoor Unit-Air-Source) | HH860E2S11 | ASPEN |  | C(A,C,D,E)60A3K+TDR | LP9C100C16MP13 | 40500 | 17 | 8.5 | 44000 | 33200 | 75.45% | 2 | 0 | 11 |  |  |  | No | R-454B | 3.375 | Residential & Commercial | Ducted CEE Tier 1
216055234 | Central HP <5.4 tons | LUXAIRE | HRCU-A-CB (Split System: Heat Pump with Remote Outdoor Unit-Air-Source) | HH860E2S11 | ASPEN |  | D(A,C,E)60A3K+TDR | LPLC100C20MP13 | 41000 | 18 | 8.5 | 45000 | 33800 | 75.11% | 2 | 0 | 10.5 |  |  |  | No | R-454B | 3.4167 | Residential & Commercial | Ducted CEE Tier 1
216055227 | Central HP <5.4 tons | LUXAIRE | HRCU-A-CB (Split System: Heat Pump with Remote Outdoor Unit-Air-Source) | HH860E2S11 | ASPEN |  | C(A,C,D,E)60A3K+TDR | LPLC080C16MP13 | 40500 | 17 | 8.5 | 44000 | 33400 | 75.91% | 2 | 0 | 11 |  |  |  | No | R-454B | 3.375 | Residential & Commercial | Ducted CEE Tier 1
216054774 | Central HP <5.4 tons | LUXAIRE | HRCU-A-CB (Split System: Heat Pump with Remote Outdoor Unit-Air-Source) | HH824E2S11 | ASPEN |  | C(A,C,D,E)24A3K+TDR | TL9E060B12UH11 | 21600 | 17 | 8.1 | 22600 | 18000 | 79.65% | 2 | 0 | 12 |  |  |  | No | R-454B | 1.8 | Residential & Commercial | Ducted CEE Tier 1
216054775 | Central HP <5.4 tons | LUXAIRE | HRCU-A-CB (Split System: Heat Pump with Remote Outdoor Unit-Air-Source) | HH824E2S11 | ASPEN |  | C(A,C,D,E)24D2K+TDR | TL9E060B12UH11 | 21200 | 17 | 8.5 | 22800 | 18000 | 78.95% | 2 | 0 | 11.7 |  |  |  | No | R-454B | 1.7667 | Residential & Commercial | Ducted CEE Tier 1
216054979 | Central HP <5.4 tons | LUXAIRE | HRCU-A-CB (Split System: Heat Pump with Remote Outdoor Unit-Air-Source) | HH824E2S11 | ASPEN |  | C(A,C,D,E)24D2K+TDR | Z9ES060A10SMPS1 | 19600 | 17 | 8.5 | 23000 | 17600 | 76.52% | 2 | 0 | 11.2 |  |  |  | No | R-454B | 1.6333 | Residential & Commercial | Ducted CEE Tier 1
216054990 | Central HP <5.4 tons | LUXAIRE | HRCU-A-CB (Split System: Heat Pump with Remote Outdoor Unit-Air-Source) | HH824E2S11 | ASPEN |  | C(A,C,D,E)24A3K+TDR | Z9ES080B12SMPS1 | 21600 | 17 | 8.1 | 22600 | 18100 | 80.09% | 2 | 0 | 12 |  |  |  | No | R-454B | 1.8 | Residential & Commercial | Ducted CEE Tier 1
214336714 | Central HP <5.4 tons | RHEEM | HRCU-A-CB (Split System: Heat Pump with Remote Outdoor Unit-Air-Source) | RD17AZ48AJ3N | ASPEN |  | D(A,C,E)60C44+TDR | R801V0755A21UHN | 45500 | 15.2 | 8.1 | 45500 | 33800 | 74.29% | 3.18 | 0 | 10 |  |  |  | No | R-410A | 3.7917 | Residential & Commercial | Ducted CEE Tier 1
216055210 | Central HP <5.4 tons | LUXAIRE | HRCU-A-CB (Split System: Heat Pump with Remote Outdoor Unit-Air-Source) | HH836E2S11 | ASPEN |  | D(A,C,E)36A4K+TDR | Z9ES080C20SMPS1 | 31200 | 17.5 | 8.1 | 32000 | 24200 | 75.62% | 2 | 0 | 10.5 |  |  |  | No | R-454B | 2.6 | Residential & Commercial | Ducted CEE Tier 1
216055211 | Central HP <5.4 tons | LUXAIRE | HRCU-A-CB (Split System: Heat Pump with Remote Outdoor Unit-Air-Source) | HH836E2S11 | ASPEN |  | C(A,C,D,E)36B3K+TDR | Z9ES100C16SMPS1 | 32000 | 17.5 | 8.1 | 32400 | 24600 | 75.93% | 2 | 0 | 10.5 |  |  |  | No | R-454B | 2.6667 | Residential & Commercial | Ducted CEE Tier 1
216055015 | Central HP <5.4 tons | LUXAIRE | HRCU-A-CB (Split System: Heat Pump with Remote Outdoor Unit-Air-Source) | HH836E2S11 | ASPEN |  | D(A,C,E)36A4K+TDR | LPLC080C16MP13 | 31000 | 18 | 8.5 | 31200 | 25400 | 81.41% | 2 | 0 | 11 |  |  |  | No | R-454B | 2.5833 | Residential & Commercial | Ducted CEE Tier 1
216055022 | Central HP <5.4 tons | LUXAIRE | HRCU-A-CB (Split System: Heat Pump with Remote Outdoor Unit-Air-Source) | HH836E2S11 | ASPEN |  | C(A,C,D,E)36B3K+TDR | TL8E100C20UH11 | 31000 | 17 | 8.5 | 30800 | 25000 | 81.17% | 2 | 0 | 11 |  |  |  | No | R-454B | 2.5833 | Residential & Commercial | Ducted CEE Tier 1
216055031 | Central HP <5.4 tons | LUXAIRE | HRCU-A-CB (Split System: Heat Pump with Remote Outdoor Unit-Air-Source) | HH836E2S11 | ASPEN |  | C(A,C,D,E)36B3K+TDR | TM8E080B12MP11 | 30800 | 18 | 8.5 | 31400 | 25400 | 80.89% | 2 | 0 | 10.5 |  |  |  | No | R-454B | 2.5667 | Residential & Commercial | Ducted CEE Tier 1
216055122 | Central HP <5.4 tons | LUXAIRE | HRCU-A-CB (Split System: Heat Pump with Remote Outdoor Unit-Air-Source) | HH836E2S11 | ASPEN |  | C(A,C,D,E)48A3K+TDR | TM9Y100C16MP11 | 31000 | 18 | 8.1 | 31000 | 25200 | 81.29% | 2 | 0 | 10.5 |  |  |  | No | R-454B | 2.5833 | Residential & Commercial | Ducted CEE Tier 1
216055244 | Central HP <5.4 tons | LUXAIRE | HRCU-A-CB (Split System: Heat Pump with Remote Outdoor Unit-Air-Source) | HH860E2S11 | ASPEN |  | C(A,C,D,E)48A3K+TDR | TL9E080C16UH11 | 40000 | 17.5 | 8.1 | 45500 | 34400 | 75.6% | 2 | 0 | 10.5 |  |  |  | No | R-454B | 3.3333 | Residential & Commercial | Ducted CEE Tier 1
216055278 | Central HP <5.4 tons | LUXAIRE | HRCU-A-CB (Split System: Heat Pump with Remote Outdoor Unit-Air-Source) | HH860E2S11 | ASPEN |  | C(A,C,D,E)60A3K+TDR | TM8V100C20MP12 | 41000 | 18 | 8.5 | 44500 | 33800 | 75.96% | 2 | 0 | 10.5 |  |  |  | No | R-454B | 3.4167 | Residential & Commercial | Ducted CEE Tier 1
216055279 | Central HP <5.4 tons | LUXAIRE | HRCU-A-CB (Split System: Heat Pump with Remote Outdoor Unit-Air-Source) | HH860E2S11 | ASPEN |  | D(A,C,E)60A3K+TDR | TM8V100C20MP12 | 41000 | 18 | 8.5 | 44500 | 33800 | 75.96% | 2 | 0 | 10.5 |  |  |  | No | R-454B | 3.4167 | Residential & Commercial | Ducted CEE Tier 1
216055295 | Central HP <5.4 tons | LUXAIRE | HRCU-A-CB (Split System: Heat Pump with Remote Outdoor Unit-Air-Source) | HH860E2S11 | ASPEN |  | C(A,C,D,E)48A3K+TDR | TM9E080C16MP12 | 40000 | 17.5 | 8.1 | 45000 | 34400 | 76.44% | 2 | 0 | 10.5 |  |  |  | No | R-454B | 3.3333 | Residential & Commercial | Ducted CEE Tier 1
216055310 | Central HP <5.4 tons | LUXAIRE | HRCU-A-CB (Split System: Heat Pump with Remote Outdoor Unit-Air-Source) | HH860E2S11 | ASPEN |  | C(A,C,D,E)48A3K+TDR | TM9V080C16MP12 | 39500 | 16.5 | 8.1 | 43500 | 33600 | 77.24% | 2 | 0 | 10.5 |  |  |  | No | R-454B | 3.2917 | Residential & Commercial | Ducted CEE Tier 1
216055326 | Central HP <5.4 tons | LUXAIRE | HRCU-A-CB (Split System: Heat Pump with Remote Outdoor Unit-Air-Source) | HH860E2S11 | ASPEN |  | C(A,C,D,E)60A3K+TDR | TM9Y100C16MP11 | 40500 | 17 | 8.5 | 44000 | 33800 | 76.82% | 2 | 0 | 10.5 |  |  |  | No | R-454B | 3.375 | Residential & Commercial | Ducted CEE Tier 1
216055328 | Central HP <5.4 tons | LUXAIRE | HRCU-A-CB (Split System: Heat Pump with Remote Outdoor Unit-Air-Source) | HH860E2S11 | ASPEN |  | C(A,C,D,E)48A3K+TDR | TM9Y100C20MP11 | 40000 | 16.5 | 8.1 | 45500 | 34800 | 76.48% | 2 | 0 | 10.5 |  |  |  | No | R-454B | 3.3333 | Residential & Commercial | Ducted CEE Tier 1
216055361 | Central HP <5.4 tons | LUXAIRE | HRCU-A-CB (Split System: Heat Pump with Remote Outdoor Unit-Air-Source) | HH860E2S11 | ASPEN |  | C(A,C,D,E)48A3K+TDR | TP9C080C16MP13 | 39500 | 16.5 | 8.1 | 43500 | 33600 | 77.24% | 2 | 0 | 10.5 |  |  |  | No | R-454B | 3.2917 | Residential & Commercial | Ducted CEE Tier 1
216055240 | Central HP <5.4 tons | LUXAIRE | HRCU-A-CB (Split System: Heat Pump with Remote Outdoor Unit-Air-Source) | HH860E2S11 | ASPEN |  | D(A,C,E)60A3K+TDR | TL8E080C16UH11 | 41000 | 17 | 8.5 | 44000 | 33600 | 76.36% | 2 | 0 | 11.5 |  |  |  | No | R-454B | 3.4167 | Residential & Commercial | Ducted CEE Tier 1
216055258 | Central HP <5.4 tons | LUXAIRE | HRCU-A-CB (Split System: Heat Pump with Remote Outdoor Unit-Air-Source) | HH860E2S11 | ASPEN |  | D(A,C,E)60A3K+TDR | TM8E100C16MP11 | 41000 | 18 | 8.5 | 45000 | 34200 | 76% | 2 | 0 | 10.5 |  |  |  | No | R-454B | 3.4167 | Residential & Commercial | Ducted CEE Tier 1
216055288 | Central HP <5.4 tons | LUXAIRE | HRCU-A-CB (Split System: Heat Pump with Remote Outdoor Unit-Air-Source) | HH860E2S11 | ASPEN |  | D(A,C,E)60A3K+TDR | TM8Y100C16MP11 | 41000 | 17 | 8.1 | 43500 | 33400 | 76.78% | 2 | 0 | 11 |  |  |  | No | R-454B | 3.4167 | Residential & Commercial | Ducted CEE Tier 1
216055219 | Central HP <5.4 tons | LUXAIRE | HRCU-A-CB (Split System: Heat Pump with Remote Outdoor Unit-Air-Source) | HH860E2S11 | ASPEN |  | D(A,C,E)60A3K+TDR | LP9C100C16MP13 | 40500 | 16.5 | 8.5 | 44000 | 33200 | 75.45% | 2 | 0 | 11.2 |  |  |  | No | R-454B | 3.375 | Residential & Commercial | Ducted CEE Tier 1
216055285 | Central HP <5.4 tons | LUXAIRE | HRCU-A-CB (Split System: Heat Pump with Remote Outdoor Unit-Air-Source) | HH860E2S11 | ASPEN |  | D(A,C,E)60A3K+TDR | TM8Y080C16MP11 | 41000 | 17 | 8.1 | 43500 | 33400 | 76.78% | 2 | 0 | 11 |  |  |  | No | R-454B | 3.4167 | Residential & Commercial | Ducted CEE Tier 1
216055302 | Central HP <5.4 tons | LUXAIRE | HRCU-A-CB (Split System: Heat Pump with Remote Outdoor Unit-Air-Source) | HH860E2S11 | ASPEN |  | C(A,C,D,E)60A3K+TDR | TM9E100C16MP12 | 41000 | 18 | 8.5 | 45500 | 34400 | 75.6% | 2 | 0 | 10.5 |  |  |  | No | R-454B | 3.4167 | Residential & Commercial | Ducted CEE Tier 1
216054792 | Central HP <5.4 tons | LUXAIRE | HRCU-A-CB (Split System: Heat Pump with Remote Outdoor Unit-Air-Source) | HH824E2S11 | ASPEN |  | C(A,C,D,E)24A3K+TDR | TM8E080B12MP11 | 21600 | 17 | 8.1 | 22600 | 18000 | 79.65% | 2 | 0 | 12 |  |  |  | No | R-454B | 1.8 | Residential & Commercial | Ducted CEE Tier 1
216054809 | Central HP <5.4 tons | LUXAIRE | HRCU-A-CB (Split System: Heat Pump with Remote Outdoor Unit-Air-Source) | HH824E2S11 | ASPEN |  | D(A,C,E)36A4K+TDR | TM8V080B12MP12 | 22600 | 17 | 8.5 | 22600 | 17700 | 78.32% | 2 | 0 | 12 |  |  |  | No | R-454B | 1.8833 | Residential & Commercial | Ducted CEE Tier 1
216054891 | Central HP <5.4 tons | LUXAIRE | HRCU-A-CB (Split System: Heat Pump with Remote Outdoor Unit-Air-Source) | HH824E2S11 | ASPEN |  | D(A,C,E)24B4K+TDR | TMLE040A12MP11 | 21000 | 16.5 | 9 | 22600 | 17200 | 76.11% | 2 | 0 | 11.7 |  |  |  | No | R-454B | 1.75 | Residential & Commercial | Ducted CEE Tier 1
216054925 | Central HP <5.4 tons | LUXAIRE | HRCU-A-CB (Split System: Heat Pump with Remote Outdoor Unit-Air-Source) | HH824E2S11 | ASPEN |  | C(A,C,D,E)24D2K+TDR | TPLC080B12MP13 | 21200 | 17 | 8.5 | 22800 | 17700 | 77.63% | 2 | 0 | 11.7 |  |  |  | No | R-454B | 1.7667 | Residential & Commercial | Ducted CEE Tier 1
216054942 | Central HP <5.4 tons | LUXAIRE | HRCU-A-CB (Split System: Heat Pump with Remote Outdoor Unit-Air-Source) | HH824E2S11 | ASPEN |  | C(A,C,D,E)24A3K+TDR | Z8ES080B12SMPS1 | 21600 | 18 | 8.1 | 22400 | 18500 | 82.59% | 2 | 0 | 12 |  |  |  | No | R-454B | 1.8 | Residential & Commercial | Ducted CEE Tier 1
216054944 | Central HP <5.4 tons | LUXAIRE | HRCU-A-CB (Split System: Heat Pump with Remote Outdoor Unit-Air-Source) | HH824E2S11 | ASPEN |  | D(A,C,E)24B3K+TDR | Z8ES080B12SMPS1 | 22000 | 18 | 8.5 | 22600 | 18500 | 81.86% | 2 | 0 | 12 |  |  |  | No | R-454B | 1.8333 | Residential & Commercial | Ducted CEE Tier 1
216054820 | Central HP <5.4 tons | LUXAIRE | HRCU-A-CB (Split System: Heat Pump with Remote Outdoor Unit-Air-Source) | HH824E2S11 | ASPEN |  | D(A,C,E)36A3K+TDR | TM8Y080B12MP11 | 22200 | 17 | 8.1 | 22600 | 18300 | 80.97% | 2 | 0 | 12 |  |  |  | No | R-454B | 1.85 | Residential & Commercial | Ducted CEE Tier 1
215932163 | Central HP <5.4 tons | TEMPSTAR | HRCU-A-CB (Split System: Heat Pump with Remote Outdoor Unit-Air-Source) | T5H3V36*K*AAA* |  |  | EA*5X37M17A*+WALLCON | *96CTN0601714B* | 33200 | 19 | 9.5 | 34400 | 26400 | 76.74% | 2.06 | 0 | 10.5 |  |  |  | No | R-454B | 2.7667 | Residential & Commercial | Ducted CEE Tier 1
215932233 | Central HP <5.4 tons | TEMPSTAR | HRCU-A-CB (Split System: Heat Pump with Remote Outdoor Unit-Air-Source) | T5H3V36*K*AAA* |  |  | EA*5X42M21A*+WALLCON | *80CTL0701716B* | 32600 | 19.5 | 9.5 | 35200 | 27000 | 76.7% | 2 | 0 | 11 |  |  |  | No | R-454B | 2.7167 | Residential & Commercial | Ducted CEE Tier 1
215932313 | Central HP <5.4 tons | TEMPSTAR | HRCU-A-CB (Split System: Heat Pump with Remote Outdoor Unit-Air-Source) | T5H3V36*K*AAA* |  |  | EA*5X42M21A*+WALLCON | *97CMN0801714B* | 32400 | 19.5 | 9.5 | 35400 | 27200 | 76.84% | 2 | 0 | 11 |  |  |  | No | R-454B | 2.7 | Residential & Commercial | Ducted CEE Tier 1
215932333 | Central HP <5.4 tons | TEMPSTAR | HRCU-A-CB (Split System: Heat Pump with Remote Outdoor Unit-Air-Source) | T5H3V36*K*AAA* |  |  | EA*5X42M21A*+WALLCON | *97CMN1002122B* | 32800 | 20 | 9.5 | 34800 | 26600 | 76.44% | 2 | 0 | 11.5 |  |  |  | No | R-454B | 2.7333 | Residential & Commercial | Ducted CEE Tier 1
216054829 | Central HP <5.4 tons | LUXAIRE | HRCU-A-CB (Split System: Heat Pump with Remote Outdoor Unit-Air-Source) | HH824E2S11 | ASPEN |  | C(A,C,D,E)24D2K+TDR | TM9E040A10MP12 | 19500 | 16 | 9 | 23000 | 18100 | 78.7% | 2 | 0 | 10 |  |  |  | No | R-454B | 1.625 | Residential & Commercial | Ducted CEE Tier 1
216054831 | Central HP <5.4 tons | LUXAIRE | HRCU-A-CB (Split System: Heat Pump with Remote Outdoor Unit-Air-Source) | HH824E2S11 | ASPEN |  | D(A,C,E)24B4K+TDR | TM9E040A10MP12 | 21000 | 17 | 9 | 23000 | 18100 | 78.7% | 2 | 0 | 10.5 |  |  |  | No | R-454B | 1.75 | Residential & Commercial | Ducted CEE Tier 1
216054838 | Central HP <5.4 tons | LUXAIRE | HRCU-A-CB (Split System: Heat Pump with Remote Outdoor Unit-Air-Source) | HH824E2S11 | ASPEN |  | D(A,C,E)36A3K+TDR | TM9E060A10MP12 | 20600 | 16.5 | 8.5 | 22600 | 18100 | 80.09% | 2 | 0 | 10.5 |  |  |  | No | R-454B | 1.7167 | Residential & Commercial | Ducted CEE Tier 1
216054767 | Central HP <5.4 tons | LUXAIRE | HRCU-A-CB (Split System: Heat Pump with Remote Outdoor Unit-Air-Source) | HH824E2S11 | ASPEN |  | D(A,C,E)36A4K+TDR | LPLC080B12MP13 | 22600 | 17 | 9 | 22600 | 17700 | 78.32% | 2 | 0 | 12 |  |  |  | No | R-454B | 1.8833 | Residential & Commercial | Ducted CEE Tier 1
216054817 | Central HP <5.4 tons | LUXAIRE | HRCU-A-CB (Split System: Heat Pump with Remote Outdoor Unit-Air-Source) | HH824E2S11 | ASPEN |  | C(A,C,D,E)24D2K+TDR | TM8Y080B12MP11 | 21000 | 17 | 8.5 | 22800 | 18300 | 80.26% | 2 | 0 | 11.7 |  |  |  | No | R-454B | 1.75 | Residential & Commercial | Ducted CEE Tier 1
216054833 | Central HP <5.4 tons | LUXAIRE | HRCU-A-CB (Split System: Heat Pump with Remote Outdoor Unit-Air-Source) | HH824E2S11 | ASPEN |  | D(A,C,E)36A4K+TDR | TM9E040A10MP12 | 21000 | 17 | 9 | 23000 | 18100 | 78.7% | 2 | 0 | 10.5 |  |  |  | No | R-454B | 1.75 | Residential & Commercial | Ducted CEE Tier 1
216055140 | Central HP <5.4 tons | LUXAIRE | HRCU-A-CB (Split System: Heat Pump with Remote Outdoor Unit-Air-Source) | HH836E2S11 | ASPEN |  | C(A,C,D,E)48A3K+TDR | TMLE100C16MP11 | 31400 | 18 | 8.1 | 31200 | 25200 | 80.77% | 2 | 0 | 10.5 |  |  |  | No | R-454B | 2.6167 | Residential & Commercial | Ducted CEE Tier 1
216055179 | Central HP <5.4 tons | LUXAIRE | HRCU-A-CB (Split System: Heat Pump with Remote Outdoor Unit-Air-Source) | HH836E2S11 | ASPEN |  | C(A,C,D,E)48A3K+TDR | Z8ES080B12SMPS1 | 30800 | 18 | 8.1 | 30000 | 24800 | 82.67% | 2 | 0 | 11.2 |  |  |  | No | R-454B | 2.5667 | Residential & Commercial | Ducted CEE Tier 1
216055153 | Central HP <5.4 tons | LUXAIRE | HRCU-A-CB (Split System: Heat Pump with Remote Outdoor Unit-Air-Source) | HH836E2S11 | ASPEN |  | D(A,C,E)36A4K+TDR | TMLV100C16MP12 | 31000 | 18 | 8.5 | 31200 | 25400 | 81.41% | 2 | 0 | 10.5 |  |  |  | No | R-454B | 2.5833 | Residential & Commercial | Ducted CEE Tier 1
216055186 | Central HP <5.4 tons | LUXAIRE | HRCU-A-CB (Split System: Heat Pump with Remote Outdoor Unit-Air-Source) | HH836E2S11 | ASPEN |  | D(A,C,E)36A4K+TDR | Z8ES080C20SMPS1 | 32000 | 19 | 8.5 | 32200 | 25800 | 80.12% | 2 | 0 | 10.5 |  |  |  | No | R-454B | 2.6667 | Residential & Commercial | Ducted CEE Tier 1
216055336 | Central HP <5.4 tons | LUXAIRE | HRCU-A-CB (Split System: Heat Pump with Remote Outdoor Unit-Air-Source) | HH860E2S11 | ASPEN |  | D(A,C,E)60A3K+TDR | TMLE080C16MP11 | 41000 | 18 | 8.5 | 45000 | 34200 | 76% | 2 | 0 | 10.5 |  |  |  | No | R-454B | 3.4167 | Residential & Commercial | Ducted CEE Tier 1
216055337 | Central HP <5.4 tons | LUXAIRE | HRCU-A-CB (Split System: Heat Pump with Remote Outdoor Unit-Air-Source) | HH860E2S11 | ASPEN |  | C(A,C,D,E)48A3K+TDR | TMLE080C20MP11 | 41000 | 16.5 | 8.1 | 46000 | 35000 | 76.09% | 2 | 0 | 10.5 |  |  |  | No | R-454B | 3.4167 | Residential & Commercial | Ducted CEE Tier 1
216055370 | Central HP <5.4 tons | LUXAIRE | HRCU-A-CB (Split System: Heat Pump with Remote Outdoor Unit-Air-Source) | HH860E2S11 | ASPEN |  | C(A,C,D,E)48A3K+TDR | TP9C120D20MP13 | 40000 | 17.5 | 8.1 | 44000 | 33400 | 75.91% | 2 | 0 | 11.2 |  |  |  | No | R-454B | 3.3333 | Residential & Commercial | Ducted CEE Tier 1
216055387 | Central HP <5.4 tons | LUXAIRE | HRCU-A-CB (Split System: Heat Pump with Remote Outdoor Unit-Air-Source) | HH860E2S11 | ASPEN |  | D(A,C,E)60A3K+TDR | Z8ES080C16SMPS1 | 41500 | 18 | 8.5 | 44000 | 33400 | 75.91% | 2 | 0 | 11.7 |  |  |  | No | R-454B | 3.4583 | Residential & Commercial | Ducted CEE Tier 1
216055222 | Central HP <5.4 tons | LUXAIRE | HRCU-A-CB (Split System: Heat Pump with Remote Outdoor Unit-Air-Source) | HH860E2S11 | ASPEN |  | D(A,C,E)60A3K+TDR | LP9C100C20MP13 | 41000 | 18 | 8.5 | 45000 | 33800 | 75.11% | 2 | 0 | 10.5 |  |  |  | No | R-454B | 3.4167 | Residential & Commercial | Ducted CEE Tier 1
216054798 | Central HP <5.4 tons | LUXAIRE | HRCU-A-CB (Split System: Heat Pump with Remote Outdoor Unit-Air-Source) | HH824E2S11 | ASPEN |  | C(A,C,D,E)24A3K+TDR | TM8E100B12MP11 | 21600 | 17 | 8.1 | 22600 | 18000 | 79.65% | 2 | 0 | 12 |  |  |  | No | R-454B | 1.8 | Residential & Commercial | Ducted CEE Tier 1
216054814 | Central HP <5.4 tons | LUXAIRE | HRCU-A-CB (Split System: Heat Pump with Remote Outdoor Unit-Air-Source) | HH824E2S11 | ASPEN |  | D(A,C,E)36A3K+TDR | TM8Y060A12MP11 | 20600 | 17.5 | 8.5 | 22600 | 18400 | 81.42% | 2 | 0 | 10.5 |  |  |  | No | R-454B | 1.7167 | Residential & Commercial | Ducted CEE Tier 1
216054844 | Central HP <5.4 tons | LUXAIRE | HRCU-A-CB (Split System: Heat Pump with Remote Outdoor Unit-Air-Source) | HH824E2S11 | ASPEN |  | D(A,C,E)36A3K+TDR | TM9E060B12MP12 | 22200 | 17 | 8.1 | 22600 | 18300 | 80.97% | 2 | 0 | 11.7 |  |  |  | No | R-454B | 1.85 | Residential & Commercial | Ducted CEE Tier 1
216054894 | Central HP <5.4 tons | LUXAIRE | HRCU-A-CB (Split System: Heat Pump with Remote Outdoor Unit-Air-Source) | HH824E2S11 | ASPEN |  | C(A,C,D,E)24A3K+TDR | TMLE060A12MP11 | 20200 | 17.5 | 8.5 | 22600 | 17900 | 79.2% | 2 | 0 | 11.2 |  |  |  | No | R-454B | 1.6833 | Residential & Commercial | Ducted CEE Tier 1
216054908 | Central HP <5.4 tons | LUXAIRE | HRCU-A-CB (Split System: Heat Pump with Remote Outdoor Unit-Air-Source) | HH824E2S11 | ASPEN |  | D(A,C,E)24B3K+TDR | TMLE100B12MP11 | 22000 | 17 | 8.1 | 22600 | 18000 | 79.65% | 2 | 0 | 12 |  |  |  | No | R-454B | 1.8333 | Residential & Commercial | Ducted CEE Tier 1
216054927 | Central HP <5.4 tons | LUXAIRE | HRCU-A-CB (Split System: Heat Pump with Remote Outdoor Unit-Air-Source) | HH824E2S11 | ASPEN |  | D(A,C,E)24B4K+TDR | TPLC080B12MP13 | 22400 | 17 | 8.5 | 22800 | 17700 | 77.63% | 2 | 0 | 12 |  |  |  | No | R-454B | 1.8667 | Residential & Commercial | Ducted CEE Tier 1
216054866 | Central HP <5.4 tons | LUXAIRE | HRCU-A-CB (Split System: Heat Pump with Remote Outdoor Unit-Air-Source) | HH824E2S11 | ASPEN |  | D(A,C,E)24B3K+TDR | TM9V080B12MP12 | 22000 | 17 | 8.1 | 22600 | 18300 | 80.97% | 2 | 0 | 12 |  |  |  | No | R-454B | 1.8333 | Residential & Commercial | Ducted CEE Tier 1
216055006 | Central HP <5.4 tons | LUXAIRE | HRCU-A-CB (Split System: Heat Pump with Remote Outdoor Unit-Air-Source) | HH836E2S11 | ASPEN |  | C(A,C,D,E)48A3K+TDR | LP9C100C16MP13 | 31200 | 18 | 8.5 | 31400 | 25200 | 80.25% | 2 | 0 | 11 |  |  |  | No | R-454B | 2.6 | Residential & Commercial | Ducted CEE Tier 1
216055024 | Central HP <5.4 tons | LUXAIRE | HRCU-A-CB (Split System: Heat Pump with Remote Outdoor Unit-Air-Source) | HH836E2S11 | ASPEN |  | D(A,C,E)36A4K+TDR | TL8E100C20UH11 | 31000 | 17 | 8.5 | 30800 | 25000 | 81.17% | 2 | 0 | 11 |  |  |  | No | R-454B | 2.5833 | Residential & Commercial | Ducted CEE Tier 1
216055065 | Central HP <5.4 tons | LUXAIRE | HRCU-A-CB (Split System: Heat Pump with Remote Outdoor Unit-Air-Source) | HH836E2S11 | ASPEN |  | C(A,C,D,E)48A3K+TDR | TM8Y080B12MP11 | 30800 | 18 | 8.1 | 30800 | 25200 | 81.82% | 2 | 0 | 10.5 |  |  |  | No | R-454B | 2.5667 | Residential & Commercial | Ducted CEE Tier 1
216055115 | Central HP <5.4 tons | LUXAIRE | HRCU-A-CB (Split System: Heat Pump with Remote Outdoor Unit-Air-Source) | HH836E2S11 | ASPEN |  | C(A,C,D,E)36B3K+TDR | TM9Y080B12MP11 | 30600 | 18 | 8.5 | 31000 | 25400 | 81.94% | 2 | 0 | 10.5 |  |  |  | No | R-454B | 2.55 | Residential & Commercial | Ducted CEE Tier 1
216055138 | Central HP <5.4 tons | LUXAIRE | HRCU-A-CB (Split System: Heat Pump with Remote Outdoor Unit-Air-Source) | HH836E2S11 | ASPEN |  | D(A,C,E)36A4K+TDR | TMLE100B12MP11 | 30600 | 18 | 8.5 | 31200 | 25400 | 81.41% | 2 | 0 | 10.5 |  |  |  | No | R-454B | 2.55 | Residential & Commercial | Ducted CEE Tier 1
216055147 | Central HP <5.4 tons | LUXAIRE | HRCU-A-CB (Split System: Heat Pump with Remote Outdoor Unit-Air-Source) | HH836E2S11 | ASPEN |  | D(A,C,E)36A4K+TDR | TMLE120C16MP11 | 30400 | 18 | 8.5 | 30200 | 24800 | 82.12% | 2 | 0 | 11.2 |  |  |  | No | R-454B | 2.5333 | Residential & Commercial | Ducted CEE Tier 1
216055001 | Central HP <5.4 tons | LUXAIRE | HRCU-A-CB (Split System: Heat Pump with Remote Outdoor Unit-Air-Source) | HH836E2S11 | ASPEN |  | D(A,C,E)36A4K+TDR | LP9C080B12MP13 | 30600 | 18 | 8.5 | 30800 | 25200 | 81.82% | 2 | 0 | 11 |  |  |  | No | R-454B | 2.55 | Residential & Commercial | Ducted CEE Tier 1
216054902 | Central HP <5.4 tons | LUXAIRE | HRCU-A-CB (Split System: Heat Pump with Remote Outdoor Unit-Air-Source) | HH824E2S11 | ASPEN |  | D(A,C,E)24B3K+TDR | TMLE080B12MP11 | 22000 | 17 | 8.1 | 22600 | 18000 | 79.65% | 2 | 0 | 12 |  |  |  | No | R-454B | 1.8333 | Residential & Commercial | Ducted CEE Tier 1
216054917 | Central HP <5.4 tons | LUXAIRE | HRCU-A-CB (Split System: Heat Pump with Remote Outdoor Unit-Air-Source) | HH824E2S11 | ASPEN |  | D(A,C,E)36A4K+TDR | TP9C060B12MP13 | 22600 | 17 | 8.5 | 22800 | 18000 | 78.95% | 2 | 0 | 12 |  |  |  | No | R-454B | 1.8833 | Residential & Commercial | Ducted CEE Tier 1
216054919 | Central HP <5.4 tons | LUXAIRE | HRCU-A-CB (Split System: Heat Pump with Remote Outdoor Unit-Air-Source) | HH824E2S11 | ASPEN |  | C(A,C,D,E)24D2K+TDR | TP9C080B12MP13 | 21000 | 17 | 8.5 | 22800 | 18300 | 80.26% | 2 | 0 | 11.7 |  |  |  | No | R-454B | 1.75 | Residential & Commercial | Ducted CEE Tier 1
211257722 | Central HP <5.4 tons | CARRIER | HRCU-A-CB (Split System: Heat Pump with Remote Outdoor Unit-Air-Source) | 38MURAQ18AB3* |  |  | CAP**1917AL* | 59SU5A040E17**12 | 18200 | 16.5 | 8.5 | 18100 | 17600 | 97.24% | 2.14 | 0 | 11 |  |  |  | No | R-410A | 1.5167 | Residential & Commercial | Ducted CEE Tier 1
211257788 | Central HP <5.4 tons | CARRIER | HRCU-A-CB (Split System: Heat Pump with Remote Outdoor Unit-Air-Source) | 38MURAQ18AB3* |  |  | CAP**2417AL* | 59SP6A080V17**16 | 17400 | 16 | 8.5 | 18300 | 19200 | 104.9% | 2.3 | 0 | 10.5 |  |  |  | No | R-410A | 1.45 | Residential & Commercial | Ducted CEE Tier 1
211257820 | Central HP <5.4 tons | CARRIER | HRCU-A-CB (Split System: Heat Pump with Remote Outdoor Unit-Air-Source) | 38MURAQ18AB3* |  |  | CAP**2417AL* | 59SC2D060E17**14 | 17700 | 16.5 | 8.5 | 18500 | 19100 | 103.2% | 2.3 | 0 | 10.5 |  |  |  | No | R-410A | 1.475 | Residential & Commercial | Ducted CEE Tier 1
216054751 | Central HP <5.4 tons | LUXAIRE | HRCU-A-CB (Split System: Heat Pump with Remote Outdoor Unit-Air-Source) | HH824E2S11 | ASPEN |  | C(A,C,D,E)24D2K+TDR | LP9C060B12MP13 | 21200 | 16.5 | 8.5 | 22800 | 18000 | 78.95% | 2 | 0 | 11.7 |  |  |  | No | R-454B | 1.7667 | Residential & Commercial | Ducted CEE Tier 1
216054752 | Central HP <5.4 tons | LUXAIRE | HRCU-A-CB (Split System: Heat Pump with Remote Outdoor Unit-Air-Source) | HH824E2S11 | ASPEN |  | D(A,C,E)24B3K+TDR | LP9C060B12MP13 | 22000 | 17 | 8.1 | 22600 | 18000 | 79.65% | 2 | 0 | 12 |  |  |  | No | R-454B | 1.8333 | Residential & Commercial | Ducted CEE Tier 1
216054928 | Central HP <5.4 tons | LUXAIRE | HRCU-A-CB (Split System: Heat Pump with Remote Outdoor Unit-Air-Source) | HH824E2S11 | ASPEN |  | D(A,C,E)36A3K+TDR | TPLC080B12MP13 | 22400 | 17 | 8.1 | 22600 | 17700 | 78.32% | 2 | 0 | 12 |  |  |  | No | R-454B | 1.8667 | Residential & Commercial | Ducted CEE Tier 1
216054958 | Central HP <5.4 tons | LUXAIRE | HRCU-A-CB (Split System: Heat Pump with Remote Outdoor Unit-Air-Source) | HH824E2S11 | ASPEN |  | D(A,C,E)36A3K+TDR | Z8ET060A12LMPS1 | 20800 | 18.8 | 8.5 | 22800 | 17700 | 77.63% | 2 | 0 | 11.7 |  |  |  | No | R-454B | 1.7333 | Residential & Commercial | Ducted CEE Tier 1
216054993 | Central HP <5.4 tons | LUXAIRE | HRCU-A-CB (Split System: Heat Pump with Remote Outdoor Unit-Air-Source) | HH824E2S11 | ASPEN |  | D(A,C,E)24B4K+TDR | Z9ES080B12SMPS1 | 22600 | 17 | 8.5 | 22800 | 18100 | 79.39% | 2 | 0 | 12 |  |  |  | No | R-454B | 1.8833 | Residential & Commercial | Ducted CEE Tier 1
216054934 | Central HP <5.4 tons | LUXAIRE | HRCU-A-CB (Split System: Heat Pump with Remote Outdoor Unit-Air-Source) | HH824E2S11 | ASPEN |  | D(A,C,E)36A3K+TDR | Z8ES040A12SMPS1 | 20600 | 17.5 | 9 | 22600 | 18100 | 80.09% | 2 | 0 | 11.2 |  |  |  | No | R-454B | 1.7167 | Residential & Commercial | Ducted CEE Tier 1
216054935 | Central HP <5.4 tons | LUXAIRE | HRCU-A-CB (Split System: Heat Pump with Remote Outdoor Unit-Air-Source) | HH824E2S11 | ASPEN |  | D(A,C,E)36A4K+TDR | Z8ES040A12SMPS1 | 21000 | 17.5 | 9.5 | 22800 | 18100 | 79.39% | 2 | 0 | 11.2 |  |  |  | No | R-454B | 1.75 | Residential & Commercial | Ducted CEE Tier 1
216054950 | Central HP <5.4 tons | LUXAIRE | HRCU-A-CB (Split System: Heat Pump with Remote Outdoor Unit-Air-Source) | HH824E2S11 | ASPEN |  | D(A,C,E)24B3K+TDR | Z8ES100B12SMPS1 | 20400 | 18.7 | 9.5 | 22600 | 18000 | 79.65% | 2 | 0 | 11.2 |  |  |  | No | R-454B | 1.7 | Residential & Commercial | Ducted CEE Tier 1
216054952 | Central HP <5.4 tons | LUXAIRE | HRCU-A-CB (Split System: Heat Pump with Remote Outdoor Unit-Air-Source) | HH824E2S11 | ASPEN |  | D(A,C,E)36A3K+TDR | Z8ES100B12SMPS1 | 20600 | 18.8 | 9 | 22600 | 18000 | 79.65% | 2 | 0 | 11.2 |  |  |  | No | R-454B | 1.7167 | Residential & Commercial | Ducted CEE Tier 1
214336717 | Central HP <5.4 tons | RHEEM | HRCU-A-CB (Split System: Heat Pump with Remote Outdoor Unit-Air-Source) | RD17AZ48AJ3N | ASPEN |  | D(A,C,E)60C44+TDR | R801V1005A21UHS | 45500 | 16 | 8.1 | 45500 | 33800 | 74.29% | 3.17 | 0 | 10 |  |  |  | No | R-410A | 3.7917 | Residential & Commercial | Ducted CEE Tier 1
215936839 | Central HP <5.4 tons | COMFORTMAKER | HRCU-A-CB (Split System: Heat Pump with Remote Outdoor Unit-Air-Source) | C5H3V36*K*AAA* |  |  | EVD5X60M24A*+WALLCON | *97CMN1202422B* | 35400 | 22 | 8.5 | 38000 | 28400 | 74.74% | 2.04 | 0 | 12.5 |  |  |  | No | R-454B | 2.95 | Residential & Commercial | Ducted CEE Tier 1
211175681 | Central HP <5.4 tons | COMFORT-AIRE | HRCU-A-CB (Split System: Heat Pump with Remote Outdoor Unit-Air-Source) | HRG1536S1R-**A | COMFORT-AIRE |  | MCG48T(C,D)2M | GDD96C110C5M | 35400 | 16.4 | 8.2 | 32000 | 22400 | 70% | 2.8 | 0 | 13 |  |  |  | No | R-410A | 2.95 | Residential & Commercial | Ducted CEE Tier 1
216054865 | Central HP <5.4 tons | LUXAIRE | HRCU-A-CB (Split System: Heat Pump with Remote Outdoor Unit-Air-Source) | HH824E2S11 | ASPEN |  | C(A,C,D,E)24D2K+TDR | TM9V080B12MP12 | 21000 | 17 | 8.5 | 22800 | 18300 | 80.26% | 2 | 0 | 11.7 |  |  |  | No | R-454B | 1.75 | Residential & Commercial | Ducted CEE Tier 1
216054890 | Central HP <5.4 tons | LUXAIRE | HRCU-A-CB (Split System: Heat Pump with Remote Outdoor Unit-Air-Source) | HH824E2S11 | ASPEN |  | D(A,C,E)24B3K+TDR | TMLE040A12MP11 | 20600 | 16.5 | 8.5 | 22400 | 17200 | 76.79% | 2 | 0 | 11.2 |  |  |  | No | R-454B | 1.7167 | Residential & Commercial | Ducted CEE Tier 1
216054938 | Central HP <5.4 tons | LUXAIRE | HRCU-A-CB (Split System: Heat Pump with Remote Outdoor Unit-Air-Source) | HH824E2S11 | ASPEN |  | D(A,C,E)24B3K+TDR | Z8ES060A12SMPS1 | 20600 | 17.5 | 8.5 | 22400 | 17300 | 77.23% | 2 | 0 | 11.2 |  |  |  | No | R-454B | 1.7167 | Residential & Commercial | Ducted CEE Tier 1
216054945 | Central HP <5.4 tons | LUXAIRE | HRCU-A-CB (Split System: Heat Pump with Remote Outdoor Unit-Air-Source) | HH824E2S11 | ASPEN |  | D(A,C,E)24B4K+TDR | Z8ES080B12SMPS1 | 22600 | 18 | 8.5 | 22800 | 18500 | 81.14% | 2 | 0 | 12 |  |  |  | No | R-454B | 1.8833 | Residential & Commercial | Ducted CEE Tier 1
216054789 | Central HP <5.4 tons | LUXAIRE | HRCU-A-CB (Split System: Heat Pump with Remote Outdoor Unit-Air-Source) | HH824E2S11 | ASPEN |  | D(A,C,E)24B4K+TDR | TM8E060A12MP11 | 21000 | 17.5 | 9 | 23000 | 17900 | 77.83% | 2 | 0 | 11.2 |  |  |  | No | R-454B | 1.75 | Residential & Commercial | Ducted CEE Tier 1
216054805 | Central HP <5.4 tons | LUXAIRE | HRCU-A-CB (Split System: Heat Pump with Remote Outdoor Unit-Air-Source) | HH824E2S11 | ASPEN |  | C(A,C,D,E)24D2K+TDR | TM8V080B12MP12 | 21200 | 17 | 8.5 | 22800 | 17700 | 77.63% | 2 | 0 | 11.7 |  |  |  | No | R-454B | 1.7667 | Residential & Commercial | Ducted CEE Tier 1
216054864 | Central HP <5.4 tons | LUXAIRE | HRCU-A-CB (Split System: Heat Pump with Remote Outdoor Unit-Air-Source) | HH824E2S11 | ASPEN |  | C(A,C,D,E)24A3K+TDR | TM9V080B12MP12 | 21600 | 17 | 8.1 | 22600 | 18300 | 80.97% | 2 | 0 | 12 |  |  |  | No | R-454B | 1.8 | Residential & Commercial | Ducted CEE Tier 1
216054880 | Central HP <5.4 tons | LUXAIRE | HRCU-A-CB (Split System: Heat Pump with Remote Outdoor Unit-Air-Source) | HH824E2S11 | ASPEN |  | D(A,C,E)36A3K+TDR | TM9Y060B12MP11 | 22200 | 17 | 8.1 | 22600 | 18400 | 81.42% | 2 | 0 | 11.7 |  |  |  | No | R-454B | 1.85 | Residential & Commercial | Ducted CEE Tier 1
216054808 | Central HP <5.4 tons | LUXAIRE | HRCU-A-CB (Split System: Heat Pump with Remote Outdoor Unit-Air-Source) | HH824E2S11 | ASPEN |  | D(A,C,E)36A3K+TDR | TM8V080B12MP12 | 22400 | 17 | 8.1 | 22600 | 17700 | 78.32% | 2 | 0 | 12 |  |  |  | No | R-454B | 1.8667 | Residential & Commercial | Ducted CEE Tier 1
216054843 | Central HP <5.4 tons | LUXAIRE | HRCU-A-CB (Split System: Heat Pump with Remote Outdoor Unit-Air-Source) | HH824E2S11 | ASPEN |  | D(A,C,E)24B4K+TDR | TM9E060B12MP12 | 22600 | 17 | 8.5 | 22800 | 18300 | 80.26% | 2 | 0 | 11.7 |  |  |  | No | R-454B | 1.8833 | Residential & Commercial | Ducted CEE Tier 1
216054860 | Central HP <5.4 tons | LUXAIRE | HRCU-A-CB (Split System: Heat Pump with Remote Outdoor Unit-Air-Source) | HH824E2S11 | ASPEN |  | D(A,C,E)24B3K+TDR | TM9V060B12MP12 | 22000 | 17 | 8.1 | 22600 | 18000 | 79.65% | 2 | 0 | 12 |  |  |  | No | R-454B | 1.8333 | Residential & Commercial | Ducted CEE Tier 1
216054874 | Central HP <5.4 tons | LUXAIRE | HRCU-A-CB (Split System: Heat Pump with Remote Outdoor Unit-Air-Source) | HH824E2S11 | ASPEN |  | D(A,C,E)36A3K+TDR | TM9Y040A10MP11 | 21000 | 16.5 | 8.1 | 22400 | 17300 | 77.23% | 2 | 0 | 10.5 |  |  |  | No | R-454B | 1.75 | Residential & Commercial | Ducted CEE Tier 1
211176509 | Central HP <5.4 tons | COMFORT-AIRE | HRCU-A-CB (Split System: Heat Pump with Remote Outdoor Unit-Air-Source) | HRG1548S1R-**A | COMFORT-AIRE |  | MCG60T(C,D)2M | GUH97M090C3M | 44500 | 15.3 | 8.2 | 45000 | 32000 | 71.11% | 2.86 | 0 | 12.4 |  |  |  | No | R-410A | 3.7083 | Residential & Commercial | Ducted CEE Tier 1
216054882 | Central HP <5.4 tons | LUXAIRE | HRCU-A-CB (Split System: Heat Pump with Remote Outdoor Unit-Air-Source) | HH824E2S11 | ASPEN |  | C(A,C,D,E)24A3K+TDR | TM9Y080B12MP11 | 21600 | 17 | 8.1 | 22400 | 18500 | 82.59% | 2 | 0 | 11.7 |  |  |  | No | R-454B | 1.8 | Residential & Commercial | Ducted CEE Tier 1
216054887 | Central HP <5.4 tons | LUXAIRE | HRCU-A-CB (Split System: Heat Pump with Remote Outdoor Unit-Air-Source) | HH824E2S11 | ASPEN |  | D(A,C,E)36A4K+TDR | TM9Y080B12MP11 | 22600 | 17 | 8.5 | 22800 | 18500 | 81.14% | 2 | 0 | 11.7 |  |  |  | No | R-454B | 1.8833 | Residential & Commercial | Ducted CEE Tier 1
216054907 | Central HP <5.4 tons | LUXAIRE | HRCU-A-CB (Split System: Heat Pump with Remote Outdoor Unit-Air-Source) | HH824E2S11 | ASPEN |  | C(A,C,D,E)24D2K+TDR | TMLE100B12MP11 | 21000 | 17 | 8.5 | 22800 | 18000 | 78.95% | 2 | 0 | 11.7 |  |  |  | No | R-454B | 1.75 | Residential & Commercial | Ducted CEE Tier 1
216054932 | Central HP <5.4 tons | LUXAIRE | HRCU-A-CB (Split System: Heat Pump with Remote Outdoor Unit-Air-Source) | HH824E2S11 | ASPEN |  | D(A,C,E)24B3K+TDR | Z8ES040A12SMPS1 | 20400 | 17.5 | 9.5 | 22600 | 18100 | 80.09% | 2 | 0 | 11.2 |  |  |  | No | R-454B | 1.7 | Residential & Commercial | Ducted CEE Tier 1
216054832 | Central HP <5.4 tons | LUXAIRE | HRCU-A-CB (Split System: Heat Pump with Remote Outdoor Unit-Air-Source) | HH824E2S11 | ASPEN |  | D(A,C,E)36A3K+TDR | TM9E040A10MP12 | 20800 | 16.5 | 8.5 | 22800 | 18100 | 79.39% | 2 | 0 | 10.5 |  |  |  | No | R-454B | 1.7333 | Residential & Commercial | Ducted CEE Tier 1
216054848 | Central HP <5.4 tons | LUXAIRE | HRCU-A-CB (Split System: Heat Pump with Remote Outdoor Unit-Air-Source) | HH824E2S11 | ASPEN |  | D(A,C,E)24B3K+TDR | TM9E080B12MP12 | 22000 | 17 | 8.5 | 22400 | 18700 | 83.48% | 2 | 0 | 11.7 |  |  |  | No | R-454B | 1.8333 | Residential & Commercial | Ducted CEE Tier 1
216054853 | Central HP <5.4 tons | LUXAIRE | HRCU-A-CB (Split System: Heat Pump with Remote Outdoor Unit-Air-Source) | HH824E2S11 | ASPEN |  | C(A,C,D,E)24D2K+TDR | TM9V040A10MP12 | 19700 | 16 | 9 | 23000 | 17500 | 76.09% | 2 | 0 | 10 |  |  |  | No | R-454B | 1.6417 | Residential & Commercial | Ducted CEE Tier 1
216054857 | Central HP <5.4 tons | LUXAIRE | HRCU-A-CB (Split System: Heat Pump with Remote Outdoor Unit-Air-Source) | HH824E2S11 | ASPEN |  | D(A,C,E)36A4K+TDR | TM9V040A10MP12 | 21200 | 17 | 8.5 | 23000 | 17500 | 76.09% | 2 | 0 | 10.5 |  |  |  | No | R-454B | 1.7667 | Residential & Commercial | Ducted CEE Tier 1
216054969 | Central HP <5.4 tons | LUXAIRE | HRCU-A-CB (Split System: Heat Pump with Remote Outdoor Unit-Air-Source) | HH824E2S11 | ASPEN |  | D(A,C,E)24B4K+TDR | Z9ES026A08SMPS1 | 21000 | 17.5 | 8.5 | 23000 | 17300 | 75.22% | 2 | 0 | 11.7 |  |  |  | No | R-454B | 1.75 | Residential & Commercial | Ducted CEE Tier 1
216054983 | Central HP <5.4 tons | LUXAIRE | HRCU-A-CB (Split System: Heat Pump with Remote Outdoor Unit-Air-Source) | HH824E2S11 | ASPEN |  | D(A,C,E)36A4K+TDR | Z9ES060A10SMPS1 | 21000 | 17.5 | 8.5 | 23000 | 17600 | 76.52% | 2 | 0 | 11.7 |  |  |  | No | R-454B | 1.75 | Residential & Commercial | Ducted CEE Tier 1
216054937 | Central HP <5.4 tons | LUXAIRE | HRCU-A-CB (Split System: Heat Pump with Remote Outdoor Unit-Air-Source) | HH824E2S11 | ASPEN |  | C(A,C,D,E)24D2K+TDR | Z8ES060A12SMPS1 | 19700 | 17 | 9 | 22600 | 17300 | 76.55% | 2 | 0 | 11.2 |  |  |  | No | R-454B | 1.6417 | Residential & Commercial | Ducted CEE Tier 1
216054946 | Central HP <5.4 tons | LUXAIRE | HRCU-A-CB (Split System: Heat Pump with Remote Outdoor Unit-Air-Source) | HH824E2S11 | ASPEN |  | D(A,C,E)36A3K+TDR | Z8ES080B12SMPS1 | 22200 | 18 | 8.1 | 22400 | 18500 | 82.59% | 2 | 0 | 12 |  |  |  | No | R-454B | 1.85 | Residential & Commercial | Ducted CEE Tier 1
216054878 | Central HP <5.4 tons | LUXAIRE | HRCU-A-CB (Split System: Heat Pump with Remote Outdoor Unit-Air-Source) | HH824E2S11 | ASPEN |  | D(A,C,E)24B3K+TDR | TM9Y060B12MP11 | 22000 | 17 | 8.1 | 22600 | 18400 | 81.42% | 2 | 0 | 11.7 |  |  |  | No | R-454B | 1.8333 | Residential & Commercial | Ducted CEE Tier 1
216054896 | Central HP <5.4 tons | LUXAIRE | HRCU-A-CB (Split System: Heat Pump with Remote Outdoor Unit-Air-Source) | HH824E2S11 | ASPEN |  | D(A,C,E)24B3K+TDR | TMLE060A12MP11 | 20400 | 17.5 | 8.5 | 22800 | 17900 | 78.51% | 2 | 0 | 11.2 |  |  |  | No | R-454B | 1.7 | Residential & Commercial | Ducted CEE Tier 1
216054921 | Central HP <5.4 tons | LUXAIRE | HRCU-A-CB (Split System: Heat Pump with Remote Outdoor Unit-Air-Source) | HH824E2S11 | ASPEN |  | D(A,C,E)24B4K+TDR | TP9C080B12MP13 | 22600 | 17 | 8.5 | 22800 | 18300 | 80.26% | 2 | 0 | 12 |  |  |  | No | R-454B | 1.8833 | Residential & Commercial | Ducted CEE Tier 1
216054955 | Central HP <5.4 tons | LUXAIRE | HRCU-A-CB (Split System: Heat Pump with Remote Outdoor Unit-Air-Source) | HH824E2S11 | ASPEN |  | C(A,C,D,E)24D2K+TDR | Z8ET060A12LMPS1 | 19500 | 18 | 9 | 23000 | 17700 | 76.96% | 2 | 0 | 11.2 |  |  |  | No | R-454B | 1.625 | Residential & Commercial | Ducted CEE Tier 1
216054754 | Central HP <5.4 tons | LUXAIRE | HRCU-A-CB (Split System: Heat Pump with Remote Outdoor Unit-Air-Source) | HH824E2S11 | ASPEN |  | D(A,C,E)36A3K+TDR | LP9C060B12MP13 | 22400 | 17 | 9 | 22600 | 18000 | 79.65% | 2 | 0 | 12 |  |  |  | No | R-454B | 1.8667 | Residential & Commercial | Ducted CEE Tier 1
216054765 | Central HP <5.4 tons | LUXAIRE | HRCU-A-CB (Split System: Heat Pump with Remote Outdoor Unit-Air-Source) | HH824E2S11 | ASPEN |  | D(A,C,E)24B4K+TDR | LPLC080B12MP13 | 22400 | 17 | 8.5 | 22800 | 17700 | 77.63% | 2 | 0 | 12 |  |  |  | No | R-454B | 1.8667 | Residential & Commercial | Ducted CEE Tier 1
216055229 | Central HP <5.4 tons | LUXAIRE | HRCU-A-CB (Split System: Heat Pump with Remote Outdoor Unit-Air-Source) | HH860E2S11 | ASPEN |  | C(A,C,D,E)48A3K+TDR | LPLC100C16MP13 | 39500 | 16.5 | 8.1 | 44000 | 33400 | 75.91% | 2 | 0 | 11.2 |  |  |  | No | R-454B | 3.2917 | Residential & Commercial | Ducted CEE Tier 1
216055263 | Central HP <5.4 tons | LUXAIRE | HRCU-A-CB (Split System: Heat Pump with Remote Outdoor Unit-Air-Source) | HH860E2S11 | ASPEN |  | C(A,C,D,E)60A3K+TDR | TM8E120C16MP11 | 41000 | 18 | 8.5 | 45000 | 34200 | 76% | 2 | 0 | 10.5 |  |  |  | No | R-454B | 3.4167 | Residential & Commercial | Ducted CEE Tier 1
216055274 | Central HP <5.4 tons | LUXAIRE | HRCU-A-CB (Split System: Heat Pump with Remote Outdoor Unit-Air-Source) | HH860E2S11 | ASPEN |  | C(A,C,D,E)48A3K+TDR | TM8V100C16MP12 | 39500 | 16.5 | 8.1 | 43500 | 33400 | 76.78% | 2 | 0 | 11.2 |  |  |  | No | R-454B | 3.2917 | Residential & Commercial | Ducted CEE Tier 1
216055313 | Central HP <5.4 tons | LUXAIRE | HRCU-A-CB (Split System: Heat Pump with Remote Outdoor Unit-Air-Source) | HH860E2S11 | ASPEN |  | C(A,C,D,E)48A3K+TDR | TM9V100C16MP12 | 39500 | 16.5 | 8.1 | 43500 | 33200 | 76.32% | 2 | 0 | 11.2 |  |  |  | No | R-454B | 3.2917 | Residential & Commercial | Ducted CEE Tier 1
216055348 | Central HP <5.4 tons | LUXAIRE | HRCU-A-CB (Split System: Heat Pump with Remote Outdoor Unit-Air-Source) | HH860E2S11 | ASPEN |  | D(A,C,E)60A3K+TDR | TMLE120C16MP11 | 41000 | 18 | 8.5 | 45000 | 34200 | 76% | 2 | 0 | 10.5 |  |  |  | No | R-454B | 3.4167 | Residential & Commercial | Ducted CEE Tier 1
216055357 | Central HP <5.4 tons | LUXAIRE | HRCU-A-CB (Split System: Heat Pump with Remote Outdoor Unit-Air-Source) | HH860E2S11 | ASPEN |  | D(A,C,E)60A3K+TDR | TMLV100C16MP12 | 40500 | 16.5 | 8.1 | 43500 | 33400 | 76.78% | 2 | 0 | 11.2 |  |  |  | No | R-454B | 3.375 | Residential & Commercial | Ducted CEE Tier 1
211176421 | Central HP <5.4 tons | COMFORT-AIRE | HRCU-A-CB (Split System: Heat Pump with Remote Outdoor Unit-Air-Source) | HRG1548S1R-**A | COMFORT-AIRE |  | (C,M,V)CG48P(B,C,D)1M+TXV | GUH96C110C5M | 43000 | 15.3 | 8.3 | 45000 | 31600 | 70.22% | 2.79 | 0 | 12.3 |  |  |  | No | R-410A | 3.5833 | Residential & Commercial | Ducted CEE Tier 1
216054786 | Central HP <5.4 tons | LUXAIRE | HRCU-A-CB (Split System: Heat Pump with Remote Outdoor Unit-Air-Source) | HH824E2S11 | ASPEN |  | C(A,C,D,E)24A3K+TDR | TM8E060A12MP11 | 20200 | 17.5 | 8.5 | 22600 | 17900 | 79.2% | 2 | 0 | 11.2 |  |  |  | No | R-454B | 1.6833 | Residential & Commercial | Ducted CEE Tier 1
216054802 | Central HP <5.4 tons | LUXAIRE | HRCU-A-CB (Split System: Heat Pump with Remote Outdoor Unit-Air-Source) | HH824E2S11 | ASPEN |  | D(A,C,E)36A3K+TDR | TM8E100B12MP11 | 22400 | 17 | 8.1 | 22600 | 18000 | 79.65% | 2 | 0 | 12 |  |  |  | No | R-454B | 1.8667 | Residential & Commercial | Ducted CEE Tier 1
216054818 | Central HP <5.4 tons | LUXAIRE | HRCU-A-CB (Split System: Heat Pump with Remote Outdoor Unit-Air-Source) | HH824E2S11 | ASPEN |  | D(A,C,E)24B3K+TDR | TM8Y080B12MP11 | 22000 | 17 | 8.1 | 22600 | 18300 | 80.97% | 2 | 0 | 12 |  |  |  | No | R-454B | 1.8333 | Residential & Commercial | Ducted CEE Tier 1
214328283 | Central HP <5.4 tons | CONTINENTAL | HRCU-A-CB (Split System: Heat Pump with Remote Outdoor Unit-Air-Source) | WSEHV2436RA1-C | ADP |  | H,A,DE34936 | WPV070T3AA | 22000 | 17 | 8.5 | 23400 | 17100 | 73.08% | 1.8 | 0 | 10 |  |  |  | No | R-410A | 1.8333 | Residential & Commercial | Ducted CEE Tier 1
214328288 | Central HP <5.4 tons | CONTINENTAL | HRCU-A-CB (Split System: Heat Pump with Remote Outdoor Unit-Air-Source) | WSEHV2436RA1-C | ADP |  | H,A,DE35936 | WUV050T3AA | 22000 | 17 | 8.5 | 23400 | 17100 | 73.08% | 1.8 | 0 | 10 |  |  |  | No | R-410A | 1.8333 | Residential & Commercial | Ducted CEE Tier 1
214328297 | Central HP <5.4 tons | CONTINENTAL | HRCU-A-CB (Split System: Heat Pump with Remote Outdoor Unit-Air-Source) | WSEHV2436RA1-C | ADP |  | H,A,DG34936 | WUV070T3AA | 22000 | 17 | 8.5 | 23400 | 17100 | 73.08% | 1.8 | 0 | 10 |  |  |  | No | R-410A | 1.8333 | Residential & Commercial | Ducted CEE Tier 1
214328282 | Central HP <5.4 tons | CONTINENTAL | HRCU-A-CB (Split System: Heat Pump with Remote Outdoor Unit-Air-Source) | WSEHV2436RA1-C | ADP |  | H,A,DG35936 | WPV060T3AA | 22000 | 17 | 8.5 | 23400 | 17100 | 73.08% | 1.8 | 0 | 10 |  |  |  | No | R-410A | 1.8333 | Residential & Commercial | Ducted CEE Tier 1
214328289 | Central HP <5.4 tons | CONTINENTAL | HRCU-A-CB (Split System: Heat Pump with Remote Outdoor Unit-Air-Source) | WSEHV2436RA1-C | ADP |  | H,A,DG34936 | WUV050T3AA | 22000 | 17 | 8.5 | 23400 | 17100 | 73.08% | 1.8 | 0 | 10 |  |  |  | No | R-410A | 1.8333 | Residential & Commercial | Ducted CEE Tier 1
211176425 | Central HP <5.4 tons | COMFORT-AIRE | HRCU-A-CB (Split System: Heat Pump with Remote Outdoor Unit-Air-Source) | HRG1548S1R-**A | COMFORT-AIRE |  | MCG48T(C,D)2M | GUH96C110C5M | 44500 | 15.4 | 8.3 | 45000 | 31600 | 70.22% | 2.82 | 0 | 12.3 |  |  |  | No | R-410A | 3.7083 | Residential & Commercial | Ducted CEE Tier 1
216054893 | Central HP <5.4 tons | LUXAIRE | HRCU-A-CB (Split System: Heat Pump with Remote Outdoor Unit-Air-Source) | HH824E2S11 | ASPEN |  | D(A,C,E)36A4K+TDR | TMLE040A12MP11 | 21200 | 17 | 8.5 | 22600 | 17200 | 76.11% | 2 | 0 | 11.7 |  |  |  | No | R-454B | 1.7667 | Residential & Commercial | Ducted CEE Tier 1
216054924 | Central HP <5.4 tons | LUXAIRE | HRCU-A-CB (Split System: Heat Pump with Remote Outdoor Unit-Air-Source) | HH824E2S11 | ASPEN |  | C(A,C,D,E)24A3K+TDR | TPLC080B12MP13 | 21600 | 17 | 8.1 | 22600 | 17700 | 78.32% | 2 | 0 | 11.7 |  |  |  | No | R-454B | 1.8 | Residential & Commercial | Ducted CEE Tier 1
216054926 | Central HP <5.4 tons | LUXAIRE | HRCU-A-CB (Split System: Heat Pump with Remote Outdoor Unit-Air-Source) | HH824E2S11 | ASPEN |  | D(A,C,E)24B3K+TDR | TPLC080B12MP13 | 22000 | 17 | 8.1 | 22600 | 17700 | 78.32% | 2 | 0 | 12 |  |  |  | No | R-454B | 1.8333 | Residential & Commercial | Ducted CEE Tier 1
216054976 | Central HP <5.4 tons | LUXAIRE | HRCU-A-CB (Split System: Heat Pump with Remote Outdoor Unit-Air-Source) | HH824E2S11 | ASPEN |  | D(A,C,E)36A3K+TDR | Z9ES040A10SMPS1 | 20800 | 17.5 | 8.1 | 22800 | 17800 | 78.07% | 2 | 0 | 11.7 |  |  |  | No | R-454B | 1.7333 | Residential & Commercial | Ducted CEE Tier 1
216054835 | Central HP <5.4 tons | LUXAIRE | HRCU-A-CB (Split System: Heat Pump with Remote Outdoor Unit-Air-Source) | HH824E2S11 | ASPEN |  | C(A,C,D,E)24D2K+TDR | TM9E060A10MP12 | 19500 | 16 | 9 | 23000 | 18100 | 78.7% | 2 | 0 | 10 |  |  |  | No | R-454B | 1.625 | Residential & Commercial | Ducted CEE Tier 1
216054849 | Central HP <5.4 tons | LUXAIRE | HRCU-A-CB (Split System: Heat Pump with Remote Outdoor Unit-Air-Source) | HH824E2S11 | ASPEN |  | D(A,C,E)24B4K+TDR | TM9E080B12MP12 | 22600 | 17 | 8.5 | 22600 | 18700 | 82.74% | 2 | 0 | 11.7 |  |  |  | No | R-454B | 1.8833 | Residential & Commercial | Ducted CEE Tier 1
216054883 | Central HP <5.4 tons | LUXAIRE | HRCU-A-CB (Split System: Heat Pump with Remote Outdoor Unit-Air-Source) | HH824E2S11 | ASPEN |  | C(A,C,D,E)24D2K+TDR | TM9Y080B12MP11 | 21000 | 17 | 8.5 | 22800 | 18500 | 81.14% | 2 | 0 | 11.2 |  |  |  | No | R-454B | 1.75 | Residential & Commercial | Ducted CEE Tier 1
216054884 | Central HP <5.4 tons | LUXAIRE | HRCU-A-CB (Split System: Heat Pump with Remote Outdoor Unit-Air-Source) | HH824E2S11 | ASPEN |  | D(A,C,E)24B3K+TDR | TM9Y080B12MP11 | 22000 | 17 | 8.5 | 22600 | 18500 | 81.86% | 2 | 0 | 11.7 |  |  |  | No | R-454B | 1.8333 | Residential & Commercial | Ducted CEE Tier 1
216055101 | Central HP <5.4 tons | LUXAIRE | HRCU-A-CB (Split System: Heat Pump with Remote Outdoor Unit-Air-Source) | HH836E2S11 | ASPEN |  | C(A,C,D,E)48A3K+TDR | TM9V080B12MP12 | 30800 | 18 | 8.1 | 30800 | 25200 | 81.82% | 2 | 0 | 10.5 |  |  |  | No | R-454B | 2.5667 | Residential & Commercial | Ducted CEE Tier 1
216055119 | Central HP <5.4 tons | LUXAIRE | HRCU-A-CB (Split System: Heat Pump with Remote Outdoor Unit-Air-Source) | HH836E2S11 | ASPEN |  | C(A,C,D,E)48A3K+TDR | TM9Y080C16MP11 | 31400 | 18 | 8.5 | 31800 | 25800 | 81.13% | 2 | 0 | 10.5 |  |  |  | No | R-454B | 2.6167 | Residential & Commercial | Ducted CEE Tier 1
216055136 | Central HP <5.4 tons | LUXAIRE | HRCU-A-CB (Split System: Heat Pump with Remote Outdoor Unit-Air-Source) | HH836E2S11 | ASPEN |  | C(A,C,D,E)36B3K+TDR | TMLE100B12MP11 | 30800 | 18 | 8.5 | 31200 | 25400 | 81.41% | 2 | 0 | 10.5 |  |  |  | No | R-454B | 2.5667 | Residential & Commercial | Ducted CEE Tier 1
216055203 | Central HP <5.4 tons | LUXAIRE | HRCU-A-CB (Split System: Heat Pump with Remote Outdoor Unit-Air-Source) | HH836E2S11 | ASPEN |  | C(A,C,D,E)48A3K+TDR | Z8ET080B12LMPS1 | 30800 | 19 | 8.1 | 30000 | 24800 | 82.67% | 2 | 0 | 11.2 |  |  |  | No | R-454B | 2.5667 | Residential & Commercial | Ducted CEE Tier 1
214328318 | Central HP <5.4 tons | NAPOLEON | HRCU-A-CB (Split System: Heat Pump with Remote Outdoor Unit-Air-Source) | WSEHV2436RA1-N | ADP |  | H,A,DG34936 | WUV050T3AA | 22000 | 17 | 8.5 | 23400 | 17100 | 73.08% | 1.8 | 0 | 10 |  |  |  | No | R-410A | 1.8333 | Residential & Commercial | Ducted CEE Tier 1
214328320 | Central HP <5.4 tons | NAPOLEON | HRCU-A-CB (Split System: Heat Pump with Remote Outdoor Unit-Air-Source) | WSEHV2436RA1-N | ADP |  | H,A,DG34936 | WUV060T3AA | 22000 | 17 | 8.5 | 23400 | 17100 | 73.08% | 1.8 | 0 | 10 |  |  |  | No | R-410A | 1.8333 | Residential & Commercial | Ducted CEE Tier 1
216055066 | Central HP <5.4 tons | LUXAIRE | HRCU-A-CB (Split System: Heat Pump with Remote Outdoor Unit-Air-Source) | HH836E2S11 | ASPEN |  | D(A,C,E)36A4K+TDR | TM8Y080B12MP11 | 30600 | 18 | 8.5 | 30800 | 25200 | 81.82% | 2 | 0 | 10.5 |  |  |  | No | R-454B | 2.55 | Residential & Commercial | Ducted CEE Tier 1
216054904 | Central HP <5.4 tons | LUXAIRE | HRCU-A-CB (Split System: Heat Pump with Remote Outdoor Unit-Air-Source) | HH824E2S11 | ASPEN |  | D(A,C,E)36A3K+TDR | TMLE080B12MP11 | 22400 | 17 | 8.1 | 22600 | 18000 | 79.65% | 2 | 0 | 12 |  |  |  | No | R-454B | 1.8667 | Residential & Commercial | Ducted CEE Tier 1
216054906 | Central HP <5.4 tons | LUXAIRE | HRCU-A-CB (Split System: Heat Pump with Remote Outdoor Unit-Air-Source) | HH824E2S11 | ASPEN |  | C(A,C,D,E)24A3K+TDR | TMLE100B12MP11 | 21600 | 17 | 8.1 | 22600 | 18000 | 79.65% | 2 | 0 | 12 |  |  |  | No | R-454B | 1.8 | Residential & Commercial | Ducted CEE Tier 1
216054920 | Central HP <5.4 tons | LUXAIRE | HRCU-A-CB (Split System: Heat Pump with Remote Outdoor Unit-Air-Source) | HH824E2S11 | ASPEN |  | D(A,C,E)24B3K+TDR | TP9C080B12MP13 | 22000 | 17 | 8.1 | 22600 | 18300 | 80.97% | 2 | 0 | 12 |  |  |  | No | R-454B | 1.8333 | Residential & Commercial | Ducted CEE Tier 1
216054933 | Central HP <5.4 tons | LUXAIRE | HRCU-A-CB (Split System: Heat Pump with Remote Outdoor Unit-Air-Source) | HH824E2S11 | ASPEN |  | D(A,C,E)24B4K+TDR | Z8ES040A12SMPS1 | 21000 | 18 | 9.5 | 22800 | 18100 | 79.39% | 2 | 0 | 11.2 |  |  |  | No | R-454B | 1.75 | Residential & Commercial | Ducted CEE Tier 1
216054985 | Central HP <5.4 tons | LUXAIRE | HRCU-A-CB (Split System: Heat Pump with Remote Outdoor Unit-Air-Source) | HH824E2S11 | ASPEN |  | C(A,C,D,E)24D2K+TDR | Z9ES060B12SMPS1 | 21000 | 17 | 8.5 | 22800 | 18600 | 81.58% | 2 | 0 | 11.2 |  |  |  | No | R-454B | 1.75 | Residential & Commercial | Ducted CEE Tier 1
215864490 | Central HP <5.4 tons | AMERICAN STANDARD | HRCU-A-CB (Split System: Heat Pump with Remote Outdoor Unit-Air-Source) | 5A6V8X36A1 |  |  | 5PX*B004AS3 | S8V2B080M4PDB | 31800 | 18.1 | 8.5 | 33000 | 25600 | 77.58% | 2 | 0 | 10 |  |  |  | No | R-454B | 2.65 | Residential & Commercial | Ducted CEE Tier 1
215864508 | Central HP <5.4 tons | AMERICAN STANDARD | HRCU-A-CB (Split System: Heat Pump with Remote Outdoor Unit-Air-Source) | 5A6V8X36A1 |  |  | 5PX*BD04AS3 | S8V2B080M4PDB | 32000 | 18.1 | 8.5 | 34200 | 26000 | 76.02% | 2 | 0 | 10 |  |  |  | No | R-454B | 2.6667 | Residential & Commercial | Ducted CEE Tier 1
215864526 | Central HP <5.4 tons | AMERICAN STANDARD | HRCU-A-CB (Split System: Heat Pump with Remote Outdoor Unit-Air-Source) | 5A6V8X36A1 |  |  | 5PX*C005AS3 | S8V2C080M5PCB | 31800 | 18.1 | 8.5 | 32600 | 25400 | 77.91% | 2.1 | 0 | 10 |  |  |  | No | R-454B | 2.65 | Residential & Commercial | Ducted CEE Tier 1
215864540 | Central HP <5.4 tons | AMERICAN STANDARD | HRCU-A-CB (Split System: Heat Pump with Remote Outdoor Unit-Air-Source) | 5A6V8X36A1 |  |  | 5PX*C007AS3 | S8V2C100M5PCB | 33000 | 18.1 | 8.5 | 33400 | 25600 | 76.65% | 2.1 | 0 | 10 |  |  |  | No | R-454B | 2.75 | Residential & Commercial | Ducted CEE Tier 1
215434200 | Central HP <5.4 tons | GOODMAN | HRCU-A-CB (Split System: Heat Pump with Remote Outdoor Unit-Air-Source) | GZV7SA3610A* |  |  | CA*EA4830*3A* | G*VT961005DNA* | 34800 | 18.5 | 8.5 | 35000 | 28400 | 81.14% | 2 | 0 | 10.5 |  |  |  | No | R-32 | 2.9 | Residential & Commercial | Ducted CEE Tier 1
215434201 | Central HP <5.4 tons | GOODMAN | HRCU-A-CB (Split System: Heat Pump with Remote Outdoor Unit-Air-Source) | GZV7SA3610A* |  |  | CA*EA4830*3A* | G*VT961005CNA* | 34800 | 18.5 | 8.5 | 35000 | 28400 | 81.14% | 2 | 0 | 10.5 |  |  |  | No | R-32 | 2.9 | Residential & Commercial | Ducted CEE Tier 1
216054929 | Central HP <5.4 tons | LUXAIRE | HRCU-A-CB (Split System: Heat Pump with Remote Outdoor Unit-Air-Source) | HH824E2S11 | ASPEN |  | D(A,C,E)36A4K+TDR | TPLC080B12MP13 | 22600 | 17 | 8.5 | 22600 | 17700 | 78.32% | 2 | 0 | 12 |  |  |  | No | R-454B | 1.8833 | Residential & Commercial | Ducted CEE Tier 1
216054931 | Central HP <5.4 tons | LUXAIRE | HRCU-A-CB (Split System: Heat Pump with Remote Outdoor Unit-Air-Source) | HH824E2S11 | ASPEN |  | C(A,C,D,E)24D2K+TDR | Z8ES040A12SMPS1 | 19500 | 17 | 9.5 | 22800 | 18100 | 79.39% | 2 | 0 | 11 |  |  |  | No | R-454B | 1.625 | Residential & Commercial | Ducted CEE Tier 1
216054974 | Central HP <5.4 tons | LUXAIRE | HRCU-A-CB (Split System: Heat Pump with Remote Outdoor Unit-Air-Source) | HH824E2S11 | ASPEN |  | D(A,C,E)24B3K+TDR | Z9ES040A10SMPS1 | 20600 | 17.5 | 8.1 | 22800 | 17800 | 78.07% | 2 | 0 | 11 |  |  |  | No | R-454B | 1.7167 | Residential & Commercial | Ducted CEE Tier 1
216054981 | Central HP <5.4 tons | LUXAIRE | HRCU-A-CB (Split System: Heat Pump with Remote Outdoor Unit-Air-Source) | HH824E2S11 | ASPEN |  | D(A,C,E)24B4K+TDR | Z9ES060A10SMPS1 | 21000 | 17.5 | 8.5 | 23000 | 17600 | 76.52% | 2 | 0 | 11.7 |  |  |  | No | R-454B | 1.75 | Residential & Commercial | Ducted CEE Tier 1
216054816 | Central HP <5.4 tons | LUXAIRE | HRCU-A-CB (Split System: Heat Pump with Remote Outdoor Unit-Air-Source) | HH824E2S11 | ASPEN |  | C(A,C,D,E)24A3K+TDR | TM8Y080B12MP11 | 21600 | 17 | 8.1 | 22600 | 18300 | 80.97% | 2 | 0 | 12 |  |  |  | No | R-454B | 1.8 | Residential & Commercial | Ducted CEE Tier 1
216054819 | Central HP <5.4 tons | LUXAIRE | HRCU-A-CB (Split System: Heat Pump with Remote Outdoor Unit-Air-Source) | HH824E2S11 | ASPEN |  | D(A,C,E)24B4K+TDR | TM8Y080B12MP11 | 22600 | 17 | 8.5 | 22800 | 18300 | 80.26% | 2 | 0 | 12 |  |  |  | No | R-454B | 1.8833 | Residential & Commercial | Ducted CEE Tier 1
216054779 | Central HP <5.4 tons | LUXAIRE | HRCU-A-CB (Split System: Heat Pump with Remote Outdoor Unit-Air-Source) | HH824E2S11 | ASPEN |  | D(A,C,E)36A4K+TDR | TL9E060B12UH11 | 22600 | 17 | 8.5 | 22800 | 18000 | 78.95% | 2 | 0 | 12 |  |  |  | No | R-454B | 1.8833 | Residential & Commercial | Ducted CEE Tier 1
216054788 | Central HP <5.4 tons | LUXAIRE | HRCU-A-CB (Split System: Heat Pump with Remote Outdoor Unit-Air-Source) | HH824E2S11 | ASPEN |  | D(A,C,E)24B3K+TDR | TM8E060A12MP11 | 20400 | 17.5 | 8.5 | 22800 | 17900 | 78.51% | 2 | 0 | 11.2 |  |  |  | No | R-454B | 1.7 | Residential & Commercial | Ducted CEE Tier 1
216054806 | Central HP <5.4 tons | LUXAIRE | HRCU-A-CB (Split System: Heat Pump with Remote Outdoor Unit-Air-Source) | HH824E2S11 | ASPEN |  | D(A,C,E)24B3K+TDR | TM8V080B12MP12 | 22000 | 17 | 8.1 | 22600 | 17700 | 78.32% | 2 | 0 | 12 |  |  |  | No | R-454B | 1.8333 | Residential & Commercial | Ducted CEE Tier 1
216054879 | Central HP <5.4 tons | LUXAIRE | HRCU-A-CB (Split System: Heat Pump with Remote Outdoor Unit-Air-Source) | HH824E2S11 | ASPEN |  | D(A,C,E)24B4K+TDR | TM9Y060B12MP11 | 22600 | 17 | 8.5 | 22800 | 18400 | 80.7% | 2 | 0 | 11.7 |  |  |  | No | R-454B | 1.8833 | Residential & Commercial | Ducted CEE Tier 1
216054897 | Central HP <5.4 tons | LUXAIRE | HRCU-A-CB (Split System: Heat Pump with Remote Outdoor Unit-Air-Source) | HH824E2S11 | ASPEN |  | D(A,C,E)24B4K+TDR | TMLE060A12MP11 | 21000 | 17.5 | 9 | 23000 | 17900 | 77.83% | 2 | 0 | 11.2 |  |  |  | No | R-454B | 1.75 | Residential & Commercial | Ducted CEE Tier 1
216054954 | Central HP <5.4 tons | LUXAIRE | HRCU-A-CB (Split System: Heat Pump with Remote Outdoor Unit-Air-Source) | HH824E2S11 | ASPEN |  | C(A,C,D,E)24A3K+TDR | Z8ET060A12LMPS1 | 20200 | 18.5 | 8.5 | 22600 | 17700 | 78.32% | 2 | 0 | 11.2 |  |  |  | No | R-454B | 1.6833 | Residential & Commercial | Ducted CEE Tier 1
216054972 | Central HP <5.4 tons | LUXAIRE | HRCU-A-CB (Split System: Heat Pump with Remote Outdoor Unit-Air-Source) | HH824E2S11 | ASPEN |  | C(A,C,D,E)24A3K+TDR | Z9ES040A10SMPS1 | 20200 | 17.5 | 8.1 | 22600 | 17800 | 78.76% | 2 | 0 | 11.2 |  |  |  | No | R-454B | 1.6833 | Residential & Commercial | Ducted CEE Tier 1
216054850 | Central HP <5.4 tons | LUXAIRE | HRCU-A-CB (Split System: Heat Pump with Remote Outdoor Unit-Air-Source) | HH824E2S11 | ASPEN |  | D(A,C,E)36A3K+TDR | TM9E080B12MP12 | 22200 | 17 | 8.1 | 22400 | 18700 | 83.48% | 2 | 0 | 11.7 |  |  |  | No | R-454B | 1.85 | Residential & Commercial | Ducted CEE Tier 1
216054903 | Central HP <5.4 tons | LUXAIRE | HRCU-A-CB (Split System: Heat Pump with Remote Outdoor Unit-Air-Source) | HH824E2S11 | ASPEN |  | D(A,C,E)24B4K+TDR | TMLE080B12MP11 | 22600 | 17 | 8.5 | 22800 | 18000 | 78.95% | 2 | 0 | 12 |  |  |  | No | R-454B | 1.8833 | Residential & Commercial | Ducted CEE Tier 1
216054968 | Central HP <5.4 tons | LUXAIRE | HRCU-A-CB (Split System: Heat Pump with Remote Outdoor Unit-Air-Source) | HH824E2S11 | ASPEN |  | D(A,C,E)24B3K+TDR | Z9ES026A08SMPS1 | 20600 | 17.5 | 8.1 | 22800 | 17300 | 75.88% | 2 | 0 | 11.2 |  |  |  | No | R-454B | 1.7167 | Residential & Commercial | Ducted CEE Tier 1
216054986 | Central HP <5.4 tons | LUXAIRE | HRCU-A-CB (Split System: Heat Pump with Remote Outdoor Unit-Air-Source) | HH824E2S11 | ASPEN |  | D(A,C,E)24B3K+TDR | Z9ES060B12SMPS1 | 22000 | 17 | 8.5 | 22600 | 18600 | 82.3% | 2 | 0 | 11.7 |  |  |  | No | R-454B | 1.8333 | Residential & Commercial | Ducted CEE Tier 1
215864562 | Central HP <5.4 tons | AMERICAN STANDARD | HRCU-A-CB (Split System: Heat Pump with Remote Outdoor Unit-Air-Source) | 5A6V8X36A1 |  |  | 5PX*CD05AS3 | S8V2C080M5PDB | 32000 | 18.1 | 8.5 | 33800 | 25600 | 75.74% | 2 | 0 | 10 |  |  |  | No | R-454B | 2.6667 | Residential & Commercial | Ducted CEE Tier 1
215864596 | Central HP <5.4 tons | AMERICAN STANDARD | HRCU-A-CB (Split System: Heat Pump with Remote Outdoor Unit-Air-Source) | 5A6V8X36A1 |  |  | 5TXCB006AS3 | *UHMB060CCV3+LRP | 32800 | 18.1 | 8.5 | 33600 | 25800 | 76.79% | 2.1 | 0 | 10 |  |  |  | No | R-454B | 2.7333 | Residential & Commercial | Ducted CEE Tier 1
215864612 | Central HP <5.4 tons | AMERICAN STANDARD | HRCU-A-CB (Split System: Heat Pump with Remote Outdoor Unit-Air-Source) | 5A6V8X36A1 |  |  | 5TXCB006AS3 | S8V2B080M4PDB | 32800 | 18.1 | 8.5 | 33600 | 25800 | 76.79% | 2.1 | 0 | 10 |  |  |  | No | R-454B | 2.7333 | Residential & Commercial | Ducted CEE Tier 1
216055073 | Central HP <5.4 tons | LUXAIRE | HRCU-A-CB (Split System: Heat Pump with Remote Outdoor Unit-Air-Source) | HH836E2S11 | ASPEN |  | C(A,C,D,E)36B3K+TDR | TM8Y100C20MP11 | 30800 | 18 | 8.5 | 30600 | 25000 | 81.7% | 2 | 0 | 11 |  |  |  | No | R-454B | 2.5667 | Residential & Commercial | Ducted CEE Tier 1
216055107 | Central HP <5.4 tons | LUXAIRE | HRCU-A-CB (Split System: Heat Pump with Remote Outdoor Unit-Air-Source) | HH836E2S11 | ASPEN |  | C(A,C,D,E)48A3K+TDR | TM9V100C16MP12 | 31200 | 18 | 8.1 | 31000 | 25200 | 81.29% | 2 | 0 | 10.5 |  |  |  | No | R-454B | 2.6 | Residential & Commercial | Ducted CEE Tier 1
216055121 | Central HP <5.4 tons | LUXAIRE | HRCU-A-CB (Split System: Heat Pump with Remote Outdoor Unit-Air-Source) | HH836E2S11 | ASPEN |  | C(A,C,D,E)36B3K+TDR | TM9Y100C16MP11 | 30800 | 18 | 8.5 | 31000 | 25200 | 81.29% | 2 | 0 | 10.5 |  |  |  | No | R-454B | 2.5667 | Residential & Commercial | Ducted CEE Tier 1
216055653 | Central HP <5.4 tons | CHAMPION HEATING AND COOLING | HRCU-A-CB (Split System: Heat Pump with Remote Outdoor Unit-Air-Source) | HH836E2S11 | ASPEN |  | C(A,C,D,E)48A3K+TDR | TL8E100C20UH11 | 31200 | 17 | 8.1 | 30800 | 25000 | 81.17% | 2 | 0 | 11.2 |  |  |  | No | R-454B | 2.6 | Residential & Commercial | Ducted CEE Tier 1
216055671 | Central HP <5.4 tons | CHAMPION HEATING AND COOLING | HRCU-A-CB (Split System: Heat Pump with Remote Outdoor Unit-Air-Source) | HH836E2S11 | ASPEN |  | C(A,C,D,E)48A3K+TDR | TM8E100B12MP11 | 31000 | 18 | 8.1 | 31200 | 25400 | 81.41% | 2 | 0 | 10.5 |  |  |  | No | R-454B | 2.5833 | Residential & Commercial | Ducted CEE Tier 1
216055705 | Central HP <5.4 tons | CHAMPION HEATING AND COOLING | HRCU-A-CB (Split System: Heat Pump with Remote Outdoor Unit-Air-Source) | HH836E2S11 | ASPEN |  | D(A,C,E)36A4K+TDR | TM8Y100C20MP11 | 30800 | 18 | 8.5 | 30600 | 25000 | 81.7% | 2 | 0 | 11 |  |  |  | No | R-454B | 2.5667 | Residential & Commercial | Ducted CEE Tier 1
216055380 | Central HP <5.4 tons | LUXAIRE | HRCU-A-CB (Split System: Heat Pump with Remote Outdoor Unit-Air-Source) | HH860E2S11 | ASPEN |  | C(A,C,D,E)60A3K+TDR | TPLC100C20MP13 | 41000 | 18 | 8.5 | 44500 | 33800 | 75.96% | 2 | 0 | 10.5 |  |  |  | No | R-454B | 3.4167 | Residential & Commercial | Ducted CEE Tier 1
216055216 | Central HP <5.4 tons | LUXAIRE | HRCU-A-CB (Split System: Heat Pump with Remote Outdoor Unit-Air-Source) | HH860E2S11 | ASPEN |  | D(A,C,E)60A3K+TDR | LP9C080C16MP13 | 40500 | 17 | 8.5 | 44000 | 33600 | 76.36% | 2 | 0 | 10.5 |  |  |  | No | R-454B | 3.375 | Residential & Commercial | Ducted CEE Tier 1
216055246 | Central HP <5.4 tons | LUXAIRE | HRCU-A-CB (Split System: Heat Pump with Remote Outdoor Unit-Air-Source) | HH860E2S11 | ASPEN |  | D(A,C,E)60A3K+TDR | TL9E080C16UH11 | 41000 | 18 | 8.5 | 45500 | 34400 | 75.6% | 2 | 0 | 10.5 |  |  |  | No | R-454B | 3.4167 | Residential & Commercial | Ducted CEE Tier 1
216055248 | Central HP <5.4 tons | LUXAIRE | HRCU-A-CB (Split System: Heat Pump with Remote Outdoor Unit-Air-Source) | HH860E2S11 | ASPEN |  | C(A,C,D,E)60A3K+TDR | TL9E100C20UH11 | 41000 | 17 | 8.1 | 44000 | 33400 | 75.91% | 2 | 0 | 11.5 |  |  |  | No | R-454B | 3.4167 | Residential & Commercial | Ducted CEE Tier 1
216055235 | Central HP <5.4 tons | LUXAIRE | HRCU-A-CB (Split System: Heat Pump with Remote Outdoor Unit-Air-Source) | HH860E2S11 | ASPEN |  | C(A,C,D,E)48A3K+TDR | LPLC120C20MP13 | 40000 | 17.5 | 8.1 | 45000 | 33800 | 75.11% | 2 | 0 | 10.5 |  |  |  | No | R-454B | 3.3333 | Residential & Commercial | Ducted CEE Tier 1
215864560 | Central HP <5.4 tons | AMERICAN STANDARD | HRCU-A-CB (Split System: Heat Pump with Remote Outdoor Unit-Air-Source) | 5A6V8X36A1 |  |  | 5PX*CD05AS3 | S8V2C100M5PCB | 32000 | 18.1 | 8.5 | 34000 | 25800 | 75.88% | 2 | 0 | 10 |  |  |  | No | R-454B | 2.6667 | Residential & Commercial | Ducted CEE Tier 1
215864608 | Central HP <5.4 tons | AMERICAN STANDARD | HRCU-A-CB (Split System: Heat Pump with Remote Outdoor Unit-Air-Source) | 5A6V8X36A1 |  |  | 5TXCB006AS3 | S9V2B040U3VSB+LRP | 32600 | 18.1 | 8.5 | 33400 | 25800 | 77.25% | 2.1 | 0 | 10 |  |  |  | No | R-454B | 2.7167 | Residential & Commercial | Ducted CEE Tier 1
215864610 | Central HP <5.4 tons | AMERICAN STANDARD | HRCU-A-CB (Split System: Heat Pump with Remote Outdoor Unit-Air-Source) | 5A6V8X36A1 |  |  | 5TXCB006AS3 | S9V2B040U3PSC+LRP | 32600 | 18.1 | 8.5 | 33400 | 25800 | 77.25% | 2.1 | 0 | 10 |  |  |  | No | R-454B | 2.7167 | Residential & Commercial | Ducted CEE Tier 1
215864640 | Central HP <5.4 tons | AMERICAN STANDARD | HRCU-A-CB (Split System: Heat Pump with Remote Outdoor Unit-Air-Source) | 5A6V8X36A1 |  |  | 5TXCC005AS3 | S8V2C080M5PCB | 31800 | 18.1 | 8.5 | 32600 | 25600 | 78.53% | 2.1 | 0 | 10 |  |  |  | No | R-454B | 2.65 | Residential & Commercial | Ducted CEE Tier 1
215864642 | Central HP <5.4 tons | AMERICAN STANDARD | HRCU-A-CB (Split System: Heat Pump with Remote Outdoor Unit-Air-Source) | 5A6V8X36A1 |  |  | 5TXCC005AS3 | *UHMC100CCV4+LRP | 31800 | 18.1 | 8.5 | 32400 | 25200 | 77.78% | 2.1 | 0 | 10 |  |  |  | No | R-454B | 2.65 | Residential & Commercial | Ducted CEE Tier 1
215864742 | Central HP <5.4 tons | AMERICAN STANDARD | HRCU-A-CB (Split System: Heat Pump with Remote Outdoor Unit-Air-Source) | 5A6V8X60A1 |  |  | 5TXCD008AS3 | S8V2D120M5PCB | 53500 | 18.1 | 8.5 | 56000 | 40000 | 71.43% | 2 | 0 | 10 |  |  |  | No | R-454B | 4.4583 | Residential & Commercial | Ducted CEE Tier 1
215864774 | Central HP <5.4 tons | AMERICAN STANDARD | HRCU-A-CB (Split System: Heat Pump with Remote Outdoor Unit-Air-Source) | 5A6V8X60A1 |  |  | 5TXCD010AS3 | S8V2C100M5PCB | 54500 | 18.1 | 8.5 | 55500 | 40000 | 72.07% | 2 | 0 | 10 |  |  |  | No | R-454B | 4.5417 | Residential & Commercial | Ducted CEE Tier 1
215864794 | Central HP <5.4 tons | AMERICAN STANDARD | HRCU-A-CB (Split System: Heat Pump with Remote Outdoor Unit-Air-Source) | 5A6V8X36A1 |  |  | 5PX*BD06AS3 | S8V2B080M4PDB | 32800 | 18.1 | 8.5 | 34400 | 26000 | 75.58% | 2 | 0 | 10 |  |  |  | No | R-454B | 2.7333 | Residential & Commercial | Ducted CEE Tier 1
215864844 | Central HP <5.4 tons | AMERICAN STANDARD | HRCU-A-CB (Split System: Heat Pump with Remote Outdoor Unit-Air-Source) | 5A6V8X48A1 |  |  | 5PX*C009AS3 | *UHMC100CCV4+LRP | 46000 | 18.1 | 8.5 | 45000 | 34600 | 76.89% | 2.1 | 0 | 10.5 |  |  |  | No | R-454B | 3.8333 | Residential & Commercial | Ducted CEE Tier 1
215864860 | Central HP <5.4 tons | AMERICAN STANDARD | HRCU-A-CB (Split System: Heat Pump with Remote Outdoor Unit-Air-Source) | 5A6V8X48A1 |  |  | 5PX*D008AS3 | S8V2C080M5PCB | 45000 | 18.1 | 8.5 | 45500 | 35000 | 76.92% | 2.2 | 0 | 10 |  |  |  | No | R-454B | 3.75 | Residential & Commercial | Ducted CEE Tier 1
215865010 | Central HP <5.4 tons | AMERICAN STANDARD | HRCU-A-CB (Split System: Heat Pump with Remote Outdoor Unit-Air-Source) | 5A6V8X60A1 |  |  | 5PX*D010AS3 | L8V1C100U5VSB+LRP | 54500 | 18.1 | 8.5 | 55000 | 39500 | 71.82% | 2 | 0 | 10.5 |  |  |  | No | R-454B | 4.5417 | Residential & Commercial | Ducted CEE Tier 1
216054773 | Central HP <5.4 tons | LUXAIRE | HRCU-A-CB (Split System: Heat Pump with Remote Outdoor Unit-Air-Source) | HH824E2S11 | ASPEN |  | D(A,C,E)36A4K+TDR | TL8E060A12UH11 | 21000 | 17.5 | 9 | 22800 | 17900 | 78.51% | 2 | 0 | 11.2 |  |  |  | No | R-454B | 1.75 | Residential & Commercial | Ducted CEE Tier 1
216054796 | Central HP <5.4 tons | LUXAIRE | HRCU-A-CB (Split System: Heat Pump with Remote Outdoor Unit-Air-Source) | HH824E2S11 | ASPEN |  | D(A,C,E)36A3K+TDR | TM8E080B12MP11 | 22400 | 17 | 8.1 | 22600 | 18000 | 79.65% | 2 | 0 | 12 |  |  |  | No | R-454B | 1.8667 | Residential & Commercial | Ducted CEE Tier 1
216054823 | Central HP <5.4 tons | LUXAIRE | HRCU-A-CB (Split System: Heat Pump with Remote Outdoor Unit-Air-Source) | HH824E2S11 | ASPEN |  | C(A,C,D,E)24D2K+TDR | TM9E026A08MP12 | 19700 | 16 | 9 | 23000 | 17600 | 76.52% | 2 | 0 | 10 |  |  |  | No | R-454B | 1.6417 | Residential & Commercial | Ducted CEE Tier 1
216054846 | Central HP <5.4 tons | LUXAIRE | HRCU-A-CB (Split System: Heat Pump with Remote Outdoor Unit-Air-Source) | HH824E2S11 | ASPEN |  | C(A,C,D,E)24A3K+TDR | TM9E080B12MP12 | 21600 | 17 | 8.1 | 22400 | 18700 | 83.48% | 2 | 0 | 11.7 |  |  |  | No | R-454B | 1.8 | Residential & Commercial | Ducted CEE Tier 1
216054898 | Central HP <5.4 tons | LUXAIRE | HRCU-A-CB (Split System: Heat Pump with Remote Outdoor Unit-Air-Source) | HH824E2S11 | ASPEN |  | D(A,C,E)36A3K+TDR | TMLE060A12MP11 | 20800 | 17.5 | 8.5 | 22800 | 17900 | 78.51% | 2 | 0 | 11.2 |  |  |  | No | R-454B | 1.7333 | Residential & Commercial | Ducted CEE Tier 1
216054912 | Central HP <5.4 tons | LUXAIRE | HRCU-A-CB (Split System: Heat Pump with Remote Outdoor Unit-Air-Source) | HH824E2S11 | ASPEN |  | C(A,C,D,E)24A3K+TDR | TP9C060B12MP13 | 21600 | 17 | 8.1 | 22600 | 18000 | 79.65% | 2 | 0 | 12 |  |  |  | No | R-454B | 1.8 | Residential & Commercial | Ducted CEE Tier 1
216054914 | Central HP <5.4 tons | LUXAIRE | HRCU-A-CB (Split System: Heat Pump with Remote Outdoor Unit-Air-Source) | HH824E2S11 | ASPEN |  | D(A,C,E)24B3K+TDR | TP9C060B12MP13 | 22000 | 17 | 8.1 | 22600 | 18000 | 79.65% | 2 | 0 | 12 |  |  |  | No | R-454B | 1.8333 | Residential & Commercial | Ducted CEE Tier 1
216054948 | Central HP <5.4 tons | LUXAIRE | HRCU-A-CB (Split System: Heat Pump with Remote Outdoor Unit-Air-Source) | HH824E2S11 | ASPEN |  | C(A,C,D,E)24A3K+TDR | Z8ES100B12SMPS1 | 20000 | 18.5 | 9 | 22600 | 18000 | 79.65% | 2 | 0 | 11.2 |  |  |  | No | R-454B | 1.6667 | Residential & Commercial | Ducted CEE Tier 1
216054971 | Central HP <5.4 tons | LUXAIRE | HRCU-A-CB (Split System: Heat Pump with Remote Outdoor Unit-Air-Source) | HH824E2S11 | ASPEN |  | D(A,C,E)36A4K+TDR | Z9ES026A08SMPS1 | 21200 | 17.5 | 8.1 | 23000 | 17300 | 75.22% | 2 | 0 | 11.7 |  |  |  | No | R-454B | 1.7667 | Residential & Commercial | Ducted CEE Tier 1
216055454 | Central HP <5.4 tons | CHAMPION HEATING AND COOLING | HRCU-A-CB (Split System: Heat Pump with Remote Outdoor Unit-Air-Source) | HH824E2S11 | ASPEN |  | D(A,C,E)24B4K+TDR | TM8E100B12MP11 | 22600 | 17 | 8.5 | 22800 | 18000 | 78.95% | 2 | 0 | 12 |  |  |  | No | R-454B | 1.8833 | Residential & Commercial | Ducted CEE Tier 1
216055470 | Central HP <5.4 tons | CHAMPION HEATING AND COOLING | HRCU-A-CB (Split System: Heat Pump with Remote Outdoor Unit-Air-Source) | HH824E2S11 | ASPEN |  | C(A,C,D,E)24D2K+TDR | TM8Y080B12MP11 | 21000 | 17 | 8.5 | 22800 | 18300 | 80.26% | 2 | 0 | 11.7 |  |  |  | No | R-454B | 1.75 | Residential & Commercial | Ducted CEE Tier 1
214728487 | Central HP <5.4 tons | BOSCH | HRCU-A-CB (Split System: Heat Pump with Remote Outdoor Unit-Air-Source) | BOVA-24HDN1-M15G | AspenPRO |  | RE(S,T)244 |  | 16100 | 15.2 | 8.1 | 17700 | 12900 | 72.88% | 1.81 | 0 | 10 |  |  |  | No | R-410A | 1.3417 | Residential & Commercial | Ducted CEE Tier 1
215864614 | Central HP <5.4 tons | AMERICAN STANDARD | HRCU-A-CB (Split System: Heat Pump with Remote Outdoor Unit-Air-Source) | 5A6V8X36A1 |  |  | 5TXCB006AS3 | S8V2B080M4PCB | 32800 | 18.1 | 8.5 | 33600 | 25800 | 76.79% | 2.1 | 0 | 10 |  |  |  | No | R-454B | 2.7333 | Residential & Commercial | Ducted CEE Tier 1
216055503 | Central HP <5.4 tons | CHAMPION HEATING AND COOLING | HRCU-A-CB (Split System: Heat Pump with Remote Outdoor Unit-Air-Source) | HH824E2S11 | ASPEN |  | D(A,C,E)36A3K+TDR | TM9E080B12MP12 | 22200 | 17 | 8.1 | 22400 | 18700 | 83.48% | 2 | 0 | 11.7 |  |  |  | No | R-454B | 1.85 | Residential & Commercial | Ducted CEE Tier 1
216055521 | Central HP <5.4 tons | CHAMPION HEATING AND COOLING | HRCU-A-CB (Split System: Heat Pump with Remote Outdoor Unit-Air-Source) | HH824E2S11 | ASPEN |  | D(A,C,E)36A3K+TDR | TM9V080B12MP12 | 22200 | 17 | 8.1 | 22600 | 18300 | 80.97% | 2 | 0 | 12 |  |  |  | No | R-454B | 1.85 | Residential & Commercial | Ducted CEE Tier 1
216055636 | Central HP <5.4 tons | CHAMPION HEATING AND COOLING | HRCU-A-CB (Split System: Heat Pump with Remote Outdoor Unit-Air-Source) | HH824E2S11 | ASPEN |  | D(A,C,E)36A4K+TDR | Z9ES060A10SMPS1 | 21000 | 17.5 | 8.5 | 23000 | 17600 | 76.52% | 2 | 0 | 11.7 |  |  |  | No | R-454B | 1.75 | Residential & Commercial | Ducted CEE Tier 1
216054782 | Central HP <5.4 tons | LUXAIRE | HRCU-A-CB (Split System: Heat Pump with Remote Outdoor Unit-Air-Source) | HH824E2S11 | ASPEN |  | D(A,C,E)24B3K+TDR | TM8E040A12MP11 | 20600 | 16.5 | 8.5 | 22400 | 17200 | 76.79% | 2 | 0 | 11.2 |  |  |  | No | R-454B | 1.7167 | Residential & Commercial | Ducted CEE Tier 1
216054867 | Central HP <5.4 tons | LUXAIRE | HRCU-A-CB (Split System: Heat Pump with Remote Outdoor Unit-Air-Source) | HH824E2S11 | ASPEN |  | D(A,C,E)24B4K+TDR | TM9V080B12MP12 | 22600 | 17 | 8.5 | 22800 | 18300 | 80.26% | 2 | 0 | 12 |  |  |  | No | R-454B | 1.8833 | Residential & Commercial | Ducted CEE Tier 1
216054868 | Central HP <5.4 tons | LUXAIRE | HRCU-A-CB (Split System: Heat Pump with Remote Outdoor Unit-Air-Source) | HH824E2S11 | ASPEN |  | D(A,C,E)36A3K+TDR | TM9V080B12MP12 | 22200 | 17 | 8.1 | 22600 | 18300 | 80.97% | 2 | 0 | 12 |  |  |  | No | R-454B | 1.85 | Residential & Commercial | Ducted CEE Tier 1
216054899 | Central HP <5.4 tons | LUXAIRE | HRCU-A-CB (Split System: Heat Pump with Remote Outdoor Unit-Air-Source) | HH824E2S11 | ASPEN |  | D(A,C,E)36A4K+TDR | TMLE060A12MP11 | 21000 | 17.5 | 9 | 23000 | 17900 | 77.83% | 2 | 0 | 11.2 |  |  |  | No | R-454B | 1.75 | Residential & Commercial | Ducted CEE Tier 1
215864648 | Central HP <5.4 tons | AMERICAN STANDARD | HRCU-A-CB (Split System: Heat Pump with Remote Outdoor Unit-Air-Source) | 5A6V8X48A1 |  |  | 5PX*C007AS3 | L8V1C100U5VSB+LRP | 45500 | 18.1 | 8.5 | 45500 | 35200 | 77.36% | 2.2 | 0 | 10.5 |  |  |  | No | R-454B | 3.7917 | Residential & Commercial | Ducted CEE Tier 1
215864748 | Central HP <5.4 tons | AMERICAN STANDARD | HRCU-A-CB (Split System: Heat Pump with Remote Outdoor Unit-Air-Source) | 5A6V8X60A1 |  |  | 5TXCD008AS3 | S8V2C080M5PDB | 53000 | 18.1 | 8.5 | 55500 | 40000 | 72.07% | 2 | 0 | 10 |  |  |  | No | R-454B | 4.4167 | Residential & Commercial | Ducted CEE Tier 1
211176466 | Central HP <5.4 tons | COMFORT-AIRE | HRCU-A-CB (Split System: Heat Pump with Remote Outdoor Unit-Air-Source) | HRG1548S1R-**A | COMFORT-AIRE |  | MCG60T(C,D)2M | GUH96T090C3M | 44500 | 15.3 | 8.2 | 45000 | 32000 | 71.11% | 2.86 | 0 | 12.4 |  |  |  | No | R-410A | 3.7083 | Residential & Commercial | Ducted CEE Tier 1
215864762 | Central HP <5.4 tons | AMERICAN STANDARD | HRCU-A-CB (Split System: Heat Pump with Remote Outdoor Unit-Air-Source) | 5A6V8X60A1 |  |  | 5TXCD010AS3 | S9V2D120U5PSC+LRP | 54500 | 18.1 | 8.5 | 55000 | 39500 | 71.82% | 2 | 0 | 10.5 |  |  |  | No | R-454B | 4.5417 | Residential & Commercial | Ducted CEE Tier 1
215864828 | Central HP <5.4 tons | AMERICAN STANDARD | HRCU-A-CB (Split System: Heat Pump with Remote Outdoor Unit-Air-Source) | 5A6V8X48A1 |  |  | 5PX*C009AS3 | S9V2C100U4VSB+LRP | 46000 | 18.1 | 8.5 | 45500 | 34800 | 76.48% | 2.1 | 0 | 10.5 |  |  |  | No | R-454B | 3.8333 | Residential & Commercial | Ducted CEE Tier 1
215864832 | Central HP <5.4 tons | AMERICAN STANDARD | HRCU-A-CB (Split System: Heat Pump with Remote Outdoor Unit-Air-Source) | 5A6V8X48A1 |  |  | 5PX*C009AS3 | S8V2C100M5PDB | 46000 | 18.1 | 8.5 | 45500 | 35000 | 76.92% | 2.1 | 0 | 10 |  |  |  | No | R-454B | 3.8333 | Residential & Commercial | Ducted CEE Tier 1
215864846 | Central HP <5.4 tons | AMERICAN STANDARD | HRCU-A-CB (Split System: Heat Pump with Remote Outdoor Unit-Air-Source) | 5A6V8X48A1 |  |  | 5PX*CD09AS3 | S9V2C100D5PSC+LRP | 46000 | 18.1 | 8.5 | 45500 | 34800 | 76.48% | 2.1 | 0 | 10.5 |  |  |  | No | R-454B | 3.8333 | Residential & Commercial | Ducted CEE Tier 1
215864864 | Central HP <5.4 tons | AMERICAN STANDARD | HRCU-A-CB (Split System: Heat Pump with Remote Outdoor Unit-Air-Source) | 5A6V8X48A1 |  |  | 5PX*D008AS3 | *UHMD120CCV5+LRP | 45000 | 18.1 | 8.5 | 45500 | 34800 | 76.48% | 2.1 | 0 | 10 |  |  |  | No | R-454B | 3.75 | Residential & Commercial | Ducted CEE Tier 1
215864882 | Central HP <5.4 tons | AMERICAN STANDARD | HRCU-A-CB (Split System: Heat Pump with Remote Outdoor Unit-Air-Source) | 5A6V8X48A1 |  |  | 5PX*D010AS3 | S8V2C080M5PCB | 46000 | 18.1 | 8.5 | 45000 | 34600 | 76.89% | 2.2 | 0 | 10.5 |  |  |  | No | R-454B | 3.8333 | Residential & Commercial | Ducted CEE Tier 1
215864914 | Central HP <5.4 tons | AMERICAN STANDARD | HRCU-A-CB (Split System: Heat Pump with Remote Outdoor Unit-Air-Source) | 5A6V8X48A1 |  |  | 5PX*DD10AS3 | S8V2C100M5PCB | 45000 | 18.1 | 8.5 | 45000 | 34800 | 77.33% | 2.1 | 0 | 10 |  |  |  | No | R-454B | 3.75 | Residential & Commercial | Ducted CEE Tier 1
215865016 | Central HP <5.4 tons | AMERICAN STANDARD | HRCU-A-CB (Split System: Heat Pump with Remote Outdoor Unit-Air-Source) | 5A6V8X60A1 |  |  | 5PX*D010AS3 | S9V2D120U5PSC+LRP | 54500 | 18.1 | 8.5 | 55000 | 39500 | 71.82% | 2 | 0 | 10.5 |  |  |  | No | R-454B | 4.5417 | Residential & Commercial | Ducted CEE Tier 1
211599529 | Central HP <5.4 tons | LUXAIRE | HRCU-A-CB (Split System: Heat Pump with Remote Outdoor Unit-Air-Source) | THF2B42T21 | ASPEN |  | LEM48C4 |  | 39000 | 16 | 8.1 | 40500 | 29000 | 71.6% | 3.33 | 0 | 12.5 |  |  |  | No | R-410A | 3.25 | Residential & Commercial | Ducted CEE Tier 1
211176503 | Central HP <5.4 tons | COMFORT-AIRE | HRCU-A-CB (Split System: Heat Pump with Remote Outdoor Unit-Air-Source) | HRG1548S1R-**A | COMFORT-AIRE |  | MCG48T(C,D)2M | GUH97M090C3M | 45000 | 15.2 | 8.1 | 45000 | 31600 | 70.22% | 2.8 | 0 | 12.3 |  |  |  | No | R-410A | 3.75 | Residential & Commercial | Ducted CEE Tier 1
210692707 | Central HP <5.4 tons | GOODMAN | HRCU-A-CB (Split System: Heat Pump with Remote Outdoor Unit-Air-Source) | GSZV903610A* |  |  | CA*F3137*6A*+TXV | G*VM970603BNB* | 33600 | 18.5 | 8.2 | 34000 | 24400 | 71.76% | 1.8 | 0 | 11.5 |  |  |  | No | R-410A | 2.8 | Residential & Commercial | Ducted CEE Tier 1
213296456 | Central HP <5.4 tons | SAMSUNG | HRCU-A-CB (Split System: Heat Pump with Remote Outdoor Unit-Air-Source) | AC036BXUPCH | SUMMIT |  | MSVT36***8U4YHX |  | 36000 | 18.5 | 8.4 | 33600 | 34400 | 102.4% | 1.92 | 0 | 10.5 |  |  |  | No | R-410A | 3 | Residential & Commercial | Ducted CEE Tier 1
213079664 | Central HP <5.4 tons | COMFORTMAKER | HRCU-A-CB (Split System: Heat Pump with Remote Outdoor Unit-Air-Source) | DLCURAH36ABK |  |  | EA*4X42L21A* | *92MSN0802120A* | 35200 | 16.5 | 8.1 | 38500 | 35000 | 90.91% | 1.88 | 0 | 10 |  |  |  | No | R-410A | 2.9333 | Residential & Commercial | Ducted CEE Tier 1
213075941 | Central HP <5.4 tons | HEIL | HRCU-A-CB (Split System: Heat Pump with Remote Outdoor Unit-Air-Source) | DLCURAH36ABK |  |  | EA*4X48L21A* | *95MSU1002120A* | 36000 | 16 | 8.5 | 38000 | 34800 | 91.58% | 2.04 | 0 | 10 |  |  |  | No | R-410A | 3 | Residential & Commercial | Ducted CEE Tier 1
216055000 | Central HP <5.4 tons | LUXAIRE | HRCU-A-CB (Split System: Heat Pump with Remote Outdoor Unit-Air-Source) | HH836E2S11 | ASPEN |  | C(A,C,D,E)48A3K+TDR | LP9C080B12MP13 | 30800 | 18 | 8.5 | 30800 | 25200 | 81.82% | 2 | 0 | 11 |  |  |  | No | R-454B | 2.5667 | Residential & Commercial | Ducted CEE Tier 1
216055034 | Central HP <5.4 tons | LUXAIRE | HRCU-A-CB (Split System: Heat Pump with Remote Outdoor Unit-Air-Source) | HH836E2S11 | ASPEN |  | C(A,C,D,E)36B3K+TDR | TM8E080C16MP11 | 31000 | 18 | 8.5 | 31000 | 25200 | 81.29% | 2 | 0 | 10.5 |  |  |  | No | R-454B | 2.5833 | Residential & Commercial | Ducted CEE Tier 1
216055050 | Central HP <5.4 tons | LUXAIRE | HRCU-A-CB (Split System: Heat Pump with Remote Outdoor Unit-Air-Source) | HH836E2S11 | ASPEN |  | C(A,C,D,E)48A3K+TDR | TM8E120C16MP11 | 30800 | 18 | 8.1 | 30200 | 24800 | 82.12% | 2 | 0 | 11.2 |  |  |  | No | R-454B | 2.5667 | Residential & Commercial | Ducted CEE Tier 1
216055068 | Central HP <5.4 tons | LUXAIRE | HRCU-A-CB (Split System: Heat Pump with Remote Outdoor Unit-Air-Source) | HH836E2S11 | ASPEN |  | C(A,C,D,E)48A3K+TDR | TM8Y080C16MP11 | 31000 | 18 | 8.1 | 30400 | 25000 | 82.24% | 2 | 0 | 11.2 |  |  |  | No | R-454B | 2.5833 | Residential & Commercial | Ducted CEE Tier 1
216055117 | Central HP <5.4 tons | LUXAIRE | HRCU-A-CB (Split System: Heat Pump with Remote Outdoor Unit-Air-Source) | HH836E2S11 | ASPEN |  | D(A,C,E)36A4K+TDR | TM9Y080B12MP11 | 30600 | 18 | 8.5 | 31000 | 25400 | 81.94% | 2 | 0 | 10.5 |  |  |  | No | R-454B | 2.55 | Residential & Commercial | Ducted CEE Tier 1
211245478 | Central HP <5.4 tons | TEMPSTAR | HRCU-A-CB (Split System: Heat Pump with Remote Outdoor Unit-Air-Source) | DLCURAH24ABK |  |  | EN(A,D)4X36L21** | *80ESU0401712A* | 24000 | 17 | 8.1 | 26000 | 23200 | 89.23% | 1.92 | 0 | 10.5 |  |  |  | No | R-410A | 2 | Residential & Commercial | Ducted CEE Tier 1
211245563 | Central HP <5.4 tons | TEMPSTAR | HRCU-A-CB (Split System: Heat Pump with Remote Outdoor Unit-Air-Source) | DLCURAH24ABK |  |  | EN(A,D)4X36L21** | *96VTN0802120A* | 23600 | 17 | 8.1 | 25800 | 23800 | 92.25% | 1.98 | 0 | 10.5 |  |  |  | No | R-410A | 1.9667 | Residential & Commercial | Ducted CEE Tier 1
211245763 | Central HP <5.4 tons | TEMPSTAR | HRCU-A-CB (Split System: Heat Pump with Remote Outdoor Unit-Air-Source) | DLCURAH24ABK |  |  | EN(A,D)4X36L21** | OMV098J12* | 23600 | 16.5 | 8.1 | 26000 | 23600 | 90.77% | 1.96 | 0 | 10 |  |  |  | No | R-410A | 1.9667 | Residential & Commercial | Ducted CEE Tier 1
211245880 | Central HP <5.4 tons | TEMPSTAR | HRCU-A-CB (Split System: Heat Pump with Remote Outdoor Unit-Air-Source) | DLCURAH24ABK |  |  | FMA4P30**AL* |  | 25200 | 15.2 | 9 | 27800 | 21600 | 77.7% | 1.78 | 0 | 10 |  |  |  | No | R-410A | 2.1 | Residential & Commercial | Ducted CEE Tier 1
212975292 | Central HP <5.4 tons | COMFORTMAKER | HRCU-A-CB (Split System: Heat Pump with Remote Outdoor Unit-Air-Source) | DLCURAH24ABK |  |  | EA*4X36L17A* | *96VTN0401712B* | 23400 | 16.5 | 8.5 | 26200 | 24400 | 93.13% | 2.02 | 0 | 10 |  |  |  | No | R-410A | 1.95 | Residential & Commercial | Ducted CEE Tier 1
212975347 | Central HP <5.4 tons | COMFORTMAKER | HRCU-A-CB (Split System: Heat Pump with Remote Outdoor Unit-Air-Source) | DLCURAH24ABK |  |  | EN(A,D)4X30L17** | *96VTN0401712B* | 23200 | 16 | 8.1 | 26200 | 24800 | 94.66% | 2.06 | 0 | 10 |  |  |  | No | R-410A | 1.9333 | Residential & Commercial | Ducted CEE Tier 1
212975699 | Central HP <5.4 tons | COMFORTMAKER | HRCU-A-CB (Split System: Heat Pump with Remote Outdoor Unit-Air-Source) | DLCURAH24ABK |  |  | EA*4X37L17A* | *96VTN0601412B* | 24000 | 17 | 8.1 | 25200 | 22400 | 88.89% | 1.86 | 0 | 10 |  |  |  | No | R-410A | 2 | Residential & Commercial | Ducted CEE Tier 1
216055251 | Central HP <5.4 tons | LUXAIRE | HRCU-A-CB (Split System: Heat Pump with Remote Outdoor Unit-Air-Source) | HH860E2S11 | ASPEN |  | C(A,C,D,E)60A3K+TDR | TM8E080C16MP11 | 41000 | 18 | 8.5 | 45000 | 34200 | 76% | 2 | 0 | 10.5 |  |  |  | No | R-454B | 3.4167 | Residential & Commercial | Ducted CEE Tier 1
216055371 | Central HP <5.4 tons | LUXAIRE | HRCU-A-CB (Split System: Heat Pump with Remote Outdoor Unit-Air-Source) | HH860E2S11 | ASPEN |  | C(A,C,D,E)60A3K+TDR | TP9C120D20MP13 | 41000 | 17.5 | 8.1 | 44000 | 33400 | 75.91% | 2 | 0 | 11.5 |  |  |  | No | R-454B | 3.4167 | Residential & Commercial | Ducted CEE Tier 1
216055384 | Central HP <5.4 tons | LUXAIRE | HRCU-A-CB (Split System: Heat Pump with Remote Outdoor Unit-Air-Source) | HH860E2S11 | ASPEN |  | D(A,C,E)60A3K+TDR | TPLC120C20MP13 | 41000 | 18 | 8.5 | 44500 | 33800 | 75.96% | 2 | 0 | 10.5 |  |  |  | No | R-454B | 3.4167 | Residential & Commercial | Ducted CEE Tier 1
216055386 | Central HP <5.4 tons | LUXAIRE | HRCU-A-CB (Split System: Heat Pump with Remote Outdoor Unit-Air-Source) | HH860E2S11 | ASPEN |  | C(A,C,D,E)60A3K+TDR | Z8ES080C16SMPS1 | 41500 | 18 | 8.5 | 44000 | 33400 | 75.91% | 2 | 0 | 11.7 |  |  |  | No | R-454B | 3.4583 | Residential & Commercial | Ducted CEE Tier 1
216055223 | Central HP <5.4 tons | LUXAIRE | HRCU-A-CB (Split System: Heat Pump with Remote Outdoor Unit-Air-Source) | HH860E2S11 | ASPEN |  | C(A,C,D,E)48A3K+TDR | LP9C120D20MP13 | 40000 | 17.5 | 8.1 | 44500 | 33400 | 75.06% | 2 | 0 | 11.2 |  |  |  | No | R-454B | 3.3333 | Residential & Commercial | Ducted CEE Tier 1
216055273 | Central HP <5.4 tons | LUXAIRE | HRCU-A-CB (Split System: Heat Pump with Remote Outdoor Unit-Air-Source) | HH860E2S11 | ASPEN |  | D(A,C,E)60A3K+TDR | TM8V080C16MP12 | 40500 | 16.5 | 8.1 | 43500 | 33400 | 76.78% | 2 | 0 | 11.2 |  |  |  | No | R-454B | 3.375 | Residential & Commercial | Ducted CEE Tier 1
216055282 | Central HP <5.4 tons | LUXAIRE | HRCU-A-CB (Split System: Heat Pump with Remote Outdoor Unit-Air-Source) | HH860E2S11 | ASPEN |  | D(A,C,E)60A3K+TDR | TM8V120C20MP12 | 41000 | 18 | 8.5 | 44500 | 33800 | 75.96% | 2 | 0 | 10.5 |  |  |  | No | R-454B | 3.4167 | Residential & Commercial | Ducted CEE Tier 1
216055007 | Central HP <5.4 tons | LUXAIRE | HRCU-A-CB (Split System: Heat Pump with Remote Outdoor Unit-Air-Source) | HH836E2S11 | ASPEN |  | D(A,C,E)36A4K+TDR | LP9C100C16MP13 | 30800 | 18 | 8.5 | 31400 | 25200 | 80.25% | 2 | 0 | 11 |  |  |  | No | R-454B | 2.5667 | Residential & Commercial | Ducted CEE Tier 1
216055032 | Central HP <5.4 tons | LUXAIRE | HRCU-A-CB (Split System: Heat Pump with Remote Outdoor Unit-Air-Source) | HH836E2S11 | ASPEN |  | C(A,C,D,E)48A3K+TDR | TM8E080B12MP11 | 31000 | 18 | 8.1 | 31400 | 25400 | 80.89% | 2 | 0 | 10.5 |  |  |  | No | R-454B | 2.5833 | Residential & Commercial | Ducted CEE Tier 1
216055091 | Central HP <5.4 tons | LUXAIRE | HRCU-A-CB (Split System: Heat Pump with Remote Outdoor Unit-Air-Source) | HH836E2S11 | ASPEN |  | C(A,C,D,E)36B3K+TDR | TM9E100C16MP12 | 31000 | 18 | 8.5 | 31200 | 25200 | 80.77% | 2 | 0 | 10.5 |  |  |  | No | R-454B | 2.5833 | Residential & Commercial | Ducted CEE Tier 1
216055141 | Central HP <5.4 tons | LUXAIRE | HRCU-A-CB (Split System: Heat Pump with Remote Outdoor Unit-Air-Source) | HH836E2S11 | ASPEN |  | D(A,C,E)36A4K+TDR | TMLE100C16MP11 | 31000 | 18 | 8.5 | 31200 | 25200 | 80.77% | 2 | 0 | 10.5 |  |  |  | No | R-454B | 2.5833 | Residential & Commercial | Ducted CEE Tier 1
216055182 | Central HP <5.4 tons | LUXAIRE | HRCU-A-CB (Split System: Heat Pump with Remote Outdoor Unit-Air-Source) | HH836E2S11 | ASPEN |  | C(A,C,D,E)48A3K+TDR | Z8ES080C16SMPS1 | 31400 | 18 | 8.1 | 30800 | 25000 | 81.17% | 2 | 0 | 11.2 |  |  |  | No | R-454B | 2.6167 | Residential & Commercial | Ducted CEE Tier 1
216055191 | Central HP <5.4 tons | LUXAIRE | HRCU-A-CB (Split System: Heat Pump with Remote Outdoor Unit-Air-Source) | HH836E2S11 | ASPEN |  | C(A,C,D,E)48A3K+TDR | Z8ES100C16SMPS1 | 31600 | 18 | 8.1 | 31400 | 25200 | 80.25% | 2 | 0 | 11.2 |  |  |  | No | R-454B | 2.6333 | Residential & Commercial | Ducted CEE Tier 1
216054753 | Central HP <5.4 tons | LUXAIRE | HRCU-A-CB (Split System: Heat Pump with Remote Outdoor Unit-Air-Source) | HH824E2S11 | ASPEN |  | D(A,C,E)24B4K+TDR | LP9C060B12MP13 | 22600 | 17 | 9 | 22800 | 18000 | 78.95% | 2 | 0 | 12 |  |  |  | No | R-454B | 1.8833 | Residential & Commercial | Ducted CEE Tier 1
216054787 | Central HP <5.4 tons | LUXAIRE | HRCU-A-CB (Split System: Heat Pump with Remote Outdoor Unit-Air-Source) | HH824E2S11 | ASPEN |  | C(A,C,D,E)24D2K+TDR | TM8E060A12MP11 | 19500 | 17 | 9 | 23000 | 17900 | 77.83% | 2 | 0 | 11 |  |  |  | No | R-454B | 1.625 | Residential & Commercial | Ducted CEE Tier 1
216054839 | Central HP <5.4 tons | LUXAIRE | HRCU-A-CB (Split System: Heat Pump with Remote Outdoor Unit-Air-Source) | HH824E2S11 | ASPEN |  | D(A,C,E)36A4K+TDR | TM9E060A10MP12 | 21000 | 17 | 9 | 22800 | 18100 | 79.39% | 2 | 0 | 10.5 |  |  |  | No | R-454B | 1.75 | Residential & Commercial | Ducted CEE Tier 1
216054855 | Central HP <5.4 tons | LUXAIRE | HRCU-A-CB (Split System: Heat Pump with Remote Outdoor Unit-Air-Source) | HH824E2S11 | ASPEN |  | D(A,C,E)24B4K+TDR | TM9V040A10MP12 | 21000 | 17 | 9 | 23000 | 17500 | 76.09% | 2 | 0 | 10.5 |  |  |  | No | R-454B | 1.75 | Residential & Commercial | Ducted CEE Tier 1
216054871 | Central HP <5.4 tons | LUXAIRE | HRCU-A-CB (Split System: Heat Pump with Remote Outdoor Unit-Air-Source) | HH824E2S11 | ASPEN |  | C(A,C,D,E)24D2K+TDR | TM9Y040A10MP11 | 19900 | 16 | 8.5 | 22600 | 17300 | 76.55% | 2 | 0 | 10 |  |  |  | No | R-454B | 1.6583 | Residential & Commercial | Ducted CEE Tier 1
216054873 | Central HP <5.4 tons | LUXAIRE | HRCU-A-CB (Split System: Heat Pump with Remote Outdoor Unit-Air-Source) | HH824E2S11 | ASPEN |  | D(A,C,E)24B4K+TDR | TM9Y040A10MP11 | 21000 | 16.5 | 8.5 | 22600 | 17300 | 76.55% | 2 | 0 | 10.5 |  |  |  | No | R-454B | 1.75 | Residential & Commercial | Ducted CEE Tier 1
216054962 | Central HP <5.4 tons | LUXAIRE | HRCU-A-CB (Split System: Heat Pump with Remote Outdoor Unit-Air-Source) | HH824E2S11 | ASPEN |  | D(A,C,E)24B3K+TDR | Z8ET080B12LMPS1 | 22000 | 18 | 8.5 | 22600 | 18500 | 81.86% | 2 | 0 | 12 |  |  |  | No | R-454B | 1.8333 | Residential & Commercial | Ducted CEE Tier 1
214229007 | Central HP <5.4 tons | COMFORTMAKER | HRCU-A-CB (Split System: Heat Pump with Remote Outdoor Unit-Air-Source) | DLCURAH18ABK |  |  | EA*4X30L17A* | *80MSU0601716A* | 17800 | 16.5 | 8.5 | 18400 | 18500 | 100.5% | 2.24 | 0 | 10.5 |  |  |  | No | R-410A | 1.4833 | Residential & Commercial | Ducted CEE Tier 1
212986151 | Central HP <5.4 tons | CARRIER | HRCU-A-CB (Split System: Heat Pump with Remote Outdoor Unit-Air-Source) | 38MURAQ24AB3* |  |  | CAP**2517AL* | 59SC6A040M14**10 | 24000 | 16.5 | 8.5 | 25400 | 21800 | 85.83% | 1.82 | 0 | 10 |  |  |  | No | R-410A | 2 | Residential & Commercial | Ducted CEE Tier 1
212986583 | Central HP <5.4 tons | CARRIER | HRCU-A-CB (Split System: Heat Pump with Remote Outdoor Unit-Air-Source) | 38MURAQ24AB3* |  |  | CAP**3717AL* | 59SC6A040M17**12 | 24000 | 15.5 | 8.5 | 25600 | 22200 | 86.72% | 1.82 | 0 | 10 |  |  |  | No | R-410A | 2 | Residential & Commercial | Ducted CEE Tier 1
212986619 | Central HP <5.4 tons | CARRIER | HRCU-A-CB (Split System: Heat Pump with Remote Outdoor Unit-Air-Source) | 38MURAQ24AB3* |  |  | CNPV*3017AL* | 59SC6A040M17**12 | 23200 | 15.5 | 8.1 | 26000 | 24400 | 93.85% | 2.02 | 0 | 10 |  |  |  | No | R-410A | 1.9333 | Residential & Commercial | Ducted CEE Tier 1
216055307 | Central HP <5.4 tons | LUXAIRE | HRCU-A-CB (Split System: Heat Pump with Remote Outdoor Unit-Air-Source) | HH860E2S11 | ASPEN |  | C(A,C,D,E)48A3K+TDR | TM9E120D20MP12 | 40500 | 16.5 | 8.1 | 46000 | 35000 | 76.09% | 2 | 0 | 10.5 |  |  |  | No | R-454B | 3.375 | Residential & Commercial | Ducted CEE Tier 1
216055316 | Central HP <5.4 tons | LUXAIRE | HRCU-A-CB (Split System: Heat Pump with Remote Outdoor Unit-Air-Source) | HH860E2S11 | ASPEN |  | C(A,C,D,E)48A3K+TDR | TM9V100C20MP12 | 40000 | 17.5 | 8.1 | 44500 | 33800 | 75.96% | 2 | 0 | 10.5 |  |  |  | No | R-454B | 3.3333 | Residential & Commercial | Ducted CEE Tier 1
216055332 | Central HP <5.4 tons | LUXAIRE | HRCU-A-CB (Split System: Heat Pump with Remote Outdoor Unit-Air-Source) | HH860E2S11 | ASPEN |  | C(A,C,D,E)60A3K+TDR | TM9Y120D20MP11 | 41000 | 17.5 | 8.1 | 43500 | 33400 | 76.78% | 2 | 0 | 11.5 |  |  |  | No | R-454B | 3.4167 | Residential & Commercial | Ducted CEE Tier 1
216055364 | Central HP <5.4 tons | LUXAIRE | HRCU-A-CB (Split System: Heat Pump with Remote Outdoor Unit-Air-Source) | HH860E2S11 | ASPEN |  | C(A,C,D,E)48A3K+TDR | TP9C100C16MP13 | 39500 | 16.5 | 8.1 | 43500 | 33200 | 76.32% | 2 | 0 | 11.2 |  |  |  | No | R-454B | 3.2917 | Residential & Commercial | Ducted CEE Tier 1
216055049 | Central HP <5.4 tons | LUXAIRE | HRCU-A-CB (Split System: Heat Pump with Remote Outdoor Unit-Air-Source) | HH836E2S11 | ASPEN |  | C(A,C,D,E)36B3K+TDR | TM8E120C16MP11 | 30600 | 18 | 8.5 | 30200 | 24800 | 82.12% | 2 | 0 | 11 |  |  |  | No | R-454B | 2.55 | Residential & Commercial | Ducted CEE Tier 1
216055063 | Central HP <5.4 tons | LUXAIRE | HRCU-A-CB (Split System: Heat Pump with Remote Outdoor Unit-Air-Source) | HH836E2S11 | ASPEN |  | D(A,C,E)36A4K+TDR | TM8V100C16MP12 | 31000 | 18 | 8.5 | 31200 | 25400 | 81.41% | 2 | 0 | 10.5 |  |  |  | No | R-454B | 2.5833 | Residential & Commercial | Ducted CEE Tier 1
216055231 | Central HP <5.4 tons | LUXAIRE | HRCU-A-CB (Split System: Heat Pump with Remote Outdoor Unit-Air-Source) | HH860E2S11 | ASPEN |  | D(A,C,E)60A3K+TDR | LPLC100C16MP13 | 40500 | 17 | 8.5 | 44000 | 33400 | 75.91% | 2 | 0 | 11 |  |  |  | No | R-454B | 3.375 | Residential & Commercial | Ducted CEE Tier 1
216055238 | Central HP <5.4 tons | LUXAIRE | HRCU-A-CB (Split System: Heat Pump with Remote Outdoor Unit-Air-Source) | HH860E2S11 | ASPEN |  | C(A,C,D,E)48A3K+TDR | TL8E080C16UH11 | 40000 | 16.5 | 8.1 | 44000 | 33600 | 76.36% | 2 | 0 | 11.2 |  |  |  | No | R-454B | 3.3333 | Residential & Commercial | Ducted CEE Tier 1
216055247 | Central HP <5.4 tons | LUXAIRE | HRCU-A-CB (Split System: Heat Pump with Remote Outdoor Unit-Air-Source) | HH860E2S11 | ASPEN |  | C(A,C,D,E)48A3K+TDR | TL9E100C20UH11 | 40000 | 16.5 | 8.1 | 44000 | 33400 | 75.91% | 2 | 0 | 11.2 |  |  |  | No | R-454B | 3.3333 | Residential & Commercial | Ducted CEE Tier 1
216055249 | Central HP <5.4 tons | LUXAIRE | HRCU-A-CB (Split System: Heat Pump with Remote Outdoor Unit-Air-Source) | HH860E2S11 | ASPEN |  | D(A,C,E)60A3K+TDR | TL9E100C20UH11 | 41000 | 17 | 8.1 | 44000 | 33400 | 75.91% | 2 | 0 | 11 |  |  |  | No | R-454B | 3.4167 | Residential & Commercial | Ducted CEE Tier 1
216055281 | Central HP <5.4 tons | LUXAIRE | HRCU-A-CB (Split System: Heat Pump with Remote Outdoor Unit-Air-Source) | HH860E2S11 | ASPEN |  | C(A,C,D,E)60A3K+TDR | TM8V120C20MP12 | 41000 | 18 | 8.5 | 44500 | 33800 | 75.96% | 2 | 0 | 10.5 |  |  |  | No | R-454B | 3.4167 | Residential & Commercial | Ducted CEE Tier 1
216055333 | Central HP <5.4 tons | LUXAIRE | HRCU-A-CB (Split System: Heat Pump with Remote Outdoor Unit-Air-Source) | HH860E2S11 | ASPEN |  | D(A,C,E)60A3K+TDR | TM9Y120D20MP11 | 41000 | 17.5 | 8.1 | 43500 | 33400 | 76.78% | 2 | 0 | 11.5 |  |  |  | No | R-454B | 3.4167 | Residential & Commercial | Ducted CEE Tier 1
216055347 | Central HP <5.4 tons | LUXAIRE | HRCU-A-CB (Split System: Heat Pump with Remote Outdoor Unit-Air-Source) | HH860E2S11 | ASPEN |  | C(A,C,D,E)60A3K+TDR | TMLE120C16MP11 | 41000 | 18 | 8.5 | 45000 | 34200 | 76% | 2 | 0 | 10.5 |  |  |  | No | R-454B | 3.4167 | Residential & Commercial | Ducted CEE Tier 1
214728491 | Central HP <5.4 tons | BOSCH | HRCU-A-CB (Split System: Heat Pump with Remote Outdoor Unit-Air-Source) | BOVA-36HDN1-M20G | AspenPRO |  | PE(S,T)274 |  | 20400 | 18 | 8.5 | 23200 | 17600 | 75.86% | 2 | 0 | 11.7 |  |  |  | No | R-410A | 1.7 | Residential & Commercial | Ducted CEE Tier 1
214728492 | Central HP <5.4 tons | BOSCH | HRCU-A-CB (Split System: Heat Pump with Remote Outdoor Unit-Air-Source) | BOVA-36HDN1-M20G | AspenPRO |  | PE(S,T)284 |  | 20800 | 18 | 8.5 | 23200 | 17600 | 75.86% | 2 | 0 | 11.7 |  |  |  | No | R-410A | 1.7333 | Residential & Commercial | Ducted CEE Tier 1
215937016 | Central HP <5.4 tons | HEIL | HRCU-A-CB (Split System: Heat Pump with Remote Outdoor Unit-Air-Source) | H5H3V48*K*AAA* |  |  | EVM5X48M21A*+WALLCON | *80CTL0902120B* | 44500 | 20 | 8.1 | 52000 | 38000 | 73.08% | 1.9 | 0 | 11 |  |  |  | No | R-454B | 3.7083 | Residential & Commercial | Ducted CEE Tier 1
215937466 | Central HP <5.4 tons | HEIL | HRCU-A-CB (Split System: Heat Pump with Remote Outdoor Unit-Air-Source) | H5H3V48*K*AAA* |  |  | EVM5X60M24A*+WALLCON | *80CTL0902120B* | 45500 | 21 | 8.1 | 52500 | 38000 | 72.38% | 1.95 | 0 | 11.5 |  |  |  | No | R-454B | 3.7917 | Residential & Commercial | Ducted CEE Tier 1
215937766 | Central HP <5.4 tons | HEIL | HRCU-A-CB (Split System: Heat Pump with Remote Outdoor Unit-Air-Source) | H5H3V48*K*AAA* |  |  | EVD5X48M21A*+WALLCON | *80CTL1102120B* | 44500 | 20 | 8.1 | 52000 | 38000 | 73.08% | 1.9 | 0 | 11 |  |  |  | No | R-454B | 3.7083 | Residential & Commercial | Ducted CEE Tier 1
216054756 | Central HP <5.4 tons | LUXAIRE | HRCU-A-CB (Split System: Heat Pump with Remote Outdoor Unit-Air-Source) | HH824E2S11 | ASPEN |  | C(A,C,D,E)24A3K+TDR | LP9C080B12MP13 | 21600 | 17 | 8.5 | 22600 | 18300 | 80.97% | 2 | 0 | 12 |  |  |  | No | R-454B | 1.8 | Residential & Commercial | Ducted CEE Tier 1
216054763 | Central HP <5.4 tons | LUXAIRE | HRCU-A-CB (Split System: Heat Pump with Remote Outdoor Unit-Air-Source) | HH824E2S11 | ASPEN |  | C(A,C,D,E)24D2K+TDR | LPLC080B12MP13 | 21200 | 17 | 9 | 22800 | 17700 | 77.63% | 2 | 0 | 11.7 |  |  |  | No | R-454B | 1.7667 | Residential & Commercial | Ducted CEE Tier 1
216054804 | Central HP <5.4 tons | LUXAIRE | HRCU-A-CB (Split System: Heat Pump with Remote Outdoor Unit-Air-Source) | HH824E2S11 | ASPEN |  | C(A,C,D,E)24A3K+TDR | TM8V080B12MP12 | 21600 | 17 | 8.1 | 22600 | 17700 | 78.32% | 2 | 0 | 11.7 |  |  |  | No | R-454B | 1.8 | Residential & Commercial | Ducted CEE Tier 1
216054847 | Central HP <5.4 tons | LUXAIRE | HRCU-A-CB (Split System: Heat Pump with Remote Outdoor Unit-Air-Source) | HH824E2S11 | ASPEN |  | C(A,C,D,E)24D2K+TDR | TM9E080B12MP12 | 21000 | 17 | 9 | 22600 | 18700 | 82.74% | 2 | 0 | 11.2 |  |  |  | No | R-454B | 1.75 | Residential & Commercial | Ducted CEE Tier 1
216054856 | Central HP <5.4 tons | LUXAIRE | HRCU-A-CB (Split System: Heat Pump with Remote Outdoor Unit-Air-Source) | HH824E2S11 | ASPEN |  | D(A,C,E)36A3K+TDR | TM9V040A10MP12 | 20800 | 16.5 | 8.5 | 22800 | 17500 | 76.75% | 2 | 0 | 10.5 |  |  |  | No | R-454B | 1.7333 | Residential & Commercial | Ducted CEE Tier 1
214813298 | Central HP <5.4 tons | CARRIER | HRCU-A-CB (Split System: Heat Pump with Remote Outdoor Unit-Air-Source) | 38MURAQ18AB3* | AspenPRO |  | RE(S,T)184 |  | 16800 | 15.2 | 8.2 | 19100 | 18300 | 95.81% | 2.2 | 0 | 10 |  |  |  | No | R-410A | 1.4 | Residential & Commercial | Ducted CEE Tier 1
216055236 | Central HP <5.4 tons | LUXAIRE | HRCU-A-CB (Split System: Heat Pump with Remote Outdoor Unit-Air-Source) | HH860E2S11 | ASPEN |  | C(A,C,D,E)60A3K+TDR | LPLC120C20MP13 | 41000 | 18 | 8.5 | 45000 | 33800 | 75.11% | 2 | 0 | 10.5 |  |  |  | No | R-454B | 3.4167 | Residential & Commercial | Ducted CEE Tier 1
216055250 | Central HP <5.4 tons | LUXAIRE | HRCU-A-CB (Split System: Heat Pump with Remote Outdoor Unit-Air-Source) | HH860E2S11 | ASPEN |  | C(A,C,D,E)48A3K+TDR | TM8E080C16MP11 | 40000 | 17.5 | 8.1 | 45000 | 34200 | 76% | 2 | 0 | 10.5 |  |  |  | No | R-454B | 3.3333 | Residential & Commercial | Ducted CEE Tier 1
216054988 | Central HP <5.4 tons | LUXAIRE | HRCU-A-CB (Split System: Heat Pump with Remote Outdoor Unit-Air-Source) | HH824E2S11 | ASPEN |  | D(A,C,E)36A3K+TDR | Z9ES060B12SMPS1 | 22200 | 17 | 8.1 | 22600 | 18600 | 82.3% | 2 | 0 | 11.7 |  |  |  | No | R-454B | 1.85 | Residential & Commercial | Ducted CEE Tier 1
211229601 | Central HP <5.4 tons | BRYANT HEATING AND COOLING SYSTEMS | HRCU-A-CB (Split System: Heat Pump with Remote Outdoor Unit-Air-Source) | 38MURAQ36AB3* |  |  | CAP**4824AL* | 926TB60100V21*** | 36400 | 15.5 | 8.5 | 38500 | 34800 | 90.39% | 2.08 | 0 | 10 |  |  |  | No | R-410A | 3.0333 | Residential & Commercial | Ducted CEE Tier 1
214725836 | Central HP <5.4 tons | LUXAIRE | HRCU-A-CB (Split System: Heat Pump with Remote Outdoor Unit-Air-Source) | THF2B48T21 | ASPEN |  | D(A,C,E)48B44+TDR | TM9Y100C16MP11 | 42000 | 15.9 | 8.2 | 44000 | 31200 | 70.91% | 3.12 | 0 | 11.5 |  |  |  | No | R-410A | 3.5 | Residential & Commercial | Ducted CEE Tier 1
214802923 | Central HP <5.4 tons | RHEEM | HRCU-A-CB (Split System: Heat Pump with Remote Outdoor Unit-Air-Source) | RP15AZ48AJ2N | ASPEN |  | D(A,C,E)48D34+TDR | R801V1005A21UHN | 44500 | 15.5 | 8.2 | 45500 | 33600 | 73.85% | 3.03 | 0 | 10 |  |  |  | No | R-410A | 3.7083 | Residential & Commercial | Ducted CEE Tier 1
214802925 | Central HP <5.4 tons | RHEEM | HRCU-A-CB (Split System: Heat Pump with Remote Outdoor Unit-Air-Source) | RP15AZ48AJ2N | ASPEN |  | D(A,C,E)60B44+TDR | R801V1005A21UHN | 45000 | 15.6 | 8.2 | 45500 | 33800 | 74.29% | 3.06 | 0 | 10.1 |  |  |  | No | R-410A | 3.75 | Residential & Commercial | Ducted CEE Tier 1
214802932 | Central HP <5.4 tons | RHEEM | HRCU-A-CB (Split System: Heat Pump with Remote Outdoor Unit-Air-Source) | RP15AZ48AJ2N | ASPEN |  | D(A,C,E)60C34+TDR | R801V1005A21UHS | 45000 | 15.6 | 8.1 | 45500 | 33600 | 73.85% | 2.99 | 0 | 10.1 |  |  |  | No | R-410A | 3.75 | Residential & Commercial | Ducted CEE Tier 1
215931495 | Central HP <5.4 tons | TEMPSTAR | HRCU-A-CB (Split System: Heat Pump with Remote Outdoor Unit-Air-Source) | T5H3V60*K*AAA* |  |  | FCMA5B60L0D*+WALLCON |  | 58000 | 20 | 8.5 | 60000 | 44500 | 74.17% | 2.06 | 0 | 12.5 |  |  |  | No | R-454B | 4.8333 | Residential & Commercial | Ducted CEE Tier 1
215931663 | Central HP <5.4 tons | TEMPSTAR | HRCU-A-CB (Split System: Heat Pump with Remote Outdoor Unit-Air-Source) | T5H3V60*K*AAA* |  |  | EA*5X61M21A*+WALLCON | *80CTL0701716B* | 56000 | 18 | 8.5 | 61000 | 45500 | 74.59% | 2.1 | 0 | 11 |  |  |  | No | R-454B | 4.6667 | Residential & Commercial | Ducted CEE Tier 1
216055253 | Central HP <5.4 tons | LUXAIRE | HRCU-A-CB (Split System: Heat Pump with Remote Outdoor Unit-Air-Source) | HH860E2S11 | ASPEN |  | C(A,C,D,E)48A3K+TDR | TM8E080C20MP11 | 41000 | 16.5 | 8.1 | 46000 | 35000 | 76.09% | 2 | 0 | 10.5 |  |  |  | No | R-454B | 3.4167 | Residential & Commercial | Ducted CEE Tier 1
216055315 | Central HP <5.4 tons | LUXAIRE | HRCU-A-CB (Split System: Heat Pump with Remote Outdoor Unit-Air-Source) | HH860E2S11 | ASPEN |  | D(A,C,E)60A3K+TDR | TM9V100C16MP12 | 40500 | 16.5 | 8.1 | 43500 | 33200 | 76.32% | 2 | 0 | 11.2 |  |  |  | No | R-454B | 3.375 | Residential & Commercial | Ducted CEE Tier 1
216055397 | Central HP <5.4 tons | LUXAIRE | HRCU-A-CB (Split System: Heat Pump with Remote Outdoor Unit-Air-Source) | HH860E2S11 | ASPEN |  | C(A,C,D,E)48A3K+TDR | Z8ES120C16SMPS1 | 40000 | 17.5 | 8.1 | 43000 | 33000 | 76.74% | 2 | 0 | 11.5 |  |  |  | No | R-454B | 3.3333 | Residential & Commercial | Ducted CEE Tier 1
216055406 | Central HP <5.4 tons | LUXAIRE | HRCU-A-CB (Split System: Heat Pump with Remote Outdoor Unit-Air-Source) | HH860E2S11 | ASPEN |  | C(A,C,D,E)48A3K+TDR | Z9ES080C16SMPS1 | 40500 | 17.5 | 8.1 | 46500 | 33800 | 72.69% | 2 | 0 | 11.2 |  |  |  | No | R-454B | 3.375 | Residential & Commercial | Ducted CEE Tier 1
216055408 | Central HP <5.4 tons | LUXAIRE | HRCU-A-CB (Split System: Heat Pump with Remote Outdoor Unit-Air-Source) | HH860E2S11 | ASPEN |  | D(A,C,E)60A3K+TDR | Z9ES080C16SMPS1 | 41500 | 17.5 | 8.1 | 46500 | 33800 | 72.69% | 2 | 0 | 11.5 |  |  |  | No | R-454B | 3.4583 | Residential & Commercial | Ducted CEE Tier 1
216055368 | Central HP <5.4 tons | LUXAIRE | HRCU-A-CB (Split System: Heat Pump with Remote Outdoor Unit-Air-Source) | HH860E2S11 | ASPEN |  | C(A,C,D,E)60A3K+TDR | TP9C100C20MP13 | 41000 | 18 | 8.5 | 44500 | 33800 | 75.96% | 2 | 0 | 10.5 |  |  |  | No | R-454B | 3.4167 | Residential & Commercial | Ducted CEE Tier 1
216055420 | Central HP <5.4 tons | LUXAIRE | HRCU-A-CB (Split System: Heat Pump with Remote Outdoor Unit-Air-Source) | HH860E2S11 | ASPEN |  | D(A,C,E)60A3K+TDR | Z9ES120D20SMPS1 | 43000 | 17.5 | 8.1 | 46500 | 34200 | 73.55% | 2 | 0 | 11.5 |  |  |  | No | R-454B | 3.5833 | Residential & Commercial | Ducted CEE Tier 1
215932093 | Central HP <5.4 tons | TEMPSTAR | HRCU-A-CB (Split System: Heat Pump with Remote Outdoor Unit-Air-Source) | T5H3V36*K*AAA* |  |  | EA*5X36M17A*+WALLCON | *97CMN0601714B* | 32000 | 19 | 9.5 | 34600 | 26600 | 76.88% | 2 | 0 | 10.5 |  |  |  | No | R-454B | 2.6667 | Residential & Commercial | Ducted CEE Tier 1
215932363 | Central HP <5.4 tons | TEMPSTAR | HRCU-A-CB (Split System: Heat Pump with Remote Outdoor Unit-Air-Source) | T5H3V36*K*AAA* |  |  | EA*5X42M21A*+WALLCON | *96CTN1002122B* | 32800 | 20 | 9.5 | 34800 | 26600 | 76.44% | 2 | 0 | 11.5 |  |  |  | No | R-454B | 2.7333 | Residential & Commercial | Ducted CEE Tier 1
216055132 | Central HP <5.4 tons | LUXAIRE | HRCU-A-CB (Split System: Heat Pump with Remote Outdoor Unit-Air-Source) | HH836E2S11 | ASPEN |  | D(A,C,E)36A4K+TDR | TMLE080C16MP11 | 31000 | 18 | 8.5 | 31000 | 25200 | 81.29% | 2 | 0 | 10.5 |  |  |  | No | R-454B | 2.5833 | Residential & Commercial | Ducted CEE Tier 1
216055146 | Central HP <5.4 tons | LUXAIRE | HRCU-A-CB (Split System: Heat Pump with Remote Outdoor Unit-Air-Source) | HH836E2S11 | ASPEN |  | C(A,C,D,E)48A3K+TDR | TMLE120C16MP11 | 30800 | 18 | 8.1 | 30200 | 24800 | 82.12% | 2 | 0 | 11.2 |  |  |  | No | R-454B | 2.5667 | Residential & Commercial | Ducted CEE Tier 1
216055198 | Central HP <5.4 tons | LUXAIRE | HRCU-A-CB (Split System: Heat Pump with Remote Outdoor Unit-Air-Source) | HH836E2S11 | ASPEN |  | D(A,C,E)36A4K+TDR | Z8ES120C16SMPS1 | 31400 | 18 | 8.5 | 31200 | 25200 | 80.77% | 2 | 0 | 11 |  |  |  | No | R-454B | 2.6167 | Residential & Commercial | Ducted CEE Tier 1
215399911 | Central HP <5.4 tons | CHAMPION HEATING AND COOLING | HRCU-A-C (Split System: Heat Pump with Remote Outdoor Unit with No Indoor Fan --Air Source) | HH836E2S11 | ASPEN |  | C(A,C,D,E)48A3K+TDR |  | 30800 | 15.2 | 8.1 | 31000 | 31600 | 101.9% | 2.52 | 0 | 10 |  |  |  | No | R-454B | 2.5667 | Residential & Commercial | Ducted CEE Tier 1
216055152 | Central HP <5.4 tons | LUXAIRE | HRCU-A-CB (Split System: Heat Pump with Remote Outdoor Unit-Air-Source) | HH836E2S11 | ASPEN |  | C(A,C,D,E)48A3K+TDR | TMLV100C16MP12 | 31200 | 18 | 8.1 | 31200 | 25400 | 81.41% | 2 | 0 | 10.5 |  |  |  | No | R-454B | 2.6 | Residential & Commercial | Ducted CEE Tier 1
216055187 | Central HP <5.4 tons | LUXAIRE | HRCU-A-CB (Split System: Heat Pump with Remote Outdoor Unit-Air-Source) | HH836E2S11 | ASPEN |  | C(A,C,D,E)36B3K+TDR | Z8ES100B12SMPS1 | 30600 | 18 | 8.5 | 30400 | 24800 | 81.58% | 2 | 0 | 11 |  |  |  | No | R-454B | 2.55 | Residential & Commercial | Ducted CEE Tier 1
213298047 | Central HP <5.4 tons | JOHNSON CONTROLS | HRCU-A-CB (Split System: Heat Pump with Remote Outdoor Unit-Air-Source) | HMH72B341 |  |  | XAFC36DXXN1+TXV | Z8ES080B12LMPS1 | 34000 | 18 | 8.1 | 33400 | 24000 | 71.86% | 2.08 | 0 | 10 |  |  |  | No | R-410A | 2.8333 | Residential & Commercial | Ducted CEE Tier 1
214328321 | Central HP <5.4 tons | NAPOLEON | HRCU-A-CB (Split System: Heat Pump with Remote Outdoor Unit-Air-Source) | WSEHV2436RA1-N | ADP |  | H,A,DG33936 | WUV070T3AA | 22000 | 17 | 8.5 | 23400 | 17100 | 73.08% | 1.8 | 0 | 10 |  |  |  | No | R-410A | 1.8333 | Residential & Commercial | Ducted CEE Tier 1
216057053 | Central HP <5.4 tons | CHAMPION HEATING AND COOLING | HRCU-A-C (Split System: Heat Pump with Remote Outdoor Unit with No Indoor Fan --Air Source) | HH824E2S11 | ASPEN |  | D(A,C,E)24B3K+TDR |  | 22000 | 15.2 | 8.1 | 22600 | 21200 | 93.81% | 2.67 | 0 | 11 |  |  |  | No | R-454B | 1.8333 | Residential & Commercial | Ducted CEE Tier 1
216054766 | Central HP <5.4 tons | LUXAIRE | HRCU-A-CB (Split System: Heat Pump with Remote Outdoor Unit-Air-Source) | HH824E2S11 | ASPEN |  | D(A,C,E)36A3K+TDR | LPLC080B12MP13 | 22400 | 17 | 9 | 22600 | 17700 | 78.32% | 2 | 0 | 12 |  |  |  | No | R-454B | 1.8667 | Residential & Commercial | Ducted CEE Tier 1
216054768 | Central HP <5.4 tons | LUXAIRE | HRCU-A-CB (Split System: Heat Pump with Remote Outdoor Unit-Air-Source) | HH824E2S11 | ASPEN |  | C(A,C,D,E)24A3K+TDR | TL8E060A12UH11 | 20000 | 17.5 | 8.5 | 22600 | 17900 | 79.2% | 2 | 0 | 11.2 |  |  |  | No | R-454B | 1.6667 | Residential & Commercial | Ducted CEE Tier 1
214328313 | Central HP <5.4 tons | NAPOLEON | HRCU-A-CB (Split System: Heat Pump with Remote Outdoor Unit-Air-Source) | WSEHV2436RA1-N | ADP |  | H,A,DG33936 | WPV060T3AA | 22000 | 17 | 8.5 | 23400 | 17100 | 73.08% | 1.8 | 0 | 10 |  |  |  | No | R-410A | 1.8333 | Residential & Commercial | Ducted CEE Tier 1
216055181 | Central HP <5.4 tons | LUXAIRE | HRCU-A-CB (Split System: Heat Pump with Remote Outdoor Unit-Air-Source) | HH836E2S11 | ASPEN |  | C(A,C,D,E)36B3K+TDR | Z8ES080C16SMPS1 | 31200 | 18 | 8.5 | 30800 | 25000 | 81.17% | 2 | 0 | 11 |  |  |  | No | R-454B | 2.6 | Residential & Commercial | Ducted CEE Tier 1
216055792 | Central HP <5.4 tons | CHAMPION HEATING AND COOLING | HRCU-A-CB (Split System: Heat Pump with Remote Outdoor Unit-Air-Source) | HH836E2S11 | ASPEN |  | D(A,C,E)36A4K+TDR | TP9C080C16MP13 | 30800 | 18 | 8.5 | 31400 | 25400 | 80.89% | 2 | 0 | 10.5 |  |  |  | No | R-454B | 2.5667 | Residential & Commercial | Ducted CEE Tier 1
216055817 | Central HP <5.4 tons | CHAMPION HEATING AND COOLING | HRCU-A-CB (Split System: Heat Pump with Remote Outdoor Unit-Air-Source) | HH836E2S11 | ASPEN |  | C(A,C,D,E)36B3K+TDR | Z8ES100B12SMPS1 | 30600 | 18 | 8.5 | 30400 | 24800 | 81.58% | 2 | 0 | 11 |  |  |  | No | R-454B | 2.55 | Residential & Commercial | Ducted CEE Tier 1
216054769 | Central HP <5.4 tons | LUXAIRE | HRCU-A-CB (Split System: Heat Pump with Remote Outdoor Unit-Air-Source) | HH824E2S11 | ASPEN |  | C(A,C,D,E)24D2K+TDR | TL8E060A12UH11 | 19500 | 17 | 9 | 23000 | 17900 | 77.83% | 2 | 0 | 11 |  |  |  | No | R-454B | 1.625 | Residential & Commercial | Ducted CEE Tier 1
216054784 | Central HP <5.4 tons | LUXAIRE | HRCU-A-CB (Split System: Heat Pump with Remote Outdoor Unit-Air-Source) | HH824E2S11 | ASPEN |  | D(A,C,E)36A3K+TDR | TM8E040A12MP11 | 20800 | 16.5 | 8.5 | 22400 | 17200 | 76.79% | 2 | 0 | 11.7 |  |  |  | No | R-454B | 1.7333 | Residential & Commercial | Ducted CEE Tier 1
216054799 | Central HP <5.4 tons | LUXAIRE | HRCU-A-CB (Split System: Heat Pump with Remote Outdoor Unit-Air-Source) | HH824E2S11 | ASPEN |  | C(A,C,D,E)24D2K+TDR | TM8E100B12MP11 | 21000 | 17 | 8.5 | 22800 | 18000 | 78.95% | 2 | 0 | 11.7 |  |  |  | No | R-454B | 1.75 | Residential & Commercial | Ducted CEE Tier 1
214802750 | Central HP <5.4 tons | RHEEM | HRCU-A-CB (Split System: Heat Pump with Remote Outdoor Unit-Air-Source) | RP15AZ30AJ2N | ASPEN |  | D(A,C,E)36A34+TDR | R801V0504A17UH | 27400 | 15.4 | 8.1 | 28400 | 20200 | 71.13% | 2.63 | 0 | 11.7 |  |  |  | No | R-410A | 2.2833 | Residential & Commercial | Ducted CEE Tier 1
214802755 | Central HP <5.4 tons | RHEEM | HRCU-A-CB (Split System: Heat Pump with Remote Outdoor Unit-Air-Source) | RP15AZ30AJ2N | ASPEN |  | D(A,C,E)30B34+TDR | R801V0754A17DZ | 27400 | 15.4 | 8.1 | 28400 | 20200 | 71.13% | 2.62 | 0 | 11.7 |  |  |  | No | R-410A | 2.2833 | Residential & Commercial | Ducted CEE Tier 1
214802757 | Central HP <5.4 tons | RHEEM | HRCU-A-CB (Split System: Heat Pump with Remote Outdoor Unit-Air-Source) | RP15AZ30AJ2N | ASPEN |  | D(A,C,E)30B34+TDR | R801V0754A17UH | 27400 | 15.4 | 8.1 | 28400 | 20000 | 70.42% | 2.62 | 0 | 11.7 |  |  |  | No | R-410A | 2.2833 | Residential & Commercial | Ducted CEE Tier 1
214802745 | Central HP <5.4 tons | RHEEM | HRCU-A-CB (Split System: Heat Pump with Remote Outdoor Unit-Air-Source) | RP15AZ30AJ2N | ASPEN |  | D(A,C,E)30B34+TDR | R801V0503A14DZ | 27400 | 15.4 | 8.1 | 28400 | 20200 | 71.13% | 2.63 | 0 | 11.7 |  |  |  | No | R-410A | 2.2833 | Residential & Commercial | Ducted CEE Tier 1
214802746 | Central HP <5.4 tons | RHEEM | HRCU-A-CB (Split System: Heat Pump with Remote Outdoor Unit-Air-Source) | RP15AZ30AJ2N | ASPEN |  | D(A,C,E)36A34+TDR | R801V0503A14DZ | 27400 | 15.4 | 8.1 | 28400 | 20200 | 71.13% | 2.63 | 0 | 11.7 |  |  |  | No | R-410A | 2.2833 | Residential & Commercial | Ducted CEE Tier 1
216055824 | Central HP <5.4 tons | CHAMPION HEATING AND COOLING | HRCU-A-CB (Split System: Heat Pump with Remote Outdoor Unit-Air-Source) | HH836E2S11 | ASPEN |  | C(A,C,D,E)48A3K+TDR | Z8ES100C20SMPS1 | 31800 | 18 | 8.5 | 31600 | 25400 | 80.38% | 2 | 0 | 10.5 |  |  |  | No | R-454B | 2.65 | Residential & Commercial | Ducted CEE Tier 1
216055016 | Central HP <5.4 tons | LUXAIRE | HRCU-A-CB (Split System: Heat Pump with Remote Outdoor Unit-Air-Source) | HH836E2S11 | ASPEN |  | C(A,C,D,E)36B3K+TDR | LPLC100C16MP13 | 31000 | 17.5 | 8.1 | 31200 | 25400 | 81.41% | 2 | 0 | 10.5 |  |  |  | No | R-454B | 2.5833 | Residential & Commercial | Ducted CEE Tier 1
216055017 | Central HP <5.4 tons | LUXAIRE | HRCU-A-CB (Split System: Heat Pump with Remote Outdoor Unit-Air-Source) | HH836E2S11 | ASPEN |  | C(A,C,D,E)48A3K+TDR | LPLC100C16MP13 | 31200 | 18 | 8.5 | 31200 | 25400 | 81.41% | 2 | 0 | 11 |  |  |  | No | R-454B | 2.6 | Residential & Commercial | Ducted CEE Tier 1
216055035 | Central HP <5.4 tons | LUXAIRE | HRCU-A-CB (Split System: Heat Pump with Remote Outdoor Unit-Air-Source) | HH836E2S11 | ASPEN |  | C(A,C,D,E)48A3K+TDR | TM8E080C16MP11 | 31200 | 18 | 8.1 | 31000 | 25200 | 81.29% | 2 | 0 | 10.5 |  |  |  | No | R-454B | 2.6 | Residential & Commercial | Ducted CEE Tier 1
216055036 | Central HP <5.4 tons | LUXAIRE | HRCU-A-CB (Split System: Heat Pump with Remote Outdoor Unit-Air-Source) | HH836E2S11 | ASPEN |  | D(A,C,E)36A4K+TDR | TM8E080C16MP11 | 31000 | 18 | 8.5 | 31000 | 25200 | 81.29% | 2 | 0 | 10.5 |  |  |  | No | R-454B | 2.5833 | Residential & Commercial | Ducted CEE Tier 1
216055070 | Central HP <5.4 tons | LUXAIRE | HRCU-A-CB (Split System: Heat Pump with Remote Outdoor Unit-Air-Source) | HH836E2S11 | ASPEN |  | C(A,C,D,E)36B3K+TDR | TM8Y100C16MP11 | 30800 | 18 | 8.5 | 30400 | 25000 | 82.24% | 2 | 0 | 11 |  |  |  | No | R-454B | 2.5667 | Residential & Commercial | Ducted CEE Tier 1
216055100 | Central HP <5.4 tons | LUXAIRE | HRCU-A-CB (Split System: Heat Pump with Remote Outdoor Unit-Air-Source) | HH836E2S11 | ASPEN |  | C(A,C,D,E)36B3K+TDR | TM9V080B12MP12 | 30600 | 18 | 8.5 | 30800 | 25200 | 81.82% | 2 | 0 | 10.5 |  |  |  | No | R-454B | 2.55 | Residential & Commercial | Ducted CEE Tier 1
216055349 | Central HP <5.4 tons | LUXAIRE | HRCU-A-CB (Split System: Heat Pump with Remote Outdoor Unit-Air-Source) | HH860E2S11 | ASPEN |  | C(A,C,D,E)48A3K+TDR | TMLE120C20MP11 | 41000 | 16.5 | 8.1 | 46000 | 35000 | 76.09% | 2 | 0 | 10.5 |  |  |  | No | R-454B | 3.4167 | Residential & Commercial | Ducted CEE Tier 1
216055358 | Central HP <5.4 tons | LUXAIRE | HRCU-A-CB (Split System: Heat Pump with Remote Outdoor Unit-Air-Source) | HH860E2S11 | ASPEN |  | C(A,C,D,E)48A3K+TDR | TMLV120C20MP12 | 40000 | 17.5 | 8.1 | 44500 | 33800 | 75.96% | 2 | 0 | 10.5 |  |  |  | No | R-454B | 3.3333 | Residential & Commercial | Ducted CEE Tier 1
214331348 | Central HP <5.4 tons | NAPOLEON | HRCU-A-CB (Split System: Heat Pump with Remote Outdoor Unit-Air-Source) | WSEHV4860RA1-N | ADP |  | H,A,DG50960 | WUV080T4BA | 46000 | 17 | 8.5 | 48000 | 34600 | 72.08% | 1.8 | 0 | 10 |  |  |  | No | R-410A | 3.8333 | Residential & Commercial | Ducted CEE Tier 1
216055867 | Central HP <5.4 tons | CHAMPION HEATING AND COOLING | HRCU-A-CB (Split System: Heat Pump with Remote Outdoor Unit-Air-Source) | HH860E2S11 | ASPEN |  | D(A,C,E)60A3K+TDR | TM8E100C20MP11 | 42000 | 17 | 8.1 | 46500 | 35000 | 75.27% | 2 | 0 | 10.5 |  |  |  | No | R-454B | 3.5 | Residential & Commercial | Ducted CEE Tier 1
216055874 | Central HP <5.4 tons | CHAMPION HEATING AND COOLING | HRCU-A-CB (Split System: Heat Pump with Remote Outdoor Unit-Air-Source) | HH860E2S11 | ASPEN |  | C(A,C,D,E)48A3K+TDR | TM8E130D20MP11 | 41500 | 16.5 | 8.1 | 46000 | 35200 | 76.52% | 2 | 0 | 10.5 |  |  |  | No | R-454B | 3.4583 | Residential & Commercial | Ducted CEE Tier 1
216055881 | Central HP <5.4 tons | CHAMPION HEATING AND COOLING | HRCU-A-CB (Split System: Heat Pump with Remote Outdoor Unit-Air-Source) | HH860E2S11 | ASPEN |  | C(A,C,D,E)60A3K+TDR | TM8V100C16MP12 | 40500 | 16.5 | 8.1 | 43500 | 33400 | 76.78% | 2 | 0 | 11.2 |  |  |  | No | R-454B | 3.375 | Residential & Commercial | Ducted CEE Tier 1
213079913 | Central HP <5.4 tons | COMFORTMAKER | HRCU-A-CB (Split System: Heat Pump with Remote Outdoor Unit-Air-Source) | DLCURAH36ABK |  |  | EN(A,D)4X48L24** | *92MSN1002122A* | 36000 | 16.5 | 8.1 | 38500 | 35000 | 90.91% | 2 | 0 | 10.5 |  |  |  | No | R-410A | 3 | Residential & Commercial | Ducted CEE Tier 1
213080200 | Central HP <5.4 tons | COMFORTMAKER | HRCU-A-CB (Split System: Heat Pump with Remote Outdoor Unit-Air-Source) | DLCURAH36ABK |  |  | EA*4X48L21A* | *96MSN0802120A* | 36000 | 16 | 8.5 | 38000 | 34800 | 91.58% | 2.04 | 0 | 10 |  |  |  | No | R-410A | 3 | Residential & Commercial | Ducted CEE Tier 1
213080284 | Central HP <5.4 tons | COMFORTMAKER | HRCU-A-CB (Split System: Heat Pump with Remote Outdoor Unit-Air-Source) | DLCURAH36ABK |  |  | EA*4X37L21A* | *96MSN1002120A* | 36600 | 16 | 8.5 | 38500 | 34800 | 90.39% | 2.1 | 0 | 10 |  |  |  | No | R-410A | 3.05 | Residential & Commercial | Ducted CEE Tier 1
209852054 | Central HP <5.4 tons | COMFORTMAKER | HRCU-A-CB (Split System: Heat Pump with Remote Outdoor Unit-Air-Source) | DLCURAH36ABK |  |  | DLFUAAH36XAK |  | 36000 | 16 | 9.5 | 40000 | 34400 | 86% | 1.97 | 10.5 | 10 |  |  |  | No | R-410A | 3 | Residential & Commercial | Ducted CEE Tier 1
215932273 | Central HP <5.4 tons | TEMPSTAR | HRCU-A-CB (Split System: Heat Pump with Remote Outdoor Unit-Air-Source) | T5H3V36*K*AAA* |  |  | EA*5X42M21A*+WALLCON | *95CSU0601716B* | 32400 | 19.5 | 9.5 | 35400 | 27200 | 76.84% | 2 | 0 | 11 |  |  |  | No | R-454B | 2.7 | Residential & Commercial | Ducted CEE Tier 1
215932373 | Central HP <5.4 tons | TEMPSTAR | HRCU-A-CB (Split System: Heat Pump with Remote Outdoor Unit-Air-Source) | T5H3V36*K*AAA* |  |  | EA*5X43M21A*+WALLCON | *97CMN0601714B* | 33800 | 19.5 | 9.5 | 34200 | 26200 | 76.61% | 2.06 | 0 | 11 |  |  |  | No | R-454B | 2.8167 | Residential & Commercial | Ducted CEE Tier 1
215318924 | Central HP <5.4 tons | COMFORTMAKER | HRCU-A-CB (Split System: Heat Pump with Remote Outdoor Unit-Air-Source) | D5CURAH24AAK |  |  | D5FUAAH24XAK |  | 24000 | 18.2 | 9.7 | 26000 | 21600 | 83.08% | 1.87 | 0 | 11 |  |  |  | No | R-454B | 2 | Residential & Commercial | Ducted CEE Tier 1
216055892 | Central HP <5.4 tons | CHAMPION HEATING AND COOLING | HRCU-A-CB (Split System: Heat Pump with Remote Outdoor Unit-Air-Source) | HH860E2S11 | ASPEN |  | C(A,C,D,E)48A3K+TDR | TM8Y100C16MP11 | 40000 | 17.5 | 8.1 | 43500 | 33400 | 76.78% | 2 | 0 | 11.2 |  |  |  | No | R-454B | 3.3333 | Residential & Commercial | Ducted CEE Tier 1
216055899 | Central HP <5.4 tons | CHAMPION HEATING AND COOLING | HRCU-A-CB (Split System: Heat Pump with Remote Outdoor Unit-Air-Source) | HH860E2S11 | ASPEN |  | C(A,C,D,E)60A3K+TDR | TM8Y120C20MP11 | 41000 | 17.5 | 8.1 | 44500 | 33800 | 75.96% | 2 | 0 | 11.5 |  |  |  | No | R-454B | 3.4167 | Residential & Commercial | Ducted CEE Tier 1
216055917 | Central HP <5.4 tons | CHAMPION HEATING AND COOLING | HRCU-A-CB (Split System: Heat Pump with Remote Outdoor Unit-Air-Source) | HH860E2S11 | ASPEN |  | C(A,C,D,E)60A3K+TDR | TM9V080C16MP12 | 40500 | 17 | 8.5 | 43500 | 33600 | 77.24% | 2 | 0 | 10.5 |  |  |  | No | R-454B | 3.375 | Residential & Commercial | Ducted CEE Tier 1
216055965 | Central HP <5.4 tons | CHAMPION HEATING AND COOLING | HRCU-A-CB (Split System: Heat Pump with Remote Outdoor Unit-Air-Source) | HH860E2S11 | ASPEN |  | C(A,C,D,E)60A3K+TDR | TMLV120C20MP12 | 41000 | 18 | 8.5 | 44500 | 33800 | 75.96% | 2 | 0 | 10.5 |  |  |  | No | R-454B | 3.4167 | Residential & Commercial | Ducted CEE Tier 1
216055967 | Central HP <5.4 tons | CHAMPION HEATING AND COOLING | HRCU-A-CB (Split System: Heat Pump with Remote Outdoor Unit-Air-Source) | HH860E2S11 | ASPEN |  | C(A,C,D,E)48A3K+TDR | TP9C080C16MP13 | 39500 | 16.5 | 8.1 | 43500 | 33600 | 77.24% | 2 | 0 | 10.5 |  |  |  | No | R-454B | 3.2917 | Residential & Commercial | Ducted CEE Tier 1
216055853 | Central HP <5.4 tons | CHAMPION HEATING AND COOLING | HRCU-A-CB (Split System: Heat Pump with Remote Outdoor Unit-Air-Source) | HH860E2S11 | ASPEN |  | C(A,C,D,E)48A3K+TDR | TL9E100C20UH11 | 40000 | 16.5 | 8.1 | 44000 | 33400 | 75.91% | 2 | 0 | 11.2 |  |  |  | No | R-454B | 3.3333 | Residential & Commercial | Ducted CEE Tier 1
216055854 | Central HP <5.4 tons | CHAMPION HEATING AND COOLING | HRCU-A-CB (Split System: Heat Pump with Remote Outdoor Unit-Air-Source) | HH860E2S11 | ASPEN |  | C(A,C,D,E)60A3K+TDR | TL9E100C20UH11 | 41000 | 17 | 8.1 | 44000 | 33400 | 75.91% | 2 | 0 | 11.5 |  |  |  | No | R-454B | 3.4167 | Residential & Commercial | Ducted CEE Tier 1
215654404 | Central HP <5.4 tons | COMFORTMAKER | HRCU-A-CB (Split System: Heat Pump with Remote Outdoor Unit-Air-Source) | DLCURAH24ABK | AspenPRO |  | PE(S,T)284 |  | 22200 | 15.2 | 8.5 | 26200 | 20200 | 77.1% | 2.73 | 0 | 10 |  |  |  | No | R-410A | 1.85 | Residential & Commercial | Ducted CEE Tier 1
211244018 | Central HP <5.4 tons | COMFORTMAKER | HRCU-A-CB (Split System: Heat Pump with Remote Outdoor Unit-Air-Source) | DLCURAH24ABK |  |  | EN(A,D)4X24L17** | *80VTL0701716A* | 23600 | 16.5 | 8.5 | 26600 | 23400 | 87.97% | 1.94 | 0 | 10 |  |  |  | No | R-410A | 1.9667 | Residential & Commercial | Ducted CEE Tier 1
211244102 | Central HP <5.4 tons | COMFORTMAKER | HRCU-A-CB (Split System: Heat Pump with Remote Outdoor Unit-Air-Source) | DLCURAH24ABK |  |  | EN(A,D)4X24L17** | *80ES(N,L)0451412A* | 24200 | 15.5 | 8.5 | 27200 | 22600 | 83.09% | 1.86 | 0 | 10 |  |  |  | No | R-410A | 2.0167 | Residential & Commercial | Ducted CEE Tier 1
216055885 | Central HP <5.4 tons | CHAMPION HEATING AND COOLING | HRCU-A-CB (Split System: Heat Pump with Remote Outdoor Unit-Air-Source) | HH860E2S11 | ASPEN |  | D(A,C,E)60A3K+TDR | TM8V100C20MP12 | 41000 | 18 | 8.5 | 44500 | 33800 | 75.96% | 2 | 0 | 10.5 |  |  |  | No | R-454B | 3.4167 | Residential & Commercial | Ducted CEE Tier 1
216055886 | Central HP <5.4 tons | CHAMPION HEATING AND COOLING | HRCU-A-CB (Split System: Heat Pump with Remote Outdoor Unit-Air-Source) | HH860E2S11 | ASPEN |  | C(A,C,D,E)48A3K+TDR | TM8V120C20MP12 | 40000 | 17.5 | 8.1 | 44500 | 33800 | 75.96% | 2 | 0 | 10.5 |  |  |  | No | R-454B | 3.3333 | Residential & Commercial | Ducted CEE Tier 1
216055887 | Central HP <5.4 tons | CHAMPION HEATING AND COOLING | HRCU-A-CB (Split System: Heat Pump with Remote Outdoor Unit-Air-Source) | HH860E2S11 | ASPEN |  | C(A,C,D,E)60A3K+TDR | TM8V120C20MP12 | 41000 | 18 | 8.5 | 44500 | 33800 | 75.96% | 2 | 0 | 10.5 |  |  |  | No | R-454B | 3.4167 | Residential & Commercial | Ducted CEE Tier 1
216055888 | Central HP <5.4 tons | CHAMPION HEATING AND COOLING | HRCU-A-CB (Split System: Heat Pump with Remote Outdoor Unit-Air-Source) | HH860E2S11 | ASPEN |  | D(A,C,E)60A3K+TDR | TM8V120C20MP12 | 41000 | 18 | 8.5 | 44500 | 33800 | 75.96% | 2 | 0 | 10.5 |  |  |  | No | R-454B | 3.4167 | Residential & Commercial | Ducted CEE Tier 1
216055902 | Central HP <5.4 tons | CHAMPION HEATING AND COOLING | HRCU-A-CB (Split System: Heat Pump with Remote Outdoor Unit-Air-Source) | HH860E2S11 | ASPEN |  | C(A,C,D,E)60A3K+TDR | TM9E080C16MP12 | 41000 | 18 | 8.5 | 45000 | 34400 | 76.44% | 2 | 0 | 10.5 |  |  |  | No | R-454B | 3.4167 | Residential & Commercial | Ducted CEE Tier 1
216055938 | Central HP <5.4 tons | CHAMPION HEATING AND COOLING | HRCU-A-CB (Split System: Heat Pump with Remote Outdoor Unit-Air-Source) | HH860E2S11 | ASPEN |  | C(A,C,D,E)60A3K+TDR | TM9Y120D20MP11 | 41000 | 17.5 | 8.1 | 43500 | 33400 | 76.78% | 2 | 0 | 11.5 |  |  |  | No | R-454B | 3.4167 | Residential & Commercial | Ducted CEE Tier 1
216054801 | Central HP <5.4 tons | LUXAIRE | HRCU-A-CB (Split System: Heat Pump with Remote Outdoor Unit-Air-Source) | HH824E2S11 | ASPEN |  | D(A,C,E)24B4K+TDR | TM8E100B12MP11 | 22600 | 17 | 8.5 | 22800 | 18000 | 78.95% | 2 | 0 | 12 |  |  |  | No | R-454B | 1.8833 | Residential & Commercial | Ducted CEE Tier 1
216054886 | Central HP <5.4 tons | LUXAIRE | HRCU-A-CB (Split System: Heat Pump with Remote Outdoor Unit-Air-Source) | HH824E2S11 | ASPEN |  | D(A,C,E)36A3K+TDR | TM9Y080B12MP11 | 22200 | 17 | 8.1 | 22600 | 18500 | 81.86% | 2 | 0 | 11.7 |  |  |  | No | R-454B | 1.85 | Residential & Commercial | Ducted CEE Tier 1
216054901 | Central HP <5.4 tons | LUXAIRE | HRCU-A-CB (Split System: Heat Pump with Remote Outdoor Unit-Air-Source) | HH824E2S11 | ASPEN |  | C(A,C,D,E)24D2K+TDR | TMLE080B12MP11 | 21000 | 17 | 8.5 | 22800 | 18000 | 78.95% | 2 | 0 | 11.7 |  |  |  | No | R-454B | 1.75 | Residential & Commercial | Ducted CEE Tier 1
216054918 | Central HP <5.4 tons | LUXAIRE | HRCU-A-CB (Split System: Heat Pump with Remote Outdoor Unit-Air-Source) | HH824E2S11 | ASPEN |  | C(A,C,D,E)24A3K+TDR | TP9C080B12MP13 | 21600 | 17 | 8.1 | 22600 | 18300 | 80.97% | 2 | 0 | 12 |  |  |  | No | R-454B | 1.8 | Residential & Commercial | Ducted CEE Tier 1
216054953 | Central HP <5.4 tons | LUXAIRE | HRCU-A-CB (Split System: Heat Pump with Remote Outdoor Unit-Air-Source) | HH824E2S11 | ASPEN |  | D(A,C,E)36A4K+TDR | Z8ES100B12SMPS1 | 21000 | 19 | 9.5 | 22800 | 18000 | 78.95% | 2 | 0 | 11.2 |  |  |  | No | R-454B | 1.75 | Residential & Commercial | Ducted CEE Tier 1
216054984 | Central HP <5.4 tons | LUXAIRE | HRCU-A-CB (Split System: Heat Pump with Remote Outdoor Unit-Air-Source) | HH824E2S11 | ASPEN |  | C(A,C,D,E)24A3K+TDR | Z9ES060B12SMPS1 | 21600 | 17 | 8.1 | 22400 | 18600 | 83.04% | 2 | 0 | 11.7 |  |  |  | No | R-454B | 1.8 | Residential & Commercial | Ducted CEE Tier 1
216055103 | Central HP <5.4 tons | LUXAIRE | HRCU-A-CB (Split System: Heat Pump with Remote Outdoor Unit-Air-Source) | HH836E2S11 | ASPEN |  | C(A,C,D,E)36B3K+TDR | TM9V080C16MP12 | 30800 | 18 | 8.5 | 31400 | 25400 | 80.89% | 2 | 0 | 10.5 |  |  |  | No | R-454B | 2.5667 | Residential & Commercial | Ducted CEE Tier 1
216055188 | Central HP <5.4 tons | LUXAIRE | HRCU-A-CB (Split System: Heat Pump with Remote Outdoor Unit-Air-Source) | HH836E2S11 | ASPEN |  | C(A,C,D,E)48A3K+TDR | Z8ES100B12SMPS1 | 31000 | 18 | 8.1 | 30400 | 24800 | 81.58% | 2 | 0 | 11.2 |  |  |  | No | R-454B | 2.5833 | Residential & Commercial | Ducted CEE Tier 1
216055204 | Central HP <5.4 tons | LUXAIRE | HRCU-A-CB (Split System: Heat Pump with Remote Outdoor Unit-Air-Source) | HH836E2S11 | ASPEN |  | D(A,C,E)36A4K+TDR | Z8ET080B12LMPS1 | 30400 | 19 | 8.5 | 30000 | 24800 | 82.67% | 2 | 0 | 11.2 |  |  |  | No | R-454B | 2.5333 | Residential & Commercial | Ducted CEE Tier 1
216055208 | Central HP <5.4 tons | LUXAIRE | HRCU-A-CB (Split System: Heat Pump with Remote Outdoor Unit-Air-Source) | HH836E2S11 | ASPEN |  | C(A,C,D,E)36B3K+TDR | Z9ES080C20SMPS1 | 31200 | 17.5 | 8.1 | 32000 | 24200 | 75.62% | 2 | 0 | 10.5 |  |  |  | No | R-454B | 2.6 | Residential & Commercial | Ducted CEE Tier 1
216055731 | Central HP <5.4 tons | CHAMPION HEATING AND COOLING | HRCU-A-CB (Split System: Heat Pump with Remote Outdoor Unit-Air-Source) | HH836E2S11 | ASPEN |  | C(A,C,D,E)48A3K+TDR | TM9V080B12MP12 | 30800 | 18 | 8.1 | 30800 | 25200 | 81.82% | 2 | 0 | 10.5 |  |  |  | No | R-454B | 2.5667 | Residential & Commercial | Ducted CEE Tier 1
216055163 | Central HP <5.4 tons | LUXAIRE | HRCU-A-CB (Split System: Heat Pump with Remote Outdoor Unit-Air-Source) | HH836E2S11 | ASPEN |  | C(A,C,D,E)36B3K+TDR | TP9C100C16MP13 | 31000 | 18 | 8.5 | 31000 | 25200 | 81.29% | 2 | 0 | 10.5 |  |  |  | No | R-454B | 2.5833 | Residential & Commercial | Ducted CEE Tier 1
216055165 | Central HP <5.4 tons | LUXAIRE | HRCU-A-CB (Split System: Heat Pump with Remote Outdoor Unit-Air-Source) | HH836E2S11 | ASPEN |  | D(A,C,E)36A4K+TDR | TP9C100C16MP13 | 30800 | 18 | 8.5 | 31000 | 25200 | 81.29% | 2 | 0 | 10.5 |  |  |  | No | R-454B | 2.5667 | Residential & Commercial | Ducted CEE Tier 1
210692715 | Central HP <5.4 tons | GOODMAN | HRCU-A-CB (Split System: Heat Pump with Remote Outdoor Unit-Air-Source) | GSZV903610A* |  |  | CA*F3743*6D*+TXV | G*VC801005C*A* | 33600 | 19 | 8.2 | 34000 | 24400 | 71.76% | 1.8 | 0 | 12 |  |  |  | No | R-410A | 2.8 | Residential & Commercial | Ducted CEE Tier 1
215865046 | Central HP <5.4 tons | AMERICAN STANDARD | HRCU-A-CB (Split System: Heat Pump with Remote Outdoor Unit-Air-Source) | 5A6V8X60A1 |  |  | 5TEMCD06AV41+TDR |  | 54500 | 18.1 | 8.5 | 54500 | 39000 | 71.56% | 2.1 | 0 | 10.5 |  |  |  | No | R-454B | 4.5417 | Residential & Commercial | Ducted CEE Tier 1
210692705 | Central HP <5.4 tons | GOODMAN | HRCU-A-CB (Split System: Heat Pump with Remote Outdoor Unit-Air-Source) | GSZV903610A* |  |  | CA*F3137*6A*+TXV | G*VC960603BNB* | 33600 | 18 | 8.2 | 34000 | 24400 | 71.76% | 1.8 | 0 | 11.5 |  |  |  | No | R-410A | 2.8 | Residential & Commercial | Ducted CEE Tier 1
216055217 | Central HP <5.4 tons | LUXAIRE | HRCU-A-CB (Split System: Heat Pump with Remote Outdoor Unit-Air-Source) | HH860E2S11 | ASPEN |  | C(A,C,D,E)48A3K+TDR | LP9C100C16MP13 | 39500 | 16.5 | 8.1 | 44000 | 33200 | 75.45% | 2 | 0 | 11.2 |  |  |  | No | R-454B | 3.2917 | Residential & Commercial | Ducted CEE Tier 1
216055322 | Central HP <5.4 tons | LUXAIRE | HRCU-A-CB (Split System: Heat Pump with Remote Outdoor Unit-Air-Source) | HH860E2S11 | ASPEN |  | C(A,C,D,E)48A3K+TDR | TM9Y080C16MP11 | 39500 | 16.5 | 8.1 | 44000 | 33800 | 76.82% | 2 | 0 | 10.5 |  |  |  | No | R-454B | 3.2917 | Residential & Commercial | Ducted CEE Tier 1
216055340 | Central HP <5.4 tons | LUXAIRE | HRCU-A-CB (Split System: Heat Pump with Remote Outdoor Unit-Air-Source) | HH860E2S11 | ASPEN |  | C(A,C,D,E)48A3K+TDR | TMLE100C16MP11 | 40000 | 17.5 | 8.1 | 45000 | 34200 | 76% | 2 | 0 | 10.5 |  |  |  | No | R-454B | 3.3333 | Residential & Commercial | Ducted CEE Tier 1
216055363 | Central HP <5.4 tons | LUXAIRE | HRCU-A-CB (Split System: Heat Pump with Remote Outdoor Unit-Air-Source) | HH860E2S11 | ASPEN |  | D(A,C,E)60A3K+TDR | TP9C080C16MP13 | 40500 | 17 | 8.5 | 43500 | 33600 | 77.24% | 2 | 0 | 10.5 |  |  |  | No | R-454B | 3.375 | Residential & Commercial | Ducted CEE Tier 1
216055372 | Central HP <5.4 tons | LUXAIRE | HRCU-A-CB (Split System: Heat Pump with Remote Outdoor Unit-Air-Source) | HH860E2S11 | ASPEN |  | D(A,C,E)60A3K+TDR | TP9C120D20MP13 | 41000 | 17.5 | 8.1 | 44000 | 33400 | 75.91% | 2 | 0 | 11.5 |  |  |  | No | R-454B | 3.4167 | Residential & Commercial | Ducted CEE Tier 1
216055220 | Central HP <5.4 tons | LUXAIRE | HRCU-A-CB (Split System: Heat Pump with Remote Outdoor Unit-Air-Source) | HH860E2S11 | ASPEN |  | C(A,C,D,E)48A3K+TDR | LP9C100C20MP13 | 40000 | 17.5 | 8.1 | 45000 | 33800 | 75.11% | 2 | 0 | 10.5 |  |  |  | No | R-454B | 3.3333 | Residential & Commercial | Ducted CEE Tier 1
216054982 | Central HP <5.4 tons | LUXAIRE | HRCU-A-CB (Split System: Heat Pump with Remote Outdoor Unit-Air-Source) | HH824E2S11 | ASPEN |  | D(A,C,E)36A3K+TDR | Z9ES060A10SMPS1 | 20800 | 17.5 | 8.1 | 22800 | 17600 | 77.19% | 2 | 0 | 11.7 |  |  |  | No | R-454B | 1.7333 | Residential & Commercial | Ducted CEE Tier 1
216054989 | Central HP <5.4 tons | LUXAIRE | HRCU-A-CB (Split System: Heat Pump with Remote Outdoor Unit-Air-Source) | HH824E2S11 | ASPEN |  | D(A,C,E)36A4K+TDR | Z9ES060B12SMPS1 | 22600 | 17 | 8.5 | 22800 | 18600 | 81.58% | 2 | 0 | 11.7 |  |  |  | No | R-454B | 1.8833 | Residential & Commercial | Ducted CEE Tier 1
212632700 | Central HP <5.4 tons | LENNOX | HRCU-A-CB (Split System: Heat Pump with Remote Outdoor Unit-Air-Source) | SL25XPV-036-230A** | ADP |  | LD30/36Y9 | EL296DF045XV36B* | 33200 | 21 | 8.7 | 34400 | 29600 | 86.05% | 1.76 | 0 | 12.5 |  |  |  | No | R-410A | 2.7667 | Residential & Commercial | Ducted CEE Tier 1
214802737 | Central HP <5.4 tons | RHEEM | HRCU-A-CB (Split System: Heat Pump with Remote Outdoor Unit-Air-Source) | RP15AZ24AJ2N | ASPEN |  | D(A,C,E)24A34+TDR | R801V1004A17UHS | 22000 | 16.3 | 8.1 | 22800 | 16200 | 71.05% | 2.96 | 0 | 11.8 |  |  |  | No | R-410A | 1.8333 | Residential & Commercial | Ducted CEE Tier 1
214802738 | Central HP <5.4 tons | RHEEM | HRCU-A-CB (Split System: Heat Pump with Remote Outdoor Unit-Air-Source) | RP15AZ24AJ2N | ASPEN |  | D(A,C,E)24A44+TDR | R801V1004A17UHS | 22400 | 16.4 | 8.2 | 23000 | 16300 | 70.87% | 3.01 | 0 | 11.8 |  |  |  | No | R-410A | 1.8667 | Residential & Commercial | Ducted CEE Tier 1
216055139 | Central HP <5.4 tons | LUXAIRE | HRCU-A-CB (Split System: Heat Pump with Remote Outdoor Unit-Air-Source) | HH836E2S11 | ASPEN |  | C(A,C,D,E)36B3K+TDR | TMLE100C16MP11 | 31000 | 18 | 8.5 | 31200 | 25200 | 80.77% | 2 | 0 | 10.5 |  |  |  | No | R-454B | 2.5833 | Residential & Commercial | Ducted CEE Tier 1
216055196 | Central HP <5.4 tons | LUXAIRE | HRCU-A-CB (Split System: Heat Pump with Remote Outdoor Unit-Air-Source) | HH836E2S11 | ASPEN |  | C(A,C,D,E)36B3K+TDR | Z8ES120C16SMPS1 | 31400 | 18 | 8.5 | 31200 | 25200 | 80.77% | 2 | 0 | 11 |  |  |  | No | R-454B | 2.6167 | Residential & Commercial | Ducted CEE Tier 1
216055734 | Central HP <5.4 tons | CHAMPION HEATING AND COOLING | HRCU-A-CB (Split System: Heat Pump with Remote Outdoor Unit-Air-Source) | HH836E2S11 | ASPEN |  | C(A,C,D,E)48A3K+TDR | TM9V080C16MP12 | 31200 | 18 | 8.1 | 31400 | 25400 | 80.89% | 2 | 0 | 10.5 |  |  |  | No | R-454B | 2.6 | Residential & Commercial | Ducted CEE Tier 1
216055268 | Central HP <5.4 tons | LUXAIRE | HRCU-A-CB (Split System: Heat Pump with Remote Outdoor Unit-Air-Source) | HH860E2S11 | ASPEN |  | C(A,C,D,E)48A3K+TDR | TM8E130D20MP11 | 41500 | 16.5 | 8.1 | 46000 | 35200 | 76.52% | 2 | 0 | 10.5 |  |  |  | No | R-454B | 3.4583 | Residential & Commercial | Ducted CEE Tier 1
216055317 | Central HP <5.4 tons | LUXAIRE | HRCU-A-CB (Split System: Heat Pump with Remote Outdoor Unit-Air-Source) | HH860E2S11 | ASPEN |  | C(A,C,D,E)60A3K+TDR | TM9V100C20MP12 | 41000 | 18 | 8.5 | 44500 | 33800 | 75.96% | 2 | 0 | 10.5 |  |  |  | No | R-454B | 3.4167 | Residential & Commercial | Ducted CEE Tier 1
216055318 | Central HP <5.4 tons | LUXAIRE | HRCU-A-CB (Split System: Heat Pump with Remote Outdoor Unit-Air-Source) | HH860E2S11 | ASPEN |  | D(A,C,E)60A3K+TDR | TM9V100C20MP12 | 41000 | 18 | 8.5 | 44500 | 33800 | 75.96% | 2 | 0 | 10.5 |  |  |  | No | R-454B | 3.4167 | Residential & Commercial | Ducted CEE Tier 1
216055264 | Central HP <5.4 tons | LUXAIRE | HRCU-A-CB (Split System: Heat Pump with Remote Outdoor Unit-Air-Source) | HH860E2S11 | ASPEN |  | D(A,C,E)60A3K+TDR | TM8E120C16MP11 | 41000 | 18 | 8.5 | 45000 | 34200 | 76% | 2 | 0 | 10.5 |  |  |  | No | R-454B | 3.4167 | Residential & Commercial | Ducted CEE Tier 1
216055280 | Central HP <5.4 tons | LUXAIRE | HRCU-A-CB (Split System: Heat Pump with Remote Outdoor Unit-Air-Source) | HH860E2S11 | ASPEN |  | C(A,C,D,E)48A3K+TDR | TM8V120C20MP12 | 40000 | 17.5 | 8.1 | 44500 | 33800 | 75.96% | 2 | 0 | 10.5 |  |  |  | No | R-454B | 3.3333 | Residential & Commercial | Ducted CEE Tier 1
216055321 | Central HP <5.4 tons | LUXAIRE | HRCU-A-CB (Split System: Heat Pump with Remote Outdoor Unit-Air-Source) | HH860E2S11 | ASPEN |  | D(A,C,E)60A3K+TDR | TM9V120D20MP12 | 41000 | 17.5 | 8.1 | 44000 | 33400 | 75.91% | 2 | 0 | 11.5 |  |  |  | No | R-454B | 3.4167 | Residential & Commercial | Ducted CEE Tier 1
214775801 | Central HP <5.4 tons | NAPOLEON | HRCU-A-CB (Split System: Heat Pump with Remote Outdoor Unit-Air-Source) | WSEHV4860RA1-N | ADP |  | H,DE48948 | WPV080T4BA | 46000 | 17 | 8.5 | 48000 | 34600 | 72.08% | 1.8 | 0 | 10 |  |  |  | No | R-410A | 3.8333 | Residential & Commercial | Ducted CEE Tier 1
216055319 | Central HP <5.4 tons | LUXAIRE | HRCU-A-CB (Split System: Heat Pump with Remote Outdoor Unit-Air-Source) | HH860E2S11 | ASPEN |  | C(A,C,D,E)48A3K+TDR | TM9V120D20MP12 | 40000 | 17.5 | 8.1 | 44000 | 33400 | 75.91% | 2 | 0 | 11.2 |  |  |  | No | R-454B | 3.3333 | Residential & Commercial | Ducted CEE Tier 1
213081460 | Central HP <5.4 tons | ECO-AIR | HRCU-A-CB (Split System: Heat Pump with Remote Outdoor Unit-Air-Source) | MOD30-24HFN1-MW |  |  | MVBE-24HWFN1-MM3E |  | 24000 | 17.5 | 10.5 | 26000 | 24000 | 92.31% | 2 | 0 | 11.7 |  |  |  | No | R-410A | 2 | Residential & Commercial | Ducted CEE Tier 1
216055120 | Central HP <5.4 tons | LUXAIRE | HRCU-A-CB (Split System: Heat Pump with Remote Outdoor Unit-Air-Source) | HH836E2S11 | ASPEN |  | D(A,C,E)36A4K+TDR | TM9Y080C16MP11 | 31200 | 18 | 8.5 | 32000 | 25800 | 80.62% | 2 | 0 | 10.5 |  |  |  | No | R-454B | 2.6 | Residential & Commercial | Ducted CEE Tier 1
216055200 | Central HP <5.4 tons | LUXAIRE | HRCU-A-CB (Split System: Heat Pump with Remote Outdoor Unit-Air-Source) | HH836E2S11 | ASPEN |  | C(A,C,D,E)48A3K+TDR | Z8ES120C20SMPS1 | 31600 | 18 | 8.5 | 31400 | 25400 | 80.89% | 2 | 0 | 10.5 |  |  |  | No | R-454B | 2.6333 | Residential & Commercial | Ducted CEE Tier 1
216055821 | Central HP <5.4 tons | CHAMPION HEATING AND COOLING | HRCU-A-CB (Split System: Heat Pump with Remote Outdoor Unit-Air-Source) | HH836E2S11 | ASPEN |  | C(A,C,D,E)48A3K+TDR | Z8ES100C16SMPS1 | 31600 | 18 | 8.1 | 31400 | 25200 | 80.25% | 2 | 0 | 11.2 |  |  |  | No | R-454B | 2.6333 | Residential & Commercial | Ducted CEE Tier 1
216055737 | Central HP <5.4 tons | CHAMPION HEATING AND COOLING | HRCU-A-CB (Split System: Heat Pump with Remote Outdoor Unit-Air-Source) | HH836E2S11 | ASPEN |  | C(A,C,D,E)48A3K+TDR | TM9V100C16MP12 | 31200 | 18 | 8.1 | 31000 | 25200 | 81.29% | 2 | 0 | 10.5 |  |  |  | No | R-454B | 2.6 | Residential & Commercial | Ducted CEE Tier 1
216055202 | Central HP <5.4 tons | LUXAIRE | HRCU-A-CB (Split System: Heat Pump with Remote Outdoor Unit-Air-Source) | HH836E2S11 | ASPEN |  | C(A,C,D,E)36B3K+TDR | Z8ET080B12LMPS1 | 30600 | 19 | 8.5 | 30000 | 24800 | 82.67% | 2 | 0 | 11 |  |  |  | No | R-454B | 2.55 | Residential & Commercial | Ducted CEE Tier 1
215399940 | Central HP <5.4 tons | LUXAIRE | HRCU-A-C (Split System: Heat Pump with Remote Outdoor Unit with No Indoor Fan --Air Source) | HH836E2S11 | ASPEN |  | C(A,C,D,E)36B3K+TDR |  | 30600 | 15.2 | 8.1 | 31000 | 31600 | 101.9% | 2.56 | 0 | 10.5 |  |  |  | No | R-454B | 2.55 | Residential & Commercial | Ducted CEE Tier 1
216055335 | Central HP <5.4 tons | LUXAIRE | HRCU-A-CB (Split System: Heat Pump with Remote Outdoor Unit-Air-Source) | HH860E2S11 | ASPEN |  | C(A,C,D,E)60A3K+TDR | TMLE080C16MP11 | 41000 | 18 | 8.5 | 45000 | 34200 | 76% | 2 | 0 | 10.5 |  |  |  | No | R-454B | 3.4167 | Residential & Commercial | Ducted CEE Tier 1
216055352 | Central HP <5.4 tons | LUXAIRE | HRCU-A-CB (Split System: Heat Pump with Remote Outdoor Unit-Air-Source) | HH860E2S11 | ASPEN |  | C(A,C,D,E)48A3K+TDR | TMLE130D20MP11 | 41500 | 16.5 | 8.1 | 46000 | 35200 | 76.52% | 2 | 0 | 10.5 |  |  |  | No | R-454B | 3.4583 | Residential & Commercial | Ducted CEE Tier 1
216055369 | Central HP <5.4 tons | LUXAIRE | HRCU-A-CB (Split System: Heat Pump with Remote Outdoor Unit-Air-Source) | HH860E2S11 | ASPEN |  | D(A,C,E)60A3K+TDR | TP9C100C20MP13 | 41000 | 18 | 8.5 | 44500 | 33800 | 75.96% | 2 | 0 | 10.5 |  |  |  | No | R-454B | 3.4167 | Residential & Commercial | Ducted CEE Tier 1
216055399 | Central HP <5.4 tons | LUXAIRE | HRCU-A-CB (Split System: Heat Pump with Remote Outdoor Unit-Air-Source) | HH860E2S11 | ASPEN |  | D(A,C,E)60A3K+TDR | Z8ES120C16SMPS1 | 41000 | 18 | 8.5 | 43000 | 33000 | 76.74% | 2 | 0 | 11.7 |  |  |  | No | R-454B | 3.4167 | Residential & Commercial | Ducted CEE Tier 1
216055856 | Central HP <5.4 tons | CHAMPION HEATING AND COOLING | HRCU-A-CB (Split System: Heat Pump with Remote Outdoor Unit-Air-Source) | HH860E2S11 | ASPEN |  | C(A,C,D,E)48A3K+TDR | TM8E080C16MP11 | 40000 | 17.5 | 8.1 | 45000 | 34200 | 76% | 2 | 0 | 10.5 |  |  |  | No | R-454B | 3.3333 | Residential & Commercial | Ducted CEE Tier 1
216055890 | Central HP <5.4 tons | CHAMPION HEATING AND COOLING | HRCU-A-CB (Split System: Heat Pump with Remote Outdoor Unit-Air-Source) | HH860E2S11 | ASPEN |  | C(A,C,D,E)60A3K+TDR | TM8Y080C16MP11 | 41000 | 17 | 8.1 | 43500 | 33400 | 76.78% | 2 | 0 | 11 |  |  |  | No | R-454B | 3.4167 | Residential & Commercial | Ducted CEE Tier 1
216055924 | Central HP <5.4 tons | CHAMPION HEATING AND COOLING | HRCU-A-CB (Split System: Heat Pump with Remote Outdoor Unit-Air-Source) | HH860E2S11 | ASPEN |  | D(A,C,E)60A3K+TDR | TM9V100C20MP12 | 41000 | 18 | 8.5 | 44500 | 33800 | 75.96% | 2 | 0 | 10.5 |  |  |  | No | R-454B | 3.4167 | Residential & Commercial | Ducted CEE Tier 1
216055388 | Central HP <5.4 tons | LUXAIRE | HRCU-A-CB (Split System: Heat Pump with Remote Outdoor Unit-Air-Source) | HH860E2S11 | ASPEN |  | C(A,C,D,E)48A3K+TDR | Z8ES080C20SMPS1 | 40000 | 17.5 | 8.1 | 44000 | 33400 | 75.91% | 2 | 0 | 11.7 |  |  |  | No | R-454B | 3.3333 | Residential & Commercial | Ducted CEE Tier 1
216054895 | Central HP <5.4 tons | LUXAIRE | HRCU-A-CB (Split System: Heat Pump with Remote Outdoor Unit-Air-Source) | HH824E2S11 | ASPEN |  | C(A,C,D,E)24D2K+TDR | TMLE060A12MP11 | 19500 | 17 | 9 | 23000 | 17900 | 77.83% | 2 | 0 | 11 |  |  |  | No | R-454B | 1.625 | Residential & Commercial | Ducted CEE Tier 1
216054913 | Central HP <5.4 tons | LUXAIRE | HRCU-A-CB (Split System: Heat Pump with Remote Outdoor Unit-Air-Source) | HH824E2S11 | ASPEN |  | C(A,C,D,E)24D2K+TDR | TP9C060B12MP13 | 21200 | 17 | 8.5 | 22800 | 18000 | 78.95% | 2 | 0 | 11.7 |  |  |  | No | R-454B | 1.7667 | Residential & Commercial | Ducted CEE Tier 1
216054949 | Central HP <5.4 tons | LUXAIRE | HRCU-A-CB (Split System: Heat Pump with Remote Outdoor Unit-Air-Source) | HH824E2S11 | ASPEN |  | C(A,C,D,E)24D2K+TDR | Z8ES100B12SMPS1 | 19500 | 18 | 9.5 | 22800 | 18000 | 78.95% | 2 | 0 | 11 |  |  |  | No | R-454B | 1.625 | Residential & Commercial | Ducted CEE Tier 1
216055851 | Central HP <5.4 tons | CHAMPION HEATING AND COOLING | HRCU-A-CB (Split System: Heat Pump with Remote Outdoor Unit-Air-Source) | HH860E2S11 | ASPEN |  | C(A,C,D,E)60A3K+TDR | TL9E080C16UH11 | 41000 | 18 | 8.5 | 45500 | 34400 | 75.6% | 2 | 0 | 10.5 |  |  |  | No | R-454B | 3.4167 | Residential & Commercial | Ducted CEE Tier 1
216055858 | Central HP <5.4 tons | CHAMPION HEATING AND COOLING | HRCU-A-CB (Split System: Heat Pump with Remote Outdoor Unit-Air-Source) | HH860E2S11 | ASPEN |  | D(A,C,E)60A3K+TDR | TM8E080C16MP11 | 41000 | 18 | 8.5 | 45000 | 34200 | 76% | 2 | 0 | 10.5 |  |  |  | No | R-454B | 3.4167 | Residential & Commercial | Ducted CEE Tier 1
216055901 | Central HP <5.4 tons | CHAMPION HEATING AND COOLING | HRCU-A-CB (Split System: Heat Pump with Remote Outdoor Unit-Air-Source) | HH860E2S11 | ASPEN |  | C(A,C,D,E)48A3K+TDR | TM9E080C16MP12 | 40000 | 17.5 | 8.1 | 45000 | 34400 | 76.44% | 2 | 0 | 10.5 |  |  |  | No | R-454B | 3.3333 | Residential & Commercial | Ducted CEE Tier 1
216055230 | Central HP <5.4 tons | LUXAIRE | HRCU-A-CB (Split System: Heat Pump with Remote Outdoor Unit-Air-Source) | HH860E2S11 | ASPEN |  | C(A,C,D,E)60A3K+TDR | LPLC100C16MP13 | 40500 | 17 | 8.5 | 44000 | 33400 | 75.91% | 2 | 0 | 11 |  |  |  | No | R-454B | 3.375 | Residential & Commercial | Ducted CEE Tier 1
214331349 | Central HP <5.4 tons | NAPOLEON | HRCU-A-CB (Split System: Heat Pump with Remote Outdoor Unit-Air-Source) | WSEHV4860RA1-N | ADP |  | H,A,DG52960 | WUV080T4BA | 46000 | 17 | 8.5 | 48000 | 34600 | 72.08% | 1.8 | 0 | 10 |  |  |  | No | R-410A | 3.8333 | Residential & Commercial | Ducted CEE Tier 1
216055926 | Central HP <5.4 tons | CHAMPION HEATING AND COOLING | HRCU-A-CB (Split System: Heat Pump with Remote Outdoor Unit-Air-Source) | HH860E2S11 | ASPEN |  | C(A,C,D,E)60A3K+TDR | TM9V120D20MP12 | 41000 | 17.5 | 8.1 | 44000 | 33400 | 75.91% | 2 | 0 | 11.5 |  |  |  | No | R-454B | 3.4167 | Residential & Commercial | Ducted CEE Tier 1
216055933 | Central HP <5.4 tons | CHAMPION HEATING AND COOLING | HRCU-A-CB (Split System: Heat Pump with Remote Outdoor Unit-Air-Source) | HH860E2S11 | ASPEN |  | D(A,C,E)60A3K+TDR | TM9Y100C16MP11 | 40500 | 17 | 8.5 | 44000 | 33800 | 76.82% | 2 | 0 | 10.5 |  |  |  | No | R-454B | 3.375 | Residential & Commercial | Ducted CEE Tier 1
216055958 | Central HP <5.4 tons | CHAMPION HEATING AND COOLING | HRCU-A-CB (Split System: Heat Pump with Remote Outdoor Unit-Air-Source) | HH860E2S11 | ASPEN |  | C(A,C,D,E)48A3K+TDR | TMLE130D20MP11 | 41500 | 16.5 | 8.1 | 46000 | 35200 | 76.52% | 2 | 0 | 10.5 |  |  |  | No | R-454B | 3.4583 | Residential & Commercial | Ducted CEE Tier 1
216055983 | Central HP <5.4 tons | CHAMPION HEATING AND COOLING | HRCU-A-CB (Split System: Heat Pump with Remote Outdoor Unit-Air-Source) | HH860E2S11 | ASPEN |  | C(A,C,D,E)60A3K+TDR | TPLC100C16MP13 | 40500 | 16.5 | 8.1 | 43500 | 33400 | 76.78% | 2 | 0 | 11.5 |  |  |  | No | R-454B | 3.375 | Residential & Commercial | Ducted CEE Tier 1
216055374 | Central HP <5.4 tons | LUXAIRE | HRCU-A-CB (Split System: Heat Pump with Remote Outdoor Unit-Air-Source) | HH860E2S11 | ASPEN |  | C(A,C,D,E)60A3K+TDR | TPLC080C16MP13 | 40500 | 16.5 | 8.1 | 43500 | 33400 | 76.78% | 2 | 0 | 11.5 |  |  |  | No | R-454B | 3.375 | Residential & Commercial | Ducted CEE Tier 1
216055381 | Central HP <5.4 tons | LUXAIRE | HRCU-A-CB (Split System: Heat Pump with Remote Outdoor Unit-Air-Source) | HH860E2S11 | ASPEN |  | D(A,C,E)60A3K+TDR | TPLC100C20MP13 | 41000 | 18 | 8.5 | 44500 | 33800 | 75.96% | 2 | 0 | 10.5 |  |  |  | No | R-454B | 3.4167 | Residential & Commercial | Ducted CEE Tier 1
214328324 | Central HP <5.4 tons | NAPOLEON | HRCU-A-CB (Split System: Heat Pump with Remote Outdoor Unit-Air-Source) | WSEHV4860RA1-N | ADP |  | H,A,DG49960 | WPV080T4BA | 46000 | 17 | 8.5 | 48000 | 34600 | 72.08% | 1.8 | 0 | 10 |  |  |  | No | R-410A | 3.8333 | Residential & Commercial | Ducted CEE Tier 1
214775799 | Central HP <5.4 tons | NAPOLEON | HRCU-A-CB (Split System: Heat Pump with Remote Outdoor Unit-Air-Source) | WSEHV4860RA1-N | ADP |  | H,DE48948 | WPV070T4BA | 46000 | 17 | 8.5 | 48000 | 34600 | 72.08% | 1.8 | 0 | 10 |  |  |  | No | R-410A | 3.8333 | Residential & Commercial | Ducted CEE Tier 1
216055736 | Central HP <5.4 tons | CHAMPION HEATING AND COOLING | HRCU-A-CB (Split System: Heat Pump with Remote Outdoor Unit-Air-Source) | HH836E2S11 | ASPEN |  | C(A,C,D,E)36B3K+TDR | TM9V100C16MP12 | 31000 | 18 | 8.5 | 31000 | 25200 | 81.29% | 2 | 0 | 10.5 |  |  |  | No | R-454B | 2.5833 | Residential & Commercial | Ducted CEE Tier 1
216055753 | Central HP <5.4 tons | CHAMPION HEATING AND COOLING | HRCU-A-CB (Split System: Heat Pump with Remote Outdoor Unit-Air-Source) | HH836E2S11 | ASPEN |  | D(A,C,E)36A4K+TDR | TM9Y100C16MP11 | 30800 | 18 | 8.5 | 31000 | 25200 | 81.29% | 2 | 0 | 10.5 |  |  |  | No | R-454B | 2.5667 | Residential & Commercial | Ducted CEE Tier 1
216055131 | Central HP <5.4 tons | LUXAIRE | HRCU-A-CB (Split System: Heat Pump with Remote Outdoor Unit-Air-Source) | HH836E2S11 | ASPEN |  | C(A,C,D,E)48A3K+TDR | TMLE080C16MP11 | 31200 | 18 | 8.1 | 31000 | 25200 | 81.29% | 2 | 0 | 10.5 |  |  |  | No | R-454B | 2.6 | Residential & Commercial | Ducted CEE Tier 1
216055206 | Central HP <5.4 tons | LUXAIRE | HRCU-A-CB (Split System: Heat Pump with Remote Outdoor Unit-Air-Source) | HH836E2S11 | ASPEN |  | C(A,C,D,E)48A3K+TDR | Z9ES080C16SMPS1 | 29800 | 17.5 | 8.5 | 30400 | 23400 | 76.97% | 2 | 0 | 10.5 |  |  |  | No | R-454B | 2.4833 | Residential & Commercial | Ducted CEE Tier 1
216055213 | Central HP <5.4 tons | LUXAIRE | HRCU-A-CB (Split System: Heat Pump with Remote Outdoor Unit-Air-Source) | HH836E2S11 | ASPEN |  | D(A,C,E)36A4K+TDR | Z9ES100C16SMPS1 | 32000 | 17.5 | 8.1 | 32600 | 24600 | 75.46% | 2 | 0 | 10.5 |  |  |  | No | R-454B | 2.6667 | Residential & Commercial | Ducted CEE Tier 1
214775807 | Central HP <5.4 tons | NAPOLEON | HRCU-A-CB (Split System: Heat Pump with Remote Outdoor Unit-Air-Source) | WSEHV2436RA1-N | ADP |  | H,DE35936 | WPV070T3AA | 22000 | 17 | 8.5 | 23400 | 17100 | 73.08% | 1.8 | 0 | 10 |  |  |  | No | R-410A | 1.8333 | Residential & Commercial | Ducted CEE Tier 1
216056000 | Central HP <5.4 tons | CHAMPION HEATING AND COOLING | HRCU-A-CB (Split System: Heat Pump with Remote Outdoor Unit-Air-Source) | HH860E2S11 | ASPEN |  | C(A,C,D,E)48A3K+TDR | Z8ES100C20SMPS1 | 40500 | 17.5 | 8.1 | 44000 | 33400 | 75.91% | 2 | 0 | 11.7 |  |  |  | No | R-454B | 3.375 | Residential & Commercial | Ducted CEE Tier 1
216055891 | Central HP <5.4 tons | CHAMPION HEATING AND COOLING | HRCU-A-CB (Split System: Heat Pump with Remote Outdoor Unit-Air-Source) | HH860E2S11 | ASPEN |  | D(A,C,E)60A3K+TDR | TM8Y080C16MP11 | 41000 | 17 | 8.1 | 43500 | 33400 | 76.78% | 2 | 0 | 11 |  |  |  | No | R-454B | 3.4167 | Residential & Commercial | Ducted CEE Tier 1
216055893 | Central HP <5.4 tons | CHAMPION HEATING AND COOLING | HRCU-A-CB (Split System: Heat Pump with Remote Outdoor Unit-Air-Source) | HH860E2S11 | ASPEN |  | C(A,C,D,E)60A3K+TDR | TM8Y100C16MP11 | 41000 | 17 | 8.1 | 43500 | 33400 | 76.78% | 2 | 0 | 11 |  |  |  | No | R-454B | 3.4167 | Residential & Commercial | Ducted CEE Tier 1
216055385 | Central HP <5.4 tons | LUXAIRE | HRCU-A-CB (Split System: Heat Pump with Remote Outdoor Unit-Air-Source) | HH860E2S11 | ASPEN |  | C(A,C,D,E)48A3K+TDR | Z8ES080C16SMPS1 | 40500 | 17.5 | 8.1 | 44000 | 33400 | 75.91% | 2 | 0 | 11.7 |  |  |  | No | R-454B | 3.375 | Residential & Commercial | Ducted CEE Tier 1
216055404 | Central HP <5.4 tons | LUXAIRE | HRCU-A-CB (Split System: Heat Pump with Remote Outdoor Unit-Air-Source) | HH860E2S11 | ASPEN |  | C(A,C,D,E)60A3K+TDR | Z8ES130D20SMPS1 | 41500 | 18 | 9 | 44500 | 33600 | 75.51% | 2 | 0 | 11.7 |  |  |  | No | R-454B | 3.4583 | Residential & Commercial | Ducted CEE Tier 1
216055419 | Central HP <5.4 tons | LUXAIRE | HRCU-A-CB (Split System: Heat Pump with Remote Outdoor Unit-Air-Source) | HH860E2S11 | ASPEN |  | C(A,C,D,E)60A3K+TDR | Z9ES120D20SMPS1 | 43000 | 17.5 | 8.1 | 46500 | 34200 | 73.55% | 2 | 0 | 11.5 |  |  |  | No | R-454B | 3.5833 | Residential & Commercial | Ducted CEE Tier 1
216055919 | Central HP <5.4 tons | CHAMPION HEATING AND COOLING | HRCU-A-CB (Split System: Heat Pump with Remote Outdoor Unit-Air-Source) | HH860E2S11 | ASPEN |  | C(A,C,D,E)48A3K+TDR | TM9V100C16MP12 | 39500 | 16.5 | 8.1 | 43500 | 33200 | 76.32% | 2 | 0 | 11.2 |  |  |  | No | R-454B | 3.2917 | Residential & Commercial | Ducted CEE Tier 1
216055920 | Central HP <5.4 tons | CHAMPION HEATING AND COOLING | HRCU-A-CB (Split System: Heat Pump with Remote Outdoor Unit-Air-Source) | HH860E2S11 | ASPEN |  | C(A,C,D,E)60A3K+TDR | TM9V100C16MP12 | 40500 | 16.5 | 8.1 | 43500 | 33200 | 76.32% | 2 | 0 | 11.2 |  |  |  | No | R-454B | 3.375 | Residential & Commercial | Ducted CEE Tier 1
216055936 | Central HP <5.4 tons | CHAMPION HEATING AND COOLING | HRCU-A-CB (Split System: Heat Pump with Remote Outdoor Unit-Air-Source) | HH860E2S11 | ASPEN |  | D(A,C,E)60A3K+TDR | TM9Y100C20MP11 | 41000 | 17 | 8.5 | 46000 | 34800 | 75.65% | 2 | 0 | 10.5 |  |  |  | No | R-454B | 3.4167 | Residential & Commercial | Ducted CEE Tier 1
216055937 | Central HP <5.4 tons | CHAMPION HEATING AND COOLING | HRCU-A-CB (Split System: Heat Pump with Remote Outdoor Unit-Air-Source) | HH860E2S11 | ASPEN |  | C(A,C,D,E)48A3K+TDR | TM9Y120D20MP11 | 40000 | 17.5 | 8.1 | 43500 | 33400 | 76.78% | 2 | 0 | 11.2 |  |  |  | No | R-454B | 3.3333 | Residential & Commercial | Ducted CEE Tier 1
216055953 | Central HP <5.4 tons | CHAMPION HEATING AND COOLING | HRCU-A-CB (Split System: Heat Pump with Remote Outdoor Unit-Air-Source) | HH860E2S11 | ASPEN |  | C(A,C,D,E)60A3K+TDR | TMLE120C16MP11 | 41000 | 18 | 8.5 | 45000 | 34200 | 76% | 2 | 0 | 10.5 |  |  |  | No | R-454B | 3.4167 | Residential & Commercial | Ducted CEE Tier 1
216055900 | Central HP <5.4 tons | CHAMPION HEATING AND COOLING | HRCU-A-CB (Split System: Heat Pump with Remote Outdoor Unit-Air-Source) | HH860E2S11 | ASPEN |  | D(A,C,E)60A3K+TDR | TM8Y120C20MP11 | 41000 | 17.5 | 8.1 | 44500 | 33800 | 75.96% | 2 | 0 | 11.5 |  |  |  | No | R-454B | 3.4167 | Residential & Commercial | Ducted CEE Tier 1
216055923 | Central HP <5.4 tons | CHAMPION HEATING AND COOLING | HRCU-A-CB (Split System: Heat Pump with Remote Outdoor Unit-Air-Source) | HH860E2S11 | ASPEN |  | C(A,C,D,E)60A3K+TDR | TM9V100C20MP12 | 41000 | 18 | 8.5 | 44500 | 33800 | 75.96% | 2 | 0 | 10.5 |  |  |  | No | R-454B | 3.4167 | Residential & Commercial | Ducted CEE Tier 1
216055925 | Central HP <5.4 tons | CHAMPION HEATING AND COOLING | HRCU-A-CB (Split System: Heat Pump with Remote Outdoor Unit-Air-Source) | HH860E2S11 | ASPEN |  | C(A,C,D,E)48A3K+TDR | TM9V120D20MP12 | 40000 | 17.5 | 8.1 | 44000 | 33400 | 75.91% | 2 | 0 | 11.2 |  |  |  | No | R-454B | 3.3333 | Residential & Commercial | Ducted CEE Tier 1
216055943 | Central HP <5.4 tons | CHAMPION HEATING AND COOLING | HRCU-A-CB (Split System: Heat Pump with Remote Outdoor Unit-Air-Source) | HH860E2S11 | ASPEN |  | C(A,C,D,E)48A3K+TDR | TMLE080C20MP11 | 41000 | 16.5 | 8.1 | 46000 | 35000 | 76.09% | 2 | 0 | 10.5 |  |  |  | No | R-454B | 3.4167 | Residential & Commercial | Ducted CEE Tier 1
216055955 | Central HP <5.4 tons | CHAMPION HEATING AND COOLING | HRCU-A-CB (Split System: Heat Pump with Remote Outdoor Unit-Air-Source) | HH860E2S11 | ASPEN |  | C(A,C,D,E)48A3K+TDR | TMLE120C20MP11 | 41000 | 16.5 | 8.1 | 46000 | 35000 | 76.09% | 2 | 0 | 10.5 |  |  |  | No | R-454B | 3.4167 | Residential & Commercial | Ducted CEE Tier 1
216055972 | Central HP <5.4 tons | CHAMPION HEATING AND COOLING | HRCU-A-CB (Split System: Heat Pump with Remote Outdoor Unit-Air-Source) | HH860E2S11 | ASPEN |  | D(A,C,E)60A3K+TDR | TP9C100C16MP13 | 40500 | 17 | 8.5 | 43500 | 33200 | 76.32% | 2 | 0 | 11 |  |  |  | No | R-454B | 3.375 | Residential & Commercial | Ducted CEE Tier 1
216055986 | Central HP <5.4 tons | CHAMPION HEATING AND COOLING | HRCU-A-CB (Split System: Heat Pump with Remote Outdoor Unit-Air-Source) | HH860E2S11 | ASPEN |  | C(A,C,D,E)60A3K+TDR | TPLC100C20MP13 | 41000 | 18 | 8.5 | 44500 | 33800 | 75.96% | 2 | 0 | 10.5 |  |  |  | No | R-454B | 3.4167 | Residential & Commercial | Ducted CEE Tier 1
216056002 | Central HP <5.4 tons | CHAMPION HEATING AND COOLING | HRCU-A-CB (Split System: Heat Pump with Remote Outdoor Unit-Air-Source) | HH860E2S11 | ASPEN |  | D(A,C,E)60A3K+TDR | Z8ES100C20SMPS1 | 41500 | 18 | 8.5 | 44000 | 33400 | 75.91% | 2 | 0 | 11.7 |  |  |  | No | R-454B | 3.4583 | Residential & Commercial | Ducted CEE Tier 1
216055884 | Central HP <5.4 tons | CHAMPION HEATING AND COOLING | HRCU-A-CB (Split System: Heat Pump with Remote Outdoor Unit-Air-Source) | HH860E2S11 | ASPEN |  | C(A,C,D,E)60A3K+TDR | TM8V100C20MP12 | 41000 | 18 | 8.5 | 44500 | 33800 | 75.96% | 2 | 0 | 10.5 |  |  |  | No | R-454B | 3.4167 | Residential & Commercial | Ducted CEE Tier 1
216055907 | Central HP <5.4 tons | CHAMPION HEATING AND COOLING | HRCU-A-CB (Split System: Heat Pump with Remote Outdoor Unit-Air-Source) | HH860E2S11 | ASPEN |  | C(A,C,D,E)48A3K+TDR | TM9E100C16MP12 | 40000 | 17.5 | 8.1 | 45500 | 34400 | 75.6% | 2 | 0 | 10.5 |  |  |  | No | R-454B | 3.3333 | Residential & Commercial | Ducted CEE Tier 1
216055909 | Central HP <5.4 tons | CHAMPION HEATING AND COOLING | HRCU-A-CB (Split System: Heat Pump with Remote Outdoor Unit-Air-Source) | HH860E2S11 | ASPEN |  | D(A,C,E)60A3K+TDR | TM9E100C16MP12 | 41000 | 18 | 8.5 | 45500 | 34400 | 75.6% | 2 | 0 | 10.5 |  |  |  | No | R-454B | 3.4167 | Residential & Commercial | Ducted CEE Tier 1
214389572 | Central HP <5.4 tons | CARRIER | HRCU-A-CB (Split System: Heat Pump with Remote Outdoor Unit-Air-Source) | 38MURAQ24AB3* | ASPEN |  | AEW264+TDR |  | 23000 | 16 | 8.5 | 26000 | 23400 | 90% | 2.77 | 0 | 10 |  |  |  | No | R-410A | 1.9167 | Residential & Commercial | Ducted CEE Tier 1
213206244 | Central HP <5.4 tons | CARRIER | HRCU-A-CB (Split System: Heat Pump with Remote Outdoor Unit-Air-Source) | 38MURAQ24AB3* | ASPEN |  | D(A,C,E)36B34+TDR | 58S(B,C)*A045E17**12 | 23800 | 17 | 8.1 | 26200 | 20200 | 77.1% | 2.98 | 0 | 10 |  |  |  | No | R-410A | 1.9833 | Residential & Commercial | Ducted CEE Tier 1
213206277 | Central HP <5.4 tons | CARRIER | HRCU-A-CB (Split System: Heat Pump with Remote Outdoor Unit-Air-Source) | 38MURAQ24AB3* | ASPEN |  | D(A,C,E)30C44+TDR | 58S(B,C)*A070E17**16 | 23800 | 16.5 | 8.1 | 26000 | 20200 | 77.69% | 2.87 | 0 | 10.4 |  |  |  | No | R-410A | 1.9833 | Residential & Commercial | Ducted CEE Tier 1
213206343 | Central HP <5.4 tons | CARRIER | HRCU-A-CB (Split System: Heat Pump with Remote Outdoor Unit-Air-Source) | 38MURAQ24AB3* | ASPEN |  | D(A,C,E)30B34+TDR | 58TP*A070V14**12 | 23800 | 17 | 8.1 | 26200 | 20200 | 77.1% | 2.86 | 0 | 10 |  |  |  | No | R-410A | 1.9833 | Residential & Commercial | Ducted CEE Tier 1
216054956 | Central HP <5.4 tons | LUXAIRE | HRCU-A-CB (Split System: Heat Pump with Remote Outdoor Unit-Air-Source) | HH824E2S11 | ASPEN |  | D(A,C,E)24B3K+TDR | Z8ET060A12LMPS1 | 20400 | 18.7 | 8.5 | 22800 | 17700 | 77.63% | 2 | 0 | 11 |  |  |  | No | R-454B | 1.7 | Residential & Commercial | Ducted CEE Tier 1
216055918 | Central HP <5.4 tons | CHAMPION HEATING AND COOLING | HRCU-A-CB (Split System: Heat Pump with Remote Outdoor Unit-Air-Source) | HH860E2S11 | ASPEN |  | D(A,C,E)60A3K+TDR | TM9V080C16MP12 | 40500 | 17 | 8.5 | 43500 | 33600 | 77.24% | 2 | 0 | 10.5 |  |  |  | No | R-454B | 3.375 | Residential & Commercial | Ducted CEE Tier 1
214775800 | Central HP <5.4 tons | NAPOLEON | HRCU-A-CB (Split System: Heat Pump with Remote Outdoor Unit-Air-Source) | WSEHV4860RA1-N | ADP |  | H,DE48960 | WPV070T4BA | 46000 | 17 | 8.5 | 48000 | 34600 | 72.08% | 1.8 | 0 | 10 |  |  |  | No | R-410A | 3.8333 | Residential & Commercial | Ducted CEE Tier 1
216055365 | Central HP <5.4 tons | LUXAIRE | HRCU-A-CB (Split System: Heat Pump with Remote Outdoor Unit-Air-Source) | HH860E2S11 | ASPEN |  | C(A,C,D,E)60A3K+TDR | TP9C100C16MP13 | 40500 | 17 | 8.5 | 43500 | 33200 | 76.32% | 2 | 0 | 11 |  |  |  | No | R-454B | 3.375 | Residential & Commercial | Ducted CEE Tier 1
216055390 | Central HP <5.4 tons | LUXAIRE | HRCU-A-CB (Split System: Heat Pump with Remote Outdoor Unit-Air-Source) | HH860E2S11 | ASPEN |  | D(A,C,E)60A3K+TDR | Z8ES080C20SMPS1 | 41000 | 18 | 8.5 | 44000 | 33400 | 75.91% | 2 | 0 | 11.7 |  |  |  | No | R-454B | 3.4167 | Residential & Commercial | Ducted CEE Tier 1
216055413 | Central HP <5.4 tons | LUXAIRE | HRCU-A-CB (Split System: Heat Pump with Remote Outdoor Unit-Air-Source) | HH860E2S11 | ASPEN |  | C(A,C,D,E)60A3K+TDR | Z9ES100C16SMPS1 | 42000 | 18 | 8.5 | 46500 | 34200 | 73.55% | 2 | 0 | 10.5 |  |  |  | No | R-454B | 3.5 | Residential & Commercial | Ducted CEE Tier 1
216055367 | Central HP <5.4 tons | LUXAIRE | HRCU-A-CB (Split System: Heat Pump with Remote Outdoor Unit-Air-Source) | HH860E2S11 | ASPEN |  | C(A,C,D,E)48A3K+TDR | TP9C100C20MP13 | 40000 | 17.5 | 8.1 | 44500 | 33800 | 75.96% | 2 | 0 | 10.5 |  |  |  | No | R-454B | 3.3333 | Residential & Commercial | Ducted CEE Tier 1
214331344 | Central HP <5.4 tons | NAPOLEON | HRCU-A-CB (Split System: Heat Pump with Remote Outdoor Unit-Air-Source) | WSEHV4860RA1-N | ADP |  | H,A,DG50960 | WPV080T4BA | 46000 | 17 | 8.5 | 48000 | 34600 | 72.08% | 1.8 | 0 | 10 |  |  |  | No | R-410A | 3.8333 | Residential & Commercial | Ducted CEE Tier 1
214331346 | Central HP <5.4 tons | NAPOLEON | HRCU-A-CB (Split System: Heat Pump with Remote Outdoor Unit-Air-Source) | WSEHV4860RA1-N | ADP |  | H,A,DG50960 | WUV070T4BA | 46000 | 17 | 8.5 | 48000 | 34600 | 72.08% | 1.8 | 0 | 10 |  |  |  | No | R-410A | 3.8333 | Residential & Commercial | Ducted CEE Tier 1
213206411 | Central HP <5.4 tons | CARRIER | HRCU-A-CB (Split System: Heat Pump with Remote Outdoor Unit-Air-Source) | 38MURAQ24AB3* | ASPEN |  | D(A,C,E)24B44+TDR | 59SC2D040E17**12 | 23400 | 16 | 8.1 | 26000 | 20400 | 78.46% | 2.89 | 0 | 10 |  |  |  | No | R-410A | 1.95 | Residential & Commercial | Ducted CEE Tier 1
213206427 | Central HP <5.4 tons | CARRIER | HRCU-A-CB (Split System: Heat Pump with Remote Outdoor Unit-Air-Source) | 38MURAQ24AB3* | ASPEN |  | D(A,C,E)30C44+TDR | 59SC2D060E14**12 | 23400 | 17 | 8.1 | 25800 | 20000 | 77.52% | 2.86 | 0 | 10 |  |  |  | No | R-410A | 1.95 | Residential & Commercial | Ducted CEE Tier 1
213206443 | Central HP <5.4 tons | CARRIER | HRCU-A-CB (Split System: Heat Pump with Remote Outdoor Unit-Air-Source) | 38MURAQ24AB3* | ASPEN |  | D(A,C,E)36C34+TDR | 59SC2D060E17**14 | 23800 | 17 | 8.1 | 26400 | 20400 | 77.27% | 2.86 | 0 | 10 |  |  |  | No | R-410A | 1.9833 | Residential & Commercial | Ducted CEE Tier 1
213206462 | Central HP <5.4 tons | CARRIER | HRCU-A-CB (Split System: Heat Pump with Remote Outdoor Unit-Air-Source) | 38MURAQ24AB3* | ASPEN |  | D(A,C,E)30C44+TDR | 59SC2D080E21**20 | 23800 | 17 | 8.1 | 26000 | 20200 | 77.69% | 2.91 | 0 | 10.4 |  |  |  | No | R-410A | 1.9833 | Residential & Commercial | Ducted CEE Tier 1
211198237 | Central HP <5.4 tons | CARRIER | HRCU-A-CB (Split System: Heat Pump with Remote Outdoor Unit-Air-Source) | 25VNA436A*031* | ADP |  | H,PG9J936 | 59MN7B060C17**14 | 32800 | 19 | 9 | 34000 | 25800 | 75.88% | 2 | 0 | 11.5 |  |  |  | No | R-410A | 2.7333 | Residential & Commercial | Ducted CEE Tier 1
216055790 | Central HP <5.4 tons | CHAMPION HEATING AND COOLING | HRCU-A-CB (Split System: Heat Pump with Remote Outdoor Unit-Air-Source) | HH836E2S11 | ASPEN |  | C(A,C,D,E)36B3K+TDR | TP9C080C16MP13 | 30800 | 18 | 8.5 | 31400 | 25400 | 80.89% | 2 | 0 | 10.5 |  |  |  | No | R-454B | 2.5667 | Residential & Commercial | Ducted CEE Tier 1
216055840 | Central HP <5.4 tons | CHAMPION HEATING AND COOLING | HRCU-A-CB (Split System: Heat Pump with Remote Outdoor Unit-Air-Source) | HH836E2S11 | ASPEN |  | D(A,C,E)36A4K+TDR | Z9ES080C20SMPS1 | 31200 | 17.5 | 8.1 | 32000 | 24200 | 75.62% | 2 | 0 | 10.5 |  |  |  | No | R-454B | 2.6 | Residential & Commercial | Ducted CEE Tier 1
216055042 | Central HP <5.4 tons | LUXAIRE | HRCU-A-CB (Split System: Heat Pump with Remote Outdoor Unit-Air-Source) | HH836E2S11 | ASPEN |  | D(A,C,E)36A4K+TDR | TM8E100B12MP11 | 30600 | 18 | 8.5 | 31200 | 25400 | 81.41% | 2 | 0 | 10.5 |  |  |  | No | R-454B | 2.55 | Residential & Commercial | Ducted CEE Tier 1
210692722 | Central HP <5.4 tons | GOODMAN | HRCU-A-CB (Split System: Heat Pump with Remote Outdoor Unit-Air-Source) | GSZV903610A* |  |  | CA*F3743*6D*+TXV | G*VC961005CNB* | 33600 | 19 | 8.2 | 34000 | 24400 | 71.76% | 1.8 | 0 | 12 |  |  |  | No | R-410A | 2.8 | Residential & Commercial | Ducted CEE Tier 1
210692738 | Central HP <5.4 tons | GOODMAN | HRCU-A-CB (Split System: Heat Pump with Remote Outdoor Unit-Air-Source) | GSZV903610A* |  |  | CHPF3642C6C*+TXV | G*VS960603BUA* | 33400 | 18 | 8.2 | 34000 | 24400 | 71.76% | 1.8 | 0 | 11 |  |  |  | No | R-410A | 2.7833 | Residential & Commercial | Ducted CEE Tier 1
210692756 | Central HP <5.4 tons | GOODMAN | HRCU-A-CB (Split System: Heat Pump with Remote Outdoor Unit-Air-Source) | GSZV903610A* |  |  | CHPF3743C6B*+TXV | G*VC960403BNB* | 33400 | 18 | 8.2 | 34000 | 24400 | 71.76% | 1.8 | 0 | 11 |  |  |  | No | R-410A | 2.7833 | Residential & Commercial | Ducted CEE Tier 1
212632734 | Central HP <5.4 tons | LENNOX | HRCU-A-CB (Split System: Heat Pump with Remote Outdoor Unit-Air-Source) | SL25XPV-036-230A** | ADP |  | LD24/35Y9 | SL280DF090V48B* | 33400 | 21 | 8.7 | 34400 | 29400 | 85.47% | 1.78 | 0 | 13 |  |  |  | No | R-410A | 2.7833 | Residential & Commercial | Ducted CEE Tier 1
212632743 | Central HP <5.4 tons | LENNOX | HRCU-A-CB (Split System: Heat Pump with Remote Outdoor Unit-Air-Source) | SL25XPV-036-230A** | ADP |  | LD31/36Z9 | SL280DF090V60C* | 33400 | 20 | 8.7 | 34400 | 28800 | 83.72% | 1.76 | 0 | 13 |  |  |  | No | R-410A | 2.7833 | Residential & Commercial | Ducted CEE Tier 1
212632752 | Central HP <5.4 tons | LENNOX | HRCU-A-CB (Split System: Heat Pump with Remote Outdoor Unit-Air-Source) | SL25XPV-036-230A** | ADP |  | LD30/36Y9 | SLP99DF070XV36B* | 33400 | 21 | 8.7 | 34400 | 29400 | 85.47% | 1.76 | 0 | 12.5 |  |  |  | No | R-410A | 2.7833 | Residential & Commercial | Ducted CEE Tier 1
216055941 | Central HP <5.4 tons | CHAMPION HEATING AND COOLING | HRCU-A-CB (Split System: Heat Pump with Remote Outdoor Unit-Air-Source) | HH860E2S11 | ASPEN |  | C(A,C,D,E)60A3K+TDR | TMLE080C16MP11 | 41000 | 18 | 8.5 | 45000 | 34200 | 76% | 2 | 0 | 10.5 |  |  |  | No | R-454B | 3.4167 | Residential & Commercial | Ducted CEE Tier 1
216055966 | Central HP <5.4 tons | CHAMPION HEATING AND COOLING | HRCU-A-CB (Split System: Heat Pump with Remote Outdoor Unit-Air-Source) | HH860E2S11 | ASPEN |  | D(A,C,E)60A3K+TDR | TMLV120C20MP12 | 41000 | 18 | 8.5 | 44500 | 33800 | 75.96% | 2 | 0 | 10.5 |  |  |  | No | R-454B | 3.4167 | Residential & Commercial | Ducted CEE Tier 1
216055850 | Central HP <5.4 tons | CHAMPION HEATING AND COOLING | HRCU-A-CB (Split System: Heat Pump with Remote Outdoor Unit-Air-Source) | HH860E2S11 | ASPEN |  | C(A,C,D,E)48A3K+TDR | TL9E080C16UH11 | 40000 | 17.5 | 8.1 | 45500 | 34400 | 75.6% | 2 | 0 | 10.5 |  |  |  | No | R-454B | 3.3333 | Residential & Commercial | Ducted CEE Tier 1
216055857 | Central HP <5.4 tons | CHAMPION HEATING AND COOLING | HRCU-A-CB (Split System: Heat Pump with Remote Outdoor Unit-Air-Source) | HH860E2S11 | ASPEN |  | C(A,C,D,E)60A3K+TDR | TM8E080C16MP11 | 41000 | 18 | 8.5 | 45000 | 34200 | 76% | 2 | 0 | 10.5 |  |  |  | No | R-454B | 3.4167 | Residential & Commercial | Ducted CEE Tier 1
216055931 | Central HP <5.4 tons | CHAMPION HEATING AND COOLING | HRCU-A-CB (Split System: Heat Pump with Remote Outdoor Unit-Air-Source) | HH860E2S11 | ASPEN |  | C(A,C,D,E)48A3K+TDR | TM9Y100C16MP11 | 39500 | 16.5 | 8.1 | 44000 | 33800 | 76.82% | 2 | 0 | 10.5 |  |  |  | No | R-454B | 3.2917 | Residential & Commercial | Ducted CEE Tier 1
216055940 | Central HP <5.4 tons | CHAMPION HEATING AND COOLING | HRCU-A-CB (Split System: Heat Pump with Remote Outdoor Unit-Air-Source) | HH860E2S11 | ASPEN |  | C(A,C,D,E)48A3K+TDR | TMLE080C16MP11 | 40000 | 17.5 | 8.1 | 45000 | 34200 | 76% | 2 | 0 | 10.5 |  |  |  | No | R-454B | 3.3333 | Residential & Commercial | Ducted CEE Tier 1
216055460 | Central HP <5.4 tons | CHAMPION HEATING AND COOLING | HRCU-A-CB (Split System: Heat Pump with Remote Outdoor Unit-Air-Source) | HH824E2S11 | ASPEN |  | D(A,C,E)24B4K+TDR | TM8V080B12MP12 | 22400 | 17 | 8.5 | 22800 | 17700 | 77.63% | 2 | 0 | 12 |  |  |  | No | R-454B | 1.8667 | Residential & Commercial | Ducted CEE Tier 1
216055545 | Central HP <5.4 tons | CHAMPION HEATING AND COOLING | HRCU-A-CB (Split System: Heat Pump with Remote Outdoor Unit-Air-Source) | HH824E2S11 | ASPEN |  | D(A,C,E)36A3K+TDR | TMLE040A12MP11 | 20800 | 16.5 | 8.5 | 22400 | 17200 | 76.79% | 2 | 0 | 11.7 |  |  |  | No | R-454B | 1.7333 | Residential & Commercial | Ducted CEE Tier 1
216055593 | Central HP <5.4 tons | CHAMPION HEATING AND COOLING | HRCU-A-CB (Split System: Heat Pump with Remote Outdoor Unit-Air-Source) | HH824E2S11 | ASPEN |  | D(A,C,E)36A3K+TDR | Z8ES060A12SMPS1 | 20800 | 17.5 | 8.5 | 22400 | 17300 | 77.23% | 2 | 0 | 11.7 |  |  |  | No | R-454B | 1.7333 | Residential & Commercial | Ducted CEE Tier 1
216055595 | Central HP <5.4 tons | CHAMPION HEATING AND COOLING | HRCU-A-CB (Split System: Heat Pump with Remote Outdoor Unit-Air-Source) | HH824E2S11 | ASPEN |  | C(A,C,D,E)24A3K+TDR | Z8ES080B12SMPS1 | 21600 | 18 | 8.1 | 22400 | 18500 | 82.59% | 2 | 0 | 12 |  |  |  | No | R-454B | 1.8 | Residential & Commercial | Ducted CEE Tier 1
212977759 | Central HP <5.4 tons | COMFORTMAKER | HRCU-A-CB (Split System: Heat Pump with Remote Outdoor Unit-Air-Source) | DLCURAH18ABK |  |  | EA*4X30L14A* | *80MS(N,L)0451412A* | 17600 | 16.5 | 8.5 | 18100 | 18700 | 103.3% | 2.24 | 0 | 10.5 |  |  |  | No | R-410A | 1.4667 | Residential & Commercial | Ducted CEE Tier 1
213206237 | Central HP <5.4 tons | CARRIER | HRCU-A-CB (Split System: Heat Pump with Remote Outdoor Unit-Air-Source) | 38MURAQ24AB3* | ASPEN |  | D(A,C,E)24B44+TDR | 58S(B,C)*A045E17**12 | 23800 | 17 | 8.1 | 26200 | 20200 | 77.1% | 2.92 | 0 | 10 |  |  |  | No | R-410A | 1.9833 | Residential & Commercial | Ducted CEE Tier 1
213249234 | Central HP <5.4 tons | KERR | HRCU-A-C (Split System: Heat Pump with Remote Outdoor Unit with No Indoor Fan --Air Source) | A-KCD30SA-1 | ADP |  | HG8J936+TD |  | 29800 | 15.2 | 9.5 | 31400 | 26600 | 84.71% | 1.82 | 0 | 10.5 |  |  |  | No | R-410A | 2.4833 | Residential & Commercial | Ducted CEE Tier 1
216055360 | Central HP <5.4 tons | LUXAIRE | HRCU-A-CB (Split System: Heat Pump with Remote Outdoor Unit-Air-Source) | HH860E2S11 | ASPEN |  | D(A,C,E)60A3K+TDR | TMLV120C20MP12 | 41000 | 18 | 8.5 | 44500 | 33800 | 75.96% | 2 | 0 | 10.5 |  |  |  | No | R-454B | 3.4167 | Residential & Commercial | Ducted CEE Tier 1
216055379 | Central HP <5.4 tons | LUXAIRE | HRCU-A-CB (Split System: Heat Pump with Remote Outdoor Unit-Air-Source) | HH860E2S11 | ASPEN |  | C(A,C,D,E)48A3K+TDR | TPLC100C20MP13 | 40000 | 17.5 | 8.1 | 44500 | 33800 | 75.96% | 2 | 0 | 10.5 |  |  |  | No | R-454B | 3.3333 | Residential & Commercial | Ducted CEE Tier 1
216055394 | Central HP <5.4 tons | LUXAIRE | HRCU-A-CB (Split System: Heat Pump with Remote Outdoor Unit-Air-Source) | HH860E2S11 | ASPEN |  | C(A,C,D,E)48A3K+TDR | Z8ES100C20SMPS1 | 40500 | 17.5 | 8.1 | 44000 | 33400 | 75.91% | 2 | 0 | 11.7 |  |  |  | No | R-454B | 3.375 | Residential & Commercial | Ducted CEE Tier 1
216055383 | Central HP <5.4 tons | LUXAIRE | HRCU-A-CB (Split System: Heat Pump with Remote Outdoor Unit-Air-Source) | HH860E2S11 | ASPEN |  | C(A,C,D,E)60A3K+TDR | TPLC120C20MP13 | 41000 | 18 | 8.5 | 44500 | 33800 | 75.96% | 2 | 0 | 10.5 |  |  |  | No | R-454B | 3.4167 | Residential & Commercial | Ducted CEE Tier 1
216055415 | Central HP <5.4 tons | LUXAIRE | HRCU-A-CB (Split System: Heat Pump with Remote Outdoor Unit-Air-Source) | HH860E2S11 | ASPEN |  | C(A,C,D,E)48A3K+TDR | Z9ES100C20SMPS1 | 41000 | 17.5 | 8.1 | 46500 | 34000 | 73.12% | 2 | 0 | 11.2 |  |  |  | No | R-454B | 3.4167 | Residential & Commercial | Ducted CEE Tier 1
215654392 | Central HP <5.4 tons | DAY & NIGHT | HRCU-A-CB (Split System: Heat Pump with Remote Outdoor Unit-Air-Source) | DLCURAH24ABK | AspenPRO |  | PE(S,T)284 |  | 22200 | 15.2 | 8.5 | 26200 | 20200 | 77.1% | 2.73 | 0 | 10 |  |  |  | No | R-410A | 1.85 | Residential & Commercial | Ducted CEE Tier 1
213942105 | Central HP <5.4 tons | COMFORTMAKER | HRCU-A-CB (Split System: Heat Pump with Remote Outdoor Unit-Air-Source) | DLCURAH24ABK |  |  | EN(A,D,W)4X36L17** | *96VTN0601716B* | 24000 | 16.5 | 9 | 26000 | 23200 | 89.23% | 1.92 | 0 | 10.5 |  |  |  | No | R-410A | 2 | Residential & Commercial | Ducted CEE Tier 1
211241777 | Central HP <5.4 tons | COMFORTMAKER | HRCU-A-CB (Split System: Heat Pump with Remote Outdoor Unit-Air-Source) | DLCURAH24ABK |  |  | EA*4X30L17A* | *80ESU0601716A | 24800 | 16.5 | 8.5 | 26800 | 22200 | 82.84% | 1.84 | 0 | 10 |  |  |  | No | R-410A | 2.0667 | Residential & Commercial | Ducted CEE Tier 1
212984654 | Central HP <5.4 tons | COMFORTMAKER | HRCU-A-CB (Split System: Heat Pump with Remote Outdoor Unit-Air-Source) | DLCURAH24ABK |  |  | EN(A,D)4X24L17** | *92MSN0801716A* | 23600 | 17 | 8.5 | 27000 | 24400 | 90.37% | 2.02 | 0 | 10 |  |  |  | No | R-410A | 1.9667 | Residential & Commercial | Ducted CEE Tier 1
214328312 | Central HP <5.4 tons | NAPOLEON | HRCU-A-CB (Split System: Heat Pump with Remote Outdoor Unit-Air-Source) | WSEHV2436RA1-N | ADP |  | H,A,DG34936 | WPV050T3AA | 22000 | 17 | 8.5 | 23400 | 17100 | 73.08% | 1.8 | 0 | 10 |  |  |  | No | R-410A | 1.8333 | Residential & Commercial | Ducted CEE Tier 1
214775806 | Central HP <5.4 tons | NAPOLEON | HRCU-A-CB (Split System: Heat Pump with Remote Outdoor Unit-Air-Source) | WSEHV2436RA1-N | ADP |  | H,DE35936 | WPV060T3AA | 22000 | 17 | 8.5 | 23400 | 17100 | 73.08% | 1.8 | 0 | 10 |  |  |  | No | R-410A | 1.8333 | Residential & Commercial | Ducted CEE Tier 1
216055723 | Central HP <5.4 tons | CHAMPION HEATING AND COOLING | HRCU-A-CB (Split System: Heat Pump with Remote Outdoor Unit-Air-Source) | HH836E2S11 | ASPEN |  | D(A,C,E)36A4K+TDR | TM9E100C16MP12 | 30800 | 18 | 8.5 | 31200 | 25200 | 80.77% | 2 | 0 | 10.5 |  |  |  | No | R-454B | 2.5667 | Residential & Commercial | Ducted CEE Tier 1
216055750 | Central HP <5.4 tons | CHAMPION HEATING AND COOLING | HRCU-A-CB (Split System: Heat Pump with Remote Outdoor Unit-Air-Source) | HH836E2S11 | ASPEN |  | D(A,C,E)36A4K+TDR | TM9Y080C16MP11 | 31200 | 18 | 8.5 | 32000 | 25800 | 80.62% | 2 | 0 | 10.5 |  |  |  | No | R-454B | 2.6 | Residential & Commercial | Ducted CEE Tier 1
216055791 | Central HP <5.4 tons | CHAMPION HEATING AND COOLING | HRCU-A-CB (Split System: Heat Pump with Remote Outdoor Unit-Air-Source) | HH836E2S11 | ASPEN |  | C(A,C,D,E)48A3K+TDR | TP9C080C16MP13 | 31200 | 18 | 8.1 | 31400 | 25400 | 80.89% | 2 | 0 | 10.5 |  |  |  | No | R-454B | 2.6 | Residential & Commercial | Ducted CEE Tier 1
216055823 | Central HP <5.4 tons | CHAMPION HEATING AND COOLING | HRCU-A-CB (Split System: Heat Pump with Remote Outdoor Unit-Air-Source) | HH836E2S11 | ASPEN |  | C(A,C,D,E)36B3K+TDR | Z8ES100C20SMPS1 | 31600 | 18 | 8.5 | 31800 | 25400 | 79.87% | 2 | 0 | 10.5 |  |  |  | No | R-454B | 2.6333 | Residential & Commercial | Ducted CEE Tier 1
216055834 | Central HP <5.4 tons | CHAMPION HEATING AND COOLING | HRCU-A-CB (Split System: Heat Pump with Remote Outdoor Unit-Air-Source) | HH836E2S11 | ASPEN |  | D(A,C,E)36A4K+TDR | Z8ET080B12LMPS1 | 30400 | 19 | 8.5 | 30000 | 24800 | 82.67% | 2 | 0 | 11.2 |  |  |  | No | R-454B | 2.5333 | Residential & Commercial | Ducted CEE Tier 1
215850236 | Central HP <5.4 tons | COLEMAN | HRCU-A-CB (Split System: Heat Pump with Remote Outdoor Unit-Air-Source) | HH836E2S11 | ASPEN |  | C(A,C,D,E)36B3K+TDR | CP9C080C16MP13 | 30800 | 17.5 | 8.1 | 31400 | 25400 | 80.89% | 2 | 0 | 10.5 |  |  |  | No | R-454B | 2.5667 | Residential & Commercial | Ducted CEE Tier 1
213351328 | Central HP <5.4 tons | CARRIER | HRCU-A-CB (Split System: Heat Pump with Remote Outdoor Unit-Air-Source) | 38MURAQ24AB3* | AspenPRO |  | PE(S,T)354 |  | 23000 | 15.5 | 8.5 | 26400 | 20400 | 77.27% | 2.81 | 0 | 10 |  |  |  | No | R-410A | 1.9167 | Residential & Commercial | Ducted CEE Tier 1
213206300 | Central HP <5.4 tons | CARRIER | HRCU-A-CB (Split System: Heat Pump with Remote Outdoor Unit-Air-Source) | 38MURAQ24AB3* | ASPEN |  | D(A,C,E)30C44+TDR | 58S(B,C)*A090E17**14 | 23800 | 17 | 8.1 | 25800 | 20000 | 77.52% | 2.91 | 0 | 10.4 |  |  |  | No | R-410A | 1.9833 | Residential & Commercial | Ducted CEE Tier 1
213206432 | Central HP <5.4 tons | CARRIER | HRCU-A-CB (Split System: Heat Pump with Remote Outdoor Unit-Air-Source) | 38MURAQ24AB3* | ASPEN |  | D(A,C,E)36C34+TDR | 59SC2D060E14**12 | 23400 | 17 | 8.1 | 25800 | 20000 | 77.52% | 2.85 | 0 | 10 |  |  |  | No | R-410A | 1.95 | Residential & Commercial | Ducted CEE Tier 1
213206561 | Central HP <5.4 tons | CARRIER | HRCU-A-CB (Split System: Heat Pump with Remote Outdoor Unit-Air-Source) | 38MURAQ24AB3* | ASPEN |  | D(A,C,E)24B44+TDR | 59TP6B040V14**10 | 23200 | 16 | 8.1 | 25800 | 20200 | 78.29% | 2.63 | 0 | 10 |  |  |  | No | R-410A | 1.9333 | Residential & Commercial | Ducted CEE Tier 1
213206578 | Central HP <5.4 tons | CARRIER | HRCU-A-CB (Split System: Heat Pump with Remote Outdoor Unit-Air-Source) | 38MURAQ24AB3* | ASPEN |  | D(A,C,E)30C44+TDR | 59TP6B040V17**12 | 23200 | 16 | 8.1 | 25800 | 20200 | 78.29% | 2.63 | 0 | 10 |  |  |  | No | R-410A | 1.9333 | Residential & Commercial | Ducted CEE Tier 1
213779298 | Central HP <5.4 tons | AIRQUEST | HRCU-A-CB (Split System: Heat Pump with Remote Outdoor Unit-Air-Source) | HVH837GKA** |  |  | EA*4X43L21A*+WALLCON | *95CSU0601716B* | 32800 | 17 | 8.5 | 33000 | 25200 | 76.36% | 1.96 | 0 | 11 |  |  |  | No | R-410A | 2.7333 | Residential & Commercial | Ducted CEE Tier 1
213249348 | Central HP <5.4 tons | KERR | HRCU-A-C (Split System: Heat Pump with Remote Outdoor Unit with No Indoor Fan --Air Source) | A-KCD30SA-1 | ADP |  | HG8J936+TD |  | 29800 | 15.2 | 9.5 | 31400 | 26600 | 84.71% | 1.82 | 0 | 10.5 |  |  |  | No | R-410A | 2.4833 | Residential & Commercial | Ducted CEE Tier 1
214331342 | Central HP <5.4 tons | NAPOLEON | HRCU-A-CB (Split System: Heat Pump with Remote Outdoor Unit-Air-Source) | WSEHV4860RA1-N | ADP |  | H,A,DG50960 | WPV070T4BA | 46000 | 17 | 8.5 | 48000 | 34600 | 72.08% | 1.8 | 0 | 10 |  |  |  | No | R-410A | 3.8333 | Residential & Commercial | Ducted CEE Tier 1
214331347 | Central HP <5.4 tons | NAPOLEON | HRCU-A-CB (Split System: Heat Pump with Remote Outdoor Unit-Air-Source) | WSEHV4860RA1-N | ADP |  | H,A,DG52960 | WUV070T4BA | 46000 | 17 | 8.5 | 48000 | 34600 | 72.08% | 1.8 | 0 | 10 |  |  |  | No | R-410A | 3.8333 | Residential & Commercial | Ducted CEE Tier 1
214328323 | Central HP <5.4 tons | NAPOLEON | HRCU-A-CB (Split System: Heat Pump with Remote Outdoor Unit-Air-Source) | WSEHV4860RA1-N | ADP |  | H,A,DG49960 | WPV070T4BA | 46000 | 17 | 8.5 | 48000 | 34600 | 72.08% | 1.8 | 0 | 10 |  |  |  | No | R-410A | 3.8333 | Residential & Commercial | Ducted CEE Tier 1
213249233 | Central HP <5.4 tons | KERR | HRCU-A-C (Split System: Heat Pump with Remote Outdoor Unit with No Indoor Fan --Air Source) | A-KCD30SA-1 | ADP |  | HG33936+TD |  | 29400 | 15.2 | 9.35 | 31200 | 26600 | 85.26% | 1.8 | 0 | 10 |  |  |  | No | R-410A | 2.45 | Residential & Commercial | Ducted CEE Tier 1
212380518 | Central HP <5.4 tons | CARRIER | HRCU-A-CB (Split System: Heat Pump with Remote Outdoor Unit-Air-Source) | 25VNA424A*031* | ADP |  | V,C36H175P159 | 58TN*A045C17**12 | 23400 | 20 | 8.1 | 25000 | 19600 | 78.4% | 2.42 | 0 | 13 |  |  |  | No | R-410A | 1.95 | Residential & Commercial | Ducted CEE Tier 1
212380534 | Central HP <5.4 tons | CARRIER | HRCU-A-CB (Split System: Heat Pump with Remote Outdoor Unit-Air-Source) | 25VNA424A*031* | ADP |  | C36A***L129 | 58TN*A070C17**16 | 22800 | 20 | 8.5 | 25000 | 19400 | 77.6% | 2.46 | 0 | 13 |  |  |  | No | R-410A | 1.9 | Residential & Commercial | Ducted CEE Tier 1
210692731 | Central HP <5.4 tons | GOODMAN | HRCU-A-CB (Split System: Heat Pump with Remote Outdoor Unit-Air-Source) | GSZV903610A* |  |  | CHPF3642C6C*+TXV | G*VS800604BUA* | 33400 | 18 | 8.2 | 34000 | 24400 | 71.76% | 1.8 | 0 | 11 |  |  |  | No | R-410A | 2.7833 | Residential & Commercial | Ducted CEE Tier 1
210692733 | Central HP <5.4 tons | GOODMAN | HRCU-A-CB (Split System: Heat Pump with Remote Outdoor Unit-Air-Source) | GSZV903610A* |  |  | CHPF3642C6C*+TXV | G*VC800804C*A* | 33400 | 18 | 8.2 | 34000 | 24400 | 71.76% | 1.8 | 0 | 11 |  |  |  | No | R-410A | 2.7833 | Residential & Commercial | Ducted CEE Tier 1
210692782 | Central HP <5.4 tons | GOODMAN | HRCU-A-CB (Split System: Heat Pump with Remote Outdoor Unit-Air-Source) | GSZV903610A* |  |  | CSCF3642N6D*+TXV | G*VC961205DNB* | 33800 | 18.5 | 8.2 | 34000 | 24400 | 71.76% | 1.8 | 0 | 11.5 |  |  |  | No | R-410A | 2.8167 | Residential & Commercial | Ducted CEE Tier 1
215850279 | Central HP <5.4 tons | COLEMAN | HRCU-A-CB (Split System: Heat Pump with Remote Outdoor Unit-Air-Source) | HH836E2S11 | ASPEN |  | C(A,C,D,E)36B3K+TDR | TL8E100C20UH11 | 31000 | 17 | 8.5 | 30800 | 25000 | 81.17% | 2 | 0 | 11 |  |  |  | No | R-454B | 2.5833 | Residential & Commercial | Ducted CEE Tier 1
215850470 | Central HP <5.4 tons | COLEMAN | HRCU-A-CB (Split System: Heat Pump with Remote Outdoor Unit-Air-Source) | HH836E2S11 | ASPEN |  | C(A,C,D,E)36B3K+TDR | TM9Y080B12MP11 | 30600 | 18 | 8.5 | 31000 | 25400 | 81.94% | 2 | 0 | 10.5 |  |  |  | No | R-454B | 2.55 | Residential & Commercial | Ducted CEE Tier 1
215850479 | Central HP <5.4 tons | COLEMAN | HRCU-A-CB (Split System: Heat Pump with Remote Outdoor Unit-Air-Source) | HH836E2S11 | ASPEN |  | C(A,C,D,E)48A3K+TDR | TM9Y080C16MP11 | 31400 | 18 | 8.5 | 31800 | 25800 | 81.13% | 2 | 0 | 10.5 |  |  |  | No | R-454B | 2.6167 | Residential & Commercial | Ducted CEE Tier 1
215850493 | Central HP <5.4 tons | COLEMAN | HRCU-A-CB (Split System: Heat Pump with Remote Outdoor Unit-Air-Source) | HH836E2S11 | ASPEN |  | C(A,C,D,E)36B3K+TDR | TMLE080B12MP11 | 30800 | 18 | 8.5 | 31400 | 25400 | 80.89% | 2 | 0 | 10.5 |  |  |  | No | R-454B | 2.5667 | Residential & Commercial | Ducted CEE Tier 1
215850536 | Central HP <5.4 tons | COLEMAN | HRCU-A-CB (Split System: Heat Pump with Remote Outdoor Unit-Air-Source) | HH836E2S11 | ASPEN |  | C(A,C,D,E)36B3K+TDR | TP9C080B12MP13 | 30600 | 18 | 8.5 | 30800 | 25200 | 81.82% | 2 | 0 | 10.5 |  |  |  | No | R-454B | 2.55 | Residential & Commercial | Ducted CEE Tier 1
215850570 | Central HP <5.4 tons | COLEMAN | HRCU-A-CB (Split System: Heat Pump with Remote Outdoor Unit-Air-Source) | HH836E2S11 | ASPEN |  | C(A,C,D,E)48A3K+TDR | Z8ES080C16SMPS1 | 31400 | 18 | 8.1 | 30800 | 25000 | 81.17% | 2 | 0 | 11.2 |  |  |  | No | R-454B | 2.6167 | Residential & Commercial | Ducted CEE Tier 1
212626948 | Central HP <5.4 tons | COLEMAN | HRCU-A-CB (Split System: Heat Pump with Remote Outdoor Unit-Air-Source) | HMH72B341 | ASPEN |  | D(A,C,E)48C36+TDR | TMLE060A12MP11 | 33200 | 18 | 8.1 | 33800 | 27400 | 81.07% | 2.44 | 0 | 10 |  |  |  | No | R-410A | 2.7667 | Residential & Commercial | Ducted CEE Tier 1
215931933 | Central HP <5.4 tons | TEMPSTAR | HRCU-A-CB (Split System: Heat Pump with Remote Outdoor Unit-Air-Source) | T5H3V36*K*AAA* |  |  | EA*5X24M14A*+WALLCON | *96CTN0401410B* | 30400 | 17 | 9 | 35000 | 26800 | 76.57% | 1.9 | 0 | 10 |  |  |  | No | R-454B | 2.5333 | Residential & Commercial | Ducted CEE Tier 1
215931983 | Central HP <5.4 tons | TEMPSTAR | HRCU-A-CB (Split System: Heat Pump with Remote Outdoor Unit-Air-Source) | T5H3V36*K*AAA* |  |  | EA*5X25M17A*+WALLCON | *96CTN0401410B* | 32400 | 18 | 9 | 33800 | 26000 | 76.92% | 1.96 | 0 | 10.5 |  |  |  | No | R-454B | 2.7 | Residential & Commercial | Ducted CEE Tier 1
215932153 | Central HP <5.4 tons | TEMPSTAR | HRCU-A-CB (Split System: Heat Pump with Remote Outdoor Unit-Air-Source) | T5H3V36*K*AAA* |  |  | EA*5X37M17A*+WALLCON | *96CTN0401410B* | 32200 | 17.5 | 9 | 34000 | 26200 | 77.06% | 1.96 | 0 | 10.5 |  |  |  | No | R-454B | 2.6833 | Residential & Commercial | Ducted CEE Tier 1
214627536 | Central HP <5.4 tons | CARRIER | HRCU-A-CB (Split System: Heat Pump with Remote Outdoor Unit-Air-Source) | 38MURAQ18AB3* | ADP |  | PL36H175P149 | 58S(B,C)*B045M14**12 | 17500 | 16 | 8.5 | 16800 | 18800 | 111.9% | 2.3 | 0 | 11 |  |  |  | No | R-410A | 1.4583 | Residential & Commercial | Ducted CEE Tier 1
214331334 | Central HP <5.4 tons | CONTINENTAL | HRCU-A-CB (Split System: Heat Pump with Remote Outdoor Unit-Air-Source) | WSEHV4860RA1-C | ADP |  | H,A,DG50960 | WPV070T4BA | 46000 | 17 | 8.5 | 48000 | 34600 | 72.08% | 1.8 | 0 | 10 |  |  |  | No | R-410A | 3.8333 | Residential & Commercial | Ducted CEE Tier 1
214331335 | Central HP <5.4 tons | CONTINENTAL | HRCU-A-CB (Split System: Heat Pump with Remote Outdoor Unit-Air-Source) | WSEHV4860RA1-C | ADP |  | H,A,DG52960 | WPV070T4BA | 46000 | 17 | 8.5 | 48000 | 34600 | 72.08% | 1.8 | 0 | 10 |  |  |  | No | R-410A | 3.8333 | Residential & Commercial | Ducted CEE Tier 1
214331338 | Central HP <5.4 tons | CONTINENTAL | HRCU-A-CB (Split System: Heat Pump with Remote Outdoor Unit-Air-Source) | WSEHV4860RA1-C | ADP |  | H,A,DG50960 | WUV070T4BA | 46000 | 17 | 8.5 | 48000 | 34600 | 72.08% | 1.8 | 0 | 10 |  |  |  | No | R-410A | 3.8333 | Residential & Commercial | Ducted CEE Tier 1
214331340 | Central HP <5.4 tons | CONTINENTAL | HRCU-A-CB (Split System: Heat Pump with Remote Outdoor Unit-Air-Source) | WSEHV4860RA1-C | ADP |  | H,A,DG50960 | WUV080T4BA | 46000 | 17 | 8.5 | 48000 | 34600 | 72.08% | 1.8 | 0 | 10 |  |  |  | No | R-410A | 3.8333 | Residential & Commercial | Ducted CEE Tier 1
214627134 | Central HP <5.4 tons | CARRIER | HRCU-A-CB (Split System: Heat Pump with Remote Outdoor Unit-Air-Source) | 25VNA448A*031* | ADP |  | PL60H210P299 | 58CU*A100C21**20 | 44000 | 21 | 9.5 | 44000 | 36000 | 81.82% | 2.36 | 0 | 11.7 |  |  |  | No | R-410A | 3.6667 | Residential & Commercial | Ducted CEE Tier 1
214627166 | Central HP <5.4 tons | CARRIER | HRCU-A-CB (Split System: Heat Pump with Remote Outdoor Unit-Air-Source) | 25VNA448A*031* | ADP |  | C60A***L199 | 58CU*A100C21**20 | 45000 | 21 | 9.5 | 44000 | 36000 | 81.82% | 2.36 | 0 | 11.7 |  |  |  | No | R-410A | 3.75 | Residential & Commercial | Ducted CEE Tier 1
212626950 | Central HP <5.4 tons | COLEMAN | HRCU-A-CB (Split System: Heat Pump with Remote Outdoor Unit-Air-Source) | HMH72B341 | ASPEN |  | D(A,C,E)48D36+TDR | TMLE060A12MP11 | 33600 | 18 | 8.1 | 33800 | 27400 | 81.07% | 2.44 | 0 | 10 |  |  |  | No | R-410A | 2.8 | Residential & Commercial | Ducted CEE Tier 1
212627017 | Central HP <5.4 tons | COLEMAN | HRCU-A-CB (Split System: Heat Pump with Remote Outdoor Unit-Air-Source) | HMH72B341 | ASPEN |  | D(A,C,E)36C36+TDR | TL9E100C20UH11 | 33400 | 17 | 8.3 | 33800 | 29200 | 86.39% | 2.78 | 0 | 10 |  |  |  | No | R-410A | 2.7833 | Residential & Commercial | Ducted CEE Tier 1
216054900 | Central HP <5.4 tons | LUXAIRE | HRCU-A-CB (Split System: Heat Pump with Remote Outdoor Unit-Air-Source) | HH824E2S11 | ASPEN |  | C(A,C,D,E)24A3K+TDR | TMLE080B12MP11 | 21600 | 17 | 8.1 | 22600 | 18000 | 79.65% | 2 | 0 | 12 |  |  |  | No | R-454B | 1.8 | Residential & Commercial | Ducted CEE Tier 1
216054916 | Central HP <5.4 tons | LUXAIRE | HRCU-A-CB (Split System: Heat Pump with Remote Outdoor Unit-Air-Source) | HH824E2S11 | ASPEN |  | D(A,C,E)36A3K+TDR | TP9C060B12MP13 | 22400 | 17 | 8.1 | 22600 | 18000 | 79.65% | 2 | 0 | 12 |  |  |  | No | R-454B | 1.8667 | Residential & Commercial | Ducted CEE Tier 1
216054951 | Central HP <5.4 tons | LUXAIRE | HRCU-A-CB (Split System: Heat Pump with Remote Outdoor Unit-Air-Source) | HH824E2S11 | ASPEN |  | D(A,C,E)24B4K+TDR | Z8ES100B12SMPS1 | 21000 | 19 | 9.5 | 22800 | 18000 | 78.95% | 2 | 0 | 11.2 |  |  |  | No | R-454B | 1.75 | Residential & Commercial | Ducted CEE Tier 1
212627050 | Central HP <5.4 tons | COLEMAN | HRCU-A-CB (Split System: Heat Pump with Remote Outdoor Unit-Air-Source) | HMH72B341 | ASPEN |  | D(A,C,E)48C36+TDR | CP9C080C16MP13 | 33200 | 17.5 | 8.1 | 33800 | 27400 | 81.07% | 2.45 | 0 | 10 |  |  |  | No | R-410A | 2.7667 | Residential & Commercial | Ducted CEE Tier 1
212627066 | Central HP <5.4 tons | COLEMAN | HRCU-A-CB (Split System: Heat Pump with Remote Outdoor Unit-Air-Source) | HMH72B341 | ASPEN |  | D(A,C,E)42B36+TDR | TM9V080C16MP12 | 32600 | 17.5 | 8.5 | 33800 | 27400 | 81.07% | 2.66 | 0 | 10 |  |  |  | No | R-410A | 2.7167 | Residential & Commercial | Ducted CEE Tier 1
213163972 | Central HP <5.4 tons | RUUD | HRCU-A-CB (Split System: Heat Pump with Remote Outdoor Unit-Air-Source) | UP18AZ24AJVC |  |  | RCFZ2421HEAAM | R962V0855A21M4S | 22800 | 19 | 8.5 | 22800 | 26200 | 114.9% | 2.1 | 0 | 12.5 |  |  |  | No | R-410A | 1.9 | Residential & Commercial | Ducted CEE Tier 1
214802894 | Central HP <5.4 tons | RHEEM | HRCU-A-CB (Split System: Heat Pump with Remote Outdoor Unit-Air-Source) | RP15AZ48AJ2N | ASPEN |  | D(A,C,E)48D44+TDR | R801V0755A21DZ | 45500 | 15.5 | 8.4 | 46000 | 34000 | 73.91% | 3.12 | 0 | 10.2 |  |  |  | No | R-410A | 3.7917 | Residential & Commercial | Ducted CEE Tier 1
214802930 | Central HP <5.4 tons | RHEEM | HRCU-A-CB (Split System: Heat Pump with Remote Outdoor Unit-Air-Source) | RP15AZ48AJ2N | ASPEN |  | D(A,C,E)48D44+TDR | R801V1005A21UHS | 45500 | 15.5 | 8.4 | 46000 | 33800 | 73.48% | 3.1 | 0 | 10 |  |  |  | No | R-410A | 3.7917 | Residential & Commercial | Ducted CEE Tier 1
214802922 | Central HP <5.4 tons | RHEEM | HRCU-A-CB (Split System: Heat Pump with Remote Outdoor Unit-Air-Source) | RP15AZ48AJ2N | ASPEN |  | D(A,C,E)48B44+TDR | R801V1005A21UHN | 44000 | 15.4 | 8.1 | 45500 | 33600 | 73.85% | 3.01 | 0 | 10 |  |  |  | No | R-410A | 3.6667 | Residential & Commercial | Ducted CEE Tier 1
215849975 | Central HP <5.4 tons | COLEMAN | HRCU-A-CB (Split System: Heat Pump with Remote Outdoor Unit-Air-Source) | HH824E2S11 | ASPEN |  | C(A,C,D,E)24C3K+TDR | TM9V040A10MP12 | 20800 | 16.5 | 9 | 23000 | 17500 | 76.09% | 2 | 0 | 10.5 |  |  |  | No | R-454B | 1.7333 | Residential & Commercial | Ducted CEE Tier 1
215850136 | Central HP <5.4 tons | COLEMAN | HRCU-A-CB (Split System: Heat Pump with Remote Outdoor Unit-Air-Source) | HH824E2S11 | ASPEN |  | C(A,C,D,E)24C3K+TDR | Z8ES040A12SMPS1 | 20600 | 17.5 | 9.5 | 22800 | 18100 | 79.39% | 2 | 0 | 11.2 |  |  |  | No | R-454B | 1.7167 | Residential & Commercial | Ducted CEE Tier 1
215850193 | Central HP <5.4 tons | COLEMAN | HRCU-A-CB (Split System: Heat Pump with Remote Outdoor Unit-Air-Source) | HH824E2S11 | ASPEN |  | D(A,C,E)36A3K+TDR | Z9ES040A10SMPS1 | 20800 | 17.5 | 8.1 | 22800 | 17800 | 78.07% | 2 | 0 | 11.7 |  |  |  | No | R-454B | 1.7333 | Residential & Commercial | Ducted CEE Tier 1
214627627 | Central HP <5.4 tons | CARRIER | HRCU-A-CB (Split System: Heat Pump with Remote Outdoor Unit-Air-Source) | 38MURAQ18AB3* | ADP |  | V,C36H***P039 | 59SC6A026M14**10 | 16700 | 19 | 8.1 | 16700 | 18800 | 112.6% | 2.3 | 0 | 10 |  |  |  | No | R-410A | 1.3917 | Residential & Commercial | Ducted CEE Tier 1
214627652 | Central HP <5.4 tons | CARRIER | HRCU-A-CB (Split System: Heat Pump with Remote Outdoor Unit-Air-Source) | 38MURAQ18AB3* | ADP |  | V,C36H***P219 | 59SC6A026M14**10 | 17300 | 20 | 8.1 | 16700 | 18800 | 112.6% | 2.3 | 0 | 10.5 |  |  |  | No | R-410A | 1.4417 | Residential & Commercial | Ducted CEE Tier 1
212500230 | Central HP <5.4 tons | MIDEA | HRCU-A-CB (Split System: Heat Pump with Remote Outdoor Unit-Air-Source) | MOVA-60HDN1-M20G | ADP |  | F,PE*TT1948 |  | 46500 | 17 | 9.45 | 46000 | 33200 | 72.17% | 2 | 0 | 11.7 |  |  |  | No | R-410A | 3.875 | Residential & Commercial | Ducted CEE Tier 1
212627601 | Central HP <5.4 tons | COLEMAN | HRCU-A-CB (Split System: Heat Pump with Remote Outdoor Unit-Air-Source) | HMH72B341 | ASPEN |  | C(A,C,D,E)48C26+TDR | TM8E100C16MP11 | 32200 | 18 | 8.5 | 34000 | 28400 | 83.53% | 2.76 | 0 | 10 |  |  |  | No | R-410A | 2.6833 | Residential & Commercial | Ducted CEE Tier 1
212627669 | Central HP <5.4 tons | COLEMAN | HRCU-A-CB (Split System: Heat Pump with Remote Outdoor Unit-Air-Source) | HMH72B341 | ASPEN |  | D(A,C,E)48C36+TDR | TM8E120C16MP11 | 33200 | 18 | 8.5 | 34000 | 28800 | 84.71% | 2.79 | 0 | 10 |  |  |  | No | R-410A | 2.7667 | Residential & Commercial | Ducted CEE Tier 1
212627701 | Central HP <5.4 tons | COLEMAN | HRCU-A-CB (Split System: Heat Pump with Remote Outdoor Unit-Air-Source) | HMH72B341 | ASPEN |  | D(A,C,E)36B46+TDR | CPLC080C16MP13 | 33000 | 17.5 | 8.1 | 33800 | 27400 | 81.07% | 2.47 | 0 | 10 |  |  |  | No | R-410A | 2.75 | Residential & Commercial | Ducted CEE Tier 1
216055611 | Central HP <5.4 tons | CHAMPION HEATING AND COOLING | HRCU-A-CB (Split System: Heat Pump with Remote Outdoor Unit-Air-Source) | HH824E2S11 | ASPEN |  | D(A,C,E)36A3K+TDR | Z8ET060A12LMPS1 | 20800 | 18.8 | 8.5 | 22800 | 17700 | 77.63% | 2 | 0 | 11.7 |  |  |  | No | R-454B | 1.7333 | Residential & Commercial | Ducted CEE Tier 1
216055626 | Central HP <5.4 tons | CHAMPION HEATING AND COOLING | HRCU-A-CB (Split System: Heat Pump with Remote Outdoor Unit-Air-Source) | HH824E2S11 | ASPEN |  | C(A,C,D,E)24D2K+TDR | Z9ES040A10SMPS1 | 19500 | 17 | 8.5 | 23000 | 17800 | 77.39% | 2 | 0 | 11.2 |  |  |  | No | R-454B | 1.625 | Residential & Commercial | Ducted CEE Tier 1
212380554 | Central HP <5.4 tons | CARRIER | HRCU-A-CB (Split System: Heat Pump with Remote Outdoor Unit-Air-Source) | 25VNA424A*031* | ADP |  | V,C36H175P139 | 58TN*A090C17**16 | 23600 | 21 | 8.5 | 24800 | 19300 | 77.82% | 2.48 | 0 | 13.5 |  |  |  | No | R-410A | 1.9667 | Residential & Commercial | Ducted CEE Tier 1
212380570 | Central HP <5.4 tons | CARRIER | HRCU-A-CB (Split System: Heat Pump with Remote Outdoor Unit-Air-Source) | 25VNA424A*031* | ADP |  | PL36H210P749 | 59MN7B060C21**20 | 23400 | 20 | 8.1 | 25000 | 19500 | 78% | 2.44 | 0 | 13 |  |  |  | No | R-410A | 1.95 | Residential & Commercial | Ducted CEE Tier 1
214626891 | Central HP <5.4 tons | CARRIER | HRCU-A-CB (Split System: Heat Pump with Remote Outdoor Unit-Air-Source) | 25VNA424A*031* | ADP |  | C36A***L129 | 59CU5A060C17**16 | 23000 | 20 | 10 | 25000 | 19500 | 78% | 2.4 | 0 | 13 |  |  |  | No | R-410A | 1.9167 | Residential & Commercial | Ducted CEE Tier 1
214626932 | Central HP <5.4 tons | CARRIER | HRCU-A-CB (Split System: Heat Pump with Remote Outdoor Unit-Air-Source) | 25VNA424A*031* | ADP |  | C36A***L539 | 59CU5A060C17**16 | 24000 | 20 | 10.5 | 24800 | 19400 | 78.23% | 2.52 | 0 | 13 |  |  |  | No | R-410A | 2 | Residential & Commercial | Ducted CEE Tier 1
216055373 | Central HP <5.4 tons | LUXAIRE | HRCU-A-CB (Split System: Heat Pump with Remote Outdoor Unit-Air-Source) | HH860E2S11 | ASPEN |  | C(A,C,D,E)48A3K+TDR | TPLC080C16MP13 | 39500 | 16.5 | 8.1 | 43500 | 33400 | 76.78% | 2 | 0 | 11.2 |  |  |  | No | R-454B | 3.2917 | Residential & Commercial | Ducted CEE Tier 1
216055375 | Central HP <5.4 tons | LUXAIRE | HRCU-A-CB (Split System: Heat Pump with Remote Outdoor Unit-Air-Source) | HH860E2S11 | ASPEN |  | D(A,C,E)60A3K+TDR | TPLC080C16MP13 | 40500 | 16.5 | 8.1 | 43500 | 33400 | 76.78% | 2 | 0 | 11.5 |  |  |  | No | R-454B | 3.375 | Residential & Commercial | Ducted CEE Tier 1
216055973 | Central HP <5.4 tons | CHAMPION HEATING AND COOLING | HRCU-A-CB (Split System: Heat Pump with Remote Outdoor Unit-Air-Source) | HH860E2S11 | ASPEN |  | C(A,C,D,E)48A3K+TDR | TP9C100C20MP13 | 40000 | 17.5 | 8.1 | 44500 | 33800 | 75.96% | 2 | 0 | 10.5 |  |  |  | No | R-454B | 3.3333 | Residential & Commercial | Ducted CEE Tier 1
216055975 | Central HP <5.4 tons | CHAMPION HEATING AND COOLING | HRCU-A-CB (Split System: Heat Pump with Remote Outdoor Unit-Air-Source) | HH860E2S11 | ASPEN |  | D(A,C,E)60A3K+TDR | TP9C100C20MP13 | 41000 | 18 | 8.5 | 44500 | 33800 | 75.96% | 2 | 0 | 10.5 |  |  |  | No | R-454B | 3.4167 | Residential & Commercial | Ducted CEE Tier 1
212627734 | Central HP <5.4 tons | COLEMAN | HRCU-A-CB (Split System: Heat Pump with Remote Outdoor Unit-Air-Source) | HMH72B341 | ASPEN |  | D(A,C,E)48B36+TDR | CPLC100C16MP13 | 32600 | 17.5 | 8.1 | 33800 | 27400 | 81.07% | 2.47 | 0 | 10 |  |  |  | No | R-410A | 2.7167 | Residential & Commercial | Ducted CEE Tier 1
212627785 | Central HP <5.4 tons | COLEMAN | HRCU-A-CB (Split System: Heat Pump with Remote Outdoor Unit-Air-Source) | HMH72B341 | ASPEN |  | D(A,C,E)48D36+TDR | TM8V100C16MP12 | 33400 | 17.5 | 8.5 | 34000 | 27400 | 80.59% | 2.67 | 0 | 10 |  |  |  | No | R-410A | 2.7833 | Residential & Commercial | Ducted CEE Tier 1
212627833 | Central HP <5.4 tons | COLEMAN | HRCU-A-CB (Split System: Heat Pump with Remote Outdoor Unit-Air-Source) | HMH72B341 | ASPEN |  | D(A,C,E)48C36+TDR | TPLC080C16MP13 | 33200 | 17.5 | 8.1 | 33800 | 27400 | 81.07% | 2.47 | 0 | 10 |  |  |  | No | R-410A | 2.7667 | Residential & Commercial | Ducted CEE Tier 1
215849776 | Central HP <5.4 tons | COLEMAN | HRCU-A-CB (Split System: Heat Pump with Remote Outdoor Unit-Air-Source) | HH824E2S11 | ASPEN |  | D(A,C,E)24C3K+TDR | CP9C080B12MP13 | 22400 | 17 | 9 | 22800 | 18300 | 80.26% | 2 | 0 | 12 |  |  |  | No | R-454B | 1.8667 | Residential & Commercial | Ducted CEE Tier 1
215849803 | Central HP <5.4 tons | COLEMAN | HRCU-A-CB (Split System: Heat Pump with Remote Outdoor Unit-Air-Source) | HH824E2S11 | ASPEN |  | D(A,C,E)24C3K+TDR | TL8E060A12UH11 | 20800 | 17.5 | 9 | 22800 | 17900 | 78.51% | 2 | 0 | 11.2 |  |  |  | No | R-454B | 1.7333 | Residential & Commercial | Ducted CEE Tier 1
215849828 | Central HP <5.4 tons | COLEMAN | HRCU-A-CB (Split System: Heat Pump with Remote Outdoor Unit-Air-Source) | HH824E2S11 | ASPEN |  | C(A,C,D,E)24C3K+TDR | TM8E040A12MP11 | 20800 | 16.5 | 9 | 22600 | 17200 | 76.11% | 2 | 0 | 11 |  |  |  | No | R-454B | 1.7333 | Residential & Commercial | Ducted CEE Tier 1
216055770 | Central HP <5.4 tons | CHAMPION HEATING AND COOLING | HRCU-A-CB (Split System: Heat Pump with Remote Outdoor Unit-Air-Source) | HH836E2S11 | ASPEN |  | C(A,C,D,E)48A3K+TDR | TMLE100C16MP11 | 31400 | 18 | 8.1 | 31200 | 25200 | 80.77% | 2 | 0 | 10.5 |  |  |  | No | R-454B | 2.6167 | Residential & Commercial | Ducted CEE Tier 1
216055788 | Central HP <5.4 tons | CHAMPION HEATING AND COOLING | HRCU-A-CB (Split System: Heat Pump with Remote Outdoor Unit-Air-Source) | HH836E2S11 | ASPEN |  | C(A,C,D,E)48A3K+TDR | TP9C080B12MP13 | 30800 | 18 | 8.1 | 30800 | 25200 | 81.82% | 2 | 0 | 10.5 |  |  |  | No | R-454B | 2.5667 | Residential & Commercial | Ducted CEE Tier 1
214572890 | Central HP <5.4 tons | HEIL | HRCU-A-CB (Split System: Heat Pump with Remote Outdoor Unit-Air-Source) | HVH837GKA** |  |  | EA*4X60L24A*+WALLCON | *80CTL0702120B* | 32800 | 17.5 | 8.5 | 31600 | 24800 | 78.48% | 1.98 | 0 | 11.5 |  |  |  | No | R-410A | 2.7333 | Residential & Commercial | Ducted CEE Tier 1
213206450 | Central HP <5.4 tons | CARRIER | HRCU-A-CB (Split System: Heat Pump with Remote Outdoor Unit-Air-Source) | 38MURAQ24AB3* | ASPEN |  | D(A,C,E)30C44+TDR | 59SC2D080E17**16 | 23800 | 17.5 | 8.1 | 25600 | 20000 | 78.12% | 2.86 | 0 | 10.4 |  |  |  | No | R-410A | 1.9833 | Residential & Commercial | Ducted CEE Tier 1
213206568 | Central HP <5.4 tons | CARRIER | HRCU-A-CB (Split System: Heat Pump with Remote Outdoor Unit-Air-Source) | 38MURAQ24AB3* | ASPEN |  | D(A,C,E)36B34+TDR | 59TP6B040V14**10 | 23200 | 16 | 8.1 | 25800 | 20200 | 78.29% | 2.63 | 0 | 10 |  |  |  | No | R-410A | 1.9333 | Residential & Commercial | Ducted CEE Tier 1
213206582 | Central HP <5.4 tons | CARRIER | HRCU-A-CB (Split System: Heat Pump with Remote Outdoor Unit-Air-Source) | 38MURAQ24AB3* | ASPEN |  | D(A,C,E)36C34+TDR | 59TP6B040V17**12 | 23200 | 16 | 8.1 | 25800 | 20200 | 78.29% | 2.69 | 0 | 10 |  |  |  | No | R-410A | 1.9333 | Residential & Commercial | Ducted CEE Tier 1
213206589 | Central HP <5.4 tons | CARRIER | HRCU-A-CB (Split System: Heat Pump with Remote Outdoor Unit-Air-Source) | 38MURAQ24AB3* | ASPEN |  | D(A,C,E)30C44+TDR | 59TP6B060V14**12 | 23200 | 16.5 | 8.1 | 26400 | 20400 | 77.27% | 2.69 | 0 | 10 |  |  |  | No | R-410A | 1.9333 | Residential & Commercial | Ducted CEE Tier 1
215849783 | Central HP <5.4 tons | COLEMAN | HRCU-A-CB (Split System: Heat Pump with Remote Outdoor Unit-Air-Source) | HH824E2S11 | ASPEN |  | C(A,C,D,E)24A3K+TDR | CPLC080B12MP13 | 21600 | 17 | 8.1 | 22600 | 17700 | 78.32% | 2 | 0 | 12 |  |  |  | No | R-454B | 1.8 | Residential & Commercial | Ducted CEE Tier 1
215849876 | Central HP <5.4 tons | COLEMAN | HRCU-A-CB (Split System: Heat Pump with Remote Outdoor Unit-Air-Source) | HH824E2S11 | ASPEN |  | C(A,C,D,E)24C3K+TDR | TM8V080B12MP12 | 22200 | 17 | 8.5 | 22800 | 17700 | 77.63% | 2 | 0 | 12 |  |  |  | No | R-454B | 1.85 | Residential & Commercial | Ducted CEE Tier 1
215849978 | Central HP <5.4 tons | COLEMAN | HRCU-A-CB (Split System: Heat Pump with Remote Outdoor Unit-Air-Source) | HH824E2S11 | ASPEN |  | D(A,C,E)24C3K+TDR | TM9V040A10MP12 | 21000 | 16.5 | 8.5 | 23000 | 17500 | 76.09% | 2 | 0 | 10.5 |  |  |  | No | R-454B | 1.75 | Residential & Commercial | Ducted CEE Tier 1
215850042 | Central HP <5.4 tons | COLEMAN | HRCU-A-CB (Split System: Heat Pump with Remote Outdoor Unit-Air-Source) | HH824E2S11 | ASPEN |  | D(A,C,E)36A3K+TDR | TM9Y080B12MP11 | 22200 | 17 | 8.1 | 22600 | 18500 | 81.86% | 2 | 0 | 11.7 |  |  |  | No | R-454B | 1.85 | Residential & Commercial | Ducted CEE Tier 1
215850092 | Central HP <5.4 tons | COLEMAN | HRCU-A-CB (Split System: Heat Pump with Remote Outdoor Unit-Air-Source) | HH824E2S11 | ASPEN |  | D(A,C,E)36A3K+TDR | TMLE100B12MP11 | 22400 | 17 | 8.1 | 22600 | 18000 | 79.65% | 2 | 0 | 12 |  |  |  | No | R-454B | 1.8667 | Residential & Commercial | Ducted CEE Tier 1
214775805 | Central HP <5.4 tons | NAPOLEON | HRCU-A-CB (Split System: Heat Pump with Remote Outdoor Unit-Air-Source) | WSEHV2436RA1-N | ADP |  | H,DE35936 | WPV050T3AA | 22000 | 17 | 8.5 | 23400 | 17100 | 73.08% | 1.8 | 0 | 10 |  |  |  | No | R-410A | 1.8333 | Residential & Commercial | Ducted CEE Tier 1
212627883 | Central HP <5.4 tons | COLEMAN | HRCU-A-CB (Split System: Heat Pump with Remote Outdoor Unit-Air-Source) | HMH72B341 | ASPEN |  | D(A,C,E)48D36+TDR | TL8E080C16UH11 | 33400 | 17.5 | 8.5 | 34000 | 27800 | 81.76% | 2.68 | 0 | 10 |  |  |  | No | R-410A | 2.7833 | Residential & Commercial | Ducted CEE Tier 1
212624075 | Central HP <5.4 tons | COLEMAN | HRCU-A-CB (Split System: Heat Pump with Remote Outdoor Unit-Air-Source) | HMH72B341 | ASPEN |  | D(A,C,E)36D34+TDR | TM8E080C16MP11 | 33000 | 18 | 8.4 | 34000 | 28400 | 83.53% | 2.75 | 0 | 10 |  |  |  | No | R-410A | 2.75 | Residential & Commercial | Ducted CEE Tier 1
212624192 | Central HP <5.4 tons | COLEMAN | HRCU-A-CB (Split System: Heat Pump with Remote Outdoor Unit-Air-Source) | HMH72B341 | ASPEN |  | D(A,C,E)36B44+TDR | TM8E080C16MP11 | 33000 | 18 | 8.4 | 34000 | 28400 | 83.53% | 2.74 | 0 | 10 |  |  |  | No | R-410A | 2.75 | Residential & Commercial | Ducted CEE Tier 1
216055644 | Central HP <5.4 tons | CHAMPION HEATING AND COOLING | HRCU-A-CB (Split System: Heat Pump with Remote Outdoor Unit-Air-Source) | HH824E2S11 | ASPEN |  | C(A,C,D,E)24D2K+TDR | Z9ES080B12SMPS1 | 21000 | 17 | 8.5 | 22800 | 18100 | 79.39% | 2 | 0 | 11.7 |  |  |  | No | R-454B | 1.75 | Residential & Commercial | Ducted CEE Tier 1
216055645 | Central HP <5.4 tons | CHAMPION HEATING AND COOLING | HRCU-A-CB (Split System: Heat Pump with Remote Outdoor Unit-Air-Source) | HH824E2S11 | ASPEN |  | D(A,C,E)24B3K+TDR | Z9ES080B12SMPS1 | 22000 | 17 | 8.1 | 22600 | 18100 | 80.09% | 2 | 0 | 12 |  |  |  | No | R-454B | 1.8333 | Residential & Commercial | Ducted CEE Tier 1
215849858 | Central HP <5.4 tons | COLEMAN | HRCU-A-CB (Split System: Heat Pump with Remote Outdoor Unit-Air-Source) | HH824E2S11 | ASPEN |  | D(A,C,E)36A3K+TDR | TM8E080B12MP11 | 22400 | 17 | 8.1 | 22600 | 18000 | 79.65% | 2 | 0 | 12 |  |  |  | No | R-454B | 1.8667 | Residential & Commercial | Ducted CEE Tier 1
215849969 | Central HP <5.4 tons | COLEMAN | HRCU-A-CB (Split System: Heat Pump with Remote Outdoor Unit-Air-Source) | HH824E2S11 | ASPEN |  | D(A,C,E)36A3K+TDR | TM9E080B12MP12 | 22200 | 17 | 8.1 | 22400 | 18700 | 83.48% | 2 | 0 | 11.7 |  |  |  | No | R-454B | 1.85 | Residential & Commercial | Ducted CEE Tier 1
215849883 | Central HP <5.4 tons | COLEMAN | HRCU-A-CB (Split System: Heat Pump with Remote Outdoor Unit-Air-Source) | HH824E2S11 | ASPEN |  | D(A,C,E)36A3K+TDR | TM8V080B12MP12 | 22400 | 17 | 8.1 | 22600 | 17700 | 78.32% | 2 | 0 | 12 |  |  |  | No | R-454B | 1.8667 | Residential & Commercial | Ducted CEE Tier 1
213080451 | Central HP <5.4 tons | COMFORTMAKER | HRCU-A-CB (Split System: Heat Pump with Remote Outdoor Unit-Air-Source) | DLCURAH36ABK |  |  | EN(A,D)4X48L24** | *96MSN1002122A* | 36000 | 16.5 | 8.1 | 38500 | 34800 | 90.39% | 2.02 | 0 | 10 |  |  |  | No | R-410A | 3 | Residential & Commercial | Ducted CEE Tier 1
213080565 | Central HP <5.4 tons | COMFORTMAKER | HRCU-A-CB (Split System: Heat Pump with Remote Outdoor Unit-Air-Source) | DLCURAH36ABK |  |  | EA*4X43L21A* | *95MSU0401712A* | 36200 | 15.5 | 8.5 | 38500 | 35000 | 90.91% | 2.04 | 0 | 10 |  |  |  | No | R-410A | 3.0167 | Residential & Commercial | Ducted CEE Tier 1
211239765 | Central HP <5.4 tons | CARRIER | HRCU-A-CB (Split System: Heat Pump with Remote Outdoor Unit-Air-Source) | 38MURAQ24AB3* |  |  | CAP**3017AL* | 59SP6A060V17**14 | 23400 | 16.5 | 8.5 | 25800 | 24200 | 93.8% | 2.02 | 0 | 10 |  |  |  | No | R-410A | 1.95 | Residential & Commercial | Ducted CEE Tier 1
211239798 | Central HP <5.4 tons | CARRIER | HRCU-A-CB (Split System: Heat Pump with Remote Outdoor Unit-Air-Source) | 38MURAQ24AB3* |  |  | CAP**3017AL* | 59SC5B060E17**14 | 24600 | 16 | 8.5 | 26800 | 22600 | 84.33% | 1.84 | 0 | 10 |  |  |  | No | R-410A | 2.05 | Residential & Commercial | Ducted CEE Tier 1
211239813 | Central HP <5.4 tons | CARRIER | HRCU-A-CB (Split System: Heat Pump with Remote Outdoor Unit-Air-Source) | 38MURAQ24AB3* |  |  | CAP**3617AL* | 59SP6A080V17**16 | 24200 | 16.5 | 8.5 | 26200 | 22600 | 86.26% | 1.86 | 0 | 10 |  |  |  | No | R-410A | 2.0167 | Residential & Commercial | Ducted CEE Tier 1
211239881 | Central HP <5.4 tons | CARRIER | HRCU-A-CB (Split System: Heat Pump with Remote Outdoor Unit-Air-Source) | 38MURAQ24AB3* |  |  | CAP**3621AL* | 59TP6B100V21**20 | 24000 | 17 | 8.5 | 26000 | 22800 | 87.69% | 1.9 | 0 | 10 |  |  |  | No | R-410A | 2 | Residential & Commercial | Ducted CEE Tier 1
211239882 | Central HP <5.4 tons | CARRIER | HRCU-A-CB (Split System: Heat Pump with Remote Outdoor Unit-Air-Source) | 38MURAQ24AB3* |  |  | CAP**3621AL* | 58TP*A110V21**22 | 24000 | 17 | 8.5 | 25800 | 23000 | 89.15% | 1.9 | 0 | 10 |  |  |  | No | R-410A | 2 | Residential & Commercial | Ducted CEE Tier 1
211239899 | Central HP <5.4 tons | CARRIER | HRCU-A-CB (Split System: Heat Pump with Remote Outdoor Unit-Air-Source) | 38MURAQ24AB3* |  |  | CAP**3621AL* | OVLAAB036098 | 23400 | 16.5 | 8.5 | 25600 | 23800 | 92.97% | 1.98 | 0 | 10 |  |  |  | No | R-410A | 1.95 | Residential & Commercial | Ducted CEE Tier 1
212624256 | Central HP <5.4 tons | COLEMAN | HRCU-A-CB (Split System: Heat Pump with Remote Outdoor Unit-Air-Source) | HMH72B341 | ASPEN |  | D(A,C,E)48D24+TDR | TM8E100C16MP11 | 32600 | 18 | 8.4 | 34000 | 28400 | 83.53% | 2.77 | 0 | 10 |  |  |  | No | R-410A | 2.7167 | Residential & Commercial | Ducted CEE Tier 1
212624307 | Central HP <5.4 tons | COLEMAN | HRCU-A-CB (Split System: Heat Pump with Remote Outdoor Unit-Air-Source) | HMH72B341 | ASPEN |  | C(A,C,D,E)48C24+TDR | TM8E100C16MP11 | 32200 | 18 | 8.5 | 34000 | 28400 | 83.53% | 2.76 | 0 | 10 |  |  |  | No | R-410A | 2.6833 | Residential & Commercial | Ducted CEE Tier 1
216055759 | Central HP <5.4 tons | CHAMPION HEATING AND COOLING | HRCU-A-CB (Split System: Heat Pump with Remote Outdoor Unit-Air-Source) | HH836E2S11 | ASPEN |  | D(A,C,E)36A4K+TDR | TMLE080B12MP11 | 30600 | 18 | 8.5 | 31400 | 25400 | 80.89% | 2 | 0 | 10.5 |  |  |  | No | R-454B | 2.55 | Residential & Commercial | Ducted CEE Tier 1
216055818 | Central HP <5.4 tons | CHAMPION HEATING AND COOLING | HRCU-A-CB (Split System: Heat Pump with Remote Outdoor Unit-Air-Source) | HH836E2S11 | ASPEN |  | C(A,C,D,E)48A3K+TDR | Z8ES100B12SMPS1 | 31000 | 18 | 8.1 | 30400 | 24800 | 81.58% | 2 | 0 | 11.2 |  |  |  | No | R-454B | 2.5833 | Residential & Commercial | Ducted CEE Tier 1
216055839 | Central HP <5.4 tons | CHAMPION HEATING AND COOLING | HRCU-A-CB (Split System: Heat Pump with Remote Outdoor Unit-Air-Source) | HH836E2S11 | ASPEN |  | C(A,C,D,E)48A3K+TDR | Z9ES080C20SMPS1 | 31400 | 18 | 8.1 | 31800 | 24200 | 76.1% | 2 | 0 | 10.5 |  |  |  | No | R-454B | 2.6167 | Residential & Commercial | Ducted CEE Tier 1
212624308 | Central HP <5.4 tons | COLEMAN | HRCU-A-CB (Split System: Heat Pump with Remote Outdoor Unit-Air-Source) | HMH72B341 | ASPEN |  | C(A,C,D,E)48D24+TDR | TM8E100C16MP11 | 32600 | 18 | 8.5 | 34000 | 28400 | 83.53% | 2.76 | 0 | 10 |  |  |  | No | R-410A | 2.7167 | Residential & Commercial | Ducted CEE Tier 1
212624323 | Central HP <5.4 tons | COLEMAN | HRCU-A-CB (Split System: Heat Pump with Remote Outdoor Unit-Air-Source) | HMH72B341 | ASPEN |  | D(A,C,E)48D34+TDR | TMLE100C16MP11 | 33000 | 18 | 8.1 | 33000 | 29000 | 87.88% | 2.49 | 0 | 10 |  |  |  | No | R-410A | 2.75 | Residential & Commercial | Ducted CEE Tier 1
215849892 | Central HP <5.4 tons | COLEMAN | HRCU-A-CB (Split System: Heat Pump with Remote Outdoor Unit-Air-Source) | HH824E2S11 | ASPEN |  | D(A,C,E)24C3K+TDR | TM8Y060A12MP11 | 20800 | 17.5 | 9 | 22800 | 18400 | 80.7% | 2 | 0 | 10.5 |  |  |  | No | R-454B | 1.7333 | Residential & Commercial | Ducted CEE Tier 1
215849901 | Central HP <5.4 tons | COLEMAN | HRCU-A-CB (Split System: Heat Pump with Remote Outdoor Unit-Air-Source) | HH824E2S11 | ASPEN |  | C(A,C,D,E)24C3K+TDR | TM8Y080B12MP11 | 22200 | 17 | 8.5 | 22800 | 18300 | 80.26% | 2 | 0 | 12 |  |  |  | No | R-454B | 1.85 | Residential & Commercial | Ducted CEE Tier 1
216055982 | Central HP <5.4 tons | CHAMPION HEATING AND COOLING | HRCU-A-CB (Split System: Heat Pump with Remote Outdoor Unit-Air-Source) | HH860E2S11 | ASPEN |  | C(A,C,D,E)48A3K+TDR | TPLC100C16MP13 | 39500 | 16.5 | 8.1 | 43500 | 33400 | 76.78% | 2 | 0 | 11.2 |  |  |  | No | R-454B | 3.2917 | Residential & Commercial | Ducted CEE Tier 1
209852055 | Central HP <5.4 tons | COMFORTMAKER | HRCU-A-CB (Split System: Heat Pump with Remote Outdoor Unit-Air-Source) | DLCURAH30ABK |  |  | DLFUAAH30XAK |  | 30000 | 16.2 | 8.9 | 33000 | 24000 | 72.73% | 1.8 | 11 | 10 |  |  |  | No | R-410A | 2.5 | Residential & Commercial | Ducted CEE Tier 1
212380577 | Central HP <5.4 tons | CARRIER | HRCU-A-CB (Split System: Heat Pump with Remote Outdoor Unit-Air-Source) | 25VNA424A*031* | ADP |  | V,C36H175P149 | 59MN7B080C17**14 | 23400 | 20 | 8.5 | 25000 | 19500 | 78% | 2.44 | 0 | 13 |  |  |  | No | R-410A | 1.95 | Residential & Commercial | Ducted CEE Tier 1
212578221 | Central HP <5.4 tons | CARRIER | HRCU-A-CB (Split System: Heat Pump with Remote Outdoor Unit-Air-Source) | 25VNA424A*031* | ADP |  | H,PG24936 | 59MN7B060C17**14 | 22200 | 19 | 10.5 | 25200 | 19600 | 77.78% | 2.42 | 0 | 12.5 |  |  |  | No | R-410A | 1.85 | Residential & Commercial | Ducted CEE Tier 1
212578226 | Central HP <5.4 tons | CARRIER | HRCU-A-CB (Split System: Heat Pump with Remote Outdoor Unit-Air-Source) | 25VNA424A*031* | ADP |  | H,PG32936 | 59MN7B060C21**20 | 23000 | 20 | 10 | 25000 | 19500 | 78% | 2.4 | 0 | 13 |  |  |  | No | R-410A | 1.9167 | Residential & Commercial | Ducted CEE Tier 1
215850637 | Central HP <5.4 tons | COLEMAN | HRCU-A-CB (Split System: Heat Pump with Remote Outdoor Unit-Air-Source) | HH860E2S11 | ASPEN |  | C(A,C,D,E)60B3K+TDR | CP9C100C20MP13 | 41000 | 18 | 8.5 | 45000 | 33800 | 75.11% | 2 | 0 | 11 |  |  |  | No | R-454B | 3.4167 | Residential & Commercial | Ducted CEE Tier 1
214775802 | Central HP <5.4 tons | NAPOLEON | HRCU-A-CB (Split System: Heat Pump with Remote Outdoor Unit-Air-Source) | WSEHV4860RA1-N | ADP |  | H,DE48960 | WPV080T4BA | 46000 | 17 | 8.5 | 48000 | 34600 | 72.08% | 1.8 | 0 | 10 |  |  |  | No | R-410A | 3.8333 | Residential & Commercial | Ducted CEE Tier 1
212624490 | Central HP <5.4 tons | COLEMAN | HRCU-A-CB (Split System: Heat Pump with Remote Outdoor Unit-Air-Source) | HMH72B341 | ASPEN |  | D(A,C,E)42B34+TDR | CPLC080C16MP13 | 32400 | 17.5 | 8.1 | 33800 | 27400 | 81.07% | 2.47 | 0 | 10 |  |  |  | No | R-410A | 2.7 | Residential & Commercial | Ducted CEE Tier 1
212624590 | Central HP <5.4 tons | COLEMAN | HRCU-A-CB (Split System: Heat Pump with Remote Outdoor Unit-Air-Source) | HMH72B341 | ASPEN |  | D(A,C,E)48B34+TDR | TM8V080C16MP12 | 32600 | 17.5 | 8.5 | 34000 | 27400 | 80.59% | 2.67 | 0 | 10 |  |  |  | No | R-410A | 2.7167 | Residential & Commercial | Ducted CEE Tier 1
215850026 | Central HP <5.4 tons | COLEMAN | HRCU-A-CB (Split System: Heat Pump with Remote Outdoor Unit-Air-Source) | HH824E2S11 | ASPEN |  | D(A,C,E)24C3K+TDR | TM9Y060B12MP11 | 22400 | 17 | 8.5 | 22800 | 18400 | 80.7% | 2 | 0 | 11.7 |  |  |  | No | R-454B | 1.8667 | Residential & Commercial | Ducted CEE Tier 1
215849766 | Central HP <5.4 tons | COLEMAN | HRCU-A-CB (Split System: Heat Pump with Remote Outdoor Unit-Air-Source) | HH824E2S11 | ASPEN |  | D(A,C,E)36A3K+TDR | CP9C060B12MP13 | 22400 | 17 | 9 | 22600 | 18000 | 79.65% | 2 | 0 | 12 |  |  |  | No | R-454B | 1.8667 | Residential & Commercial | Ducted CEE Tier 1
213369668 | Central HP <5.4 tons | KERR | HRCU-A-C (Split System: Heat Pump with Remote Outdoor Unit with No Indoor Fan --Air Source) | A-KCD30SA-1 | ADP |  | *E32936+TD |  | 29000 | 15.2 | 9.2 | 31200 | 26600 | 85.26% | 1.78 | 0 | 10 |  |  |  | No | R-410A | 2.4167 | Residential & Commercial | Ducted CEE Tier 1
212926723 | Central HP <5.4 tons | KERR | HRCU-A-C (Split System: Heat Pump with Remote Outdoor Unit with No Indoor Fan --Air Source) | A-KCD30SA-1 | ADP |  | HE31930+TD |  | 28600 | 15.2 | 9.05 | 31000 | 26600 | 85.81% | 1.76 | 0 | 10 |  |  |  | No | R-410A | 2.3833 | Residential & Commercial | Ducted CEE Tier 1
216055990 | Central HP <5.4 tons | CHAMPION HEATING AND COOLING | HRCU-A-CB (Split System: Heat Pump with Remote Outdoor Unit-Air-Source) | HH860E2S11 | ASPEN |  | D(A,C,E)60A3K+TDR | TPLC120C20MP13 | 41000 | 18 | 8.5 | 44500 | 33800 | 75.96% | 2 | 0 | 10.5 |  |  |  | No | R-454B | 3.4167 | Residential & Commercial | Ducted CEE Tier 1
216055999 | Central HP <5.4 tons | CHAMPION HEATING AND COOLING | HRCU-A-CB (Split System: Heat Pump with Remote Outdoor Unit-Air-Source) | HH860E2S11 | ASPEN |  | D(A,C,E)60A3K+TDR | Z8ES100C16SMPS1 | 41000 | 17 | 8.5 | 43500 | 33200 | 76.32% | 2 | 0 | 11.7 |  |  |  | No | R-454B | 3.4167 | Residential & Commercial | Ducted CEE Tier 1
216055969 | Central HP <5.4 tons | CHAMPION HEATING AND COOLING | HRCU-A-CB (Split System: Heat Pump with Remote Outdoor Unit-Air-Source) | HH860E2S11 | ASPEN |  | D(A,C,E)60A3K+TDR | TP9C080C16MP13 | 40500 | 17 | 8.5 | 43500 | 33600 | 77.24% | 2 | 0 | 10.5 |  |  |  | No | R-454B | 3.375 | Residential & Commercial | Ducted CEE Tier 1
216056036 | Central HP <5.4 tons | CHAMPION HEATING AND COOLING | HRCU-A-CB (Split System: Heat Pump with Remote Outdoor Unit-Air-Source) | HH860E2S11 | ASPEN |  | C(A,C,D,E)48A3K+TDR | Z9ES080C20SMPS1 | 40500 | 17.5 | 8.1 | 46000 | 33400 | 72.61% | 2 | 0 | 11.2 |  |  |  | No | R-454B | 3.375 | Residential & Commercial | Ducted CEE Tier 1
211239966 | Central HP <5.4 tons | CARRIER | HRCU-A-CB (Split System: Heat Pump with Remote Outdoor Unit-Air-Source) | 38MURAQ24AB3* |  |  | CAP**3721AL* | 58SU*A040E17**12 | 24600 | 17.5 | 8.5 | 25200 | 21000 | 83.33% | 1.78 | 0 | 10.5 |  |  |  | No | R-410A | 2.05 | Residential & Commercial | Ducted CEE Tier 1
211239999 | Central HP <5.4 tons | CARRIER | HRCU-A-CB (Split System: Heat Pump with Remote Outdoor Unit-Air-Source) | 38MURAQ24AB3* |  |  | CNPV*2414AL* | 59SP6A060V14**12 | 23200 | 16 | 8.5 | 26400 | 24600 | 93.18% | 2.04 | 0 | 10 |  |  |  | No | R-410A | 1.9333 | Residential & Commercial | Ducted CEE Tier 1
211240014 | Central HP <5.4 tons | CARRIER | HRCU-A-CB (Split System: Heat Pump with Remote Outdoor Unit-Air-Source) | 38MURAQ24AB3* |  |  | CNPV*2417AL* | 59SP6A040V14**10 | 23400 | 15.5 | 8.5 | 26600 | 24000 | 90.23% | 1.96 | 0 | 10 |  |  |  | No | R-410A | 1.95 | Residential & Commercial | Ducted CEE Tier 1
211240047 | Central HP <5.4 tons | CARRIER | HRCU-A-CB (Split System: Heat Pump with Remote Outdoor Unit-Air-Source) | 38MURAQ24AB3* |  |  | CNPV*2417AL* | 59SC5B080E17**16 | 24200 | 15.2 | 8.5 | 27400 | 22600 | 82.48% | 1.84 | 0 | 10 |  |  |  | No | R-410A | 2.0167 | Residential & Commercial | Ducted CEE Tier 1
214595097 | Central HP <5.4 tons | CARRIER | HRCU-A-CB (Split System: Heat Pump with Remote Outdoor Unit-Air-Source) | 38MURAQ24AB3* | ASPEN |  | A(E,F)M364+TDR |  | 24000 | 15.2 | 9 | 26400 | 23400 | 88.64% | 1.92 | 0 | 10 |  |  |  | No | R-410A | 2 | Residential & Commercial | Ducted CEE Tier 1
212624677 | Central HP <5.4 tons | COLEMAN | HRCU-A-CB (Split System: Heat Pump with Remote Outdoor Unit-Air-Source) | HMH72B341 | ASPEN |  | D(A,C,E)48D34+TDR | TMLV100C16MP12 | 33400 | 17.5 | 8.1 | 33800 | 27400 | 81.07% | 2.47 | 0 | 10 |  |  |  | No | R-410A | 2.7833 | Residential & Commercial | Ducted CEE Tier 1
212624692 | Central HP <5.4 tons | COLEMAN | HRCU-A-CB (Split System: Heat Pump with Remote Outdoor Unit-Air-Source) | HMH72B341 | ASPEN |  | D(A,C,E)36B44+TDR | TPLC080C16MP13 | 33000 | 17.5 | 8.1 | 33800 | 27400 | 81.07% | 2.47 | 0 | 10 |  |  |  | No | R-410A | 2.75 | Residential & Commercial | Ducted CEE Tier 1
212624791 | Central HP <5.4 tons | COLEMAN | HRCU-A-CB (Split System: Heat Pump with Remote Outdoor Unit-Air-Source) | HMH72B341 | ASPEN |  | D(A,C,E)42A44+TDR | TL8E080C16UH11 | 32400 | 17.5 | 8.5 | 34000 | 27800 | 81.76% | 2.68 | 0 | 10 |  |  |  | No | R-410A | 2.7 | Residential & Commercial | Ducted CEE Tier 1
212624908 | Central HP <5.4 tons | COLEMAN | HRCU-A-CB (Split System: Heat Pump with Remote Outdoor Unit-Air-Source) | HMH72B341 | ASPEN |  | C(A,C,D,E)36C34+TDR | TM8Y080C16MP11 | 32400 | 18.5 | 8.5 | 34000 | 27400 | 80.59% | 2.67 | 0 | 10 |  |  |  | No | R-410A | 2.7 | Residential & Commercial | Ducted CEE Tier 1
215849981 | Central HP <5.4 tons | COLEMAN | HRCU-A-CB (Split System: Heat Pump with Remote Outdoor Unit-Air-Source) | HH824E2S11 | ASPEN |  | D(A,C,E)36A3K+TDR | TM9V040A10MP12 | 20800 | 16.5 | 8.5 | 22800 | 17500 | 76.75% | 2 | 0 | 10.5 |  |  |  | No | R-454B | 1.7333 | Residential & Commercial | Ducted CEE Tier 1
216056039 | Central HP <5.4 tons | CHAMPION HEATING AND COOLING | HRCU-A-CB (Split System: Heat Pump with Remote Outdoor Unit-Air-Source) | HH860E2S11 | ASPEN |  | C(A,C,D,E)60A3K+TDR | Z9ES080C20SMPS1 | 41500 | 17.5 | 8.1 | 46000 | 33400 | 72.61% | 2 | 0 | 11.5 |  |  |  | No | R-454B | 3.4583 | Residential & Commercial | Ducted CEE Tier 1
214331343 | Central HP <5.4 tons | NAPOLEON | HRCU-A-CB (Split System: Heat Pump with Remote Outdoor Unit-Air-Source) | WSEHV4860RA1-N | ADP |  | H,A,DG52960 | WPV070T4BA | 46000 | 17 | 8.5 | 48000 | 34600 | 72.08% | 1.8 | 0 | 10 |  |  |  | No | R-410A | 3.8333 | Residential & Commercial | Ducted CEE Tier 1
212380513 | Central HP <5.4 tons | CARRIER | HRCU-A-CB (Split System: Heat Pump with Remote Outdoor Unit-Air-Source) | 25VNA424A*031* | ADP |  | C36A***L129 | 58TN*A045C17**12 | 23000 | 20 | 8.1 | 25200 | 19600 | 77.78% | 2.4 | 0 | 13 |  |  |  | No | R-410A | 1.9167 | Residential & Commercial | Ducted CEE Tier 1
212380582 | Central HP <5.4 tons | CARRIER | HRCU-A-CB (Split System: Heat Pump with Remote Outdoor Unit-Air-Source) | 25VNA424A*031* | ADP |  | V,C36H175P139 | 59MN7B080C17**14 | 23400 | 20 | 8.5 | 25000 | 19500 | 78% | 2.44 | 0 | 13 |  |  |  | No | R-410A | 1.95 | Residential & Commercial | Ducted CEE Tier 1
212380583 | Central HP <5.4 tons | CARRIER | HRCU-A-CB (Split System: Heat Pump with Remote Outdoor Unit-Air-Source) | 25VNA424A*031* | ADP |  | C36A***L539 | 59MN7B080C17**14 | 24000 | 20 | 8.5 | 24800 | 19400 | 78.23% | 2.52 | 0 | 13 |  |  |  | No | R-410A | 2 | Residential & Commercial | Ducted CEE Tier 1
215850653 | Central HP <5.4 tons | COLEMAN | HRCU-A-CB (Split System: Heat Pump with Remote Outdoor Unit-Air-Source) | HH860E2S11 | ASPEN |  | C(A,C,D,E)48A3K+TDR | CPLC080C16MP13 | 39500 | 16.5 | 8.1 | 44000 | 33400 | 75.91% | 2 | 0 | 11.2 |  |  |  | No | R-454B | 3.2917 | Residential & Commercial | Ducted CEE Tier 1
215850655 | Central HP <5.4 tons | COLEMAN | HRCU-A-CB (Split System: Heat Pump with Remote Outdoor Unit-Air-Source) | HH860E2S11 | ASPEN |  | C(A,C,D,E)60A3K+TDR | CPLC080C16MP13 | 40500 | 17 | 8.5 | 44000 | 33400 | 75.91% | 2 | 0 | 11 |  |  |  | No | R-454B | 3.375 | Residential & Commercial | Ducted CEE Tier 1
212625125 | Central HP <5.4 tons | COLEMAN | HRCU-A-CB (Split System: Heat Pump with Remote Outdoor Unit-Air-Source) | HMH72B341 | ASPEN |  | D(A,C,E)36D34+TDR | TP9C100C16MP13 | 32800 | 17.5 | 8.1 | 34000 | 27400 | 80.59% | 2.47 | 0 | 10 |  |  |  | No | R-410A | 2.7333 | Residential & Commercial | Ducted CEE Tier 1
212625127 | Central HP <5.4 tons | COLEMAN | HRCU-A-CB (Split System: Heat Pump with Remote Outdoor Unit-Air-Source) | HMH72B341 | ASPEN |  | D(A,C,E)42A44+TDR | TP9C100C16MP13 | 32400 | 17.5 | 8.1 | 34000 | 27400 | 80.59% | 2.47 | 0 | 10 |  |  |  | No | R-410A | 2.7 | Residential & Commercial | Ducted CEE Tier 1
215399942 | Central HP <5.4 tons | LUXAIRE | HRCU-A-C (Split System: Heat Pump with Remote Outdoor Unit with No Indoor Fan --Air Source) | HH836E2S11 | ASPEN |  | D(A,C,E)36A4K+TDR |  | 30400 | 15.2 | 8.1 | 31000 | 31600 | 101.9% | 2.54 | 0 | 10.5 |  |  |  | No | R-454B | 2.5333 | Residential & Commercial | Ducted CEE Tier 1
212578251 | Central HP <5.4 tons | CARRIER | HRCU-A-CB (Split System: Heat Pump with Remote Outdoor Unit-Air-Source) | 25VNA436A*031* | ADP |  | H,PG53936 | 59MN7B120C24**22 | 34000 | 20 | 9 | 33200 | 25200 | 75.9% | 2.02 | 0 | 12.5 |  |  |  | No | R-410A | 2.8333 | Residential & Commercial | Ducted CEE Tier 1
215850269 | Central HP <5.4 tons | COLEMAN | HRCU-A-CB (Split System: Heat Pump with Remote Outdoor Unit-Air-Source) | HH836E2S11 | ASPEN |  | C(A,C,D,E)48A3K+TDR | CPLC100C16MP13 | 31200 | 18 | 8.5 | 31200 | 25400 | 81.41% | 2 | 0 | 11 |  |  |  | No | R-454B | 2.6 | Residential & Commercial | Ducted CEE Tier 1
215850337 | Central HP <5.4 tons | COLEMAN | HRCU-A-CB (Split System: Heat Pump with Remote Outdoor Unit-Air-Source) | HH836E2S11 | ASPEN |  | C(A,C,D,E)48A3K+TDR | TM8E120C16MP11 | 30800 | 18 | 8.1 | 30200 | 24800 | 82.12% | 2 | 0 | 11.2 |  |  |  | No | R-454B | 2.5667 | Residential & Commercial | Ducted CEE Tier 1
215850485 | Central HP <5.4 tons | COLEMAN | HRCU-A-CB (Split System: Heat Pump with Remote Outdoor Unit-Air-Source) | HH836E2S11 | ASPEN |  | C(A,C,D,E)48A3K+TDR | TM9Y100C16MP11 | 31000 | 18 | 8.1 | 31000 | 25200 | 81.29% | 2 | 0 | 10.5 |  |  |  | No | R-454B | 2.5833 | Residential & Commercial | Ducted CEE Tier 1
215850669 | Central HP <5.4 tons | COLEMAN | HRCU-A-CB (Split System: Heat Pump with Remote Outdoor Unit-Air-Source) | HH860E2S11 | ASPEN |  | D(A,C,E)60A3K+TDR | CPLC100C16MP13 | 40500 | 17 | 8.5 | 44000 | 33400 | 75.91% | 2 | 0 | 11 |  |  |  | No | R-454B | 3.375 | Residential & Commercial | Ducted CEE Tier 1
215850778 | Central HP <5.4 tons | COLEMAN | HRCU-A-CB (Split System: Heat Pump with Remote Outdoor Unit-Air-Source) | HH860E2S11 | ASPEN |  | D(A,C,E)60A3K+TDR | TM8E120C16MP11 | 41000 | 18 | 8.5 | 45000 | 34200 | 76% | 2 | 0 | 10.5 |  |  |  | No | R-454B | 3.4167 | Residential & Commercial | Ducted CEE Tier 1
215850830 | Central HP <5.4 tons | COLEMAN | HRCU-A-CB (Split System: Heat Pump with Remote Outdoor Unit-Air-Source) | HH860E2S11 | ASPEN |  | D(A,C,E)60B3K+TDR | TM8V100C20MP12 | 41500 | 18 | 8.5 | 44500 | 33800 | 75.96% | 2 | 0 | 10.5 |  |  |  | No | R-454B | 3.4583 | Residential & Commercial | Ducted CEE Tier 1
215850848 | Central HP <5.4 tons | COLEMAN | HRCU-A-CB (Split System: Heat Pump with Remote Outdoor Unit-Air-Source) | HH860E2S11 | ASPEN |  | D(A,C,E)60A3K+TDR | TM8Y080C16MP11 | 41000 | 17 | 8.1 | 43500 | 33400 | 76.78% | 2 | 0 | 11 |  |  |  | No | R-454B | 3.4167 | Residential & Commercial | Ducted CEE Tier 1
215850862 | Central HP <5.4 tons | COLEMAN | HRCU-A-CB (Split System: Heat Pump with Remote Outdoor Unit-Air-Source) | HH860E2S11 | ASPEN |  | C(A,C,D,E)48A3K+TDR | TM8Y100C20MP11 | 40000 | 17.5 | 8.1 | 44500 | 33800 | 75.96% | 2 | 0 | 11.2 |  |  |  | No | R-454B | 3.3333 | Residential & Commercial | Ducted CEE Tier 1
215850996 | Central HP <5.4 tons | COLEMAN | HRCU-A-CB (Split System: Heat Pump with Remote Outdoor Unit-Air-Source) | HH860E2S11 | ASPEN |  | C(A,C,D,E)60A3K+TDR | TM9Y100C20MP11 | 41000 | 17 | 8.5 | 46000 | 34800 | 75.65% | 2 | 0 | 10.5 |  |  |  | No | R-454B | 3.4167 | Residential & Commercial | Ducted CEE Tier 1
215851078 | Central HP <5.4 tons | COLEMAN | HRCU-A-CB (Split System: Heat Pump with Remote Outdoor Unit-Air-Source) | HH860E2S11 | ASPEN |  | C(A,C,D,E)48A3K+TDR | TMLE130D20MP11 | 41500 | 16.5 | 8.1 | 46000 | 35200 | 76.52% | 2 | 0 | 10.5 |  |  |  | No | R-454B | 3.4583 | Residential & Commercial | Ducted CEE Tier 1
215851089 | Central HP <5.4 tons | COLEMAN | HRCU-A-CB (Split System: Heat Pump with Remote Outdoor Unit-Air-Source) | HH860E2S11 | ASPEN |  | D(A,C,E)60B3K+TDR | TMLE130D20MP11 | 43000 | 17 | 8.5 | 46500 | 35200 | 75.7% | 2 | 0 | 11 |  |  |  | No | R-454B | 3.5833 | Residential & Commercial | Ducted CEE Tier 1
215850496 | Central HP <5.4 tons | COLEMAN | HRCU-A-CB (Split System: Heat Pump with Remote Outdoor Unit-Air-Source) | HH836E2S11 | ASPEN |  | C(A,C,D,E)48A3K+TDR | TMLE080B12MP11 | 31000 | 18 | 8.1 | 31400 | 25400 | 80.89% | 2 | 0 | 10.5 |  |  |  | No | R-454B | 2.5833 | Residential & Commercial | Ducted CEE Tier 1
215850510 | Central HP <5.4 tons | COLEMAN | HRCU-A-CB (Split System: Heat Pump with Remote Outdoor Unit-Air-Source) | HH836E2S11 | ASPEN |  | C(A,C,D,E)48A3K+TDR | TMLE100B12MP11 | 31000 | 18 | 8.1 | 31200 | 25400 | 81.41% | 2 | 0 | 10.5 |  |  |  | No | R-454B | 2.5833 | Residential & Commercial | Ducted CEE Tier 1
209852047 | Central HP <5.4 tons | COMFORTMAKER | HRCU-A-CB (Split System: Heat Pump with Remote Outdoor Unit-Air-Source) | DLCURAH18ABK |  |  | DLFUAAH18XAK |  | 18000 | 18 | 9.3 | 19000 | 16500 | 86.84% | 2.04 | 12.5 | 12.4 |  |  |  | No | R-410A | 1.5 | Residential & Commercial | Ducted CEE Tier 1
216055733 | Central HP <5.4 tons | CHAMPION HEATING AND COOLING | HRCU-A-CB (Split System: Heat Pump with Remote Outdoor Unit-Air-Source) | HH836E2S11 | ASPEN |  | C(A,C,D,E)36B3K+TDR | TM9V080C16MP12 | 30800 | 18 | 8.5 | 31400 | 25400 | 80.89% | 2 | 0 | 10.5 |  |  |  | No | R-454B | 2.5667 | Residential & Commercial | Ducted CEE Tier 1
216055767 | Central HP <5.4 tons | CHAMPION HEATING AND COOLING | HRCU-A-CB (Split System: Heat Pump with Remote Outdoor Unit-Air-Source) | HH836E2S11 | ASPEN |  | C(A,C,D,E)48A3K+TDR | TMLE100B12MP11 | 31000 | 18 | 8.1 | 31200 | 25400 | 81.41% | 2 | 0 | 10.5 |  |  |  | No | R-454B | 2.5833 | Residential & Commercial | Ducted CEE Tier 1
216055776 | Central HP <5.4 tons | CHAMPION HEATING AND COOLING | HRCU-A-CB (Split System: Heat Pump with Remote Outdoor Unit-Air-Source) | HH836E2S11 | ASPEN |  | C(A,C,D,E)48A3K+TDR | TMLE120C16MP11 | 30800 | 18 | 8.1 | 30200 | 24800 | 82.12% | 2 | 0 | 11.2 |  |  |  | No | R-454B | 2.5667 | Residential & Commercial | Ducted CEE Tier 1
216055781 | Central HP <5.4 tons | CHAMPION HEATING AND COOLING | HRCU-A-CB (Split System: Heat Pump with Remote Outdoor Unit-Air-Source) | HH836E2S11 | ASPEN |  | C(A,C,D,E)36B3K+TDR | TMLV100C16MP12 | 31000 | 18 | 8.5 | 31200 | 25400 | 81.41% | 2 | 0 | 10.5 |  |  |  | No | R-454B | 2.5833 | Residential & Commercial | Ducted CEE Tier 1
215931793 | Central HP <5.4 tons | TEMPSTAR | HRCU-A-CB (Split System: Heat Pump with Remote Outdoor Unit-Air-Source) | T5H3V60*K*AAA* |  |  | EA*5X61M24A*+WALLCON | *96CTN1202422B* | 57000 | 18.5 | 8.5 | 60500 | 46500 | 76.86% | 2.02 | 0 | 11.5 |  |  |  | No | R-454B | 4.75 | Residential & Commercial | Ducted CEE Tier 1
215931893 | Central HP <5.4 tons | TEMPSTAR | HRCU-A-CB (Split System: Heat Pump with Remote Outdoor Unit-Air-Source) | T5H3V60*K*AAA* |  |  | ESH5X60M12A*+WALLCON | *97CMN1002122B* | 56500 | 18 | 8.1 | 61000 | 46000 | 75.41% | 1.95 | 0 | 11 |  |  |  | No | R-454B | 4.7083 | Residential & Commercial | Ducted CEE Tier 1
211708392 | Central HP <5.4 tons | COLEMAN | HRCU-A-CB (Split System: Heat Pump with Remote Outdoor Unit-Air-Source) | THF2B48T21 | ASPEN |  | D(A,C,E)48D36+TDR | CP9C100C16MP13 | 45500 | 16 | 8.2 | 44000 | 30800 | 70% | 3.13 | 0 | 11.9 |  |  |  | No | R-410A | 3.7917 | Residential & Commercial | Ducted CEE Tier 1
211708394 | Central HP <5.4 tons | COLEMAN | HRCU-A-CB (Split System: Heat Pump with Remote Outdoor Unit-Air-Source) | THF2B48T21 | ASPEN |  | D(A,C,E)48D36+TDR | CP9C100C20MP13 | 45500 | 16 | 8.2 | 44000 | 31200 | 70.91% | 3.13 | 0 | 11.9 |  |  |  | No | R-410A | 3.7917 | Residential & Commercial | Ducted CEE Tier 1
214627784 | Central HP <5.4 tons | CARRIER | HRCU-A-CB (Split System: Heat Pump with Remote Outdoor Unit-Air-Source) | 38MURAQ18AB3* | ADP |  | C36A***L129 | 59SU5B040M17**12 | 17300 | 16 | 8.5 | 17100 | 18700 | 109.4% | 2.3 | 0 | 10 |  |  |  | No | R-410A | 1.4417 | Residential & Commercial | Ducted CEE Tier 1
214627820 | Central HP <5.4 tons | CARRIER | HRCU-A-CB (Split System: Heat Pump with Remote Outdoor Unit-Air-Source) | 38MURAQ18AB3* | ADP |  | C36A***L139 | 59SU5B060M17**16 | 17200 | 16 | 8.5 | 16600 | 19000 | 114.5% | 2.34 | 0 | 10.5 |  |  |  | No | R-410A | 1.4333 | Residential & Commercial | Ducted CEE Tier 1
215850065 | Central HP <5.4 tons | COLEMAN | HRCU-A-CB (Split System: Heat Pump with Remote Outdoor Unit-Air-Source) | HH824E2S11 | ASPEN |  | D(A,C,E)24C3K+TDR | TMLE060A12MP11 | 20800 | 17.5 | 9 | 22800 | 17900 | 78.51% | 2 | 0 | 11.2 |  |  |  | No | R-454B | 1.7333 | Residential & Commercial | Ducted CEE Tier 1
215850098 | Central HP <5.4 tons | COLEMAN | HRCU-A-CB (Split System: Heat Pump with Remote Outdoor Unit-Air-Source) | HH824E2S11 | ASPEN |  | C(A,C,D,E)24C3K+TDR | TP9C060B12MP13 | 22200 | 17 | 8.5 | 22800 | 18000 | 78.95% | 2 | 0 | 12 |  |  |  | No | R-454B | 1.85 | Residential & Commercial | Ducted CEE Tier 1
215849770 | Central HP <5.4 tons | COLEMAN | HRCU-A-CB (Split System: Heat Pump with Remote Outdoor Unit-Air-Source) | HH824E2S11 | ASPEN |  | C(A,C,D,E)24A3K+TDR | CP9C080B12MP13 | 21600 | 17 | 8.5 | 22600 | 18300 | 80.97% | 2 | 0 | 12 |  |  |  | No | R-454B | 1.8 | Residential & Commercial | Ducted CEE Tier 1
215849843 | Central HP <5.4 tons | COLEMAN | HRCU-A-CB (Split System: Heat Pump with Remote Outdoor Unit-Air-Source) | HH824E2S11 | ASPEN |  | D(A,C,E)24C3K+TDR | TM8E060A12MP11 | 20800 | 17.5 | 9 | 22800 | 17900 | 78.51% | 2 | 0 | 11.2 |  |  |  | No | R-454B | 1.7333 | Residential & Commercial | Ducted CEE Tier 1
215849952 | Central HP <5.4 tons | COLEMAN | HRCU-A-CB (Split System: Heat Pump with Remote Outdoor Unit-Air-Source) | HH824E2S11 | ASPEN |  | D(A,C,E)24C3K+TDR | TM9E060B12MP12 | 22400 | 17 | 8.5 | 22800 | 18300 | 80.26% | 2 | 0 | 11.7 |  |  |  | No | R-454B | 1.8667 | Residential & Commercial | Ducted CEE Tier 1
211239792 | Central HP <5.4 tons | CARRIER | HRCU-A-CB (Split System: Heat Pump with Remote Outdoor Unit-Air-Source) | 38MURAQ24AB3* |  |  | CAP**3017AL* | 58S(B,C)*A045E17**12 | 24000 | 16.5 | 8.5 | 26200 | 23200 | 88.55% | 1.9 | 0 | 10 |  |  |  | No | R-410A | 2 | Residential & Commercial | Ducted CEE Tier 1
211239801 | Central HP <5.4 tons | CARRIER | HRCU-A-CB (Split System: Heat Pump with Remote Outdoor Unit-Air-Source) | 38MURAQ24AB3* |  |  | CAP**3017AL* | 59SC2D040E17**12 | 23600 | 15.5 | 8.5 | 26200 | 23600 | 90.08% | 1.94 | 0 | 10 |  |  |  | No | R-410A | 1.9667 | Residential & Commercial | Ducted CEE Tier 1
211239935 | Central HP <5.4 tons | CARRIER | HRCU-A-CB (Split System: Heat Pump with Remote Outdoor Unit-Air-Source) | 38MURAQ24AB3* |  |  | CAP**3717AL* | 59SC2D060E17**14 | 24800 | 17 | 8.5 | 25600 | 21400 | 83.59% | 1.8 | 0 | 10.5 |  |  |  | No | R-410A | 2.0667 | Residential & Commercial | Ducted CEE Tier 1
211239953 | Central HP <5.4 tons | CARRIER | HRCU-A-CB (Split System: Heat Pump with Remote Outdoor Unit-Air-Source) | 38MURAQ24AB3* |  |  | CAP**3721AL* | 59SP6A080V17**16 | 24800 | 17 | 8.5 | 25600 | 21000 | 82.03% | 1.76 | 0 | 10.5 |  |  |  | No | R-410A | 2.0667 | Residential & Commercial | Ducted CEE Tier 1
214628163 | Central HP <5.4 tons | CARRIER | HRCU-A-CB (Split System: Heat Pump with Remote Outdoor Unit-Air-Source) | 38MURAQ24AB3* | ADP |  | PL36H***P449 | 58S(B,C)*B045M14**12 | 23600 | 17 | 8.5 | 24800 | 23800 | 95.97% | 2 | 0 | 10.5 |  |  |  | No | R-410A | 1.9667 | Residential & Commercial | Ducted CEE Tier 1
212977723 | Central HP <5.4 tons | COMFORTMAKER | HRCU-A-CB (Split System: Heat Pump with Remote Outdoor Unit-Air-Source) | DLCURAH18ABK |  |  | EA*4X24L14A* | *80MS(N,L)0451412A* | 17500 | 16.5 | 8.5 | 18400 | 19500 | 106% | 2.34 | 0 | 10.5 |  |  |  | No | R-410A | 1.4583 | Residential & Commercial | Ducted CEE Tier 1
211261919 | Central HP <5.4 tons | COMFORTMAKER | HRCU-A-CB (Split System: Heat Pump with Remote Outdoor Unit-Air-Source) | DLCURAH18ABK |  |  | EA*4X30L17A* | *96VTN0401410A* | 17500 | 16 | 8.5 | 18100 | 18600 | 102.8% | 2.24 | 0 | 10.5 |  |  |  | No | R-410A | 1.4583 | Residential & Commercial | Ducted CEE Tier 1
216055783 | Central HP <5.4 tons | CHAMPION HEATING AND COOLING | HRCU-A-CB (Split System: Heat Pump with Remote Outdoor Unit-Air-Source) | HH836E2S11 | ASPEN |  | D(A,C,E)36A4K+TDR | TMLV100C16MP12 | 31000 | 18 | 8.5 | 31200 | 25400 | 81.41% | 2 | 0 | 10.5 |  |  |  | No | R-454B | 2.5833 | Residential & Commercial | Ducted CEE Tier 1
216055808 | Central HP <5.4 tons | CHAMPION HEATING AND COOLING | HRCU-A-CB (Split System: Heat Pump with Remote Outdoor Unit-Air-Source) | HH836E2S11 | ASPEN |  | C(A,C,D,E)36B3K+TDR | Z8ES080B12SMPS1 | 30600 | 18 | 8.5 | 30000 | 24800 | 82.67% | 2 | 0 | 11 |  |  |  | No | R-454B | 2.55 | Residential & Commercial | Ducted CEE Tier 1
215850303 | Central HP <5.4 tons | COLEMAN | HRCU-A-CB (Split System: Heat Pump with Remote Outdoor Unit-Air-Source) | HH836E2S11 | ASPEN |  | C(A,C,D,E)36B3K+TDR | TM8E080C16MP11 | 31000 | 18 | 8.5 | 31000 | 25200 | 81.29% | 2 | 0 | 10.5 |  |  |  | No | R-454B | 2.5833 | Residential & Commercial | Ducted CEE Tier 1
212625142 | Central HP <5.4 tons | COLEMAN | HRCU-A-CB (Split System: Heat Pump with Remote Outdoor Unit-Air-Source) | HMH72B341 | ASPEN |  | D(A,C,E)48B34+TDR | TP9C100C16MP13 | 32600 | 17.5 | 8.1 | 34000 | 27400 | 80.59% | 2.47 | 0 | 10 |  |  |  | No | R-410A | 2.7167 | Residential & Commercial | Ducted CEE Tier 1
215850364 | Central HP <5.4 tons | COLEMAN | HRCU-A-CB (Split System: Heat Pump with Remote Outdoor Unit-Air-Source) | HH836E2S11 | ASPEN |  | C(A,C,D,E)36B3K+TDR | TM8Y080B12MP11 | 30600 | 18 | 8.5 | 30800 | 25200 | 81.82% | 2 | 0 | 10.5 |  |  |  | No | R-454B | 2.55 | Residential & Commercial | Ducted CEE Tier 1
215850267 | Central HP <5.4 tons | COLEMAN | HRCU-A-CB (Split System: Heat Pump with Remote Outdoor Unit-Air-Source) | HH836E2S11 | ASPEN |  | C(A,C,D,E)36B3K+TDR | CPLC100C16MP13 | 31000 | 17.5 | 8.1 | 31200 | 25400 | 81.41% | 2 | 0 | 10.5 |  |  |  | No | R-454B | 2.5833 | Residential & Commercial | Ducted CEE Tier 1
215850297 | Central HP <5.4 tons | COLEMAN | HRCU-A-CB (Split System: Heat Pump with Remote Outdoor Unit-Air-Source) | HH836E2S11 | ASPEN |  | C(A,C,D,E)36B3K+TDR | TM8E080B12MP11 | 30800 | 18 | 8.5 | 31400 | 25400 | 80.89% | 2 | 0 | 10.5 |  |  |  | No | R-454B | 2.5667 | Residential & Commercial | Ducted CEE Tier 1
212626395 | Central HP <5.4 tons | COLEMAN | HRCU-A-CB (Split System: Heat Pump with Remote Outdoor Unit-Air-Source) | HMH72B341 | ASPEN |  | D(A,C,E)42C36+TDR | TM9E100C16MP12 | 33000 | 18 | 8.5 | 33600 | 27200 | 80.95% | 2.66 | 0 | 10 |  |  |  | No | R-410A | 2.75 | Residential & Commercial | Ducted CEE Tier 1
212626562 | Central HP <5.4 tons | COLEMAN | HRCU-A-CB (Split System: Heat Pump with Remote Outdoor Unit-Air-Source) | HMH72B341 | ASPEN |  | D(A,C,E)36A46+TDR | TM9Y100C16MP11 | 32800 | 18 | 8.2 | 33800 | 28200 | 83.43% | 2.66 | 0 | 10 |  |  |  | No | R-410A | 2.7333 | Residential & Commercial | Ducted CEE Tier 1
211240049 | Central HP <5.4 tons | CARRIER | HRCU-A-CB (Split System: Heat Pump with Remote Outdoor Unit-Air-Source) | 38MURAQ24AB3* |  |  | CNPV*2417AL* | 59SC2D040E17**12 | 23200 | 15.5 | 8.5 | 26600 | 24200 | 90.98% | 1.98 | 0 | 10 |  |  |  | No | R-410A | 1.9333 | Residential & Commercial | Ducted CEE Tier 1
214573190 | Central HP <5.4 tons | HEIL | HRCU-A-CB (Split System: Heat Pump with Remote Outdoor Unit-Air-Source) | HVH837GKA** |  |  | EHD4X48AAL+WALLCON | *80CTL0702120B* | 32600 | 17.5 | 8.5 | 32800 | 25000 | 76.22% | 1.98 | 0 | 11 |  |  |  | No | R-410A | 2.7167 | Residential & Commercial | Ducted CEE Tier 1
214573290 | Central HP <5.4 tons | HEIL | HRCU-A-CB (Split System: Heat Pump with Remote Outdoor Unit-Air-Source) | HVH837GKA** |  |  | EHD4X60AAL+WALLCON | *97CMN0802120B* | 33000 | 17 | 8.5 | 32200 | 24800 | 77.02% | 2 | 0 | 11.5 |  |  |  | No | R-410A | 2.75 | Residential & Commercial | Ducted CEE Tier 1
211239673 | Central HP <5.4 tons | CARRIER | HRCU-A-CB (Split System: Heat Pump with Remote Outdoor Unit-Air-Source) | 38MURAQ24AB3* |  |  | CAP**2417AL* | 58SP*A070V17**16 | 23600 | 16.5 | 8.5 | 26600 | 24600 | 92.48% | 2.04 | 0 | 10 |  |  |  | No | R-410A | 1.9667 | Residential & Commercial | Ducted CEE Tier 1
215932173 | Central HP <5.4 tons | TEMPSTAR | HRCU-A-CB (Split System: Heat Pump with Remote Outdoor Unit-Air-Source) | T5H3V36*K*AAA* |  |  | EA*5X37M21A*+WALLCON | *97CMN0601714B* | 33600 | 19.5 | 9.5 | 34200 | 26200 | 76.61% | 2.06 | 0 | 11 |  |  |  | No | R-454B | 2.8 | Residential & Commercial | Ducted CEE Tier 1
215932423 | Central HP <5.4 tons | TEMPSTAR | HRCU-A-CB (Split System: Heat Pump with Remote Outdoor Unit-Air-Source) | T5H3V36*K*AAA* |  |  | EA*5X48M21A*+WALLCON | *80CTL0702120B* | 33400 | 20 | 9.5 | 34600 | 26400 | 76.3% | 2.04 | 0 | 11.5 |  |  |  | No | R-454B | 2.7833 | Residential & Commercial | Ducted CEE Tier 1
214627579 | Central HP <5.4 tons | CARRIER | HRCU-A-CB (Split System: Heat Pump with Remote Outdoor Unit-Air-Source) | 38MURAQ18AB3* | ADP |  | PL36H175P149 | 58TP*B070V14**12 | 17600 | 16 | 8.5 | 16900 | 18700 | 110.7% | 2.3 | 0 | 11 |  |  |  | No | R-410A | 1.4667 | Residential & Commercial | Ducted CEE Tier 1
212626699 | Central HP <5.4 tons | COLEMAN | HRCU-A-CB (Split System: Heat Pump with Remote Outdoor Unit-Air-Source) | HMH72B341 | ASPEN |  | D(A,C,E)36D26+TDR | TM8E080C16MP11 | 31800 | 18 | 8.3 | 33800 | 28600 | 84.62% | 2.71 | 0 | 10 |  |  |  | No | R-410A | 2.65 | Residential & Commercial | Ducted CEE Tier 1
212626932 | Central HP <5.4 tons | COLEMAN | HRCU-A-CB (Split System: Heat Pump with Remote Outdoor Unit-Air-Source) | HMH72B341 | ASPEN |  | C(A,C,D,E)36C36+TDR | TMLE060A12MP11 | 32600 | 18 | 8.1 | 33800 | 27400 | 81.07% | 2.44 | 0 | 10 |  |  |  | No | R-410A | 2.7167 | Residential & Commercial | Ducted CEE Tier 1
211240082 | Central HP <5.4 tons | CARRIER | HRCU-A-CB (Split System: Heat Pump with Remote Outdoor Unit-Air-Source) | 38MURAQ24AB3* |  |  | CNPV*3017AL* | 59SU5A060E17**16 | 24200 | 16.5 | 8.1 | 26200 | 22800 | 87.02% | 1.9 | 0 | 10.5 |  |  |  | No | R-410A | 2.0167 | Residential & Commercial | Ducted CEE Tier 1
211240097 | Central HP <5.4 tons | CARRIER | HRCU-A-CB (Split System: Heat Pump with Remote Outdoor Unit-Air-Source) | 38MURAQ24AB3* |  |  | CNPV*3017AL* | 58S(B,C)*A045E14**12 | 24600 | 16 | 8.1 | 26600 | 22400 | 84.21% | 1.84 | 0 | 10.5 |  |  |  | No | R-410A | 2.05 | Residential & Commercial | Ducted CEE Tier 1
211240098 | Central HP <5.4 tons | CARRIER | HRCU-A-CB (Split System: Heat Pump with Remote Outdoor Unit-Air-Source) | 38MURAQ24AB3* |  |  | CNPV*3017AL* | 58S(B,C)*A045E17**12 | 24000 | 16.5 | 8.1 | 26200 | 23000 | 87.79% | 1.9 | 0 | 10.5 |  |  |  | No | R-410A | 2 | Residential & Commercial | Ducted CEE Tier 1
214628179 | Central HP <5.4 tons | CARRIER | HRCU-A-CB (Split System: Heat Pump with Remote Outdoor Unit-Air-Source) | 38MURAQ24AB3* | ADP |  | PL36H175P159 | 58S(B,C)*B070M14**12 | 23600 | 17 | 8.5 | 24600 | 24200 | 98.37% | 2.04 | 0 | 10.5 |  |  |  | No | R-410A | 1.9667 | Residential & Commercial | Ducted CEE Tier 1
214628186 | Central HP <5.4 tons | CARRIER | HRCU-A-CB (Split System: Heat Pump with Remote Outdoor Unit-Air-Source) | 38MURAQ24AB3* | ADP |  | PL36H***P449 | 58S(B,C)*B070M14**12 | 23600 | 17 | 8.5 | 24600 | 24200 | 98.37% | 2.04 | 0 | 10.5 |  |  |  | No | R-410A | 1.9667 | Residential & Commercial | Ducted CEE Tier 1
214628247 | Central HP <5.4 tons | CARRIER | HRCU-A-CB (Split System: Heat Pump with Remote Outdoor Unit-Air-Source) | 38MURAQ24AB3* | ADP |  | C36A***L129 | 58TP*B045V14**12 | 23200 | 17 | 9.5 | 36800 | 26800 | 72.83% | 2.32 | 0 | 10 |  |  |  | No | R-410A | 1.9333 | Residential & Commercial | Ducted CEE Tier 1
214628327 | Central HP <5.4 tons | CARRIER | HRCU-A-CB (Split System: Heat Pump with Remote Outdoor Unit-Air-Source) | 38MURAQ24AB3* | ADP |  | V,C36H***P219 | 59SC6A026M14**10 | 23400 | 16 | 8.5 | 25400 | 25800 | 101.6% | 2.2 | 0 | 10 |  |  |  | No | R-410A | 1.95 | Residential & Commercial | Ducted CEE Tier 1
213075893 | Central HP <5.4 tons | HEIL | HRCU-A-CB (Split System: Heat Pump with Remote Outdoor Unit-Air-Source) | DLCURAH36ABK |  |  | EA*4X37L21A* | *95MSU1002120A* | 36400 | 16 | 8.5 | 38000 | 34800 | 91.58% | 2.06 | 0 | 10 |  |  |  | No | R-410A | 3.0333 | Residential & Commercial | Ducted CEE Tier 1
212978482 | Central HP <5.4 tons | COMFORTMAKER | HRCU-A-CB (Split System: Heat Pump with Remote Outdoor Unit-Air-Source) | DLCURAH36ABK |  |  | EA*4X48L21A* | *80MS(N,L)0701712A* | 35400 | 16.5 | 8.1 | 37800 | 34600 | 91.53% | 2 | 0 | 10 |  |  |  | No | R-410A | 2.95 | Residential & Commercial | Ducted CEE Tier 1
209270322 | Central HP <5.4 tons | ECO-AIR | HRCU-A-C (Split System: Heat Pump with Remote Outdoor Unit with No Indoor Fan --Air Source) | MOE31U-36HFN1-M |  |  | MAC-36HWFN1-M |  | 35000 | 15.2 | 10 | 39000 | 32000 | 82.05% | 2 | 10.2 | 10 |  |  |  | No | R-410A | 2.9167 | Residential & Commercial | Ducted CEE Tier 1
213249334 | Central HP <5.4 tons | CARRIER | HRCU-A-CB (Split System: Heat Pump with Remote Outdoor Unit-Air-Source) | 38MURAQ36AB3* |  |  | FEVA0036**+NAVA43601CK |  | 35400 | 16 | 8.5 | 38500 | 35000 | 90.91% | 1.9 | 0 | 10 |  |  |  | No | R-410A | 2.95 | Residential & Commercial | Ducted CEE Tier 1
215931833 | Central HP <5.4 tons | TEMPSTAR | HRCU-A-CB (Split System: Heat Pump with Remote Outdoor Unit-Air-Source) | T5H3V60*K*AAA* |  |  | ESH5X60M12A*+WALLCON | *80CTL0902120B* | 56500 | 18 | 8.1 | 61000 | 45500 | 74.59% | 2 | 0 | 11.5 |  |  |  | No | R-454B | 4.7083 | Residential & Commercial | Ducted CEE Tier 1
215931883 | Central HP <5.4 tons | TEMPSTAR | HRCU-A-CB (Split System: Heat Pump with Remote Outdoor Unit-Air-Source) | T5H3V60*K*AAA* |  |  | ESH5X60M12A*+WALLCON | *97CMN0802120B* | 56000 | 17.5 | 8.1 | 61000 | 46000 | 75.41% | 1.95 | 0 | 11 |  |  |  | No | R-454B | 4.6667 | Residential & Commercial | Ducted CEE Tier 1
214629024 | Central HP <5.4 tons | CARRIER | HRCU-A-CB (Split System: Heat Pump with Remote Outdoor Unit-Air-Source) | 38MURAQ36AB3* | ADP |  | V,C36H175P159 | 58S(B,C)*B070M17**12 | 35400 | 16 | 8.1 | 36800 | 34600 | 94.02% | 1.94 | 0 | 10 |  |  |  | No | R-410A | 2.95 | Residential & Commercial | Ducted CEE Tier 1
215931873 | Central HP <5.4 tons | TEMPSTAR | HRCU-A-CB (Split System: Heat Pump with Remote Outdoor Unit-Air-Source) | T5H3V60*K*AAA* |  |  | ESH5X60M12A*+WALLCON | *97CMN0602120B* | 55500 | 17 | 8.1 | 61500 | 47000 | 76.42% | 1.95 | 0 | 10.5 |  |  |  | No | R-454B | 4.625 | Residential & Commercial | Ducted CEE Tier 1
215931823 | Central HP <5.4 tons | TEMPSTAR | HRCU-A-CB (Split System: Heat Pump with Remote Outdoor Unit-Air-Source) | T5H3V60*K*AAA* |  |  | ESH5X60M12A*+WALLCON | *80CTL0702120B* | 56000 | 17.5 | 8.1 | 61000 | 46500 | 76.23% | 1.95 | 0 | 11 |  |  |  | No | R-454B | 4.6667 | Residential & Commercial | Ducted CEE Tier 1
214629003 | Central HP <5.4 tons | CARRIER | HRCU-A-CB (Split System: Heat Pump with Remote Outdoor Unit-Air-Source) | 38MURAQ36AB3* | ADP |  | PL36H210P299 | 58S(B,C)*B070M17**12 | 36200 | 16 | 8.5 | 36400 | 34400 | 94.51% | 2.04 | 0 | 10 |  |  |  | No | R-410A | 3.0167 | Residential & Commercial | Ducted CEE Tier 1
214628336 | Central HP <5.4 tons | CARRIER | HRCU-A-CB (Split System: Heat Pump with Remote Outdoor Unit-Air-Source) | 38MURAQ24AB3* | ADP |  | V,C36H***P429 | 59SC6A040M14**10 | 23200 | 16 | 8.5 | 25400 | 24800 | 97.64% | 2.1 | 0 | 10 |  |  |  | No | R-410A | 1.9333 | Residential & Commercial | Ducted CEE Tier 1
211240099 | Central HP <5.4 tons | CARRIER | HRCU-A-CB (Split System: Heat Pump with Remote Outdoor Unit-Air-Source) | 38MURAQ24AB3* |  |  | CNPV*3017AL* | 58S(B,C)*A070E17**12 | 24400 | 16.5 | 8.1 | 26400 | 22600 | 85.61% | 1.88 | 0 | 10.5 |  |  |  | No | R-410A | 2.0333 | Residential & Commercial | Ducted CEE Tier 1
211240115 | Central HP <5.4 tons | CARRIER | HRCU-A-CB (Split System: Heat Pump with Remote Outdoor Unit-Air-Source) | 38MURAQ24AB3* |  |  | CNPV*3617AL* | 59SP6A060V17**14 | 23400 | 16.5 | 8.1 | 25800 | 24000 | 93.02% | 2 | 0 | 10 |  |  |  | No | R-410A | 1.95 | Residential & Commercial | Ducted CEE Tier 1
211240131 | Central HP <5.4 tons | CARRIER | HRCU-A-CB (Split System: Heat Pump with Remote Outdoor Unit-Air-Source) | 38MURAQ24AB3* |  |  | CNPV*3617AL* | 59TP6B040V17**12 | 23400 | 16 | 8.1 | 25800 | 24000 | 93.02% | 1.98 | 0 | 10 |  |  |  | No | R-410A | 1.95 | Residential & Commercial | Ducted CEE Tier 1
211240146 | Central HP <5.4 tons | CARRIER | HRCU-A-CB (Split System: Heat Pump with Remote Outdoor Unit-Air-Source) | 38MURAQ24AB3* |  |  | CNPV*3617AL* | 59SC2D060E17**14 | 24400 | 16.5 | 8.1 | 26400 | 22800 | 86.36% | 1.88 | 0 | 10.5 |  |  |  | No | R-410A | 2.0333 | Residential & Commercial | Ducted CEE Tier 1
214628420 | Central HP <5.4 tons | CARRIER | HRCU-A-CB (Split System: Heat Pump with Remote Outdoor Unit-Air-Source) | 38MURAQ24AB3* | ADP |  | PL36H210P299 | 59SC6A060M17**16 | 24600 | 17 | 9 | 23800 | 20800 | 87.39% | 1.78 | 0 | 10 |  |  |  | No | R-410A | 2.05 | Residential & Commercial | Ducted CEE Tier 1
214628436 | Central HP <5.4 tons | CARRIER | HRCU-A-CB (Split System: Heat Pump with Remote Outdoor Unit-Air-Source) | 38MURAQ24AB3* | ADP |  | V,C36H175P149 | 59SC6A060M17**16 | 23400 | 17 | 9 | 24200 | 23200 | 95.87% | 1.96 | 0 | 10 |  |  |  | No | R-410A | 1.95 | Residential & Commercial | Ducted CEE Tier 1
211240183 | Central HP <5.4 tons | CARRIER | HRCU-A-CB (Split System: Heat Pump with Remote Outdoor Unit-Air-Source) | 38MURAQ24AB3* |  |  | CNPV*3621AL* | 58TP*A070V17**16 | 24200 | 17 | 8.1 | 26200 | 23000 | 87.79% | 1.9 | 0 | 10.5 |  |  |  | No | R-410A | 2.0167 | Residential & Commercial | Ducted CEE Tier 1
214628166 | Central HP <5.4 tons | CARRIER | HRCU-A-CB (Split System: Heat Pump with Remote Outdoor Unit-Air-Source) | 38MURAQ24AB3* | ADP |  | V,C36H***P429 | 58S(B,C)*B070M14**12 | 23400 | 17 | 9 | 25200 | 26000 | 103.2% | 2.24 | 0 | 10 |  |  |  | No | R-410A | 1.95 | Residential & Commercial | Ducted CEE Tier 1
214628168 | Central HP <5.4 tons | CARRIER | HRCU-A-CB (Split System: Heat Pump with Remote Outdoor Unit-Air-Source) | 38MURAQ24AB3* | ADP |  | A24VBA+TXV | 58S(B,C)*B070M14**12 | 23400 | 17 | 9 | 25200 | 26000 | 103.2% | 2.24 | 0 | 10 |  |  |  | No | R-410A | 1.95 | Residential & Commercial | Ducted CEE Tier 1
214628201 | Central HP <5.4 tons | CARRIER | HRCU-A-CB (Split System: Heat Pump with Remote Outdoor Unit-Air-Source) | 38MURAQ24AB3* | ADP |  | A36VCA+TXV | 58S(B,C)*B070M17**16 | 23600 | 17 | 8.5 | 24800 | 24000 | 96.77% | 2.02 | 0 | 10.5 |  |  |  | No | R-410A | 1.9667 | Residential & Commercial | Ducted CEE Tier 1
214573640 | Central HP <5.4 tons | HEIL | HRCU-A-CB (Split System: Heat Pump with Remote Outdoor Unit-Air-Source) | HVH837GKA2* |  |  | EA*4X36L21A*+WALLCON | *97CMN0602120B* | 31400 | 17 | 8.1 | 33200 | 24400 | 73.49% | 1.84 | 0 | 10.5 |  |  |  | No | R-410A | 2.6167 | Residential & Commercial | Ducted CEE Tier 1
210470255 | Central HP <5.4 tons | HEIL | HRCU-A-CB (Split System: Heat Pump with Remote Outdoor Unit-Air-Source) | HVH837GKA2* |  |  | EA*4X60L24A*+WALLCON | *80CSU1002120A* | 32800 | 17 | 8.1 | 32000 | 24800 | 77.5% | 1.96 | 0 | 11 |  |  |  | No | R-410A | 2.7333 | Residential & Commercial | Ducted CEE Tier 1
210470321 | Central HP <5.4 tons | HEIL | HRCU-A-CB (Split System: Heat Pump with Remote Outdoor Unit-Air-Source) | HVH837GKA2* |  |  | EA*4X60L24A*+WALLCON | *97CMN1202422A* | 32800 | 17.5 | 8.5 | 32000 | 24800 | 77.5% | 1.98 | 0 | 11.7 |  |  |  | No | R-410A | 2.7333 | Residential & Commercial | Ducted CEE Tier 1
211227064 | Central HP <5.4 tons | TEMPSTAR | HRCU-A-CB (Split System: Heat Pump with Remote Outdoor Unit-Air-Source) | DLCURAH36ABK |  |  | EA*4X37L21A* | *95ESN0802120A* | 37200 | 15.5 | 8.5 | 38500 | 35000 | 90.91% | 2.12 | 0 | 10 |  |  |  | No | R-410A | 3.1 | Residential & Commercial | Ducted CEE Tier 1
211227363 | Central HP <5.4 tons | TEMPSTAR | HRCU-A-CB (Split System: Heat Pump with Remote Outdoor Unit-Air-Source) | DLCURAH36ABK |  |  | EA*4X42L21A* | *80ES(N,L)0902120A* | 36000 | 16 | 8.1 | 39500 | 35000 | 88.61% | 1.9 | 0 | 10 |  |  |  | No | R-410A | 3 | Residential & Commercial | Ducted CEE Tier 1
213081461 | Central HP <5.4 tons | ECO-AIR | HRCU-A-CB (Split System: Heat Pump with Remote Outdoor Unit-Air-Source) | MOE31U-36HFN1-M |  |  | MVBE-36HWFN1-ML3E |  | 36000 | 17.6 | 9.2 | 38000 | 33400 | 87.89% | 1.81 | 0 | 10.2 |  |  |  | No | R-410A | 3 | Residential & Commercial | Ducted CEE Tier 1
216453166 | Central HP <5.4 tons | AMERICAN STANDARD | HRCU-A-CB (Split System: Heat Pump with Remote Outdoor Unit-Air-Source) | 5A6V0X48A1 |  |  | 5PX*D008AS3 | S8V2C100M5PCB | 45000 | 20 | 9.7 | 47500 | 34000 | 71.58% | 2.1 | 0 | 11.7 |  |  |  | No | R-454B | 3.75 | Residential & Commercial | Ducted CEE Tier 1
214630371 | Central HP <5.4 tons | CARRIER | HRCU-A-CB (Split System: Heat Pump with Remote Outdoor Unit-Air-Source) | 25VNA825A*032* | ADP |  | C36A***L159 | 58CU*A060C17**16 | 23600 | 17 | 8.1 | 19400 | 16200 | 83.51% | 2.02 | 0 | 10.5 |  |  |  | No | R-410A | 1.9667 | Residential & Commercial | Ducted CEE Tier 1
214630390 | Central HP <5.4 tons | CARRIER | HRCU-A-CB (Split System: Heat Pump with Remote Outdoor Unit-Air-Source) | 25VNA825A*032* | ADP |  | V,C36H175P159 | 59CU5B060C17**16 | 23600 | 16 | 8.1 | 19800 | 16300 | 82.32% | 1.96 | 0 | 11 |  |  |  | No | R-410A | 1.9667 | Residential & Commercial | Ducted CEE Tier 1
214630421 | Central HP <5.4 tons | CARRIER | HRCU-A-CB (Split System: Heat Pump with Remote Outdoor Unit-Air-Source) | 25VNA825A*032* | ADP |  | V,C36H175P159 | 59TN6B060C17**14 | 23800 | 16 | 8.1 | 19400 | 16200 | 83.51% | 2 | 0 | 11 |  |  |  | No | R-410A | 1.9833 | Residential & Commercial | Ducted CEE Tier 1
214630439 | Central HP <5.4 tons | CARRIER | HRCU-A-CB (Split System: Heat Pump with Remote Outdoor Unit-Air-Source) | 25VNA825A*032* | ADP |  | PL36H175P159 | 59TN6C060C17**14 | 23600 | 16 | 8.1 | 19800 | 16300 | 82.32% | 1.98 | 0 | 11 |  |  |  | No | R-410A | 1.9667 | Residential & Commercial | Ducted CEE Tier 1
214630351 | Central HP <5.4 tons | CARRIER | HRCU-A-CB (Split System: Heat Pump with Remote Outdoor Unit-Air-Source) | 25VNA825A*032* | ADP |  | PL36H210P749 | 58CU*A040C17**12 | 23800 | 17 | 8.1 | 19800 | 16200 | 81.82% | 1.96 | 0 | 11 |  |  |  | No | R-410A | 1.9833 | Residential & Commercial | Ducted CEE Tier 1
214864381 | Central HP <5.4 tons | COLEMAN | HRCU-A-CB (Split System: Heat Pump with Remote Outdoor Unit-Air-Source) | HMH72B341 | ASPEN |  | AE*S+CM36A34+TDR |  | 31400 | 18.3 | 8.4 | 33000 | 23200 | 70.3% | 2.1 | 0 | 10.3 |  |  |  | No | R-410A | 2.6167 | Residential & Commercial | Ducted CEE Tier 1
214630467 | Central HP <5.4 tons | CARRIER | HRCU-A-CB (Split System: Heat Pump with Remote Outdoor Unit-Air-Source) | 25VNA837A*030* | ADP |  | PL36H210P299 | 59CU5B060C17**16 | 32200 | 17 | 8.1 | 31400 | 24600 | 78.34% | 1.94 | 0 | 11.5 |  |  |  | No | R-410A | 2.6833 | Residential & Commercial | Ducted CEE Tier 1
214627581 | Central HP <5.4 tons | CARRIER | HRCU-A-CB (Split System: Heat Pump with Remote Outdoor Unit-Air-Source) | 38MURAQ18AB3* | ADP |  | PL36H175P159 | 58TP*B070V14**12 | 17600 | 16 | 8.5 | 16900 | 18700 | 110.7% | 2.3 | 0 | 11 |  |  |  | No | R-410A | 1.4667 | Residential & Commercial | Ducted CEE Tier 1
214627633 | Central HP <5.4 tons | CARRIER | HRCU-A-CB (Split System: Heat Pump with Remote Outdoor Unit-Air-Source) | 38MURAQ18AB3* | ADP |  | A24VBA+TXV | 59SC6A026M14**10 | 17000 | 20 | 8.1 | 16700 | 18800 | 112.6% | 2.3 | 0 | 10 |  |  |  | No | R-410A | 1.4167 | Residential & Commercial | Ducted CEE Tier 1
214627646 | Central HP <5.4 tons | CARRIER | HRCU-A-CB (Split System: Heat Pump with Remote Outdoor Unit-Air-Source) | 38MURAQ18AB3* | ADP |  | PL36H175P159 | 59SC6A026M14**10 | 17300 | 20 | 8.1 | 16700 | 18800 | 112.6% | 2.3 | 0 | 10.5 |  |  |  | No | R-410A | 1.4417 | Residential & Commercial | Ducted CEE Tier 1
214627713 | Central HP <5.4 tons | CARRIER | HRCU-A-CB (Split System: Heat Pump with Remote Outdoor Unit-Air-Source) | 38MURAQ18AB3* | ADP |  | C36A***L159 | 59SC6A040M17**12 | 17500 | 15.2 | 8.5 | 17100 | 18800 | 109.9% | 2.3 | 0 | 10.5 |  |  |  | No | R-410A | 1.4583 | Residential & Commercial | Ducted CEE Tier 1
214628231 | Central HP <5.4 tons | CARRIER | HRCU-A-CB (Split System: Heat Pump with Remote Outdoor Unit-Air-Source) | 38MURAQ24AB3* | ADP |  | PL36H210P749 | 58S(B,C)*B070M21**16 | 23800 | 17 | 8.5 | 24800 | 23600 | 95.16% | 2 | 0 | 10.5 |  |  |  | No | R-410A | 1.9833 | Residential & Commercial | Ducted CEE Tier 1
214628234 | Central HP <5.4 tons | CARRIER | HRCU-A-CB (Split System: Heat Pump with Remote Outdoor Unit-Air-Source) | 38MURAQ24AB3* | ADP |  | C36A***L159 | 58S(B,C)*B070M21**16 | 23800 | 17 | 8.5 | 24800 | 23600 | 95.16% | 2 | 0 | 10.5 |  |  |  | No | R-410A | 1.9833 | Residential & Commercial | Ducted CEE Tier 1
214628349 | Central HP <5.4 tons | CARRIER | HRCU-A-CB (Split System: Heat Pump with Remote Outdoor Unit-Air-Source) | 38MURAQ24AB3* | ADP |  | PL36H175P159 | 59SC6A040M14**10 | 23600 | 16 | 8.5 | 24600 | 23600 | 95.93% | 1.98 | 0 | 10 |  |  |  | No | R-410A | 1.9667 | Residential & Commercial | Ducted CEE Tier 1
212972676 | Central HP <5.4 tons | COMFORTMAKER | HRCU-A-CB (Split System: Heat Pump with Remote Outdoor Unit-Air-Source) | DLCURAH18ABK |  |  | EA*4X24L14A* | *96VSN0401410B* | 17200 | 16 | 8.5 | 18200 | 19400 | 106.6% | 2.34 | 0 | 10 |  |  |  | No | R-410A | 1.4333 | Residential & Commercial | Ducted CEE Tier 1
214630403 | Central HP <5.4 tons | CARRIER | HRCU-A-CB (Split System: Heat Pump with Remote Outdoor Unit-Air-Source) | 25VNA825A*032* | ADP |  | PL36H210P749 | 59MN7B060C21**20 | 23600 | 16 | 8.1 | 19800 | 16300 | 82.32% | 1.94 | 0 | 11 |  |  |  | No | R-410A | 1.9667 | Residential & Commercial | Ducted CEE Tier 1
215849779 | Central HP <5.4 tons | COLEMAN | HRCU-A-CB (Split System: Heat Pump with Remote Outdoor Unit-Air-Source) | HH824E2S11 | ASPEN |  | D(A,C,E)36A3K+TDR | CP9C080B12MP13 | 22200 | 17 | 9 | 22600 | 18300 | 80.97% | 2 | 0 | 12 |  |  |  | No | R-454B | 1.85 | Residential & Commercial | Ducted CEE Tier 1
215849831 | Central HP <5.4 tons | COLEMAN | HRCU-A-CB (Split System: Heat Pump with Remote Outdoor Unit-Air-Source) | HH824E2S11 | ASPEN |  | D(A,C,E)24C3K+TDR | TM8E040A12MP11 | 21000 | 16.5 | 8.5 | 22600 | 17200 | 76.11% | 2 | 0 | 11.7 |  |  |  | No | R-454B | 1.75 | Residential & Commercial | Ducted CEE Tier 1
215849996 | Central HP <5.4 tons | COLEMAN | HRCU-A-CB (Split System: Heat Pump with Remote Outdoor Unit-Air-Source) | HH824E2S11 | ASPEN |  | C(A,C,D,E)24A3K+TDR | TM9V080B12MP12 | 21600 | 17 | 8.1 | 22600 | 18300 | 80.97% | 2 | 0 | 12 |  |  |  | No | R-454B | 1.8 | Residential & Commercial | Ducted CEE Tier 1
215850014 | Central HP <5.4 tons | COLEMAN | HRCU-A-CB (Split System: Heat Pump with Remote Outdoor Unit-Air-Source) | HH824E2S11 | ASPEN |  | D(A,C,E)24C3K+TDR | TM9Y040A10MP11 | 21000 | 16.5 | 8.1 | 22600 | 17300 | 76.55% | 2 | 0 | 10.5 |  |  |  | No | R-454B | 1.75 | Residential & Commercial | Ducted CEE Tier 1
215850083 | Central HP <5.4 tons | COLEMAN | HRCU-A-CB (Split System: Heat Pump with Remote Outdoor Unit-Air-Source) | HH824E2S11 | ASPEN |  | C(A,C,D,E)24A3K+TDR | TMLE100B12MP11 | 21600 | 17 | 8.1 | 22600 | 18000 | 79.65% | 2 | 0 | 12 |  |  |  | No | R-454B | 1.8 | Residential & Commercial | Ducted CEE Tier 1
215850182 | Central HP <5.4 tons | COLEMAN | HRCU-A-CB (Split System: Heat Pump with Remote Outdoor Unit-Air-Source) | HH824E2S11 | ASPEN |  | C(A,C,D,E)24A3K+TDR | Z8ET080B12LMPS1 | 21600 | 18 | 8.1 | 22400 | 18500 | 82.59% | 2 | 0 | 12 |  |  |  | No | R-454B | 1.8 | Residential & Commercial | Ducted CEE Tier 1
214626945 | Central HP <5.4 tons | CARRIER | HRCU-A-CB (Split System: Heat Pump with Remote Outdoor Unit-Air-Source) | 25VNA436A*031* | ADP |  | V,C36H175P149 | 58CU*A040C17**12 | 33000 | 20 | 9 | 33600 | 25600 | 76.19% | 2.04 | 0 | 12 |  |  |  | No | R-410A | 2.75 | Residential & Commercial | Ducted CEE Tier 1
212625961 | Central HP <5.4 tons | COLEMAN | HRCU-A-CB (Split System: Heat Pump with Remote Outdoor Unit-Air-Source) | HMH72B341 | ASPEN |  | D(A,C,E)48B36+TDR | TM9E100C20MP12 | 32600 | 15.5 | 8.1 | 33200 | 27000 | 81.33% | 2.43 | 0 | 10 |  |  |  | No | R-410A | 2.7167 | Residential & Commercial | Ducted CEE Tier 1
214629087 | Central HP <5.4 tons | CARRIER | HRCU-A-CB (Split System: Heat Pump with Remote Outdoor Unit-Air-Source) | 38MURAQ36AB3* | ADP |  | C36A***L139 | 58S(B,C)*B090M17**14 | 35200 | 16 | 8.1 | 36800 | 34600 | 94.02% | 1.88 | 0 | 10 |  |  |  | No | R-410A | 2.9333 | Residential & Commercial | Ducted CEE Tier 1
215851164 | Central HP <5.4 tons | COLEMAN | HRCU-A-CB (Split System: Heat Pump with Remote Outdoor Unit-Air-Source) | HH860E2S11 | ASPEN |  | C(A,C,D,E)60B3K+TDR | TP9C120D20MP13 | 41500 | 18 | 8.5 | 44000 | 33400 | 75.91% | 2 | 0 | 11.5 |  |  |  | No | R-454B | 3.4583 | Residential & Commercial | Ducted CEE Tier 1
215851364 | Central HP <5.4 tons | COLEMAN | HRCU-A-CB (Split System: Heat Pump with Remote Outdoor Unit-Air-Source) | HH860E2S11 | ASPEN |  | C(A,C,D,E)48A3K+TDR | Z9ES120D20SMPS1 | 42000 | 17.5 | 8.1 | 46500 | 34200 | 73.55% | 2 | 0 | 11.2 |  |  |  | No | R-454B | 3.5 | Residential & Commercial | Ducted CEE Tier 1
216055376 | Central HP <5.4 tons | LUXAIRE | HRCU-A-CB (Split System: Heat Pump with Remote Outdoor Unit-Air-Source) | HH860E2S11 | ASPEN |  | C(A,C,D,E)48A3K+TDR | TPLC100C16MP13 | 39500 | 16.5 | 8.1 | 43500 | 33400 | 76.78% | 2 | 0 | 11.2 |  |  |  | No | R-454B | 3.2917 | Residential & Commercial | Ducted CEE Tier 1
216055393 | Central HP <5.4 tons | LUXAIRE | HRCU-A-CB (Split System: Heat Pump with Remote Outdoor Unit-Air-Source) | HH860E2S11 | ASPEN |  | D(A,C,E)60A3K+TDR | Z8ES100C16SMPS1 | 41000 | 17 | 8.5 | 43500 | 33200 | 76.32% | 2 | 0 | 11.7 |  |  |  | No | R-454B | 3.4167 | Residential & Commercial | Ducted CEE Tier 1
216055396 | Central HP <5.4 tons | LUXAIRE | HRCU-A-CB (Split System: Heat Pump with Remote Outdoor Unit-Air-Source) | HH860E2S11 | ASPEN |  | D(A,C,E)60A3K+TDR | Z8ES100C20SMPS1 | 41500 | 18 | 8.5 | 44000 | 33400 | 75.91% | 2 | 0 | 11.7 |  |  |  | No | R-454B | 3.4583 | Residential & Commercial | Ducted CEE Tier 1
215850852 | Central HP <5.4 tons | COLEMAN | HRCU-A-CB (Split System: Heat Pump with Remote Outdoor Unit-Air-Source) | HH860E2S11 | ASPEN |  | C(A,C,D,E)48A3K+TDR | TM8Y100C16MP11 | 40000 | 17.5 | 8.1 | 43500 | 33400 | 76.78% | 2 | 0 | 11.2 |  |  |  | No | R-454B | 3.3333 | Residential & Commercial | Ducted CEE Tier 1
215850885 | Central HP <5.4 tons | COLEMAN | HRCU-A-CB (Split System: Heat Pump with Remote Outdoor Unit-Air-Source) | HH860E2S11 | ASPEN |  | C(A,C,D,E)60A3K+TDR | TM9E080C16MP12 | 41000 | 18 | 8.5 | 45000 | 34400 | 76.44% | 2 | 0 | 10.5 |  |  |  | No | R-454B | 3.4167 | Residential & Commercial | Ducted CEE Tier 1
215851016 | Central HP <5.4 tons | COLEMAN | HRCU-A-CB (Split System: Heat Pump with Remote Outdoor Unit-Air-Source) | HH860E2S11 | ASPEN |  | C(A,C,D,E)60A3K+TDR | TMLE080C16MP11 | 41000 | 18 | 8.5 | 45000 | 34200 | 76% | 2 | 0 | 10.5 |  |  |  | No | R-454B | 3.4167 | Residential & Commercial | Ducted CEE Tier 1
215850197 | Central HP <5.4 tons | COLEMAN | HRCU-A-CB (Split System: Heat Pump with Remote Outdoor Unit-Air-Source) | HH824E2S11 | ASPEN |  | D(A,C,E)36A3K+TDR | Z9ES060A10SMPS1 | 20800 | 17.5 | 8.1 | 22800 | 17600 | 77.19% | 2 | 0 | 11.7 |  |  |  | No | R-454B | 1.7333 | Residential & Commercial | Ducted CEE Tier 1
215850217 | Central HP <5.4 tons | COLEMAN | HRCU-A-CB (Split System: Heat Pump with Remote Outdoor Unit-Air-Source) | HH824E2S11 | ASPEN |  | D(A,C,E)24C3K+TDR | Z9ES080B12SMPS1 | 22400 | 17 | 8.5 | 22600 | 18100 | 80.09% | 2 | 0 | 12 |  |  |  | No | R-454B | 1.8667 | Residential & Commercial | Ducted CEE Tier 1
216054642 | Central HP <5.4 tons | COLEMAN | HRCU-A-CB (Split System: Heat Pump with Remote Outdoor Unit-Air-Source) | HH824E2S11 | ASPEN |  | D(A,C,E)24B3K+TDR | Z8ES080B12SMPS1 | 22000 | 18 | 8.5 | 22600 | 18500 | 81.86% | 2 | 0 | 12 |  |  |  | No | R-454B | 1.8333 | Residential & Commercial | Ducted CEE Tier 1
216054660 | Central HP <5.4 tons | COLEMAN | HRCU-A-CB (Split System: Heat Pump with Remote Outdoor Unit-Air-Source) | HH824E2S11 | ASPEN |  | D(A,C,E)36A4K+TDR | Z9ES026A08SMPS1 | 21200 | 17.5 | 8.1 | 23000 | 17300 | 75.22% | 2 | 0 | 11.7 |  |  |  | No | R-454B | 1.7667 | Residential & Commercial | Ducted CEE Tier 1
211261935 | Central HP <5.4 tons | COMFORTMAKER | HRCU-A-CB (Split System: Heat Pump with Remote Outdoor Unit-Air-Source) | DLCURAH18ABK |  |  | EA*4X30L17A* | *96VTN0601412A* | 18000 | 16 | 8.5 | 18600 | 18500 | 99.46% | 2.22 | 0 | 10.5 |  |  |  | No | R-410A | 1.5 | Residential & Commercial | Ducted CEE Tier 1
211261978 | Central HP <5.4 tons | COMFORTMAKER | HRCU-A-CB (Split System: Heat Pump with Remote Outdoor Unit-Air-Source) | DLCURAH18ABK |  |  | EA*4X30L17A* | *96VTN0601714A* | 17800 | 16 | 8.5 | 18400 | 18500 | 100.5% | 2.22 | 0 | 10.5 |  |  |  | No | R-410A | 1.4833 | Residential & Commercial | Ducted CEE Tier 1
211262162 | Central HP <5.4 tons | COMFORTMAKER | HRCU-A-CB (Split System: Heat Pump with Remote Outdoor Unit-Air-Source) | DLCURAH18ABK |  |  | EA*4X30L17A* | *80ES(N,L)0701412A* | 17800 | 16.5 | 8.5 | 18200 | 18500 | 101.6% | 2.22 | 0 | 10.5 |  |  |  | No | R-410A | 1.4833 | Residential & Commercial | Ducted CEE Tier 1
213206420 | Central HP <5.4 tons | CARRIER | HRCU-A-CB (Split System: Heat Pump with Remote Outdoor Unit-Air-Source) | 38MURAQ24AB3* | ASPEN |  | D(A,C,E)36C34+TDR | 59SC2D040E17**12 | 23800 | 16 | 8.1 | 26000 | 20400 | 78.46% | 2.86 | 0 | 10 |  |  |  | No | R-410A | 1.9833 | Residential & Commercial | Ducted CEE Tier 1
213206485 | Central HP <5.4 tons | CARRIER | HRCU-A-CB (Split System: Heat Pump with Remote Outdoor Unit-Air-Source) | 38MURAQ24AB3* | ASPEN |  | D(A,C,E)30C44+TDR | 59SC5B026E14**10 | 23200 | 16.5 | 8.1 | 25800 | 20000 | 77.52% | 2.86 | 0 | 10 |  |  |  | No | R-410A | 1.9333 | Residential & Commercial | Ducted CEE Tier 1
213206488 | Central HP <5.4 tons | CARRIER | HRCU-A-CB (Split System: Heat Pump with Remote Outdoor Unit-Air-Source) | 38MURAQ24AB3* | ASPEN |  | D(A,C,E)36B34+TDR | 59SC5B026E14**10 | 23200 | 16.5 | 8.1 | 25800 | 20000 | 77.52% | 2.86 | 0 | 10 |  |  |  | No | R-410A | 1.9333 | Residential & Commercial | Ducted CEE Tier 1
211261792 | Central HP <5.4 tons | COMFORTMAKER | HRCU-A-CB (Split System: Heat Pump with Remote Outdoor Unit-Air-Source) | DLCURAH18ABK |  |  | EA*4X30L17A* | *96VTN0401712A* | 17900 | 15.5 | 8.5 | 18500 | 18500 | 100% | 2.22 | 0 | 10.5 |  |  |  | No | R-410A | 1.4917 | Residential & Commercial | Ducted CEE Tier 1
215851034 | Central HP <5.4 tons | COLEMAN | HRCU-A-CB (Split System: Heat Pump with Remote Outdoor Unit-Air-Source) | HH860E2S11 | ASPEN |  | C(A,C,D,E)48A3K+TDR | TMLE100C16MP11 | 40000 | 17.5 | 8.1 | 45000 | 34200 | 76% | 2 | 0 | 10.5 |  |  |  | No | R-454B | 3.3333 | Residential & Commercial | Ducted CEE Tier 1
215851036 | Central HP <5.4 tons | COLEMAN | HRCU-A-CB (Split System: Heat Pump with Remote Outdoor Unit-Air-Source) | HH860E2S11 | ASPEN |  | C(A,C,D,E)60A3K+TDR | TMLE100C16MP11 | 41000 | 18 | 8.5 | 45000 | 34200 | 76% | 2 | 0 | 10.5 |  |  |  | No | R-454B | 3.4167 | Residential & Commercial | Ducted CEE Tier 1
215851166 | Central HP <5.4 tons | COLEMAN | HRCU-A-CB (Split System: Heat Pump with Remote Outdoor Unit-Air-Source) | HH860E2S11 | ASPEN |  | D(A,C,E)60A3K+TDR | TP9C120D20MP13 | 41000 | 17.5 | 8.1 | 44000 | 33400 | 75.91% | 2 | 0 | 11.5 |  |  |  | No | R-454B | 3.4167 | Residential & Commercial | Ducted CEE Tier 1
215850633 | Central HP <5.4 tons | COLEMAN | HRCU-A-CB (Split System: Heat Pump with Remote Outdoor Unit-Air-Source) | HH860E2S11 | ASPEN |  | C(A,C,D,E)48A3K+TDR | CP9C100C20MP13 | 40000 | 17.5 | 8.1 | 45000 | 33800 | 75.11% | 2 | 0 | 10.5 |  |  |  | No | R-454B | 3.3333 | Residential & Commercial | Ducted CEE Tier 1
215850685 | Central HP <5.4 tons | COLEMAN | HRCU-A-CB (Split System: Heat Pump with Remote Outdoor Unit-Air-Source) | HH860E2S11 | ASPEN |  | C(A,C,D,E)60A3K+TDR | CPLC120C20MP13 | 41000 | 18 | 8.5 | 45000 | 33800 | 75.11% | 2 | 0 | 10.5 |  |  |  | No | R-454B | 3.4167 | Residential & Commercial | Ducted CEE Tier 1
215850766 | Central HP <5.4 tons | COLEMAN | HRCU-A-CB (Split System: Heat Pump with Remote Outdoor Unit-Air-Source) | HH860E2S11 | ASPEN |  | C(A,C,D,E)60B3K+TDR | TM8E100C20MP11 | 42500 | 17 | 8.5 | 46500 | 35000 | 75.27% | 2 | 0 | 11 |  |  |  | No | R-454B | 3.5417 | Residential & Commercial | Ducted CEE Tier 1
216055992 | Central HP <5.4 tons | CHAMPION HEATING AND COOLING | HRCU-A-CB (Split System: Heat Pump with Remote Outdoor Unit-Air-Source) | HH860E2S11 | ASPEN |  | C(A,C,D,E)60A3K+TDR | Z8ES080C16SMPS1 | 41500 | 18 | 8.5 | 44000 | 33400 | 75.91% | 2 | 0 | 11.7 |  |  |  | No | R-454B | 3.4583 | Residential & Commercial | Ducted CEE Tier 1
216056001 | Central HP <5.4 tons | CHAMPION HEATING AND COOLING | HRCU-A-CB (Split System: Heat Pump with Remote Outdoor Unit-Air-Source) | HH860E2S11 | ASPEN |  | C(A,C,D,E)60A3K+TDR | Z8ES100C20SMPS1 | 41500 | 18 | 8.5 | 44000 | 33400 | 75.91% | 2 | 0 | 11.7 |  |  |  | No | R-454B | 3.4583 | Residential & Commercial | Ducted CEE Tier 1
212626047 | Central HP <5.4 tons | COLEMAN | HRCU-A-CB (Split System: Heat Pump with Remote Outdoor Unit-Air-Source) | HMH72B341 | ASPEN |  | D(A,C,E)48C36+TDR | TM8Y060A12MP11 | 33200 | 18 | 8.1 | 33400 | 27400 | 82.04% | 2.42 | 0 | 10 |  |  |  | No | R-410A | 2.7667 | Residential & Commercial | Ducted CEE Tier 1
212626081 | Central HP <5.4 tons | COLEMAN | HRCU-A-CB (Split System: Heat Pump with Remote Outdoor Unit-Air-Source) | HMH72B341 | ASPEN |  | D(A,C,E)42D36+TDR | TM8Y080B12MP11 | 33400 | 18 | 8.5 | 33400 | 27400 | 82.04% | 2.65 | 0 | 10 |  |  |  | No | R-410A | 2.7833 | Residential & Commercial | Ducted CEE Tier 1
214629334 | Central HP <5.4 tons | CARRIER | HRCU-A-CB (Split System: Heat Pump with Remote Outdoor Unit-Air-Source) | 38MURAQ36AB3* | ADP |  | PL36H210P299 | 59SU5B100M21**20 | 36200 | 16 | 8.1 | 36800 | 34600 | 94.02% | 2.02 | 0 | 10.5 |  |  |  | No | R-410A | 3.0167 | Residential & Commercial | Ducted CEE Tier 1
212499714 | Central HP <5.4 tons | LENNOX | HRCU-A-CB (Split System: Heat Pump with Remote Outdoor Unit-Air-Source) | EL22XPV-024-230A** | ADP |  | L*19/36S9 | EL280UH070E36A* | 24000 | 21 | 8.5 | 22000 | 15400 | 70% | 1.92 | 0 | 13.5 |  |  |  | No | R-410A | 2 | Residential & Commercial | Ducted CEE Tier 1
212499719 | Central HP <5.4 tons | LENNOX | HRCU-A-CB (Split System: Heat Pump with Remote Outdoor Unit-Air-Source) | EL22XPV-024-230A** | ADP |  | LP36/37R9 | EL280UH070XE36A* | 24000 | 21 | 8.5 | 22000 | 15400 | 70% | 1.92 | 0 | 13.5 |  |  |  | No | R-410A | 2 | Residential & Commercial | Ducted CEE Tier 1
212499737 | Central HP <5.4 tons | LENNOX | HRCU-A-CB (Split System: Heat Pump with Remote Outdoor Unit-Air-Source) | EL22XPV-024-230A** | ADP |  | L*19/36S9 | EL280UH090E36B* | 24000 | 21 | 8.5 | 22000 | 15400 | 70% | 1.92 | 0 | 13.5 |  |  |  | No | R-410A | 2 | Residential & Commercial | Ducted CEE Tier 1
211240532 | Central HP <5.4 tons | BRYANT HEATING AND COOLING SYSTEMS | HRCU-A-CB (Split System: Heat Pump with Remote Outdoor Unit-Air-Source) | 38MURAQ24AB3* |  |  | CAP**2417AL* | 926TB48080V17*** | 23800 | 16.5 | 8.5 | 26800 | 24000 | 89.55% | 1.98 | 0 | 10 |  |  |  | No | R-410A | 1.9833 | Residential & Commercial | Ducted CEE Tier 1
209270321 | Central HP <5.4 tons | ECO-AIR | HRCU-A-C (Split System: Heat Pump with Remote Outdoor Unit with No Indoor Fan --Air Source) | MOD30U-30HFN1-MR0(X) |  |  | MAC-36HWFN1-M |  | 30000 | 15.5 | 9.7 | 33000 | 27000 | 81.82% | 1.85 | 10.7 | 10.5 |  |  |  | No | R-410A | 2.5 | Residential & Commercial | Ducted CEE Tier 1
214626929 | Central HP <5.4 tons | CARRIER | HRCU-A-CB (Split System: Heat Pump with Remote Outdoor Unit-Air-Source) | 25VNA424A*031* | ADP |  | V,C36H175P139 | 59CU5A060C17**16 | 23400 | 20 | 10.5 | 25000 | 19500 | 78% | 2.44 | 0 | 13 |  |  |  | No | R-410A | 1.95 | Residential & Commercial | Ducted CEE Tier 1
215850651 | Central HP <5.4 tons | COLEMAN | HRCU-A-CB (Split System: Heat Pump with Remote Outdoor Unit-Air-Source) | HH860E2S11 | ASPEN |  | D(A,C,E)60B3K+TDR | CP9C120D20MP13 | 41500 | 17.5 | 8.1 | 44500 | 33400 | 75.06% | 2 | 0 | 11.5 |  |  |  | No | R-454B | 3.4583 | Residential & Commercial | Ducted CEE Tier 1
215850715 | Central HP <5.4 tons | COLEMAN | HRCU-A-CB (Split System: Heat Pump with Remote Outdoor Unit-Air-Source) | HH860E2S11 | ASPEN |  | C(A,C,D,E)60A3K+TDR | TL9E080C16UH11 | 41000 | 18 | 8.5 | 45500 | 34400 | 75.6% | 2 | 0 | 10.5 |  |  |  | No | R-454B | 3.4167 | Residential & Commercial | Ducted CEE Tier 1
215850733 | Central HP <5.4 tons | COLEMAN | HRCU-A-CB (Split System: Heat Pump with Remote Outdoor Unit-Air-Source) | HH860E2S11 | ASPEN |  | C(A,C,D,E)48A3K+TDR | TM8E080C16MP11 | 40000 | 17.5 | 8.1 | 45000 | 34200 | 76% | 2 | 0 | 10.5 |  |  |  | No | R-454B | 3.3333 | Residential & Commercial | Ducted CEE Tier 1
215850834 | Central HP <5.4 tons | COLEMAN | HRCU-A-CB (Split System: Heat Pump with Remote Outdoor Unit-Air-Source) | HH860E2S11 | ASPEN |  | C(A,C,D,E)60A3K+TDR | TM8V120C20MP12 | 41000 | 18 | 8.5 | 44500 | 33800 | 75.96% | 2 | 0 | 10.5 |  |  |  | No | R-454B | 3.4167 | Residential & Commercial | Ducted CEE Tier 1
215850883 | Central HP <5.4 tons | COLEMAN | HRCU-A-CB (Split System: Heat Pump with Remote Outdoor Unit-Air-Source) | HH860E2S11 | ASPEN |  | C(A,C,D,E)48A3K+TDR | TM9E080C16MP12 | 40000 | 17.5 | 8.1 | 45000 | 34400 | 76.44% | 2 | 0 | 10.5 |  |  |  | No | R-454B | 3.3333 | Residential & Commercial | Ducted CEE Tier 1
214626998 | Central HP <5.4 tons | CARRIER | HRCU-A-CB (Split System: Heat Pump with Remote Outdoor Unit-Air-Source) | 25VNA436A*031* | ADP |  | PL36H210P299 | 58CU*A100C21**20 | 33800 | 20 | 9 | 33200 | 25200 | 75.9% | 2.02 | 0 | 12 |  |  |  | No | R-410A | 2.8167 | Residential & Commercial | Ducted CEE Tier 1
214627065 | Central HP <5.4 tons | CARRIER | HRCU-A-CB (Split System: Heat Pump with Remote Outdoor Unit-Air-Source) | 25VNA436A*031* | ADP |  | PL36H210P749 | 59CU5A080C21**20 | 33000 | 19 | 9.5 | 33200 | 25400 | 76.51% | 2.04 | 0 | 12 |  |  |  | No | R-410A | 2.75 | Residential & Commercial | Ducted CEE Tier 1
215399931 | Central HP <5.4 tons | FRASER-JOHNSTON | HRCU-A-C (Split System: Heat Pump with Remote Outdoor Unit with No Indoor Fan --Air Source) | HH836E2S11 | ASPEN |  | C(A,C,D,E)48A3K+TDR |  | 30800 | 15.2 | 8.1 | 31000 | 31600 | 101.9% | 2.52 | 0 | 10 |  |  |  | No | R-454B | 2.5667 | Residential & Commercial | Ducted CEE Tier 1
215850584 | Central HP <5.4 tons | COLEMAN | HRCU-A-CB (Split System: Heat Pump with Remote Outdoor Unit-Air-Source) | HH836E2S11 | ASPEN |  | C(A,C,D,E)36B3K+TDR | Z8ES100C20SMPS1 | 31600 | 18 | 8.5 | 31800 | 25400 | 79.87% | 2 | 0 | 10.5 |  |  |  | No | R-454B | 2.6333 | Residential & Commercial | Ducted CEE Tier 1
212499796 | Central HP <5.4 tons | LENNOX | HRCU-A-CB (Split System: Heat Pump with Remote Outdoor Unit-Air-Source) | EL22XPV-024-230A** | ADP |  | LH35/36X9 | EL296UH070XV36B* | 23800 | 21 | 8.5 | 22000 | 15400 | 70% | 1.92 | 0 | 13.5 |  |  |  | No | R-410A | 1.9833 | Residential & Commercial | Ducted CEE Tier 1
212499819 | Central HP <5.4 tons | LENNOX | HRCU-A-CB (Split System: Heat Pump with Remote Outdoor Unit-Air-Source) | EL22XPV-024-230A** | ADP |  | LP25/36R9 | ML180UH045E36A* | 23400 | 21 | 8.5 | 21200 | 14900 | 70.28% | 1.86 | 0 | 13.5 |  |  |  | No | R-410A | 1.95 | Residential & Commercial | Ducted CEE Tier 1
212499839 | Central HP <5.4 tons | LENNOX | HRCU-A-CB (Split System: Heat Pump with Remote Outdoor Unit-Air-Source) | EL22XPV-024-230A** | ADP |  | L*19/36U9 | ML180UH045XE36A* | 23400 | 21 | 8.5 | 21200 | 14900 | 70.28% | 1.86 | 0 | 13.5 |  |  |  | No | R-410A | 1.95 | Residential & Commercial | Ducted CEE Tier 1
211240062 | Central HP <5.4 tons | CARRIER | HRCU-A-CB (Split System: Heat Pump with Remote Outdoor Unit-Air-Source) | 38MURAQ24AB3* |  |  | CNPV*3014AL* | 59TP6B040V14**10 | 23600 | 15.5 | 8.1 | 26200 | 23600 | 90.08% | 1.92 | 0 | 10 |  |  |  | No | R-410A | 1.9667 | Residential & Commercial | Ducted CEE Tier 1
211240128 | Central HP <5.4 tons | CARRIER | HRCU-A-CB (Split System: Heat Pump with Remote Outdoor Unit-Air-Source) | 38MURAQ24AB3* |  |  | CNPV*3617AL* | 58TP*A045V14**12 | 24200 | 16.5 | 8.1 | 26200 | 22800 | 87.02% | 1.88 | 0 | 10.5 |  |  |  | No | R-410A | 2.0167 | Residential & Commercial | Ducted CEE Tier 1
211240162 | Central HP <5.4 tons | CARRIER | HRCU-A-CB (Split System: Heat Pump with Remote Outdoor Unit-Air-Source) | 38MURAQ24AB3* |  |  | CNPV*3621AL* | 59SP6A100V21**20 | 23800 | 17 | 8.1 | 26000 | 23400 | 90% | 1.94 | 0 | 10.5 |  |  |  | No | R-410A | 1.9833 | Residential & Commercial | Ducted CEE Tier 1
211240194 | Central HP <5.4 tons | CARRIER | HRCU-A-CB (Split System: Heat Pump with Remote Outdoor Unit-Air-Source) | 38MURAQ24AB3* |  |  | CNPV*3621AL* | 58S(B,C)*A110E21**20 | 24800 | 16 | 8.5 | 26800 | 22200 | 82.84% | 1.82 | 0 | 10.5 |  |  |  | No | R-410A | 2.0667 | Residential & Commercial | Ducted CEE Tier 1
211239651 | Central HP <5.4 tons | CARRIER | HRCU-A-CB (Split System: Heat Pump with Remote Outdoor Unit-Air-Source) | 38MURAQ24AB3* |  |  | CAP**2414AL* | 58TP*A070V14**12 | 24000 | 16.5 | 8.5 | 26800 | 23800 | 88.81% | 1.96 | 0 | 10 |  |  |  | No | R-410A | 2 | Residential & Commercial | Ducted CEE Tier 1
211239660 | Central HP <5.4 tons | CARRIER | HRCU-A-CB (Split System: Heat Pump with Remote Outdoor Unit-Air-Source) | 38MURAQ24AB3* |  |  | CAP**2414AL* | 58S(B,C)*A070E14**12 | 24000 | 16.5 | 8.5 | 26800 | 24000 | 89.55% | 1.98 | 0 | 10 |  |  |  | No | R-410A | 2 | Residential & Commercial | Ducted CEE Tier 1
210470888 | Central HP <5.4 tons | HEIL | HRCU-A-CB (Split System: Heat Pump with Remote Outdoor Unit-Air-Source) | HVH837GKA2* |  |  | EN(A,D,W)4X60L24**+WALLCON | *95CSU1002122A* | 32800 | 18 | 8.1 | 32200 | 24600 | 76.4% | 1.98 | 0 | 12 |  |  |  | No | R-410A | 2.7333 | Residential & Commercial | Ducted CEE Tier 1
212976128 | Central HP <5.4 tons | COMFORTMAKER | HRCU-A-CB (Split System: Heat Pump with Remote Outdoor Unit-Air-Source) | DLCURAH24ABK |  |  | EN(A,D)4X36L21** | *96VTN0801716B* | 23400 | 16.5 | 8.1 | 25800 | 24200 | 93.8% | 2 | 0 | 10 |  |  |  | No | R-410A | 1.95 | Residential & Commercial | Ducted CEE Tier 1
214573660 | Central HP <5.4 tons | HEIL | HRCU-A-CB (Split System: Heat Pump with Remote Outdoor Unit-Air-Source) | HVH837GKA2* |  |  | EA*4X36L21A*+WALLCON | *96CTN0802120B* | 31600 | 17.5 | 8.1 | 32800 | 24200 | 73.78% | 1.86 | 0 | 11 |  |  |  | No | R-410A | 2.6333 | Residential & Commercial | Ducted CEE Tier 1
214061531 | Central HP <5.4 tons | ARMSTRONG AIR | HRCU-A-CB (Split System: Heat Pump with Remote Outdoor Unit-Air-Source) | 4SHP18LX136P | ADP |  | A36VDA+TXV | A97DF2E070B16 | 23600 | 18 | 8.5 | 22400 | 16900 | 75.45% | 2.22 | 0 | 12 |  |  |  | No | R-410A | 1.9667 | Residential & Commercial | Ducted CEE Tier 1
214080881 | Central HP <5.4 tons | ARMSTRONG AIR | HRCU-A-CB (Split System: Heat Pump with Remote Outdoor Unit-Air-Source) | 4SHP18LX136P | ADP |  | H,A,DG1K936 | A97DF2E070B16 | 23600 | 18 | 8.5 | 22400 | 16900 | 75.45% | 2.22 | 0 | 12 |  |  |  | No | R-410A | 1.9667 | Residential & Commercial | Ducted CEE Tier 1
215850950 | Central HP <5.4 tons | COLEMAN | HRCU-A-CB (Split System: Heat Pump with Remote Outdoor Unit-Air-Source) | HH860E2S11 | ASPEN |  | D(A,C,E)60A3K+TDR | TM9V100C16MP12 | 40500 | 16.5 | 8.1 | 43500 | 33200 | 76.32% | 2 | 0 | 11.2 |  |  |  | No | R-454B | 3.375 | Residential & Commercial | Ducted CEE Tier 1
215851082 | Central HP <5.4 tons | COLEMAN | HRCU-A-CB (Split System: Heat Pump with Remote Outdoor Unit-Air-Source) | HH860E2S11 | ASPEN |  | C(A,C,D,E)60B3K+TDR | TMLE130D20MP11 | 43000 | 17 | 8.5 | 46500 | 35200 | 75.7% | 2 | 0 | 11 |  |  |  | No | R-454B | 3.5833 | Residential & Commercial | Ducted CEE Tier 1
208130404 | Central HP <5.4 tons | ECO-AIR | HRCU-A-CB (Split System: Heat Pump with Remote Outdoor Unit-Air-Source) | MOD30U-30HFN1-MR0(X) |  |  | MVC-30HWFN1-M |  | 30000 | 16.2 | 8.9 | 33000 | 24000 | 72.73% | 1.8 | 11 | 10 |  |  |  | No | R-410A | 2.5 | Residential & Commercial | Ducted CEE Tier 1
211260703 | Central HP <5.4 tons | BRYANT HEATING AND COOLING SYSTEMS | HRCU-A-CB (Split System: Heat Pump with Remote Outdoor Unit-Air-Source) | 38MURAQ18AB3* |  |  | CAP**2517AL* | 926SA42060V17*** | 18200 | 16 | 8.5 | 18100 | 17600 | 97.24% | 2.12 | 0 | 11 |  |  |  | No | R-410A | 1.5167 | Residential & Commercial | Ducted CEE Tier 1
211261806 | Central HP <5.4 tons | BRYANT HEATING AND COOLING SYSTEMS | HRCU-A-CB (Split System: Heat Pump with Remote Outdoor Unit-Air-Source) | 38MURAQ18AB3* |  |  | CAP**3017AL* | 926TB48080V17*** | 17600 | 16 | 8.5 | 18100 | 18600 | 102.8% | 2.24 | 0 | 10.5 |  |  |  | No | R-410A | 1.4667 | Residential & Commercial | Ducted CEE Tier 1
211262090 | Central HP <5.4 tons | BRYANT HEATING AND COOLING SYSTEMS | HRCU-A-CB (Split System: Heat Pump with Remote Outdoor Unit-Air-Source) | 38MURAQ18AB3* |  |  | CAP**3017AL* | 912SD42060E17*** | 17900 | 16.5 | 8.5 | 18300 | 18500 | 101.1% | 2.22 | 0 | 10.5 |  |  |  | No | R-410A | 1.4917 | Residential & Commercial | Ducted CEE Tier 1
210426979 | Central HP <5.4 tons | MIDEA | HRCU-A-CB (Split System: Heat Pump with Remote Outdoor Unit-Air-Source) | MOVA-60HDN1-M20G | ADP |  | F,PE*TT4960 |  | 47000 | 18 | 9.5 | 46000 | 33200 | 72.17% | 2 | 10.5 | 12 |  |  |  | No | R-410A | 3.9167 | Residential & Commercial | Ducted CEE Tier 1
212500021 | Central HP <5.4 tons | LENNOX | HRCU-A-CB (Split System: Heat Pump with Remote Outdoor Unit-Air-Source) | EL22XPV-024-230A** | ADP |  | LP36/37R9 | ML196UH070XE48B* | 24000 | 16 | 8.2 | 22400 | 15700 | 70.09% | 1.88 | 0 | 12.5 |  |  |  | No | R-410A | 2 | Residential & Commercial | Ducted CEE Tier 1
212500023 | Central HP <5.4 tons | LENNOX | HRCU-A-CB (Split System: Heat Pump with Remote Outdoor Unit-Air-Source) | EL22XPV-024-230A** | ADP |  | L*18/36T9 | ML196UH070XE48B* | 24000 | 16 | 8.2 | 22400 | 15700 | 70.09% | 1.88 | 0 | 12.5 |  |  |  | No | R-410A | 2 | Residential & Commercial | Ducted CEE Tier 1
212500139 | Central HP <5.4 tons | LENNOX | HRCU-A-CB (Split System: Heat Pump with Remote Outdoor Unit-Air-Source) | EL22XPV-024-230A** | ADP |  | L*19/36S9 | SL297UH040NV36B* | 23800 | 21 | 8.5 | 22000 | 15400 | 70% | 1.92 | 0 | 13.5 |  |  |  | No | R-410A | 1.9833 | Residential & Commercial | Ducted CEE Tier 1
212500148 | Central HP <5.4 tons | LENNOX | HRCU-A-CB (Split System: Heat Pump with Remote Outdoor Unit-Air-Source) | EL22XPV-024-230A** | ADP |  | LH29/36F9 | SL297UH060NV36B* | 23800 | 20 | 8.5 | 22000 | 15400 | 70% | 1.9 | 0 | 13.5 |  |  |  | No | R-410A | 1.9833 | Residential & Commercial | Ducted CEE Tier 1
212500153 | Central HP <5.4 tons | LENNOX | HRCU-A-CB (Split System: Heat Pump with Remote Outdoor Unit-Air-Source) | EL22XPV-024-230A** | ADP |  | LP29/36X9 | SL297UH060NV36B* | 23800 | 20 | 8.5 | 22000 | 15400 | 70% | 1.9 | 0 | 13.5 |  |  |  | No | R-410A | 1.9833 | Residential & Commercial | Ducted CEE Tier 1
215850639 | Central HP <5.4 tons | COLEMAN | HRCU-A-CB (Split System: Heat Pump with Remote Outdoor Unit-Air-Source) | HH860E2S11 | ASPEN |  | D(A,C,E)60A3K+TDR | CP9C100C20MP13 | 41000 | 18 | 8.5 | 45000 | 33800 | 75.11% | 2 | 0 | 10.5 |  |  |  | No | R-454B | 3.4167 | Residential & Commercial | Ducted CEE Tier 1
215850705 | Central HP <5.4 tons | COLEMAN | HRCU-A-CB (Split System: Heat Pump with Remote Outdoor Unit-Air-Source) | HH860E2S11 | ASPEN |  | C(A,C,D,E)60A3K+TDR | TL8E100C20UH11 | 41500 | 18 | 8.5 | 45000 | 34000 | 75.56% | 2 | 0 | 11.5 |  |  |  | No | R-454B | 3.4583 | Residential & Commercial | Ducted CEE Tier 1
215850828 | Central HP <5.4 tons | COLEMAN | HRCU-A-CB (Split System: Heat Pump with Remote Outdoor Unit-Air-Source) | HH860E2S11 | ASPEN |  | D(A,C,E)60A3K+TDR | TM8V100C20MP12 | 41000 | 18 | 8.5 | 44500 | 33800 | 75.96% | 2 | 0 | 10.5 |  |  |  | No | R-454B | 3.4167 | Residential & Commercial | Ducted CEE Tier 1
215850921 | Central HP <5.4 tons | COLEMAN | HRCU-A-CB (Split System: Heat Pump with Remote Outdoor Unit-Air-Source) | HH860E2S11 | ASPEN |  | D(A,C,E)60B3K+TDR | TM9E100C20MP12 | 42500 | 17 | 8.5 | 46500 | 35000 | 75.27% | 2 | 0 | 11 |  |  |  | No | R-454B | 3.5417 | Residential & Commercial | Ducted CEE Tier 1
215850980 | Central HP <5.4 tons | COLEMAN | HRCU-A-CB (Split System: Heat Pump with Remote Outdoor Unit-Air-Source) | HH860E2S11 | ASPEN |  | D(A,C,E)60A3K+TDR | TM9Y080C16MP11 | 40500 | 17 | 8.5 | 44000 | 33800 | 76.82% | 2 | 0 | 10.5 |  |  |  | No | R-454B | 3.375 | Residential & Commercial | Ducted CEE Tier 1
215851028 | Central HP <5.4 tons | COLEMAN | HRCU-A-CB (Split System: Heat Pump with Remote Outdoor Unit-Air-Source) | HH860E2S11 | ASPEN |  | C(A,C,D,E)60B3K+TDR | TMLE080C20MP11 | 42500 | 17 | 8.5 | 46500 | 35000 | 75.27% | 2 | 0 | 11 |  |  |  | No | R-454B | 3.5417 | Residential & Commercial | Ducted CEE Tier 1
215851053 | Central HP <5.4 tons | COLEMAN | HRCU-A-CB (Split System: Heat Pump with Remote Outdoor Unit-Air-Source) | HH860E2S11 | ASPEN |  | D(A,C,E)60B3K+TDR | TMLE100C20MP11 | 42500 | 17 | 8.5 | 46500 | 35000 | 75.27% | 2 | 0 | 11 |  |  |  | No | R-454B | 3.5417 | Residential & Commercial | Ducted CEE Tier 1
215851055 | Central HP <5.4 tons | COLEMAN | HRCU-A-CB (Split System: Heat Pump with Remote Outdoor Unit-Air-Source) | HH860E2S11 | ASPEN |  | C(A,C,D,E)48A3K+TDR | TMLE120C16MP11 | 40000 | 17.5 | 8.1 | 45000 | 34200 | 76% | 2 | 0 | 10.5 |  |  |  | No | R-454B | 3.3333 | Residential & Commercial | Ducted CEE Tier 1
213386479 | Central HP <5.4 tons | ECO-AIR | HRCU-A-C (Split System: Heat Pump with Remote Outdoor Unit with No Indoor Fan --Air Source) | MOD30-24HFN1-MW |  |  | MVBM-24A18T3N1 |  | 24000 | 16.1 | 9.8 | 25000 | 20000 | 80% | 2 | 0 | 10.7 |  |  |  | No | R-410A | 2 | Residential & Commercial | Ducted CEE Tier 1
215850499 | Central HP <5.4 tons | COLEMAN | HRCU-A-CB (Split System: Heat Pump with Remote Outdoor Unit-Air-Source) | HH836E2S11 | ASPEN |  | C(A,C,D,E)36B3K+TDR | TMLE080C16MP11 | 31000 | 18 | 8.5 | 31000 | 25200 | 81.29% | 2 | 0 | 10.5 |  |  |  | No | R-454B | 2.5833 | Residential & Commercial | Ducted CEE Tier 1
215434134 | Central HP <5.4 tons | GOODMAN | HRCU-A-CB (Split System: Heat Pump with Remote Outdoor Unit-Air-Source) | GZV7SA2410A* |  |  | CHPEA3026*3A* | G*VT961005CNA* | 23200 | 19 | 8.6 | 23200 | 17000 | 73.28% | 2 | 0 | 11 |  |  |  | No | R-32 | 1.9333 | Residential & Commercial | Ducted CEE Tier 1
215931963 | Central HP <5.4 tons | TEMPSTAR | HRCU-A-CB (Split System: Heat Pump with Remote Outdoor Unit-Air-Source) | T5H3V36*K*AAA* |  |  | EA*5X24M17A*+WALLCON | *96CTN0601714B* | 31400 | 18.5 | 9.5 | 35000 | 26800 | 76.57% | 2 | 0 | 10 |  |  |  | No | R-454B | 2.6167 | Residential & Commercial | Ducted CEE Tier 1
215932133 | Central HP <5.4 tons | TEMPSTAR | HRCU-A-CB (Split System: Heat Pump with Remote Outdoor Unit-Air-Source) | T5H3V36*K*AAA* |  |  | EA*5X36M17A*+WALLCON | *96CTN0801714B* | 32200 | 19 | 9.5 | 35400 | 27200 | 76.84% | 1.98 | 0 | 10.5 |  |  |  | No | R-454B | 2.6833 | Residential & Commercial | Ducted CEE Tier 1
212985808 | Central HP <5.4 tons | COMFORTMAKER | HRCU-A-CB (Split System: Heat Pump with Remote Outdoor Unit-Air-Source) | DLCURAH24ABK |  |  | EA*4X36L17A* | *96MSN0261410A* | 23400 | 16.5 | 8.5 | 26200 | 24400 | 93.13% | 2.02 | 0 | 10 |  |  |  | No | R-410A | 1.95 | Residential & Commercial | Ducted CEE Tier 1
215464926 | Central HP <5.4 tons | ARMSTRONG AIR | HRCU-A-CB (Split System: Heat Pump with Remote Outdoor Unit-Air-Source) | 4SHP18LX136P | ADP |  | H,A,DP13(1,2)36+TXV | A96DS2V070B16 | 23600 | 18 | 8.5 | 22400 | 16200 | 72.32% | 2.16 | 0 | 12 |  |  |  | No | R-410A | 1.9667 | Residential & Commercial | Ducted CEE Tier 1
215464994 | Central HP <5.4 tons | ARMSTRONG AIR | HRCU-A-CB (Split System: Heat Pump with Remote Outdoor Unit-Air-Source) | 4SHP18LX136P | ADP |  | H,A,DP42(1,2)36+TXV | A97DS2V070B16 | 23200 | 18 | 8.35 | 22400 | 16200 | 72.32% | 2.12 | 0 | 12 |  |  |  | No | R-410A | 1.9333 | Residential & Commercial | Ducted CEE Tier 1
215465008 | Central HP <5.4 tons | ARMSTRONG AIR | HRCU-A-CB (Split System: Heat Pump with Remote Outdoor Unit-Air-Source) | 4SHP18LX136P | ADP |  | H,A,DP44(1,2)36+TXV | A97DSMV070B12 | 23600 | 19 | 8.5 | 22400 | 16100 | 71.88% | 2.18 | 0 | 12 |  |  |  | No | R-410A | 1.9667 | Residential & Commercial | Ducted CEE Tier 1
214630505 | Central HP <5.4 tons | CARRIER | HRCU-A-CB (Split System: Heat Pump with Remote Outdoor Unit-Air-Source) | 25VNA837A*031* | ADP |  | PL36H210P299 | 58CU*A060C17**16 | 32400 | 18 | 8.5 | 30600 | 24600 | 80.39% | 1.98 | 0 | 11 |  |  |  | No | R-410A | 2.7 | Residential & Commercial | Ducted CEE Tier 1
212984702 | Central HP <5.4 tons | COMFORTMAKER | HRCU-A-CB (Split System: Heat Pump with Remote Outdoor Unit-Air-Source) | DLCURAH18ABK |  |  | EA*4X19L17A* | *92MSN0801716A* | 18300 | 16.5 | 8.5 | 18200 | 17700 | 97.25% | 2.14 | 0 | 11 |  |  |  | No | R-410A | 1.525 | Residential & Commercial | Ducted CEE Tier 1
212985908 | Central HP <5.4 tons | COMFORTMAKER | HRCU-A-CB (Split System: Heat Pump with Remote Outdoor Unit-Air-Source) | DLCURAH18ABK |  |  | EA*4X25L17A* | *96MSN0261410A* | 17800 | 16.5 | 8.1 | 17700 | 17700 | 100% | 2.14 | 0 | 10.5 |  |  |  | No | R-410A | 1.4833 | Residential & Commercial | Ducted CEE Tier 1
215851280 | Central HP <5.4 tons | COLEMAN | HRCU-A-CB (Split System: Heat Pump with Remote Outdoor Unit-Air-Source) | HH860E2S11 | ASPEN |  | C(A,C,D,E)48A3K+TDR | Z8ES120C16SMPS1 | 40000 | 17.5 | 8.1 | 43000 | 33000 | 76.74% | 2 | 0 | 11.5 |  |  |  | No | R-454B | 3.3333 | Residential & Commercial | Ducted CEE Tier 1
215851321 | Central HP <5.4 tons | COLEMAN | HRCU-A-CB (Split System: Heat Pump with Remote Outdoor Unit-Air-Source) | HH860E2S11 | ASPEN |  | C(A,C,D,E)60A3K+TDR | Z9ES080C16SMPS1 | 41500 | 17.5 | 8.1 | 46500 | 33800 | 72.69% | 2 | 0 | 11.5 |  |  |  | No | R-454B | 3.4583 | Residential & Commercial | Ducted CEE Tier 1
215851339 | Central HP <5.4 tons | COLEMAN | HRCU-A-CB (Split System: Heat Pump with Remote Outdoor Unit-Air-Source) | HH860E2S11 | ASPEN |  | C(A,C,D,E)48A3K+TDR | Z9ES100C16SMPS1 | 41000 | 17.5 | 8.1 | 46500 | 34200 | 73.55% | 2 | 0 | 10.5 |  |  |  | No | R-454B | 3.4167 | Residential & Commercial | Ducted CEE Tier 1
216056042 | Central HP <5.4 tons | CHAMPION HEATING AND COOLING | HRCU-A-CB (Split System: Heat Pump with Remote Outdoor Unit-Air-Source) | HH860E2S11 | ASPEN |  | D(A,C,E)60A3K+TDR | Z9ES080C20SMPS1 | 41500 | 17.5 | 8.1 | 46000 | 33400 | 72.61% | 2 | 0 | 11.5 |  |  |  | No | R-454B | 3.4583 | Residential & Commercial | Ducted CEE Tier 1
215850689 | Central HP <5.4 tons | COLEMAN | HRCU-A-CB (Split System: Heat Pump with Remote Outdoor Unit-Air-Source) | HH860E2S11 | ASPEN |  | D(A,C,E)60A3K+TDR | CPLC120C20MP13 | 41000 | 18 | 8.5 | 45000 | 33800 | 75.11% | 2 | 0 | 10.5 |  |  |  | No | R-454B | 3.4167 | Residential & Commercial | Ducted CEE Tier 1
215850844 | Central HP <5.4 tons | COLEMAN | HRCU-A-CB (Split System: Heat Pump with Remote Outdoor Unit-Air-Source) | HH860E2S11 | ASPEN |  | C(A,C,D,E)60A3K+TDR | TM8Y080C16MP11 | 41000 | 17 | 8.1 | 43500 | 33400 | 76.78% | 2 | 0 | 11 |  |  |  | No | R-454B | 3.4167 | Residential & Commercial | Ducted CEE Tier 1
215850928 | Central HP <5.4 tons | COLEMAN | HRCU-A-CB (Split System: Heat Pump with Remote Outdoor Unit-Air-Source) | HH860E2S11 | ASPEN |  | C(A,C,D,E)60B3K+TDR | TM9E120D20MP12 | 42000 | 17 | 8.5 | 46500 | 35000 | 75.27% | 2 | 0 | 11 |  |  |  | No | R-454B | 3.5 | Residential & Commercial | Ducted CEE Tier 1
215850946 | Central HP <5.4 tons | COLEMAN | HRCU-A-CB (Split System: Heat Pump with Remote Outdoor Unit-Air-Source) | HH860E2S11 | ASPEN |  | C(A,C,D,E)60A3K+TDR | TM9V100C16MP12 | 40500 | 16.5 | 8.1 | 43500 | 33200 | 76.32% | 2 | 0 | 11.2 |  |  |  | No | R-454B | 3.375 | Residential & Commercial | Ducted CEE Tier 1
215850964 | Central HP <5.4 tons | COLEMAN | HRCU-A-CB (Split System: Heat Pump with Remote Outdoor Unit-Air-Source) | HH860E2S11 | ASPEN |  | C(A,C,D,E)48A3K+TDR | TM9V120D20MP12 | 40000 | 17.5 | 8.1 | 44000 | 33400 | 75.91% | 2 | 0 | 11.2 |  |  |  | No | R-454B | 3.3333 | Residential & Commercial | Ducted CEE Tier 1
215851107 | Central HP <5.4 tons | COLEMAN | HRCU-A-CB (Split System: Heat Pump with Remote Outdoor Unit-Air-Source) | HH860E2S11 | ASPEN |  | C(A,C,D,E)60A3K+TDR | TMLV120C20MP12 | 41000 | 18 | 8.5 | 44500 | 33800 | 75.96% | 2 | 0 | 10.5 |  |  |  | No | R-454B | 3.4167 | Residential & Commercial | Ducted CEE Tier 1
215851137 | Central HP <5.4 tons | COLEMAN | HRCU-A-CB (Split System: Heat Pump with Remote Outdoor Unit-Air-Source) | HH860E2S11 | ASPEN |  | C(A,C,D,E)60A3K+TDR | TP9C100C16MP13 | 40500 | 17 | 8.5 | 43500 | 33200 | 76.32% | 2 | 0 | 11 |  |  |  | No | R-454B | 3.375 | Residential & Commercial | Ducted CEE Tier 1
216055221 | Central HP <5.4 tons | LUXAIRE | HRCU-A-CB (Split System: Heat Pump with Remote Outdoor Unit-Air-Source) | HH860E2S11 | ASPEN |  | C(A,C,D,E)60A3K+TDR | LP9C100C20MP13 | 41000 | 18 | 8.5 | 45000 | 33800 | 75.11% | 2 | 0 | 10.5 |  |  |  | No | R-454B | 3.4167 | Residential & Commercial | Ducted CEE Tier 1
216055257 | Central HP <5.4 tons | LUXAIRE | HRCU-A-CB (Split System: Heat Pump with Remote Outdoor Unit-Air-Source) | HH860E2S11 | ASPEN |  | C(A,C,D,E)60A3K+TDR | TM8E100C16MP11 | 41000 | 18 | 8.5 | 45000 | 34200 | 76% | 2 | 0 | 10.5 |  |  |  | No | R-454B | 3.4167 | Residential & Commercial | Ducted CEE Tier 1
213307920 | Central HP <5.4 tons | LBG Products | HRCU-A-CB (Split System: Heat Pump with Remote Outdoor Unit-Air-Source) | LCUHB30DO |  |  | LCHB30DHNI |  | 30000 | 16.2 | 8.9 | 33000 | 24000 | 72.73% | 1.8 | 11 | 10 |  |  |  | No | R-410A | 2.5 | Residential & Commercial | Ducted CEE Tier 1
216055844 | Central HP <5.4 tons | CHAMPION HEATING AND COOLING | HRCU-A-CB (Split System: Heat Pump with Remote Outdoor Unit-Air-Source) | HH860E2S11 | ASPEN |  | C(A,C,D,E)48A3K+TDR | TL8E080C16UH11 | 40000 | 16.5 | 8.1 | 44000 | 33600 | 76.36% | 2 | 0 | 11.2 |  |  |  | No | R-454B | 3.3333 | Residential & Commercial | Ducted CEE Tier 1
215849810 | Central HP <5.4 tons | COLEMAN | HRCU-A-CB (Split System: Heat Pump with Remote Outdoor Unit-Air-Source) | HH824E2S11 | ASPEN |  | C(A,C,D,E)24A3K+TDR | TL9E060B12UH11 | 21600 | 17 | 8.1 | 22600 | 18000 | 79.65% | 2 | 0 | 12 |  |  |  | No | R-454B | 1.8 | Residential & Commercial | Ducted CEE Tier 1
215849926 | Central HP <5.4 tons | COLEMAN | HRCU-A-CB (Split System: Heat Pump with Remote Outdoor Unit-Air-Source) | HH824E2S11 | ASPEN |  | C(A,C,D,E)24C3K+TDR | TM9E040A10MP12 | 20600 | 16.5 | 9 | 23000 | 18100 | 78.7% | 2 | 0 | 10.5 |  |  |  | No | R-454B | 1.7167 | Residential & Commercial | Ducted CEE Tier 1
215849962 | Central HP <5.4 tons | COLEMAN | HRCU-A-CB (Split System: Heat Pump with Remote Outdoor Unit-Air-Source) | HH824E2S11 | ASPEN |  | C(A,C,D,E)24C3K+TDR | TM9E080B12MP12 | 22200 | 17 | 8.5 | 22800 | 18700 | 82.02% | 2 | 0 | 11.7 |  |  |  | No | R-454B | 1.85 | Residential & Commercial | Ducted CEE Tier 1
212632702 | Central HP <5.4 tons | LENNOX | HRCU-A-CB (Split System: Heat Pump with Remote Outdoor Unit-Air-Source) | SL25XPV-036-230A** | ADP |  | LD31/36Y9 | EL296DF045XV36B* | 33200 | 21 | 8.7 | 34400 | 29600 | 86.05% | 1.76 | 0 | 12.5 |  |  |  | No | R-410A | 2.7667 | Residential & Commercial | Ducted CEE Tier 1
212632711 | Central HP <5.4 tons | LENNOX | HRCU-A-CB (Split System: Heat Pump with Remote Outdoor Unit-Air-Source) | SL25XPV-036-230A** | ADP |  | LD30/36Z9 | EL296DF090XV60C* | 33400 | 20 | 8.7 | 34400 | 29400 | 85.47% | 1.76 | 0 | 13 |  |  |  | No | R-410A | 2.7833 | Residential & Commercial | Ducted CEE Tier 1
215850568 | Central HP <5.4 tons | COLEMAN | HRCU-A-CB (Split System: Heat Pump with Remote Outdoor Unit-Air-Source) | HH836E2S11 | ASPEN |  | C(A,C,D,E)36B3K+TDR | Z8ES080C16SMPS1 | 31200 | 18 | 8.5 | 30800 | 25000 | 81.17% | 2 | 0 | 11 |  |  |  | No | R-454B | 2.6 | Residential & Commercial | Ducted CEE Tier 1
215850582 | Central HP <5.4 tons | COLEMAN | HRCU-A-CB (Split System: Heat Pump with Remote Outdoor Unit-Air-Source) | HH836E2S11 | ASPEN |  | C(A,C,D,E)48A3K+TDR | Z8ES100C16SMPS1 | 31600 | 18 | 8.1 | 31400 | 25200 | 80.25% | 2 | 0 | 11.2 |  |  |  | No | R-454B | 2.6333 | Residential & Commercial | Ducted CEE Tier 1
213372126 | Central HP <5.4 tons | COMFORTMAKER | HRCU-A-C (Split System: Heat Pump with Remote Outdoor Unit with No Indoor Fan --Air Source) | DLCURAH24ABK |  |  | DLFULAH24XBX + CI |  | 24000 | 16.5 | 9.5 | 25000 | 20000 | 80% | 1.95 | 11 | 10.7 |  |  |  | No | R-410A | 2 | Residential & Commercial | Ducted CEE Tier 1
208130403 | Central HP <5.4 tons | ECO-AIR | HRCU-A-CB (Split System: Heat Pump with Remote Outdoor Unit-Air-Source) | MOD30-24HFN1-MW |  |  | MVC-24HWFN1-M |  | 24000 | 17.4 | 10 | 24000 | 22600 | 94.17% | 1.91 | 12.5 | 11.7 |  |  |  | No | R-410A | 2 | Residential & Commercial | Ducted CEE Tier 1
214228974 | Central HP <5.4 tons | COMFORTMAKER | HRCU-A-CB (Split System: Heat Pump with Remote Outdoor Unit-Air-Source) | DLCURAH18ABK |  |  | EA*4X19L17A* | *80MSU0601716A* | 18100 | 16.5 | 8.5 | 18000 | 17700 | 98.33% | 2.14 | 0 | 11 |  |  |  | No | R-410A | 1.5083 | Residential & Commercial | Ducted CEE Tier 1
213206330 | Central HP <5.4 tons | CARRIER | HRCU-A-CB (Split System: Heat Pump with Remote Outdoor Unit-Air-Source) | 38MURAQ24AB3* | ASPEN |  | D(A,C,E)24B44+TDR | 58TP*A045V14**12 | 23200 | 16.9 | 8.1 | 25600 | 20000 | 78.12% | 2.92 | 0 | 10.3 |  |  |  | No | R-410A | 1.9333 | Residential & Commercial | Ducted CEE Tier 1
212977831 | Central HP <5.4 tons | COMFORTMAKER | HRCU-A-CB (Split System: Heat Pump with Remote Outdoor Unit-Air-Source) | DLCURAH18ABK |  |  | EN(A,D)4X30L17** | *80MS(N,L)0451412A* | 17700 | 16.5 | 8.1 | 18100 | 18600 | 102.8% | 2.24 | 0 | 11 |  |  |  | No | R-410A | 1.475 | Residential & Commercial | Ducted CEE Tier 1
211240203 | Central HP <5.4 tons | CARRIER | HRCU-A-CB (Split System: Heat Pump with Remote Outdoor Unit-Air-Source) | 38MURAQ24AB3* |  |  | CNPV*3621AL* | 58SU*A060E17**16 | 24800 | 16.5 | 8.5 | 26600 | 22200 | 83.46% | 1.84 | 0 | 10.5 |  |  |  | No | R-410A | 2.0667 | Residential & Commercial | Ducted CEE Tier 1
212632720 | Central HP <5.4 tons | LENNOX | HRCU-A-CB (Split System: Heat Pump with Remote Outdoor Unit-Air-Source) | SL25XPV-036-230A** | ADP |  | LD31/36Y9 | EL296DF110XV60C* | 33400 | 20 | 8.7 | 34400 | 29400 | 85.47% | 1.76 | 0 | 13 |  |  |  | No | R-410A | 2.7833 | Residential & Commercial | Ducted CEE Tier 1
212632727 | Central HP <5.4 tons | LENNOX | HRCU-A-CB (Split System: Heat Pump with Remote Outdoor Unit-Air-Source) | SL25XPV-036-230A** | ADP |  | LD19/36Y9 | SL280DF080NV60C* | 33000 | 20 | 8.6 | 34400 | 28800 | 83.72% | 1.76 | 0 | 12.5 |  |  |  | No | R-410A | 2.75 | Residential & Commercial | Ducted CEE Tier 1
215850017 | Central HP <5.4 tons | COLEMAN | HRCU-A-CB (Split System: Heat Pump with Remote Outdoor Unit-Air-Source) | HH824E2S11 | ASPEN |  | D(A,C,E)36A3K+TDR | TM9Y040A10MP11 | 21000 | 16.5 | 8.1 | 22400 | 17300 | 77.23% | 2 | 0 | 10.5 |  |  |  | No | R-454B | 1.75 | Residential & Commercial | Ducted CEE Tier 1
215850051 | Central HP <5.4 tons | COLEMAN | HRCU-A-CB (Split System: Heat Pump with Remote Outdoor Unit-Air-Source) | HH824E2S11 | ASPEN |  | D(A,C,E)24C3K+TDR | TMLE040A12MP11 | 21000 | 16.5 | 8.5 | 22600 | 17200 | 76.11% | 2 | 0 | 11.7 |  |  |  | No | R-454B | 1.75 | Residential & Commercial | Ducted CEE Tier 1
215850167 | Central HP <5.4 tons | COLEMAN | HRCU-A-CB (Split System: Heat Pump with Remote Outdoor Unit-Air-Source) | HH824E2S11 | ASPEN |  | D(A,C,E)36A3K+TDR | Z8ES080B12SMPS1 | 22200 | 18 | 8.1 | 22400 | 18500 | 82.59% | 2 | 0 | 12 |  |  |  | No | R-454B | 1.85 | Residential & Commercial | Ducted CEE Tier 1
215850178 | Central HP <5.4 tons | COLEMAN | HRCU-A-CB (Split System: Heat Pump with Remote Outdoor Unit-Air-Source) | HH824E2S11 | ASPEN |  | C(A,C,D,E)24A3K+TDR | Z8ET060A12LMPS1 | 20200 | 18.5 | 8.5 | 22600 | 17700 | 78.32% | 2 | 0 | 11.2 |  |  |  | No | R-454B | 1.6833 | Residential & Commercial | Ducted CEE Tier 1
212632736 | Central HP <5.4 tons | LENNOX | HRCU-A-CB (Split System: Heat Pump with Remote Outdoor Unit-Air-Source) | SL25XPV-036-230A** | ADP |  | LD30/36Y9 | SL280DF090V48B* | 33400 | 21 | 8.7 | 34400 | 29400 | 85.47% | 1.78 | 0 | 13 |  |  |  | No | R-410A | 2.7833 | Residential & Commercial | Ducted CEE Tier 1
212632745 | Central HP <5.4 tons | LENNOX | HRCU-A-CB (Split System: Heat Pump with Remote Outdoor Unit-Air-Source) | SL25XPV-036-230A** | ADP |  | LD19/36Y9 | SL280DF110V60C* | 33200 | 20 | 8.7 | 34400 | 28800 | 83.72% | 1.76 | 0 | 13 |  |  |  | No | R-410A | 2.7667 | Residential & Commercial | Ducted CEE Tier 1
215936596 | Central HP <5.4 tons | HEIL | HRCU-A-CB (Split System: Heat Pump with Remote Outdoor Unit-Air-Source) | H5H3V36*K*AAA* |  |  | EVD5X60M21A*+WALLCON | *80CTL0701716B* | 35400 | 21.5 | 8.5 | 38000 | 28800 | 75.79% | 2.02 | 0 | 12 |  |  |  | No | R-454B | 2.95 | Residential & Commercial | Ducted CEE Tier 1
215936746 | Central HP <5.4 tons | HEIL | HRCU-A-CB (Split System: Heat Pump with Remote Outdoor Unit-Air-Source) | H5H3V36*K*AAA* |  |  | EVD5X60M24A*+WALLCON | *80CTL0702120B* | 35400 | 21.5 | 8.5 | 38000 | 28600 | 75.26% | 2.04 | 0 | 12 |  |  |  | No | R-454B | 2.95 | Residential & Commercial | Ducted CEE Tier 1
212500155 | Central HP <5.4 tons | LENNOX | HRCU-A-CB (Split System: Heat Pump with Remote Outdoor Unit-Air-Source) | EL22XPV-024-230A** | ADP |  | LP36/37R9 | SLP99UH070XV36B* | 23800 | 21 | 8.5 | 22000 | 15400 | 70% | 1.92 | 0 | 13.5 |  |  |  | No | R-410A | 1.9833 | Residential & Commercial | Ducted CEE Tier 1
212632232 | Central HP <5.4 tons | LENNOX | HRCU-A-CB (Split System: Heat Pump with Remote Outdoor Unit-Air-Source) | EL22XPV-024-230A** | ADP |  | LD19/25Z9 | SL280DF060NV36B* | 23800 | 20 | 8.5 | 22000 | 15400 | 70% | 1.92 | 0 | 13.5 |  |  |  | No | R-410A | 1.9833 | Residential & Commercial | Ducted CEE Tier 1
216453186 | Central HP <5.4 tons | AMERICAN STANDARD | HRCU-A-CB (Split System: Heat Pump with Remote Outdoor Unit-Air-Source) | 5A6V0X48A1 |  |  | 5TXCB006AS3 | S8V2B080M4PCB | 43500 | 19.2 | 9.4 | 47000 | 33600 | 71.49% | 2.1 | 0 | 11.7 |  |  |  | No | R-454B | 3.625 | Residential & Commercial | Ducted CEE Tier 1
211227528 | Central HP <5.4 tons | TEMPSTAR | HRCU-A-CB (Split System: Heat Pump with Remote Outdoor Unit-Air-Source) | DLCURAH36ABK |  |  | EA*4X42L21A* | *92ESN0801716A* | 35400 | 16 | 8.1 | 38500 | 35000 | 90.91% | 1.88 | 0 | 10 |  |  |  | No | R-410A | 2.95 | Residential & Commercial | Ducted CEE Tier 1
211227581 | Central HP <5.4 tons | TEMPSTAR | HRCU-A-CB (Split System: Heat Pump with Remote Outdoor Unit-Air-Source) | DLCURAH36ABK |  |  | EA*4X42L21A* | *95ESN0802120A* | 36000 | 15.5 | 8.1 | 39500 | 35200 | 89.11% | 1.92 | 0 | 10 |  |  |  | No | R-410A | 3 | Residential & Commercial | Ducted CEE Tier 1
214627747 | Central HP <5.4 tons | CARRIER | HRCU-A-CB (Split System: Heat Pump with Remote Outdoor Unit-Air-Source) | 38MURAQ18AB3* | ADP |  | PL36H210P299 | 59SC6A060M17**16 | 17700 | 16 | 8.5 | 16000 | 17400 | 108.7% | 2.14 | 0 | 10.5 |  |  |  | No | R-410A | 1.475 | Residential & Commercial | Ducted CEE Tier 1
214627831 | Central HP <5.4 tons | CARRIER | HRCU-A-CB (Split System: Heat Pump with Remote Outdoor Unit-Air-Source) | 38MURAQ18AB3* | ADP |  | V,C36H175P159 | 59SU5B060M17**16 | 17500 | 16 | 8.1 | 16500 | 18300 | 110.9% | 2.24 | 0 | 11 |  |  |  | No | R-410A | 1.4583 | Residential & Commercial | Ducted CEE Tier 1
213363366 | Central HP <5.4 tons | ECO-AIR | HRCU-A-C (Split System: Heat Pump with Remote Outdoor Unit with No Indoor Fan --Air Source) | MOE30U-45HFN1-M |  |  | MAC-60HWDN1-MN0 |  | 45000 | 15.2 | 9.2 | 55000 | 46500 | 84.55% | 1.8 | 0 | 10 |  |  |  | No | R-410A | 3.75 | Residential & Commercial | Ducted CEE Tier 1
213206594 | Central HP <5.4 tons | CARRIER | HRCU-A-CB (Split System: Heat Pump with Remote Outdoor Unit-Air-Source) | 38MURAQ24AB3* | ASPEN |  | D(A,C,E)36C34+TDR | 59TP6B060V14**12 | 23200 | 16.5 | 8.1 | 26400 | 20400 | 77.27% | 2.75 | 0 | 10 |  |  |  | No | R-410A | 1.9333 | Residential & Commercial | Ducted CEE Tier 1
213386482 | Central HP <5.4 tons | ECO-AIR | HRCU-A-C (Split System: Heat Pump with Remote Outdoor Unit with No Indoor Fan --Air Source) | MOX630-36HFN1-M3X |  |  | MAC-36HWDN1-MN0 |  | 35000 | 15.2 | 8.5 | 36000 | 30000 | 83.33% | 1.8 | 0 | 10 |  |  |  | No | R-410A | 2.9167 | Residential & Commercial | Ducted CEE Tier 1
216055981 | Central HP <5.4 tons | CHAMPION HEATING AND COOLING | HRCU-A-CB (Split System: Heat Pump with Remote Outdoor Unit-Air-Source) | HH860E2S11 | ASPEN |  | D(A,C,E)60A3K+TDR | TPLC080C16MP13 | 40500 | 16.5 | 8.1 | 43500 | 33400 | 76.78% | 2 | 0 | 11.5 |  |  |  | No | R-454B | 3.375 | Residential & Commercial | Ducted CEE Tier 1
216056028 | Central HP <5.4 tons | CHAMPION HEATING AND COOLING | HRCU-A-CB (Split System: Heat Pump with Remote Outdoor Unit-Air-Source) | HH860E2S11 | ASPEN |  | C(A,C,D,E)48A3K+TDR | Z9ES080C16SMPS1 | 40500 | 17.5 | 8.1 | 46500 | 33800 | 72.69% | 2 | 0 | 11.2 |  |  |  | No | R-454B | 3.375 | Residential & Commercial | Ducted CEE Tier 1
216056030 | Central HP <5.4 tons | CHAMPION HEATING AND COOLING | HRCU-A-CB (Split System: Heat Pump with Remote Outdoor Unit-Air-Source) | HH860E2S11 | ASPEN |  | C(A,C,D,E)60A3K+TDR | Z9ES080C16SMPS1 | 41500 | 17.5 | 8.1 | 46500 | 33800 | 72.69% | 2 | 0 | 11.5 |  |  |  | No | R-454B | 3.4583 | Residential & Commercial | Ducted CEE Tier 1
215850695 | Central HP <5.4 tons | COLEMAN | HRCU-A-CB (Split System: Heat Pump with Remote Outdoor Unit-Air-Source) | HH860E2S11 | ASPEN |  | C(A,C,D,E)60A3K+TDR | TL8E080C16UH11 | 41000 | 17 | 8.5 | 44000 | 33600 | 76.36% | 2 | 0 | 11.5 |  |  |  | No | R-454B | 3.4167 | Residential & Commercial | Ducted CEE Tier 1
215850697 | Central HP <5.4 tons | COLEMAN | HRCU-A-CB (Split System: Heat Pump with Remote Outdoor Unit-Air-Source) | HH860E2S11 | ASPEN |  | C(A,C,D,E)60B3K+TDR | TL8E080C16UH11 | 41500 | 17 | 8.5 | 44000 | 33600 | 76.36% | 2 | 0 | 11.5 |  |  |  | No | R-454B | 3.4583 | Residential & Commercial | Ducted CEE Tier 1
216055968 | Central HP <5.4 tons | CHAMPION HEATING AND COOLING | HRCU-A-CB (Split System: Heat Pump with Remote Outdoor Unit-Air-Source) | HH860E2S11 | ASPEN |  | C(A,C,D,E)60A3K+TDR | TP9C080C16MP13 | 40500 | 17 | 8.5 | 43500 | 33600 | 77.24% | 2 | 0 | 10.5 |  |  |  | No | R-454B | 3.375 | Residential & Commercial | Ducted CEE Tier 1
216055993 | Central HP <5.4 tons | CHAMPION HEATING AND COOLING | HRCU-A-CB (Split System: Heat Pump with Remote Outdoor Unit-Air-Source) | HH860E2S11 | ASPEN |  | D(A,C,E)60A3K+TDR | Z8ES080C16SMPS1 | 41500 | 18 | 8.5 | 44000 | 33400 | 75.91% | 2 | 0 | 11.7 |  |  |  | No | R-454B | 3.4583 | Residential & Commercial | Ducted CEE Tier 1
212985858 | Central HP <5.4 tons | COMFORTMAKER | HRCU-A-CB (Split System: Heat Pump with Remote Outdoor Unit-Air-Source) | DLCURAH24ABK |  |  | EN(A,D)4X30L17** | *96MSN0261410A* | 23400 | 16.5 | 8.1 | 26000 | 24400 | 93.85% | 2.02 | 0 | 10 |  |  |  | No | R-410A | 1.95 | Residential & Commercial | Ducted CEE Tier 1
212986156 | Central HP <5.4 tons | COMFORTMAKER | HRCU-A-CB (Split System: Heat Pump with Remote Outdoor Unit-Air-Source) | DLCURAH24ABK |  |  | EA*4X25L17A* | *96MSN0401410A* | 24000 | 16.5 | 8.5 | 25400 | 21800 | 85.83% | 1.82 | 0 | 10 |  |  |  | No | R-410A | 2 | Residential & Commercial | Ducted CEE Tier 1
212986192 | Central HP <5.4 tons | COMFORTMAKER | HRCU-A-CB (Split System: Heat Pump with Remote Outdoor Unit-Air-Source) | DLCURAH24ABK |  |  | EA*4X36L17A* | *96MSN0401410A* | 23600 | 16 | 8.5 | 26200 | 24000 | 91.6% | 1.98 | 0 | 10 |  |  |  | No | R-410A | 1.9667 | Residential & Commercial | Ducted CEE Tier 1
212971163 | Central HP <5.4 tons | COMFORTMAKER | HRCU-A-CB (Split System: Heat Pump with Remote Outdoor Unit-Air-Source) | DLCURAH24ABK |  |  | EA*4X30L17A* | *80VTL0451412B* | 23400 | 17 | 8.5 | 26200 | 24800 | 94.66% | 2.08 | 0 | 10 |  |  |  | No | R-410A | 1.95 | Residential & Commercial | Ducted CEE Tier 1
212974096 | Central HP <5.4 tons | COMFORTMAKER | HRCU-A-CB (Split System: Heat Pump with Remote Outdoor Unit-Air-Source) | DLCURAH24ABK |  |  | EA*4X36L21A* | *96VSN0802120B* | 24000 | 17 | 8.5 | 26400 | 23400 | 88.64% | 1.94 | 0 | 10 |  |  |  | No | R-410A | 2 | Residential & Commercial | Ducted CEE Tier 1
214574171 | Central HP <5.4 tons | AIRQUEST | HRCU-A-CB (Split System: Heat Pump with Remote Outdoor Unit-Air-Source) | HVH837GKA2* |  |  | EA*4X61L24A*+WALLCON | *95CSU1002122B* | 33200 | 18.5 | 8.5 | 31800 | 24800 | 77.99% | 2 | 0 | 11.5 |  |  |  | No | R-410A | 2.7667 | Residential & Commercial | Ducted CEE Tier 1
216055803 | Central HP <5.4 tons | CHAMPION HEATING AND COOLING | HRCU-A-CB (Split System: Heat Pump with Remote Outdoor Unit-Air-Source) | HH836E2S11 | ASPEN |  | C(A,C,D,E)48A3K+TDR | TPLC080C16MP13 | 31200 | 18 | 8.1 | 31200 | 25400 | 81.41% | 2 | 0 | 10.5 |  |  |  | No | R-454B | 2.6 | Residential & Commercial | Ducted CEE Tier 1
214328322 | Central HP <5.4 tons | NAPOLEON | HRCU-A-CB (Split System: Heat Pump with Remote Outdoor Unit-Air-Source) | WSEHV2436RA1-N | ADP |  | H,A,DG34936 | WUV070T3AA | 22000 | 17 | 8.5 | 23400 | 17100 | 73.08% | 1.8 | 0 | 10 |  |  |  | No | R-410A | 1.8333 | Residential & Commercial | Ducted CEE Tier 1
215850512 | Central HP <5.4 tons | COLEMAN | HRCU-A-CB (Split System: Heat Pump with Remote Outdoor Unit-Air-Source) | HH836E2S11 | ASPEN |  | C(A,C,D,E)36B3K+TDR | TMLE100C16MP11 | 31000 | 18 | 8.5 | 31200 | 25200 | 80.77% | 2 | 0 | 10.5 |  |  |  | No | R-454B | 2.5833 | Residential & Commercial | Ducted CEE Tier 1
215850530 | Central HP <5.4 tons | COLEMAN | HRCU-A-CB (Split System: Heat Pump with Remote Outdoor Unit-Air-Source) | HH836E2S11 | ASPEN |  | C(A,C,D,E)48A3K+TDR | TMLV100C16MP12 | 31200 | 18 | 8.1 | 31200 | 25400 | 81.41% | 2 | 0 | 10.5 |  |  |  | No | R-454B | 2.6 | Residential & Commercial | Ducted CEE Tier 1
212632750 | Central HP <5.4 tons | LENNOX | HRCU-A-CB (Split System: Heat Pump with Remote Outdoor Unit-Air-Source) | SL25XPV-036-230A** | ADP |  | LD31/36Y9 | SL280DF110V60C* | 33600 | 20 | 8.7 | 34400 | 28800 | 83.72% | 1.76 | 0 | 13 |  |  |  | No | R-410A | 2.8 | Residential & Commercial | Ducted CEE Tier 1
212632761 | Central HP <5.4 tons | LENNOX | HRCU-A-CB (Split System: Heat Pump with Remote Outdoor Unit-Air-Source) | SL25XPV-036-230A** | ADP |  | LD31/36Z9 | SLP99DF090XV48C* | 33400 | 21 | 8.7 | 34400 | 29400 | 85.47% | 1.76 | 0 | 12.5 |  |  |  | No | R-410A | 2.7833 | Residential & Commercial | Ducted CEE Tier 1
215849793 | Central HP <5.4 tons | COLEMAN | HRCU-A-CB (Split System: Heat Pump with Remote Outdoor Unit-Air-Source) | HH824E2S11 | ASPEN |  | D(A,C,E)36A3K+TDR | CPLC080B12MP13 | 22400 | 17 | 9 | 22600 | 17700 | 78.32% | 2 | 0 | 12 |  |  |  | No | R-454B | 1.8667 | Residential & Commercial | Ducted CEE Tier 1
215849818 | Central HP <5.4 tons | COLEMAN | HRCU-A-CB (Split System: Heat Pump with Remote Outdoor Unit-Air-Source) | HH824E2S11 | ASPEN |  | D(A,C,E)24C3K+TDR | TL9E060B12UH11 | 22400 | 17 | 8.5 | 22600 | 18000 | 79.65% | 2 | 0 | 12 |  |  |  | No | R-454B | 1.8667 | Residential & Commercial | Ducted CEE Tier 1
215849895 | Central HP <5.4 tons | COLEMAN | HRCU-A-CB (Split System: Heat Pump with Remote Outdoor Unit-Air-Source) | HH824E2S11 | ASPEN |  | D(A,C,E)36A3K+TDR | TM8Y060A12MP11 | 20600 | 17.5 | 8.5 | 22600 | 18400 | 81.42% | 2 | 0 | 10.5 |  |  |  | No | R-454B | 1.7167 | Residential & Commercial | Ducted CEE Tier 1
215849943 | Central HP <5.4 tons | COLEMAN | HRCU-A-CB (Split System: Heat Pump with Remote Outdoor Unit-Air-Source) | HH824E2S11 | ASPEN |  | D(A,C,E)36A3K+TDR | TM9E060A10MP12 | 20600 | 16.5 | 8.5 | 22600 | 18100 | 80.09% | 2 | 0 | 10.5 |  |  |  | No | R-454B | 1.7167 | Residential & Commercial | Ducted CEE Tier 1
215850054 | Central HP <5.4 tons | COLEMAN | HRCU-A-CB (Split System: Heat Pump with Remote Outdoor Unit-Air-Source) | HH824E2S11 | ASPEN |  | D(A,C,E)36A3K+TDR | TMLE040A12MP11 | 20800 | 16.5 | 8.5 | 22400 | 17200 | 76.79% | 2 | 0 | 11.7 |  |  |  | No | R-454B | 1.7333 | Residential & Commercial | Ducted CEE Tier 1
215850068 | Central HP <5.4 tons | COLEMAN | HRCU-A-CB (Split System: Heat Pump with Remote Outdoor Unit-Air-Source) | HH824E2S11 | ASPEN |  | D(A,C,E)36A3K+TDR | TMLE060A12MP11 | 20800 | 17.5 | 8.5 | 22800 | 17900 | 78.51% | 2 | 0 | 11.2 |  |  |  | No | R-454B | 1.7333 | Residential & Commercial | Ducted CEE Tier 1
215938036 | Central HP <5.4 tons | HEIL | HRCU-A-CB (Split System: Heat Pump with Remote Outdoor Unit-Air-Source) | H5H3V48*K*AAA* |  |  | EVD5X49M24A*+WALLCON | *80CTL1352422B* | 45500 | 21 | 8.1 | 52500 | 38000 | 72.38% | 1.95 | 0 | 11.5 |  |  |  | No | R-454B | 3.7917 | Residential & Commercial | Ducted CEE Tier 1
215937836 | Central HP <5.4 tons | HEIL | HRCU-A-CB (Split System: Heat Pump with Remote Outdoor Unit-Air-Source) | H5H3V48*K*AAA* |  |  | EVD5X48M21A*+WALLCON | *97CMN1002122B* | 44500 | 20 | 8.1 | 52000 | 38500 | 74.04% | 2 | 0 | 11 |  |  |  | No | R-454B | 3.7083 | Residential & Commercial | Ducted CEE Tier 1
215938086 | Central HP <5.4 tons | HEIL | HRCU-A-CB (Split System: Heat Pump with Remote Outdoor Unit-Air-Source) | H5H3V48*K*AAA* |  |  | EVD5X49M24A*+WALLCON | *97CMN1002122B* | 45500 | 20.5 | 8.1 | 52500 | 38000 | 72.38% | 1.9 | 0 | 11.5 |  |  |  | No | R-454B | 3.7917 | Residential & Commercial | Ducted CEE Tier 1
215850077 | Central HP <5.4 tons | COLEMAN | HRCU-A-CB (Split System: Heat Pump with Remote Outdoor Unit-Air-Source) | HH824E2S11 | ASPEN |  | D(A,C,E)24C3K+TDR | TMLE080B12MP11 | 22400 | 17 | 8.5 | 22600 | 18000 | 79.65% | 2 | 0 | 12 |  |  |  | No | R-454B | 1.8667 | Residential & Commercial | Ducted CEE Tier 1
215850152 | Central HP <5.4 tons | COLEMAN | HRCU-A-CB (Split System: Heat Pump with Remote Outdoor Unit-Air-Source) | HH824E2S11 | ASPEN |  | D(A,C,E)24C3K+TDR | Z8ES060A12SMPS1 | 21000 | 17.5 | 8.5 | 22600 | 17300 | 76.55% | 2 | 0 | 11.7 |  |  |  | No | R-454B | 1.75 | Residential & Commercial | Ducted CEE Tier 1
215850142 | Central HP <5.4 tons | COLEMAN | HRCU-A-CB (Split System: Heat Pump with Remote Outdoor Unit-Air-Source) | HH824E2S11 | ASPEN |  | D(A,C,E)36A3K+TDR | Z8ES040A12SMPS1 | 20600 | 17.5 | 9 | 22600 | 18100 | 80.09% | 2 | 0 | 11.2 |  |  |  | No | R-454B | 1.7167 | Residential & Commercial | Ducted CEE Tier 1
215850201 | Central HP <5.4 tons | COLEMAN | HRCU-A-CB (Split System: Heat Pump with Remote Outdoor Unit-Air-Source) | HH824E2S11 | ASPEN |  | C(A,C,D,E)24C3K+TDR | Z9ES060B12SMPS1 | 22200 | 17 | 8.5 | 22800 | 18600 | 81.58% | 2 | 0 | 11.7 |  |  |  | No | R-454B | 1.85 | Residential & Commercial | Ducted CEE Tier 1
215399908 | Central HP <5.4 tons | CHAMPION HEATING AND COOLING | HRCU-A-C (Split System: Heat Pump with Remote Outdoor Unit with No Indoor Fan --Air Source) | HH824E2S11 | ASPEN |  | D(A,C,E)36A3K+TDR |  | 22400 | 15.2 | 8.5 | 22600 | 21200 | 93.81% | 2.65 | 0 | 11 |  |  |  | No | R-454B | 1.8667 | Residential & Commercial | Ducted CEE Tier 1
213779548 | Central HP <5.4 tons | AIRQUEST | HRCU-A-CB (Split System: Heat Pump with Remote Outdoor Unit-Air-Source) | HVH837GKA** |  |  | EA*4X48L24A*+WALLCON | *96CTN1202422B* | 32400 | 17 | 8.5 | 32400 | 24800 | 76.54% | 1.98 | 0 | 11 |  |  |  | No | R-410A | 2.7 | Residential & Commercial | Ducted CEE Tier 1
213206615 | Central HP <5.4 tons | CARRIER | HRCU-A-CB (Split System: Heat Pump with Remote Outdoor Unit-Air-Source) | 38MURAQ24AB3* | ASPEN |  | D(A,C,E)36B34+TDR | 59TP6B080V17**16 | 23000 | 16.9 | 8.1 | 25600 | 19900 | 77.73% | 2.66 | 0 | 10.3 |  |  |  | No | R-410A | 1.9167 | Residential & Commercial | Ducted CEE Tier 1
213075905 | Central HP <5.4 tons | HEIL | HRCU-A-CB (Split System: Heat Pump with Remote Outdoor Unit-Air-Source) | DLCURAH36ABK |  |  | EA*4X42L21A* | *95MSU1002120A* | 35600 | 16 | 8.1 | 38500 | 35200 | 91.43% | 1.9 | 0 | 10 |  |  |  | No | R-410A | 2.9667 | Residential & Commercial | Ducted CEE Tier 1
213075953 | Central HP <5.4 tons | HEIL | HRCU-A-CB (Split System: Heat Pump with Remote Outdoor Unit-Air-Source) | DLCURAH36ABK |  |  | EA*4X48L24A* | *95MSU1002120A* | 36000 | 16.5 | 8.5 | 38000 | 34800 | 91.58% | 2.04 | 0 | 10 |  |  |  | No | R-410A | 3 | Residential & Commercial | Ducted CEE Tier 1
215851134 | Central HP <5.4 tons | COLEMAN | HRCU-A-CB (Split System: Heat Pump with Remote Outdoor Unit-Air-Source) | HH860E2S11 | ASPEN |  | C(A,C,D,E)48A3K+TDR | TP9C100C16MP13 | 39500 | 16.5 | 8.1 | 43500 | 33200 | 76.32% | 2 | 0 | 11.2 |  |  |  | No | R-454B | 3.2917 | Residential & Commercial | Ducted CEE Tier 1
215851185 | Central HP <5.4 tons | COLEMAN | HRCU-A-CB (Split System: Heat Pump with Remote Outdoor Unit-Air-Source) | HH860E2S11 | ASPEN |  | C(A,C,D,E)60A3K+TDR | TPLC100C16MP13 | 40500 | 16.5 | 8.1 | 43500 | 33400 | 76.78% | 2 | 0 | 11.5 |  |  |  | No | R-454B | 3.375 | Residential & Commercial | Ducted CEE Tier 1
212331390 | Central HP <5.4 tons | LBG Products | HRCU-A-C (Split System: Heat Pump with Remote Outdoor Unit with No Indoor Fan --Air Source) | LCUHB30DO |  |  | LCHB36DA |  | 30000 | 15.5 | 9.7 | 33000 | 27000 | 81.82% | 1.85 | 10.7 | 10.5 |  |  |  | No | R-410A | 2.5 | Residential & Commercial | Ducted CEE Tier 1
216055878 | Central HP <5.4 tons | CHAMPION HEATING AND COOLING | HRCU-A-CB (Split System: Heat Pump with Remote Outdoor Unit-Air-Source) | HH860E2S11 | ASPEN |  | C(A,C,D,E)60A3K+TDR | TM8V080C16MP12 | 40500 | 16.5 | 8.1 | 43500 | 33400 | 76.78% | 2 | 0 | 11.2 |  |  |  | No | R-454B | 3.375 | Residential & Commercial | Ducted CEE Tier 1
215850739 | Central HP <5.4 tons | COLEMAN | HRCU-A-CB (Split System: Heat Pump with Remote Outdoor Unit-Air-Source) | HH860E2S11 | ASPEN |  | D(A,C,E)60A3K+TDR | TM8E080C16MP11 | 41000 | 18 | 8.5 | 45000 | 34200 | 76% | 2 | 0 | 10.5 |  |  |  | No | R-454B | 3.4167 | Residential & Commercial | Ducted CEE Tier 1
215850814 | Central HP <5.4 tons | COLEMAN | HRCU-A-CB (Split System: Heat Pump with Remote Outdoor Unit-Air-Source) | HH860E2S11 | ASPEN |  | C(A,C,D,E)60A3K+TDR | TM8V100C16MP12 | 40500 | 16.5 | 8.1 | 43500 | 33400 | 76.78% | 2 | 0 | 11.2 |  |  |  | No | R-454B | 3.375 | Residential & Commercial | Ducted CEE Tier 1
215850864 | Central HP <5.4 tons | COLEMAN | HRCU-A-CB (Split System: Heat Pump with Remote Outdoor Unit-Air-Source) | HH860E2S11 | ASPEN |  | C(A,C,D,E)60A3K+TDR | TM8Y100C20MP11 | 41000 | 17.5 | 8.1 | 44500 | 33800 | 75.96% | 2 | 0 | 11.5 |  |  |  | No | R-454B | 3.4167 | Residential & Commercial | Ducted CEE Tier 1
216055849 | Central HP <5.4 tons | CHAMPION HEATING AND COOLING | HRCU-A-CB (Split System: Heat Pump with Remote Outdoor Unit-Air-Source) | HH860E2S11 | ASPEN |  | D(A,C,E)60A3K+TDR | TL8E100C20UH11 | 41500 | 18 | 8.5 | 45000 | 34000 | 75.56% | 2 | 0 | 11.5 |  |  |  | No | R-454B | 3.4583 | Residential & Commercial | Ducted CEE Tier 1
213485863 | Central HP <5.4 tons | ECO-AIR | HRCU-A-CB (Split System: Heat Pump with Remote Outdoor Unit-Air-Source) | MOX630-36HFN1-M3X |  |  | MVC-36HWFN1-M |  | 35000 | 16.3 | 9.5 | 39000 | 38000 | 97.44% | 1.8 | 0 | 11.7 |  |  |  | No | R-410A | 2.9167 | Residential & Commercial | Ducted CEE Tier 1
214328293 | Central HP <5.4 tons | CONTINENTAL | HRCU-A-CB (Split System: Heat Pump with Remote Outdoor Unit-Air-Source) | WSEHV2436RA1-C | ADP |  | H,A,DG34936 | WUV060T3AA | 22000 | 17 | 8.5 | 23400 | 17100 | 73.08% | 1.8 | 0 | 10 |  |  |  | No | R-410A | 1.8333 | Residential & Commercial | Ducted CEE Tier 1
214328296 | Central HP <5.4 tons | CONTINENTAL | HRCU-A-CB (Split System: Heat Pump with Remote Outdoor Unit-Air-Source) | WSEHV2436RA1-C | ADP |  | H,A,DE35936 | WUV070T3AA | 22000 | 17 | 8.5 | 23400 | 17100 | 73.08% | 1.8 | 0 | 10 |  |  |  | No | R-410A | 1.8333 | Residential & Commercial | Ducted CEE Tier 1
214328276 | Central HP <5.4 tons | CONTINENTAL | HRCU-A-CB (Split System: Heat Pump with Remote Outdoor Unit-Air-Source) | WSEHV2436RA1-C | ADP |  | H,A,DE35936 | WPV050T3AA | 22000 | 17 | 8.5 | 23400 | 17100 | 73.08% | 1.8 | 0 | 10 |  |  |  | No | R-410A | 1.8333 | Residential & Commercial | Ducted CEE Tier 1
214328278 | Central HP <5.4 tons | CONTINENTAL | HRCU-A-CB (Split System: Heat Pump with Remote Outdoor Unit-Air-Source) | WSEHV2436RA1-C | ADP |  | H,A,DG35936 | WPV050T3AA | 22000 | 17 | 8.5 | 23400 | 17100 | 73.08% | 1.8 | 0 | 10 |  |  |  | No | R-410A | 1.8333 | Residential & Commercial | Ducted CEE Tier 1
215912358 | Central HP <5.4 tons | CHAMPION HEATING AND COOLING | HRCU-A-CB (Split System: Heat Pump with Remote Outdoor Unit-Air-Source) | HH824E2S11 | ASPEN |  | L(E,F)W30CJ |  | 22000 | 17 | 8.5 | 22000 | 17000 | 77.27% | 2.1 | 0 | 11.7 |  |  |  | No | R-454B | 1.8333 | Residential & Commercial | Ducted CEE Tier 1
214336720 | Central HP <5.4 tons | RHEEM | HRCU-A-CB (Split System: Heat Pump with Remote Outdoor Unit-Air-Source) | RD17AZ48AJ3N | ASPEN |  | D(A,C,E)60C44+TDR | R802V0755A21UHS | 45500 | 15.2 | 8.1 | 45500 | 33800 | 74.29% | 3.18 | 0 | 10 |  |  |  | No | R-410A | 3.7917 | Residential & Commercial | Ducted CEE Tier 1
216055908 | Central HP <5.4 tons | CHAMPION HEATING AND COOLING | HRCU-A-CB (Split System: Heat Pump with Remote Outdoor Unit-Air-Source) | HH860E2S11 | ASPEN |  | C(A,C,D,E)60A3K+TDR | TM9E100C16MP12 | 41000 | 18 | 8.5 | 45500 | 34400 | 75.6% | 2 | 0 | 10.5 |  |  |  | No | R-454B | 3.4167 | Residential & Commercial | Ducted CEE Tier 1
216055935 | Central HP <5.4 tons | CHAMPION HEATING AND COOLING | HRCU-A-CB (Split System: Heat Pump with Remote Outdoor Unit-Air-Source) | HH860E2S11 | ASPEN |  | C(A,C,D,E)60A3K+TDR | TM9Y100C20MP11 | 41000 | 17 | 8.5 | 46000 | 34800 | 75.65% | 2 | 0 | 10.5 |  |  |  | No | R-454B | 3.4167 | Residential & Commercial | Ducted CEE Tier 1
216055976 | Central HP <5.4 tons | CHAMPION HEATING AND COOLING | HRCU-A-CB (Split System: Heat Pump with Remote Outdoor Unit-Air-Source) | HH860E2S11 | ASPEN |  | C(A,C,D,E)48A3K+TDR | TP9C120D20MP13 | 40000 | 17.5 | 8.1 | 44000 | 33400 | 75.91% | 2 | 0 | 11.2 |  |  |  | No | R-454B | 3.3333 | Residential & Commercial | Ducted CEE Tier 1
216055985 | Central HP <5.4 tons | CHAMPION HEATING AND COOLING | HRCU-A-CB (Split System: Heat Pump with Remote Outdoor Unit-Air-Source) | HH860E2S11 | ASPEN |  | C(A,C,D,E)48A3K+TDR | TPLC100C20MP13 | 40000 | 17.5 | 8.1 | 44500 | 33800 | 75.96% | 2 | 0 | 10.5 |  |  |  | No | R-454B | 3.3333 | Residential & Commercial | Ducted CEE Tier 1
216056016 | Central HP <5.4 tons | CHAMPION HEATING AND COOLING | HRCU-A-CB (Split System: Heat Pump with Remote Outdoor Unit-Air-Source) | HH860E2S11 | ASPEN |  | D(A,C,E)60A3K+TDR | Z8ES120C20SMPS1 | 41500 | 17.5 | 8.1 | 45000 | 34000 | 75.56% | 2 | 0 | 11.5 |  |  |  | No | R-454B | 3.4583 | Residential & Commercial | Ducted CEE Tier 1
216056025 | Central HP <5.4 tons | CHAMPION HEATING AND COOLING | HRCU-A-CB (Split System: Heat Pump with Remote Outdoor Unit-Air-Source) | HH860E2S11 | ASPEN |  | D(A,C,E)60A3K+TDR | Z8ES130D20SMPS1 | 41500 | 18 | 9 | 44500 | 33600 | 75.51% | 2 | 0 | 11.7 |  |  |  | No | R-454B | 3.4583 | Residential & Commercial | Ducted CEE Tier 1
216056050 | Central HP <5.4 tons | CHAMPION HEATING AND COOLING | HRCU-A-CB (Split System: Heat Pump with Remote Outdoor Unit-Air-Source) | HH860E2S11 | ASPEN |  | D(A,C,E)60A3K+TDR | Z9ES100C16SMPS1 | 42000 | 18 | 8.5 | 46500 | 34200 | 73.55% | 2 | 0 | 10.5 |  |  |  | No | R-454B | 3.5 | Residential & Commercial | Ducted CEE Tier 1
214627027 | Central HP <5.4 tons | CARRIER | HRCU-A-CB (Split System: Heat Pump with Remote Outdoor Unit-Air-Source) | 25VNA436A*031* | ADP |  | PL36H175P159 | 59CU5A060C17**16 | 33200 | 19 | 9 | 33800 | 25800 | 76.33% | 2.02 | 0 | 11.7 |  |  |  | No | R-410A | 2.7667 | Residential & Commercial | Ducted CEE Tier 1
215850229 | Central HP <5.4 tons | COLEMAN | HRCU-A-CB (Split System: Heat Pump with Remote Outdoor Unit-Air-Source) | HH836E2S11 | ASPEN |  | C(A,C,D,E)36B3K+TDR | CP9C080B12MP13 | 30600 | 17.5 | 8.1 | 30800 | 25200 | 81.82% | 2 | 0 | 10.5 |  |  |  | No | R-454B | 2.55 | Residential & Commercial | Ducted CEE Tier 1
215850538 | Central HP <5.4 tons | COLEMAN | HRCU-A-CB (Split System: Heat Pump with Remote Outdoor Unit-Air-Source) | HH836E2S11 | ASPEN |  | C(A,C,D,E)48A3K+TDR | TP9C080B12MP13 | 30800 | 18 | 8.1 | 30800 | 25200 | 81.82% | 2 | 0 | 10.5 |  |  |  | No | R-454B | 2.5667 | Residential & Commercial | Ducted CEE Tier 1
214328311 | Central HP <5.4 tons | NAPOLEON | HRCU-A-CB (Split System: Heat Pump with Remote Outdoor Unit-Air-Source) | WSEHV2436RA1-N | ADP |  | H,A,DG33936 | WPV050T3AA | 22000 | 17 | 8.5 | 23400 | 17100 | 73.08% | 1.8 | 0 | 10 |  |  |  | No | R-410A | 1.8333 | Residential & Commercial | Ducted CEE Tier 1
216055660 | Central HP <5.4 tons | CHAMPION HEATING AND COOLING | HRCU-A-CB (Split System: Heat Pump with Remote Outdoor Unit-Air-Source) | HH836E2S11 | ASPEN |  | D(A,C,E)36A4K+TDR | TL9E100C20UH11 | 31200 | 17 | 8.5 | 31600 | 25400 | 80.38% | 2 | 0 | 10.5 |  |  |  | No | R-454B | 2.6 | Residential & Commercial | Ducted CEE Tier 1
216055661 | Central HP <5.4 tons | CHAMPION HEATING AND COOLING | HRCU-A-CB (Split System: Heat Pump with Remote Outdoor Unit-Air-Source) | HH836E2S11 | ASPEN |  | C(A,C,D,E)36B3K+TDR | TM8E080B12MP11 | 30800 | 18 | 8.5 | 31400 | 25400 | 80.89% | 2 | 0 | 10.5 |  |  |  | No | R-454B | 2.5667 | Residential & Commercial | Ducted CEE Tier 1
211260944 | Central HP <5.4 tons | HEIL | HRCU-A-CB (Split System: Heat Pump with Remote Outdoor Unit-Air-Source) | DLCURAH18ABK |  |  | EA*4X25L17A* | *96VTN0601412A* | 18500 | 16 | 8.5 | 18300 | 17400 | 95.08% | 2.12 | 0 | 11 |  |  |  | No | R-410A | 1.5417 | Residential & Commercial | Ducted CEE Tier 1
213778758 | Central HP <5.4 tons | AIRQUEST | HRCU-A-CB (Split System: Heat Pump with Remote Outdoor Unit-Air-Source) | HVH837GKA** |  |  | EA*4X36L17A*+WALLCON | *80CTL0901716B* | 31200 | 16.5 | 8.1 | 33200 | 24200 | 72.89% | 1.84 | 0 | 10.5 |  |  |  | No | R-410A | 2.6 | Residential & Commercial | Ducted CEE Tier 1
213779428 | Central HP <5.4 tons | AIRQUEST | HRCU-A-CB (Split System: Heat Pump with Remote Outdoor Unit-Air-Source) | HVH837GKA** |  |  | EA*4X48L21A*+WALLCON | *97CMN0601714B* | 32000 | 16.5 | 8.1 | 32800 | 25200 | 76.83% | 1.94 | 0 | 10.5 |  |  |  | No | R-410A | 2.6667 | Residential & Commercial | Ducted CEE Tier 1
213779778 | Central HP <5.4 tons | AIRQUEST | HRCU-A-CB (Split System: Heat Pump with Remote Outdoor Unit-Air-Source) | HVH837GKA** |  |  | EA*4X61L24A*+WALLCON | *97CMN1002122B* | 33200 | 17.5 | 8.5 | 32000 | 24800 | 77.5% | 2 | 0 | 11.7 |  |  |  | No | R-410A | 2.7667 | Residential & Commercial | Ducted CEE Tier 1
214624766 | Central HP <5.4 tons | CARRIER | HRCU-A-CB (Split System: Heat Pump with Remote Outdoor Unit-Air-Source) | 38MURAQ24AB3* | ADP |  | C36A***L159 | 58SU*B040M17**12 | 23600 | 17 | 8.5 | 24200 | 22800 | 94.21% | 1.94 | 0 | 10 |  |  |  | No | R-410A | 1.9667 | Residential & Commercial | Ducted CEE Tier 1
214624781 | Central HP <5.4 tons | CARRIER | HRCU-A-CB (Split System: Heat Pump with Remote Outdoor Unit-Air-Source) | 38MURAQ24AB3* | ADP |  | C36A***L139 | 58SU*B060M17**16 | 23400 | 17 | 9 | 24600 | 25600 | 104.1% | 2.2 | 0 | 10 |  |  |  | No | R-410A | 1.95 | Residential & Commercial | Ducted CEE Tier 1
214624783 | Central HP <5.4 tons | CARRIER | HRCU-A-CB (Split System: Heat Pump with Remote Outdoor Unit-Air-Source) | 38MURAQ24AB3* | ADP |  | PL36H175P149 | 58SU*B060M17**16 | 23400 | 17 | 8.5 | 24000 | 23600 | 98.33% | 2 | 0 | 10.5 |  |  |  | No | R-410A | 1.95 | Residential & Commercial | Ducted CEE Tier 1
214630455 | Central HP <5.4 tons | CARRIER | HRCU-A-CB (Split System: Heat Pump with Remote Outdoor Unit-Air-Source) | 25VNA837A*030* | ADP |  | PL36H175P159 | 58CU*A060C17**16 | 32000 | 17 | 8.1 | 31400 | 24400 | 77.71% | 1.96 | 0 | 11.5 |  |  |  | No | R-410A | 2.6667 | Residential & Commercial | Ducted CEE Tier 1
214630457 | Central HP <5.4 tons | CARRIER | HRCU-A-CB (Split System: Heat Pump with Remote Outdoor Unit-Air-Source) | 25VNA837A*030* | ADP |  | C36A***L539 | 58CU*A060C17**16 | 32400 | 18 | 8.5 | 30600 | 24600 | 80.39% | 1.98 | 0 | 11 |  |  |  | No | R-410A | 2.7 | Residential & Commercial | Ducted CEE Tier 1
216056059 | Central HP <5.4 tons | CHAMPION HEATING AND COOLING | HRCU-A-CB (Split System: Heat Pump with Remote Outdoor Unit-Air-Source) | HH860E2S11 | ASPEN |  | D(A,C,E)60A3K+TDR | Z9ES100C20SMPS1 | 42000 | 17.5 | 8.1 | 46500 | 34000 | 73.12% | 2 | 0 | 11.5 |  |  |  | No | R-454B | 3.5 | Residential & Commercial | Ducted CEE Tier 1
216055402 | Central HP <5.4 tons | LUXAIRE | HRCU-A-CB (Split System: Heat Pump with Remote Outdoor Unit-Air-Source) | HH860E2S11 | ASPEN |  | D(A,C,E)60A3K+TDR | Z8ES120C20SMPS1 | 41500 | 17.5 | 8.1 | 45000 | 34000 | 75.56% | 2 | 0 | 11.5 |  |  |  | No | R-454B | 3.4583 | Residential & Commercial | Ducted CEE Tier 1
216056019 | Central HP <5.4 tons | CHAMPION HEATING AND COOLING | HRCU-A-CB (Split System: Heat Pump with Remote Outdoor Unit-Air-Source) | HH860E2S11 | ASPEN |  | C(A,C,D,E)48A3K+TDR | Z8ES130D20SMPS1 | 40500 | 17.5 | 8.5 | 44500 | 33600 | 75.51% | 2 | 0 | 11.7 |  |  |  | No | R-454B | 3.375 | Residential & Commercial | Ducted CEE Tier 1
216055895 | Central HP <5.4 tons | CHAMPION HEATING AND COOLING | HRCU-A-CB (Split System: Heat Pump with Remote Outdoor Unit-Air-Source) | HH860E2S11 | ASPEN |  | C(A,C,D,E)48A3K+TDR | TM8Y100C20MP11 | 40000 | 17.5 | 8.1 | 44500 | 33800 | 75.96% | 2 | 0 | 11.2 |  |  |  | No | R-454B | 3.3333 | Residential & Commercial | Ducted CEE Tier 1
216055896 | Central HP <5.4 tons | CHAMPION HEATING AND COOLING | HRCU-A-CB (Split System: Heat Pump with Remote Outdoor Unit-Air-Source) | HH860E2S11 | ASPEN |  | C(A,C,D,E)60A3K+TDR | TM8Y100C20MP11 | 41000 | 17.5 | 8.1 | 44500 | 33800 | 75.96% | 2 | 0 | 11.5 |  |  |  | No | R-454B | 3.4167 | Residential & Commercial | Ducted CEE Tier 1
216055928 | Central HP <5.4 tons | CHAMPION HEATING AND COOLING | HRCU-A-CB (Split System: Heat Pump with Remote Outdoor Unit-Air-Source) | HH860E2S11 | ASPEN |  | C(A,C,D,E)48A3K+TDR | TM9Y080C16MP11 | 39500 | 16.5 | 8.1 | 44000 | 33800 | 76.82% | 2 | 0 | 10.5 |  |  |  | No | R-454B | 3.2917 | Residential & Commercial | Ducted CEE Tier 1
215850185 | Central HP <5.4 tons | COLEMAN | HRCU-A-CB (Split System: Heat Pump with Remote Outdoor Unit-Air-Source) | HH824E2S11 | ASPEN |  | D(A,C,E)36A3K+TDR | Z8ET080B12LMPS1 | 22200 | 18 | 8.1 | 22400 | 18500 | 82.59% | 2 | 0 | 12 |  |  |  | No | R-454B | 1.85 | Residential & Commercial | Ducted CEE Tier 1
215849867 | Central HP <5.4 tons | COLEMAN | HRCU-A-CB (Split System: Heat Pump with Remote Outdoor Unit-Air-Source) | HH824E2S11 | ASPEN |  | D(A,C,E)24C3K+TDR | TM8E100B12MP11 | 22400 | 17 | 8.5 | 22600 | 18000 | 79.65% | 2 | 0 | 12 |  |  |  | No | R-454B | 1.8667 | Residential & Commercial | Ducted CEE Tier 1
215849919 | Central HP <5.4 tons | COLEMAN | HRCU-A-CB (Split System: Heat Pump with Remote Outdoor Unit-Air-Source) | HH824E2S11 | ASPEN |  | D(A,C,E)36A3K+TDR | TM9E026A08MP12 | 20800 | 16.5 | 8.5 | 22800 | 17600 | 77.19% | 2 | 0 | 10.5 |  |  |  | No | R-454B | 1.7333 | Residential & Commercial | Ducted CEE Tier 1
215850176 | Central HP <5.4 tons | COLEMAN | HRCU-A-CB (Split System: Heat Pump with Remote Outdoor Unit-Air-Source) | HH824E2S11 | ASPEN |  | D(A,C,E)24C3K+TDR | Z8ES100B12SMPS1 | 20800 | 18.9 | 9.5 | 22800 | 18000 | 78.95% | 2 | 0 | 11.2 |  |  |  | No | R-454B | 1.7333 | Residential & Commercial | Ducted CEE Tier 1
211257840 | Central HP <5.4 tons | CARRIER | HRCU-A-CB (Split System: Heat Pump with Remote Outdoor Unit-Air-Source) | 38MURAQ18AB3* |  |  | CAP**2517AL* | 59SU5A040E17**12 | 18200 | 16.5 | 8.5 | 18000 | 17600 | 97.78% | 2.12 | 0 | 11 |  |  |  | No | R-410A | 1.5167 | Residential & Commercial | Ducted CEE Tier 1
211257905 | Central HP <5.4 tons | CARRIER | HRCU-A-CB (Split System: Heat Pump with Remote Outdoor Unit-Air-Source) | 38MURAQ18AB3* |  |  | CAP**3017AL* | 59SP6A040V17**12 | 17900 | 15.5 | 8.5 | 18500 | 18500 | 100% | 2.22 | 0 | 10.5 |  |  |  | No | R-410A | 1.4917 | Residential & Commercial | Ducted CEE Tier 1
216055813 | Central HP <5.4 tons | CHAMPION HEATING AND COOLING | HRCU-A-CB (Split System: Heat Pump with Remote Outdoor Unit-Air-Source) | HH836E2S11 | ASPEN |  | D(A,C,E)36A4K+TDR | Z8ES080C16SMPS1 | 31000 | 18 | 8.5 | 30800 | 25000 | 81.17% | 2 | 0 | 11 |  |  |  | No | R-454B | 2.5833 | Residential & Commercial | Ducted CEE Tier 1
216055827 | Central HP <5.4 tons | CHAMPION HEATING AND COOLING | HRCU-A-CB (Split System: Heat Pump with Remote Outdoor Unit-Air-Source) | HH836E2S11 | ASPEN |  | C(A,C,D,E)48A3K+TDR | Z8ES120C16SMPS1 | 31600 | 18 | 8.1 | 31200 | 25200 | 80.77% | 2 | 0 | 11.2 |  |  |  | No | R-454B | 2.6333 | Residential & Commercial | Ducted CEE Tier 1
216055828 | Central HP <5.4 tons | CHAMPION HEATING AND COOLING | HRCU-A-CB (Split System: Heat Pump with Remote Outdoor Unit-Air-Source) | HH836E2S11 | ASPEN |  | D(A,C,E)36A4K+TDR | Z8ES120C16SMPS1 | 31400 | 18 | 8.5 | 31200 | 25200 | 80.77% | 2 | 0 | 11 |  |  |  | No | R-454B | 2.6167 | Residential & Commercial | Ducted CEE Tier 1
216055777 | Central HP <5.4 tons | CHAMPION HEATING AND COOLING | HRCU-A-CB (Split System: Heat Pump with Remote Outdoor Unit-Air-Source) | HH836E2S11 | ASPEN |  | D(A,C,E)36A4K+TDR | TMLE120C16MP11 | 30400 | 18 | 8.5 | 30200 | 24800 | 82.12% | 2 | 0 | 11.2 |  |  |  | No | R-454B | 2.5333 | Residential & Commercial | Ducted CEE Tier 1
216055795 | Central HP <5.4 tons | CHAMPION HEATING AND COOLING | HRCU-A-CB (Split System: Heat Pump with Remote Outdoor Unit-Air-Source) | HH836E2S11 | ASPEN |  | D(A,C,E)36A4K+TDR | TP9C100C16MP13 | 30800 | 18 | 8.5 | 31000 | 25200 | 81.29% | 2 | 0 | 10.5 |  |  |  | No | R-454B | 2.5667 | Residential & Commercial | Ducted CEE Tier 1
215850260 | Central HP <5.4 tons | COLEMAN | HRCU-A-CB (Split System: Heat Pump with Remote Outdoor Unit-Air-Source) | HH836E2S11 | ASPEN |  | C(A,C,D,E)36B3K+TDR | CPLC080C16MP13 | 31000 | 17.5 | 8.1 | 31200 | 25400 | 81.41% | 2 | 0 | 10.5 |  |  |  | No | R-454B | 2.5833 | Residential & Commercial | Ducted CEE Tier 1
215850294 | Central HP <5.4 tons | COLEMAN | HRCU-A-CB (Split System: Heat Pump with Remote Outdoor Unit-Air-Source) | HH836E2S11 | ASPEN |  | C(A,C,D,E)48A3K+TDR | TL9E100C20UH11 | 31400 | 17 | 8.5 | 31400 | 25400 | 80.89% | 2 | 0 | 10.5 |  |  |  | No | R-454B | 2.6167 | Residential & Commercial | Ducted CEE Tier 1
216453236 | Central HP <5.4 tons | AMERICAN STANDARD | HRCU-A-CB (Split System: Heat Pump with Remote Outdoor Unit-Air-Source) | 5A6V0X60A1 |  |  | 5PX*D008AS3 | S8V2D120M5PCB | 52000 | 18.6 | 9 | 54500 | 38500 | 70.64% | 2 | 0 | 10 |  |  |  | No | R-454B | 4.3333 | Residential & Commercial | Ducted CEE Tier 1
216453266 | Central HP <5.4 tons | AMERICAN STANDARD | HRCU-A-CB (Split System: Heat Pump with Remote Outdoor Unit-Air-Source) | 5A6V0X60A1 |  |  | 5TXCD008AS3 | S8V2C100M5PDB | 51500 | 18.4 | 9 | 54500 | 38500 | 70.64% | 2 | 0 | 10 |  |  |  | No | R-454B | 4.2917 | Residential & Commercial | Ducted CEE Tier 1
216453268 | Central HP <5.4 tons | AMERICAN STANDARD | HRCU-A-CB (Split System: Heat Pump with Remote Outdoor Unit-Air-Source) | 5A6V0X60A1 |  |  | 5TXCD008AS3 | S8V2D120M5PDB | 52000 | 18.6 | 9 | 54500 | 38500 | 70.64% | 2 | 0 | 10 |  |  |  | No | R-454B | 4.3333 | Residential & Commercial | Ducted CEE Tier 1
212632234 | Central HP <5.4 tons | LENNOX | HRCU-A-CB (Split System: Heat Pump with Remote Outdoor Unit-Air-Source) | EL22XPV-024-230A** | ADP |  | LD19/25Y9 | SL280DF060NV36B* | 23800 | 20 | 8.5 | 22000 | 15400 | 70% | 1.92 | 0 | 13.5 |  |  |  | No | R-410A | 1.9833 | Residential & Commercial | Ducted CEE Tier 1
214624914 | Central HP <5.4 tons | CARRIER | HRCU-A-CB (Split System: Heat Pump with Remote Outdoor Unit-Air-Source) | 38MURAQ36AB3* | ADP |  | C36A***L159 | 58SU*B060M17**16 | 35200 | 16 | 8.1 | 36800 | 34600 | 94.02% | 1.86 | 0 | 10 |  |  |  | No | R-410A | 2.9333 | Residential & Commercial | Ducted CEE Tier 1
211229102 | Central HP <5.4 tons | BRYANT HEATING AND COOLING SYSTEMS | HRCU-A-CB (Split System: Heat Pump with Remote Outdoor Unit-Air-Source) | 38MURAQ36AB3* |  |  | CAP**4821AL* | 926SA60100V21*** | 36000 | 16 | 8.5 | 38500 | 34600 | 89.87% | 2.06 | 0 | 10 |  |  |  | No | R-410A | 3 | Residential & Commercial | Ducted CEE Tier 1
211230205 | Central HP <5.4 tons | BRYANT HEATING AND COOLING SYSTEMS | HRCU-A-CB (Split System: Heat Pump with Remote Outdoor Unit-Air-Source) | 38MURAQ36AB3* |  |  | CNPV*4821AL* | 915SB66100E21*** | 37600 | 15.5 | 8.5 | 39500 | 35000 | 88.61% | 2.08 | 0 | 10.5 |  |  |  | No | R-410A | 3.1333 | Residential & Commercial | Ducted CEE Tier 1
211230740 | Central HP <5.4 tons | BRYANT HEATING AND COOLING SYSTEMS | HRCU-A-CB (Split System: Heat Pump with Remote Outdoor Unit-Air-Source) | 38MURAQ36AB3* |  |  | CNPV*4824AL* | 935SA66100E21*** | 37400 | 15.5 | 8.5 | 39500 | 35000 | 88.61% | 2.08 | 0 | 10.5 |  |  |  | No | R-410A | 3.1167 | Residential & Commercial | Ducted CEE Tier 1
213206341 | Central HP <5.4 tons | CARRIER | HRCU-A-CB (Split System: Heat Pump with Remote Outdoor Unit-Air-Source) | 38MURAQ24AB3* | ASPEN |  | D(A,C,E)24B44+TDR | 58TP*A070V14**12 | 23800 | 17 | 8.1 | 26200 | 20200 | 77.1% | 2.86 | 0 | 10 |  |  |  | No | R-410A | 1.9833 | Residential & Commercial | Ducted CEE Tier 1
213206350 | Central HP <5.4 tons | CARRIER | HRCU-A-CB (Split System: Heat Pump with Remote Outdoor Unit-Air-Source) | 38MURAQ24AB3* | ASPEN |  | D(A,C,E)36C34+TDR | 58TP*A070V14**12 | 23800 | 17 | 8.1 | 26200 | 20200 | 77.1% | 2.84 | 0 | 10 |  |  |  | No | R-410A | 1.9833 | Residential & Commercial | Ducted CEE Tier 1
214389571 | Central HP <5.4 tons | CARRIER | HRCU-A-CB (Split System: Heat Pump with Remote Outdoor Unit-Air-Source) | 38MURAQ24AB3* | ASPEN |  | AEW254+TDR |  | 23000 | 16 | 8.5 | 26000 | 23400 | 90% | 2.77 | 0 | 10 |  |  |  | No | R-410A | 1.9167 | Residential & Commercial | Ducted CEE Tier 1
216055929 | Central HP <5.4 tons | CHAMPION HEATING AND COOLING | HRCU-A-CB (Split System: Heat Pump with Remote Outdoor Unit-Air-Source) | HH860E2S11 | ASPEN |  | C(A,C,D,E)60A3K+TDR | TM9Y080C16MP11 | 40500 | 17 | 8.5 | 44000 | 33800 | 76.82% | 2 | 0 | 10.5 |  |  |  | No | R-454B | 3.375 | Residential & Commercial | Ducted CEE Tier 1
216055859 | Central HP <5.4 tons | CHAMPION HEATING AND COOLING | HRCU-A-CB (Split System: Heat Pump with Remote Outdoor Unit-Air-Source) | HH860E2S11 | ASPEN |  | C(A,C,D,E)48A3K+TDR | TM8E080C20MP11 | 41000 | 16.5 | 8.1 | 46000 | 35000 | 76.09% | 2 | 0 | 10.5 |  |  |  | No | R-454B | 3.4167 | Residential & Commercial | Ducted CEE Tier 1
216055868 | Central HP <5.4 tons | CHAMPION HEATING AND COOLING | HRCU-A-CB (Split System: Heat Pump with Remote Outdoor Unit-Air-Source) | HH860E2S11 | ASPEN |  | C(A,C,D,E)48A3K+TDR | TM8E120C16MP11 | 40000 | 17.5 | 8.1 | 45000 | 34200 | 76% | 2 | 0 | 10.5 |  |  |  | No | R-454B | 3.3333 | Residential & Commercial | Ducted CEE Tier 1
216055916 | Central HP <5.4 tons | CHAMPION HEATING AND COOLING | HRCU-A-CB (Split System: Heat Pump with Remote Outdoor Unit-Air-Source) | HH860E2S11 | ASPEN |  | C(A,C,D,E)48A3K+TDR | TM9V080C16MP12 | 39500 | 16.5 | 8.1 | 43500 | 33600 | 77.24% | 2 | 0 | 10.5 |  |  |  | No | R-454B | 3.2917 | Residential & Commercial | Ducted CEE Tier 1
215851222 | Central HP <5.4 tons | COLEMAN | HRCU-A-CB (Split System: Heat Pump with Remote Outdoor Unit-Air-Source) | HH860E2S11 | ASPEN |  | D(A,C,E)60A3K+TDR | TPLC120C20MP13 | 41000 | 18 | 8.5 | 44500 | 33800 | 75.96% | 2 | 0 | 10.5 |  |  |  | No | R-454B | 3.4167 | Residential & Commercial | Ducted CEE Tier 1
214336715 | Central HP <5.4 tons | RHEEM | HRCU-A-CB (Split System: Heat Pump with Remote Outdoor Unit-Air-Source) | RD17AZ48AJ3N | ASPEN |  | D(A,C,E)60C44+TDR | R801V0755A21UHS | 45500 | 15.2 | 8.1 | 45500 | 33800 | 74.29% | 3.18 | 0 | 10 |  |  |  | No | R-410A | 3.7917 | Residential & Commercial | Ducted CEE Tier 1
214336722 | Central HP <5.4 tons | RHEEM | HRCU-A-CB (Split System: Heat Pump with Remote Outdoor Unit-Air-Source) | RD17AZ48AJ3N | ASPEN |  | D(A,C,E)60C44+TDR | R802V1005A21UHS | 45500 | 16 | 8.1 | 45500 | 33800 | 74.29% | 3.17 | 0 | 10 |  |  |  | No | R-410A | 3.7917 | Residential & Commercial | Ducted CEE Tier 1
215850562 | Central HP <5.4 tons | COLEMAN | HRCU-A-CB (Split System: Heat Pump with Remote Outdoor Unit-Air-Source) | HH836E2S11 | ASPEN |  | C(A,C,D,E)48A3K+TDR | TPLC100C16MP13 | 31200 | 18 | 8.1 | 31200 | 25400 | 81.41% | 2 | 0 | 10.5 |  |  |  | No | R-454B | 2.6 | Residential & Commercial | Ducted CEE Tier 1
216055207 | Central HP <5.4 tons | LUXAIRE | HRCU-A-CB (Split System: Heat Pump with Remote Outdoor Unit-Air-Source) | HH836E2S11 | ASPEN |  | D(A,C,E)36A4K+TDR | Z9ES080C16SMPS1 | 29400 | 17.5 | 8.5 | 30400 | 23400 | 76.97% | 2 | 0 | 10.5 |  |  |  | No | R-454B | 2.45 | Residential & Commercial | Ducted CEE Tier 1
214328316 | Central HP <5.4 tons | NAPOLEON | HRCU-A-CB (Split System: Heat Pump with Remote Outdoor Unit-Air-Source) | WSEHV2436RA1-N | ADP |  | H,A,DG34936 | WPV070T3AA | 22000 | 17 | 8.5 | 23400 | 17100 | 73.08% | 1.8 | 0 | 10 |  |  |  | No | R-410A | 1.8333 | Residential & Commercial | Ducted CEE Tier 1
209270320 | Central HP <5.4 tons | ECO-AIR | HRCU-A-C (Split System: Heat Pump with Remote Outdoor Unit with No Indoor Fan --Air Source) | MOD30-24HFN1-MW |  |  | MAC-24HWDN1-MN0 |  | 24000 | 16.5 | 9.5 | 25000 | 20000 | 80% | 1.95 | 11 | 10.7 |  |  |  | No | R-410A | 2 | Residential & Commercial | Ducted CEE Tier 1
216055666 | Central HP <5.4 tons | CHAMPION HEATING AND COOLING | HRCU-A-CB (Split System: Heat Pump with Remote Outdoor Unit-Air-Source) | HH836E2S11 | ASPEN |  | D(A,C,E)36A4K+TDR | TM8E080C16MP11 | 31000 | 18 | 8.5 | 31000 | 25200 | 81.29% | 2 | 0 | 10.5 |  |  |  | No | R-454B | 2.5833 | Residential & Commercial | Ducted CEE Tier 1
215850544 | Central HP <5.4 tons | COLEMAN | HRCU-A-CB (Split System: Heat Pump with Remote Outdoor Unit-Air-Source) | HH836E2S11 | ASPEN |  | C(A,C,D,E)36B3K+TDR | TP9C100C16MP13 | 31000 | 18 | 8.5 | 31000 | 25200 | 81.29% | 2 | 0 | 10.5 |  |  |  | No | R-454B | 2.5833 | Residential & Commercial | Ducted CEE Tier 1
215850560 | Central HP <5.4 tons | COLEMAN | HRCU-A-CB (Split System: Heat Pump with Remote Outdoor Unit-Air-Source) | HH836E2S11 | ASPEN |  | C(A,C,D,E)36B3K+TDR | TPLC100C16MP13 | 31000 | 18 | 8.5 | 31200 | 25400 | 81.41% | 2 | 0 | 10.5 |  |  |  | No | R-454B | 2.5833 | Residential & Commercial | Ducted CEE Tier 1
216055921 | Central HP <5.4 tons | CHAMPION HEATING AND COOLING | HRCU-A-CB (Split System: Heat Pump with Remote Outdoor Unit-Air-Source) | HH860E2S11 | ASPEN |  | D(A,C,E)60A3K+TDR | TM9V100C16MP12 | 40500 | 16.5 | 8.1 | 43500 | 33200 | 76.32% | 2 | 0 | 11.2 |  |  |  | No | R-454B | 3.375 | Residential & Commercial | Ducted CEE Tier 1
216055922 | Central HP <5.4 tons | CHAMPION HEATING AND COOLING | HRCU-A-CB (Split System: Heat Pump with Remote Outdoor Unit-Air-Source) | HH860E2S11 | ASPEN |  | C(A,C,D,E)48A3K+TDR | TM9V100C20MP12 | 40000 | 17.5 | 8.1 | 44500 | 33800 | 75.96% | 2 | 0 | 10.5 |  |  |  | No | R-454B | 3.3333 | Residential & Commercial | Ducted CEE Tier 1
216055954 | Central HP <5.4 tons | CHAMPION HEATING AND COOLING | HRCU-A-CB (Split System: Heat Pump with Remote Outdoor Unit-Air-Source) | HH860E2S11 | ASPEN |  | D(A,C,E)60A3K+TDR | TMLE120C16MP11 | 41000 | 18 | 8.5 | 45000 | 34200 | 76% | 2 | 0 | 10.5 |  |  |  | No | R-454B | 3.4167 | Residential & Commercial | Ducted CEE Tier 1
216055988 | Central HP <5.4 tons | CHAMPION HEATING AND COOLING | HRCU-A-CB (Split System: Heat Pump with Remote Outdoor Unit-Air-Source) | HH860E2S11 | ASPEN |  | C(A,C,D,E)48A3K+TDR | TPLC120C20MP13 | 40000 | 17.5 | 8.1 | 44500 | 33800 | 75.96% | 2 | 0 | 10.5 |  |  |  | No | R-454B | 3.3333 | Residential & Commercial | Ducted CEE Tier 1
216055989 | Central HP <5.4 tons | CHAMPION HEATING AND COOLING | HRCU-A-CB (Split System: Heat Pump with Remote Outdoor Unit-Air-Source) | HH860E2S11 | ASPEN |  | C(A,C,D,E)60A3K+TDR | TPLC120C20MP13 | 41000 | 18 | 8.5 | 44500 | 33800 | 75.96% | 2 | 0 | 10.5 |  |  |  | No | R-454B | 3.4167 | Residential & Commercial | Ducted CEE Tier 1
216056003 | Central HP <5.4 tons | CHAMPION HEATING AND COOLING | HRCU-A-CB (Split System: Heat Pump with Remote Outdoor Unit-Air-Source) | HH860E2S11 | ASPEN |  | C(A,C,D,E)48A3K+TDR | Z8ES120C16SMPS1 | 40000 | 17.5 | 8.1 | 43000 | 33000 | 76.74% | 2 | 0 | 11.5 |  |  |  | No | R-454B | 3.3333 | Residential & Commercial | Ducted CEE Tier 1
216056004 | Central HP <5.4 tons | CHAMPION HEATING AND COOLING | HRCU-A-CB (Split System: Heat Pump with Remote Outdoor Unit-Air-Source) | HH860E2S11 | ASPEN |  | C(A,C,D,E)60A3K+TDR | Z8ES120C16SMPS1 | 41000 | 18 | 8.5 | 43000 | 33000 | 76.74% | 2 | 0 | 11.7 |  |  |  | No | R-454B | 3.4167 | Residential & Commercial | Ducted CEE Tier 1
215850170 | Central HP <5.4 tons | COLEMAN | HRCU-A-CB (Split System: Heat Pump with Remote Outdoor Unit-Air-Source) | HH824E2S11 | ASPEN |  | C(A,C,D,E)24A3K+TDR | Z8ES100B12SMPS1 | 20000 | 18.5 | 9 | 22600 | 18000 | 79.65% | 2 | 0 | 11.2 |  |  |  | No | R-454B | 1.6667 | Residential & Commercial | Ducted CEE Tier 1
215850211 | Central HP <5.4 tons | COLEMAN | HRCU-A-CB (Split System: Heat Pump with Remote Outdoor Unit-Air-Source) | HH824E2S11 | ASPEN |  | C(A,C,D,E)24A3K+TDR | Z9ES080B12SMPS1 | 21600 | 17 | 8.1 | 22600 | 18100 | 80.09% | 2 | 0 | 12 |  |  |  | No | R-454B | 1.8 | Residential & Commercial | Ducted CEE Tier 1
216054762 | Central HP <5.4 tons | LUXAIRE | HRCU-A-CB (Split System: Heat Pump with Remote Outdoor Unit-Air-Source) | HH824E2S11 | ASPEN |  | C(A,C,D,E)24A3K+TDR | LPLC080B12MP13 | 21600 | 17 | 8.1 | 22600 | 17700 | 78.32% | 2 | 0 | 12 |  |  |  | No | R-454B | 1.8 | Residential & Commercial | Ducted CEE Tier 1
216054778 | Central HP <5.4 tons | LUXAIRE | HRCU-A-CB (Split System: Heat Pump with Remote Outdoor Unit-Air-Source) | HH824E2S11 | ASPEN |  | D(A,C,E)36A3K+TDR | TL9E060B12UH11 | 22400 | 17 | 8.1 | 22600 | 18000 | 79.65% | 2 | 0 | 12 |  |  |  | No | R-454B | 1.8667 | Residential & Commercial | Ducted CEE Tier 1
216055516 | Central HP <5.4 tons | CHAMPION HEATING AND COOLING | HRCU-A-CB (Split System: Heat Pump with Remote Outdoor Unit-Air-Source) | HH824E2S11 | ASPEN |  | D(A,C,E)36A4K+TDR | TM9V060B12MP12 | 22600 | 17 | 8.5 | 22800 | 18000 | 78.95% | 2 | 0 | 12 |  |  |  | No | R-454B | 1.8833 | Residential & Commercial | Ducted CEE Tier 1
216055550 | Central HP <5.4 tons | CHAMPION HEATING AND COOLING | HRCU-A-CB (Split System: Heat Pump with Remote Outdoor Unit-Air-Source) | HH824E2S11 | ASPEN |  | D(A,C,E)24B4K+TDR | TMLE060A12MP11 | 21000 | 17.5 | 9 | 23000 | 17900 | 77.83% | 2 | 0 | 11.2 |  |  |  | No | R-454B | 1.75 | Residential & Commercial | Ducted CEE Tier 1
216055559 | Central HP <5.4 tons | CHAMPION HEATING AND COOLING | HRCU-A-CB (Split System: Heat Pump with Remote Outdoor Unit-Air-Source) | HH824E2S11 | ASPEN |  | C(A,C,D,E)24A3K+TDR | TMLE100B12MP11 | 21600 | 17 | 8.1 | 22600 | 18000 | 79.65% | 2 | 0 | 12 |  |  |  | No | R-454B | 1.8 | Residential & Commercial | Ducted CEE Tier 1
216055566 | Central HP <5.4 tons | CHAMPION HEATING AND COOLING | HRCU-A-CB (Split System: Heat Pump with Remote Outdoor Unit-Air-Source) | HH824E2S11 | ASPEN |  | C(A,C,D,E)24D2K+TDR | TP9C060B12MP13 | 21200 | 17 | 8.5 | 22800 | 18000 | 78.95% | 2 | 0 | 11.7 |  |  |  | No | R-454B | 1.7667 | Residential & Commercial | Ducted CEE Tier 1
216055591 | Central HP <5.4 tons | CHAMPION HEATING AND COOLING | HRCU-A-CB (Split System: Heat Pump with Remote Outdoor Unit-Air-Source) | HH824E2S11 | ASPEN |  | D(A,C,E)24B3K+TDR | Z8ES060A12SMPS1 | 20600 | 17.5 | 8.5 | 22400 | 17300 | 77.23% | 2 | 0 | 11.2 |  |  |  | No | R-454B | 1.7167 | Residential & Commercial | Ducted CEE Tier 1
216055598 | Central HP <5.4 tons | CHAMPION HEATING AND COOLING | HRCU-A-CB (Split System: Heat Pump with Remote Outdoor Unit-Air-Source) | HH824E2S11 | ASPEN |  | D(A,C,E)24B4K+TDR | Z8ES080B12SMPS1 | 22600 | 18 | 8.5 | 22800 | 18500 | 81.14% | 2 | 0 | 12 |  |  |  | No | R-454B | 1.8833 | Residential & Commercial | Ducted CEE Tier 1
216055749 | Central HP <5.4 tons | CHAMPION HEATING AND COOLING | HRCU-A-CB (Split System: Heat Pump with Remote Outdoor Unit-Air-Source) | HH836E2S11 | ASPEN |  | C(A,C,D,E)48A3K+TDR | TM9Y080C16MP11 | 31400 | 18 | 8.5 | 31800 | 25800 | 81.13% | 2 | 0 | 10.5 |  |  |  | No | R-454B | 2.6167 | Residential & Commercial | Ducted CEE Tier 1
216055806 | Central HP <5.4 tons | CHAMPION HEATING AND COOLING | HRCU-A-CB (Split System: Heat Pump with Remote Outdoor Unit-Air-Source) | HH836E2S11 | ASPEN |  | C(A,C,D,E)48A3K+TDR | TPLC100C16MP13 | 31200 | 18 | 8.1 | 31200 | 25400 | 81.41% | 2 | 0 | 10.5 |  |  |  | No | R-454B | 2.6 | Residential & Commercial | Ducted CEE Tier 1
216055673 | Central HP <5.4 tons | CHAMPION HEATING AND COOLING | HRCU-A-CB (Split System: Heat Pump with Remote Outdoor Unit-Air-Source) | HH836E2S11 | ASPEN |  | C(A,C,D,E)36B3K+TDR | TM8E100C16MP11 | 31000 | 18 | 8.5 | 31200 | 25200 | 80.77% | 2 | 0 | 10.5 |  |  |  | No | R-454B | 2.5833 | Residential & Commercial | Ducted CEE Tier 1
216055707 | Central HP <5.4 tons | CHAMPION HEATING AND COOLING | HRCU-A-CB (Split System: Heat Pump with Remote Outdoor Unit-Air-Source) | HH836E2S11 | ASPEN |  | C(A,C,D,E)48A3K+TDR | TM8Y120C20MP11 | 31000 | 18 | 8.1 | 30600 | 25000 | 81.7% | 2 | 0 | 11.2 |  |  |  | No | R-454B | 2.5833 | Residential & Commercial | Ducted CEE Tier 1
216055732 | Central HP <5.4 tons | CHAMPION HEATING AND COOLING | HRCU-A-CB (Split System: Heat Pump with Remote Outdoor Unit-Air-Source) | HH836E2S11 | ASPEN |  | D(A,C,E)36A4K+TDR | TM9V080B12MP12 | 30600 | 18 | 8.5 | 30800 | 25200 | 81.82% | 2 | 0 | 10.5 |  |  |  | No | R-454B | 2.55 | Residential & Commercial | Ducted CEE Tier 1
216055748 | Central HP <5.4 tons | CHAMPION HEATING AND COOLING | HRCU-A-CB (Split System: Heat Pump with Remote Outdoor Unit-Air-Source) | HH836E2S11 | ASPEN |  | C(A,C,D,E)36B3K+TDR | TM9Y080C16MP11 | 31200 | 18 | 8.5 | 32000 | 25800 | 80.62% | 2 | 0 | 10.5 |  |  |  | No | R-454B | 2.6 | Residential & Commercial | Ducted CEE Tier 1
215935614 | Central HP <5.4 tons | CARRIER | HRCU-A-CB (Split System: Heat Pump with Remote Outdoor Unit-Air-Source) | 27VNA336A*030* |  |  | CVAVA3621XMA*+UI | 58TN*B045C17**12 | 34000 | 20 | 8.5 | 39500 | 29000 | 73.42% | 2.02 | 0 | 11 |  |  |  | No | R-454B | 2.8333 | Residential & Commercial | Ducted CEE Tier 1
216056056 | Central HP <5.4 tons | CHAMPION HEATING AND COOLING | HRCU-A-CB (Split System: Heat Pump with Remote Outdoor Unit-Air-Source) | HH860E2S11 | ASPEN |  | C(A,C,D,E)60A3K+TDR | Z9ES100C20SMPS1 | 42000 | 17.5 | 8.1 | 46500 | 34000 | 73.12% | 2 | 0 | 11.2 |  |  |  | No | R-454B | 3.5 | Residential & Commercial | Ducted CEE Tier 1
216055852 | Central HP <5.4 tons | CHAMPION HEATING AND COOLING | HRCU-A-CB (Split System: Heat Pump with Remote Outdoor Unit-Air-Source) | HH860E2S11 | ASPEN |  | D(A,C,E)60A3K+TDR | TL9E080C16UH11 | 41000 | 18 | 8.5 | 45500 | 34400 | 75.6% | 2 | 0 | 10.5 |  |  |  | No | R-454B | 3.4167 | Residential & Commercial | Ducted CEE Tier 1
216055871 | Central HP <5.4 tons | CHAMPION HEATING AND COOLING | HRCU-A-CB (Split System: Heat Pump with Remote Outdoor Unit-Air-Source) | HH860E2S11 | ASPEN |  | C(A,C,D,E)48A3K+TDR | TM8E120C20MP11 | 41000 | 16.5 | 8.1 | 46000 | 35000 | 76.09% | 2 | 0 | 10.5 |  |  |  | No | R-454B | 3.4167 | Residential & Commercial | Ducted CEE Tier 1
215851231 | Central HP <5.4 tons | COLEMAN | HRCU-A-CB (Split System: Heat Pump with Remote Outdoor Unit-Air-Source) | HH860E2S11 | ASPEN |  | C(A,C,D,E)60A3K+TDR | Z8ES080C16SMPS1 | 41500 | 18 | 8.5 | 44000 | 33400 | 75.91% | 2 | 0 | 11.7 |  |  |  | No | R-454B | 3.4583 | Residential & Commercial | Ducted CEE Tier 1
215851274 | Central HP <5.4 tons | COLEMAN | HRCU-A-CB (Split System: Heat Pump with Remote Outdoor Unit-Air-Source) | HH860E2S11 | ASPEN |  | D(A,C,E)60A3K+TDR | Z8ES100C20SMPS1 | 41500 | 18 | 8.5 | 44000 | 33400 | 75.91% | 2 | 0 | 11.7 |  |  |  | No | R-454B | 3.4583 | Residential & Commercial | Ducted CEE Tier 1
215850711 | Central HP <5.4 tons | COLEMAN | HRCU-A-CB (Split System: Heat Pump with Remote Outdoor Unit-Air-Source) | HH860E2S11 | ASPEN |  | D(A,C,E)60B3K+TDR | TL8E100C20UH11 | 42000 | 18 | 8.5 | 45000 | 34000 | 75.56% | 2 | 0 | 11.5 |  |  |  | No | R-454B | 3.5 | Residential & Commercial | Ducted CEE Tier 1
215850747 | Central HP <5.4 tons | COLEMAN | HRCU-A-CB (Split System: Heat Pump with Remote Outdoor Unit-Air-Source) | HH860E2S11 | ASPEN |  | C(A,C,D,E)60B3K+TDR | TM8E080C20MP11 | 42500 | 17 | 8.5 | 46500 | 35000 | 75.27% | 2 | 0 | 11 |  |  |  | No | R-454B | 3.5417 | Residential & Commercial | Ducted CEE Tier 1
216055659 | Central HP <5.4 tons | CHAMPION HEATING AND COOLING | HRCU-A-CB (Split System: Heat Pump with Remote Outdoor Unit-Air-Source) | HH836E2S11 | ASPEN |  | C(A,C,D,E)48A3K+TDR | TL9E100C20UH11 | 31400 | 17 | 8.5 | 31400 | 25400 | 80.89% | 2 | 0 | 10.5 |  |  |  | No | R-454B | 2.6167 | Residential & Commercial | Ducted CEE Tier 1
216055664 | Central HP <5.4 tons | CHAMPION HEATING AND COOLING | HRCU-A-CB (Split System: Heat Pump with Remote Outdoor Unit-Air-Source) | HH836E2S11 | ASPEN |  | C(A,C,D,E)36B3K+TDR | TM8E080C16MP11 | 31000 | 18 | 8.5 | 31000 | 25200 | 81.29% | 2 | 0 | 10.5 |  |  |  | No | R-454B | 2.5833 | Residential & Commercial | Ducted CEE Tier 1
216055691 | Central HP <5.4 tons | CHAMPION HEATING AND COOLING | HRCU-A-CB (Split System: Heat Pump with Remote Outdoor Unit-Air-Source) | HH836E2S11 | ASPEN |  | C(A,C,D,E)36B3K+TDR | TM8V100C16MP12 | 31000 | 18 | 8.5 | 31200 | 25400 | 81.41% | 2 | 0 | 10.5 |  |  |  | No | R-454B | 2.5833 | Residential & Commercial | Ducted CEE Tier 1
216055698 | Central HP <5.4 tons | CHAMPION HEATING AND COOLING | HRCU-A-CB (Split System: Heat Pump with Remote Outdoor Unit-Air-Source) | HH836E2S11 | ASPEN |  | C(A,C,D,E)48A3K+TDR | TM8Y080C16MP11 | 31000 | 18 | 8.1 | 30400 | 25000 | 82.24% | 2 | 0 | 11.2 |  |  |  | No | R-454B | 2.5833 | Residential & Commercial | Ducted CEE Tier 1
216055700 | Central HP <5.4 tons | CHAMPION HEATING AND COOLING | HRCU-A-CB (Split System: Heat Pump with Remote Outdoor Unit-Air-Source) | HH836E2S11 | ASPEN |  | C(A,C,D,E)36B3K+TDR | TM8Y100C16MP11 | 30800 | 18 | 8.5 | 30400 | 25000 | 82.24% | 2 | 0 | 11 |  |  |  | No | R-454B | 2.5667 | Residential & Commercial | Ducted CEE Tier 1
216055757 | Central HP <5.4 tons | CHAMPION HEATING AND COOLING | HRCU-A-CB (Split System: Heat Pump with Remote Outdoor Unit-Air-Source) | HH836E2S11 | ASPEN |  | C(A,C,D,E)36B3K+TDR | TMLE080B12MP11 | 30800 | 18 | 8.5 | 31400 | 25400 | 80.89% | 2 | 0 | 10.5 |  |  |  | No | R-454B | 2.5667 | Residential & Commercial | Ducted CEE Tier 1
215849959 | Central HP <5.4 tons | COLEMAN | HRCU-A-CB (Split System: Heat Pump with Remote Outdoor Unit-Air-Source) | HH824E2S11 | ASPEN |  | C(A,C,D,E)24A3K+TDR | TM9E080B12MP12 | 21600 | 17 | 8.1 | 22400 | 18700 | 83.48% | 2 | 0 | 11.7 |  |  |  | No | R-454B | 1.8 | Residential & Commercial | Ducted CEE Tier 1
215850011 | Central HP <5.4 tons | COLEMAN | HRCU-A-CB (Split System: Heat Pump with Remote Outdoor Unit-Air-Source) | HH824E2S11 | ASPEN |  | C(A,C,D,E)24C3K+TDR | TM9Y040A10MP11 | 20800 | 16.5 | 8.5 | 22600 | 17300 | 76.55% | 2 | 0 | 10.5 |  |  |  | No | R-454B | 1.7333 | Residential & Commercial | Ducted CEE Tier 1
215850020 | Central HP <5.4 tons | COLEMAN | HRCU-A-CB (Split System: Heat Pump with Remote Outdoor Unit-Air-Source) | HH824E2S11 | ASPEN |  | C(A,C,D,E)24A3K+TDR | TM9Y060B12MP11 | 21600 | 17 | 8.1 | 22600 | 18400 | 81.42% | 2 | 0 | 11 |  |  |  | No | R-454B | 1.8 | Residential & Commercial | Ducted CEE Tier 1
215850095 | Central HP <5.4 tons | COLEMAN | HRCU-A-CB (Split System: Heat Pump with Remote Outdoor Unit-Air-Source) | HH824E2S11 | ASPEN |  | C(A,C,D,E)24A3K+TDR | TP9C060B12MP13 | 21600 | 17 | 8.1 | 22600 | 18000 | 79.65% | 2 | 0 | 12 |  |  |  | No | R-454B | 1.8 | Residential & Commercial | Ducted CEE Tier 1
215850120 | Central HP <5.4 tons | COLEMAN | HRCU-A-CB (Split System: Heat Pump with Remote Outdoor Unit-Air-Source) | HH824E2S11 | ASPEN |  | C(A,C,D,E)24A3K+TDR | TPLC080B12MP13 | 21600 | 17 | 8.1 | 22600 | 17700 | 78.32% | 2 | 0 | 11.7 |  |  |  | No | R-454B | 1.8 | Residential & Commercial | Ducted CEE Tier 1
215851162 | Central HP <5.4 tons | COLEMAN | HRCU-A-CB (Split System: Heat Pump with Remote Outdoor Unit-Air-Source) | HH860E2S11 | ASPEN |  | C(A,C,D,E)60A3K+TDR | TP9C120D20MP13 | 41000 | 17.5 | 8.1 | 44000 | 33400 | 75.91% | 2 | 0 | 11.5 |  |  |  | No | R-454B | 3.4167 | Residential & Commercial | Ducted CEE Tier 1
216055401 | Central HP <5.4 tons | LUXAIRE | HRCU-A-CB (Split System: Heat Pump with Remote Outdoor Unit-Air-Source) | HH860E2S11 | ASPEN |  | C(A,C,D,E)60A3K+TDR | Z8ES120C20SMPS1 | 41500 | 17.5 | 8.1 | 45000 | 34000 | 75.56% | 2 | 0 | 11.5 |  |  |  | No | R-454B | 3.4583 | Residential & Commercial | Ducted CEE Tier 1
216055417 | Central HP <5.4 tons | LUXAIRE | HRCU-A-CB (Split System: Heat Pump with Remote Outdoor Unit-Air-Source) | HH860E2S11 | ASPEN |  | D(A,C,E)60A3K+TDR | Z9ES100C20SMPS1 | 42000 | 17.5 | 8.1 | 46500 | 34000 | 73.12% | 2 | 0 | 11.5 |  |  |  | No | R-454B | 3.5 | Residential & Commercial | Ducted CEE Tier 1
216055418 | Central HP <5.4 tons | LUXAIRE | HRCU-A-CB (Split System: Heat Pump with Remote Outdoor Unit-Air-Source) | HH860E2S11 | ASPEN |  | C(A,C,D,E)48A3K+TDR | Z9ES120D20SMPS1 | 42000 | 17.5 | 8.1 | 46500 | 34200 | 73.55% | 2 | 0 | 11.2 |  |  |  | No | R-454B | 3.5 | Residential & Commercial | Ducted CEE Tier 1
216055971 | Central HP <5.4 tons | CHAMPION HEATING AND COOLING | HRCU-A-CB (Split System: Heat Pump with Remote Outdoor Unit-Air-Source) | HH860E2S11 | ASPEN |  | C(A,C,D,E)60A3K+TDR | TP9C100C16MP13 | 40500 | 17 | 8.5 | 43500 | 33200 | 76.32% | 2 | 0 | 11 |  |  |  | No | R-454B | 3.375 | Residential & Commercial | Ducted CEE Tier 1
216055987 | Central HP <5.4 tons | CHAMPION HEATING AND COOLING | HRCU-A-CB (Split System: Heat Pump with Remote Outdoor Unit-Air-Source) | HH860E2S11 | ASPEN |  | D(A,C,E)60A3K+TDR | TPLC100C20MP13 | 41000 | 18 | 8.5 | 44500 | 33800 | 75.96% | 2 | 0 | 10.5 |  |  |  | No | R-454B | 3.4167 | Residential & Commercial | Ducted CEE Tier 1
216055775 | Central HP <5.4 tons | CHAMPION HEATING AND COOLING | HRCU-A-CB (Split System: Heat Pump with Remote Outdoor Unit-Air-Source) | HH836E2S11 | ASPEN |  | C(A,C,D,E)36B3K+TDR | TMLE120C16MP11 | 30600 | 18 | 8.5 | 30200 | 24800 | 82.12% | 2 | 0 | 11 |  |  |  | No | R-454B | 2.55 | Residential & Commercial | Ducted CEE Tier 1
216055782 | Central HP <5.4 tons | CHAMPION HEATING AND COOLING | HRCU-A-CB (Split System: Heat Pump with Remote Outdoor Unit-Air-Source) | HH836E2S11 | ASPEN |  | C(A,C,D,E)48A3K+TDR | TMLV100C16MP12 | 31200 | 18 | 8.1 | 31200 | 25400 | 81.41% | 2 | 0 | 10.5 |  |  |  | No | R-454B | 2.6 | Residential & Commercial | Ducted CEE Tier 1
216055789 | Central HP <5.4 tons | CHAMPION HEATING AND COOLING | HRCU-A-CB (Split System: Heat Pump with Remote Outdoor Unit-Air-Source) | HH836E2S11 | ASPEN |  | D(A,C,E)36A4K+TDR | TP9C080B12MP13 | 30600 | 18 | 8.5 | 30800 | 25200 | 81.82% | 2 | 0 | 10.5 |  |  |  | No | R-454B | 2.55 | Residential & Commercial | Ducted CEE Tier 1
216055809 | Central HP <5.4 tons | CHAMPION HEATING AND COOLING | HRCU-A-CB (Split System: Heat Pump with Remote Outdoor Unit-Air-Source) | HH836E2S11 | ASPEN |  | C(A,C,D,E)48A3K+TDR | Z8ES080B12SMPS1 | 30800 | 18 | 8.1 | 30000 | 24800 | 82.67% | 2 | 0 | 11.2 |  |  |  | No | R-454B | 2.5667 | Residential & Commercial | Ducted CEE Tier 1
216055816 | Central HP <5.4 tons | CHAMPION HEATING AND COOLING | HRCU-A-CB (Split System: Heat Pump with Remote Outdoor Unit-Air-Source) | HH836E2S11 | ASPEN |  | D(A,C,E)36A4K+TDR | Z8ES080C20SMPS1 | 32000 | 19 | 8.5 | 32200 | 25800 | 80.12% | 2 | 0 | 10.5 |  |  |  | No | R-454B | 2.6667 | Residential & Commercial | Ducted CEE Tier 1
216055825 | Central HP <5.4 tons | CHAMPION HEATING AND COOLING | HRCU-A-CB (Split System: Heat Pump with Remote Outdoor Unit-Air-Source) | HH836E2S11 | ASPEN |  | D(A,C,E)36A4K+TDR | Z8ES100C20SMPS1 | 31600 | 18 | 8.5 | 31800 | 25400 | 79.87% | 2 | 0 | 10.5 |  |  |  | No | R-454B | 2.6333 | Residential & Commercial | Ducted CEE Tier 1
214331345 | Central HP <5.4 tons | NAPOLEON | HRCU-A-CB (Split System: Heat Pump with Remote Outdoor Unit-Air-Source) | WSEHV4860RA1-N | ADP |  | H,A,DG52960 | WPV080T4BA | 46000 | 17 | 8.5 | 48000 | 34600 | 72.08% | 1.8 | 0 | 10 |  |  |  | No | R-410A | 3.8333 | Residential & Commercial | Ducted CEE Tier 1
216056053 | Central HP <5.4 tons | CHAMPION HEATING AND COOLING | HRCU-A-CB (Split System: Heat Pump with Remote Outdoor Unit-Air-Source) | HH860E2S11 | ASPEN |  | C(A,C,D,E)48A3K+TDR | Z9ES100C20SMPS1 | 41000 | 17.5 | 8.1 | 46500 | 34000 | 73.12% | 2 | 0 | 11.2 |  |  |  | No | R-454B | 3.4167 | Residential & Commercial | Ducted CEE Tier 1
216055970 | Central HP <5.4 tons | CHAMPION HEATING AND COOLING | HRCU-A-CB (Split System: Heat Pump with Remote Outdoor Unit-Air-Source) | HH860E2S11 | ASPEN |  | C(A,C,D,E)48A3K+TDR | TP9C100C16MP13 | 39500 | 16.5 | 8.1 | 43500 | 33200 | 76.32% | 2 | 0 | 11.2 |  |  |  | No | R-454B | 3.2917 | Residential & Commercial | Ducted CEE Tier 1
216055855 | Central HP <5.4 tons | CHAMPION HEATING AND COOLING | HRCU-A-CB (Split System: Heat Pump with Remote Outdoor Unit-Air-Source) | HH860E2S11 | ASPEN |  | D(A,C,E)60A3K+TDR | TL9E100C20UH11 | 41000 | 17 | 8.1 | 44000 | 33400 | 75.91% | 2 | 0 | 11 |  |  |  | No | R-454B | 3.4167 | Residential & Commercial | Ducted CEE Tier 1
216055869 | Central HP <5.4 tons | CHAMPION HEATING AND COOLING | HRCU-A-CB (Split System: Heat Pump with Remote Outdoor Unit-Air-Source) | HH860E2S11 | ASPEN |  | C(A,C,D,E)60A3K+TDR | TM8E120C16MP11 | 41000 | 18 | 8.5 | 45000 | 34200 | 76% | 2 | 0 | 10.5 |  |  |  | No | R-454B | 3.4167 | Residential & Commercial | Ducted CEE Tier 1
216055870 | Central HP <5.4 tons | CHAMPION HEATING AND COOLING | HRCU-A-CB (Split System: Heat Pump with Remote Outdoor Unit-Air-Source) | HH860E2S11 | ASPEN |  | D(A,C,E)60A3K+TDR | TM8E120C16MP11 | 41000 | 18 | 8.5 | 45000 | 34200 | 76% | 2 | 0 | 10.5 |  |  |  | No | R-454B | 3.4167 | Residential & Commercial | Ducted CEE Tier 1
216055903 | Central HP <5.4 tons | CHAMPION HEATING AND COOLING | HRCU-A-CB (Split System: Heat Pump with Remote Outdoor Unit-Air-Source) | HH860E2S11 | ASPEN |  | D(A,C,E)60A3K+TDR | TM9E080C16MP12 | 41000 | 18 | 8.5 | 45000 | 34400 | 76.44% | 2 | 0 | 10.5 |  |  |  | No | R-454B | 3.4167 | Residential & Commercial | Ducted CEE Tier 1
215849807 | Central HP <5.4 tons | COLEMAN | HRCU-A-CB (Split System: Heat Pump with Remote Outdoor Unit-Air-Source) | HH824E2S11 | ASPEN |  | D(A,C,E)36A3K+TDR | TL8E060A12UH11 | 20600 | 17.5 | 8.5 | 22600 | 17900 | 79.2% | 2 | 0 | 11.2 |  |  |  | No | R-454B | 1.7167 | Residential & Commercial | Ducted CEE Tier 1
216055841 | Central HP <5.4 tons | CHAMPION HEATING AND COOLING | HRCU-A-CB (Split System: Heat Pump with Remote Outdoor Unit-Air-Source) | HH836E2S11 | ASPEN |  | C(A,C,D,E)36B3K+TDR | Z9ES100C16SMPS1 | 32000 | 17.5 | 8.1 | 32400 | 24600 | 75.93% | 2 | 0 | 10.5 |  |  |  | No | R-454B | 2.6667 | Residential & Commercial | Ducted CEE Tier 1
216055735 | Central HP <5.4 tons | CHAMPION HEATING AND COOLING | HRCU-A-CB (Split System: Heat Pump with Remote Outdoor Unit-Air-Source) | HH836E2S11 | ASPEN |  | D(A,C,E)36A4K+TDR | TM9V080C16MP12 | 30800 | 18 | 8.5 | 31400 | 25400 | 80.89% | 2 | 0 | 10.5 |  |  |  | No | R-454B | 2.5667 | Residential & Commercial | Ducted CEE Tier 1
216055819 | Central HP <5.4 tons | CHAMPION HEATING AND COOLING | HRCU-A-CB (Split System: Heat Pump with Remote Outdoor Unit-Air-Source) | HH836E2S11 | ASPEN |  | D(A,C,E)36A4K+TDR | Z8ES100B12SMPS1 | 30600 | 18 | 8.5 | 30400 | 24800 | 81.58% | 2 | 0 | 11 |  |  |  | No | R-454B | 2.55 | Residential & Commercial | Ducted CEE Tier 1
216055838 | Central HP <5.4 tons | CHAMPION HEATING AND COOLING | HRCU-A-CB (Split System: Heat Pump with Remote Outdoor Unit-Air-Source) | HH836E2S11 | ASPEN |  | C(A,C,D,E)36B3K+TDR | Z9ES080C20SMPS1 | 31200 | 17.5 | 8.1 | 32000 | 24200 | 75.62% | 2 | 0 | 10.5 |  |  |  | No | R-454B | 2.6 | Residential & Commercial | Ducted CEE Tier 1
216055137 | Central HP <5.4 tons | LUXAIRE | HRCU-A-CB (Split System: Heat Pump with Remote Outdoor Unit-Air-Source) | HH836E2S11 | ASPEN |  | C(A,C,D,E)48A3K+TDR | TMLE100B12MP11 | 31000 | 18 | 8.1 | 31200 | 25400 | 81.41% | 2 | 0 | 10.5 |  |  |  | No | R-454B | 2.5833 | Residential & Commercial | Ducted CEE Tier 1
211198242 | Central HP <5.4 tons | CARRIER | HRCU-A-CB (Split System: Heat Pump with Remote Outdoor Unit-Air-Source) | 25VNA436A*031* | ADP |  | H,PG9J936 | 59TN6B080C17**14 | 33200 | 19 | 9 | 33800 | 25800 | 76.33% | 1.98 | 0 | 11.7 |  |  |  | No | R-410A | 2.7667 | Residential & Commercial | Ducted CEE Tier 1
216055752 | Central HP <5.4 tons | CHAMPION HEATING AND COOLING | HRCU-A-CB (Split System: Heat Pump with Remote Outdoor Unit-Air-Source) | HH836E2S11 | ASPEN |  | C(A,C,D,E)48A3K+TDR | TM9Y100C16MP11 | 31000 | 18 | 8.1 | 31000 | 25200 | 81.29% | 2 | 0 | 10.5 |  |  |  | No | R-454B | 2.5833 | Residential & Commercial | Ducted CEE Tier 1
216056007 | Central HP <5.4 tons | CHAMPION HEATING AND COOLING | HRCU-A-CB (Split System: Heat Pump with Remote Outdoor Unit-Air-Source) | HH860E2S11 | ASPEN |  | D(A,C,E)60A3K+TDR | Z8ES120C16SMPS1 | 41000 | 18 | 8.5 | 43000 | 33000 | 76.74% | 2 | 0 | 11.7 |  |  |  | No | R-454B | 3.4167 | Residential & Commercial | Ducted CEE Tier 1
215850627 | Central HP <5.4 tons | COLEMAN | HRCU-A-CB (Split System: Heat Pump with Remote Outdoor Unit-Air-Source) | HH860E2S11 | ASPEN |  | C(A,C,D,E)60B3K+TDR | CP9C100C16MP13 | 41000 | 17 | 8.5 | 44000 | 33200 | 75.45% | 2 | 0 | 11.5 |  |  |  | No | R-454B | 3.4167 | Residential & Commercial | Ducted CEE Tier 1
216055904 | Central HP <5.4 tons | CHAMPION HEATING AND COOLING | HRCU-A-CB (Split System: Heat Pump with Remote Outdoor Unit-Air-Source) | HH860E2S11 | ASPEN |  | C(A,C,D,E)48A3K+TDR | TM9E080C20MP12 | 41500 | 16.5 | 8.1 | 46000 | 35000 | 76.09% | 2 | 0 | 10.5 |  |  |  | No | R-454B | 3.4583 | Residential & Commercial | Ducted CEE Tier 1
216055939 | Central HP <5.4 tons | CHAMPION HEATING AND COOLING | HRCU-A-CB (Split System: Heat Pump with Remote Outdoor Unit-Air-Source) | HH860E2S11 | ASPEN |  | D(A,C,E)60A3K+TDR | TM9Y120D20MP11 | 41000 | 17.5 | 8.1 | 43500 | 33400 | 76.78% | 2 | 0 | 11.5 |  |  |  | No | R-454B | 3.4167 | Residential & Commercial | Ducted CEE Tier 1
216055952 | Central HP <5.4 tons | CHAMPION HEATING AND COOLING | HRCU-A-CB (Split System: Heat Pump with Remote Outdoor Unit-Air-Source) | HH860E2S11 | ASPEN |  | C(A,C,D,E)48A3K+TDR | TMLE120C16MP11 | 40000 | 17.5 | 8.1 | 45000 | 34200 | 76% | 2 | 0 | 10.5 |  |  |  | No | R-454B | 3.3333 | Residential & Commercial | Ducted CEE Tier 1
215850023 | Central HP <5.4 tons | COLEMAN | HRCU-A-CB (Split System: Heat Pump with Remote Outdoor Unit-Air-Source) | HH824E2S11 | ASPEN |  | C(A,C,D,E)24C3K+TDR | TM9Y060B12MP11 | 22200 | 17 | 8.5 | 22800 | 18400 | 80.7% | 2 | 0 | 11.7 |  |  |  | No | R-454B | 1.85 | Residential & Commercial | Ducted CEE Tier 1
215850071 | Central HP <5.4 tons | COLEMAN | HRCU-A-CB (Split System: Heat Pump with Remote Outdoor Unit-Air-Source) | HH824E2S11 | ASPEN |  | C(A,C,D,E)24A3K+TDR | TMLE080B12MP11 | 21600 | 17 | 8.1 | 22600 | 18000 | 79.65% | 2 | 0 | 12 |  |  |  | No | R-454B | 1.8 | Residential & Commercial | Ducted CEE Tier 1
214336724 | Central HP <5.4 tons | RHEEM | HRCU-A-CB (Split System: Heat Pump with Remote Outdoor Unit-Air-Source) | RD17AZ48AJ3N | ASPEN |  | D(A,C,E)60C44+TDR | R951V1005A21UHU | 45500 | 15.2 | 8.1 | 45500 | 34200 | 75.16% | 3.04 | 0 | 10 |  |  |  | No | R-410A | 3.7917 | Residential & Commercial | Ducted CEE Tier 1
215849940 | Central HP <5.4 tons | COLEMAN | HRCU-A-CB (Split System: Heat Pump with Remote Outdoor Unit-Air-Source) | HH824E2S11 | ASPEN |  | D(A,C,E)24C3K+TDR | TM9E060A10MP12 | 20800 | 16.5 | 9 | 22800 | 18100 | 79.39% | 2 | 0 | 10.5 |  |  |  | No | R-454B | 1.7333 | Residential & Commercial | Ducted CEE Tier 1
215849956 | Central HP <5.4 tons | COLEMAN | HRCU-A-CB (Split System: Heat Pump with Remote Outdoor Unit-Air-Source) | HH824E2S11 | ASPEN |  | D(A,C,E)36A3K+TDR | TM9E060B12MP12 | 22200 | 17 | 8.1 | 22600 | 18300 | 80.97% | 2 | 0 | 11.7 |  |  |  | No | R-454B | 1.85 | Residential & Commercial | Ducted CEE Tier 1
215912368 | Central HP <5.4 tons | YORK | HRCU-A-CB (Split System: Heat Pump with Remote Outdoor Unit-Air-Source) | HH824E2S11 | ASPEN |  | C(A,C,D,E)24A3K+TDR | TM8E100B12MP11 | 21600 | 17 | 8.1 | 22600 | 18000 | 79.65% | 2 | 0 | 12 |  |  |  | No | R-454B | 1.8 | Residential & Commercial | Ducted CEE Tier 1
216055768 | Central HP <5.4 tons | CHAMPION HEATING AND COOLING | HRCU-A-CB (Split System: Heat Pump with Remote Outdoor Unit-Air-Source) | HH836E2S11 | ASPEN |  | D(A,C,E)36A4K+TDR | TMLE100B12MP11 | 30600 | 18 | 8.5 | 31200 | 25400 | 81.41% | 2 | 0 | 10.5 |  |  |  | No | R-454B | 2.55 | Residential & Commercial | Ducted CEE Tier 1
216055769 | Central HP <5.4 tons | CHAMPION HEATING AND COOLING | HRCU-A-CB (Split System: Heat Pump with Remote Outdoor Unit-Air-Source) | HH836E2S11 | ASPEN |  | C(A,C,D,E)36B3K+TDR | TMLE100C16MP11 | 31000 | 18 | 8.5 | 31200 | 25200 | 80.77% | 2 | 0 | 10.5 |  |  |  | No | R-454B | 2.5833 | Residential & Commercial | Ducted CEE Tier 1
216055787 | Central HP <5.4 tons | CHAMPION HEATING AND COOLING | HRCU-A-CB (Split System: Heat Pump with Remote Outdoor Unit-Air-Source) | HH836E2S11 | ASPEN |  | C(A,C,D,E)36B3K+TDR | TP9C080B12MP13 | 30600 | 18 | 8.5 | 30800 | 25200 | 81.82% | 2 | 0 | 10.5 |  |  |  | No | R-454B | 2.55 | Residential & Commercial | Ducted CEE Tier 1
216055802 | Central HP <5.4 tons | CHAMPION HEATING AND COOLING | HRCU-A-CB (Split System: Heat Pump with Remote Outdoor Unit-Air-Source) | HH836E2S11 | ASPEN |  | C(A,C,D,E)36B3K+TDR | TPLC080C16MP13 | 31000 | 18 | 8.5 | 31200 | 25400 | 81.41% | 2 | 0 | 10.5 |  |  |  | No | R-454B | 2.5833 | Residential & Commercial | Ducted CEE Tier 1
216055836 | Central HP <5.4 tons | CHAMPION HEATING AND COOLING | HRCU-A-CB (Split System: Heat Pump with Remote Outdoor Unit-Air-Source) | HH836E2S11 | ASPEN |  | C(A,C,D,E)48A3K+TDR | Z9ES080C16SMPS1 | 29800 | 17.5 | 8.5 | 30400 | 23400 | 76.97% | 2 | 0 | 10.5 |  |  |  | No | R-454B | 2.4833 | Residential & Commercial | Ducted CEE Tier 1
215850245 | Central HP <5.4 tons | COLEMAN | HRCU-A-CB (Split System: Heat Pump with Remote Outdoor Unit-Air-Source) | HH836E2S11 | ASPEN |  | C(A,C,D,E)48A3K+TDR | CP9C100C16MP13 | 31200 | 18 | 8.5 | 31400 | 25200 | 80.25% | 2 | 0 | 11 |  |  |  | No | R-454B | 2.6 | Residential & Commercial | Ducted CEE Tier 1
215850252 | Central HP <5.4 tons | COLEMAN | HRCU-A-CB (Split System: Heat Pump with Remote Outdoor Unit-Air-Source) | HH836E2S11 | ASPEN |  | C(A,C,D,E)48A3K+TDR | CP9C100C20MP13 | 31600 | 18 | 8.5 | 32200 | 26000 | 80.75% | 2 | 0 | 10 |  |  |  | No | R-454B | 2.6333 | Residential & Commercial | Ducted CEE Tier 1
216055341 | Central HP <5.4 tons | LUXAIRE | HRCU-A-CB (Split System: Heat Pump with Remote Outdoor Unit-Air-Source) | HH860E2S11 | ASPEN |  | C(A,C,D,E)60A3K+TDR | TMLE100C16MP11 | 41000 | 18 | 8.5 | 45000 | 34200 | 76% | 2 | 0 | 10.5 |  |  |  | No | R-454B | 3.4167 | Residential & Commercial | Ducted CEE Tier 1
216055346 | Central HP <5.4 tons | LUXAIRE | HRCU-A-CB (Split System: Heat Pump with Remote Outdoor Unit-Air-Source) | HH860E2S11 | ASPEN |  | C(A,C,D,E)48A3K+TDR | TMLE120C16MP11 | 40000 | 17.5 | 8.1 | 45000 | 34200 | 76% | 2 | 0 | 10.5 |  |  |  | No | R-454B | 3.3333 | Residential & Commercial | Ducted CEE Tier 1
216055848 | Central HP <5.4 tons | CHAMPION HEATING AND COOLING | HRCU-A-CB (Split System: Heat Pump with Remote Outdoor Unit-Air-Source) | HH860E2S11 | ASPEN |  | C(A,C,D,E)60A3K+TDR | TL8E100C20UH11 | 41500 | 18 | 8.5 | 45000 | 34000 | 75.56% | 2 | 0 | 11.5 |  |  |  | No | R-454B | 3.4583 | Residential & Commercial | Ducted CEE Tier 1
216055932 | Central HP <5.4 tons | CHAMPION HEATING AND COOLING | HRCU-A-CB (Split System: Heat Pump with Remote Outdoor Unit-Air-Source) | HH860E2S11 | ASPEN |  | C(A,C,D,E)60A3K+TDR | TM9Y100C16MP11 | 40500 | 17 | 8.5 | 44000 | 33800 | 76.82% | 2 | 0 | 10.5 |  |  |  | No | R-454B | 3.375 | Residential & Commercial | Ducted CEE Tier 1
216055930 | Central HP <5.4 tons | CHAMPION HEATING AND COOLING | HRCU-A-CB (Split System: Heat Pump with Remote Outdoor Unit-Air-Source) | HH860E2S11 | ASPEN |  | D(A,C,E)60A3K+TDR | TM9Y080C16MP11 | 40500 | 17 | 8.5 | 44000 | 33800 | 76.82% | 2 | 0 | 10.5 |  |  |  | No | R-454B | 3.375 | Residential & Commercial | Ducted CEE Tier 1
216055962 | Central HP <5.4 tons | CHAMPION HEATING AND COOLING | HRCU-A-CB (Split System: Heat Pump with Remote Outdoor Unit-Air-Source) | HH860E2S11 | ASPEN |  | C(A,C,D,E)60A3K+TDR | TMLV100C16MP12 | 40500 | 16.5 | 8.1 | 43500 | 33400 | 76.78% | 2 | 0 | 11.2 |  |  |  | No | R-454B | 3.375 | Residential & Commercial | Ducted CEE Tier 1
216055995 | Central HP <5.4 tons | CHAMPION HEATING AND COOLING | HRCU-A-CB (Split System: Heat Pump with Remote Outdoor Unit-Air-Source) | HH860E2S11 | ASPEN |  | C(A,C,D,E)60A3K+TDR | Z8ES080C20SMPS1 | 41000 | 18 | 8.5 | 44000 | 33400 | 75.91% | 2 | 0 | 11.7 |  |  |  | No | R-454B | 3.4167 | Residential & Commercial | Ducted CEE Tier 1
215912401 | Central HP <5.4 tons | YORK | HRCU-A-CB (Split System: Heat Pump with Remote Outdoor Unit-Air-Source) | HH824E2S11 | ASPEN |  | C(A,C,D,E)24A3K+TDR | TP9C060B12MP13 | 21600 | 17 | 8.1 | 22600 | 18000 | 79.65% | 2 | 0 | 12 |  |  |  | No | R-454B | 1.8 | Residential & Commercial | Ducted CEE Tier 1
215912402 | Central HP <5.4 tons | YORK | HRCU-A-CB (Split System: Heat Pump with Remote Outdoor Unit-Air-Source) | HH824E2S11 | ASPEN |  | D(A,C,E)36A3K+TDR | TP9C060B12MP13 | 22400 | 17 | 8.1 | 22600 | 18000 | 79.65% | 2 | 0 | 12 |  |  |  | No | R-454B | 1.8667 | Residential & Commercial | Ducted CEE Tier 1
215850124 | Central HP <5.4 tons | COLEMAN | HRCU-A-CB (Split System: Heat Pump with Remote Outdoor Unit-Air-Source) | HH824E2S11 | ASPEN |  | C(A,C,D,E)24C3K+TDR | TPLC080B12MP13 | 22200 | 17 | 8.5 | 22800 | 17700 | 77.63% | 2 | 0 | 12 |  |  |  | No | R-454B | 1.85 | Residential & Commercial | Ducted CEE Tier 1
215850158 | Central HP <5.4 tons | COLEMAN | HRCU-A-CB (Split System: Heat Pump with Remote Outdoor Unit-Air-Source) | HH824E2S11 | ASPEN |  | C(A,C,D,E)24A3K+TDR | Z8ES080B12SMPS1 | 21600 | 18 | 8.1 | 22400 | 18500 | 82.59% | 2 | 0 | 12 |  |  |  | No | R-454B | 1.8 | Residential & Commercial | Ducted CEE Tier 1
215850386 | Central HP <5.4 tons | COLEMAN | HRCU-A-CB (Split System: Heat Pump with Remote Outdoor Unit-Air-Source) | HH836E2S11 | ASPEN |  | C(A,C,D,E)48A3K+TDR | TM8Y100C20MP11 | 31000 | 18 | 8.1 | 30600 | 25000 | 81.7% | 2 | 0 | 11.2 |  |  |  | No | R-454B | 2.5833 | Residential & Commercial | Ducted CEE Tier 1
215850454 | Central HP <5.4 tons | COLEMAN | HRCU-A-CB (Split System: Heat Pump with Remote Outdoor Unit-Air-Source) | HH836E2S11 | ASPEN |  | C(A,C,D,E)48A3K+TDR | TM9V100C16MP12 | 31200 | 18 | 8.1 | 31000 | 25200 | 81.29% | 2 | 0 | 10.5 |  |  |  | No | R-454B | 2.6 | Residential & Commercial | Ducted CEE Tier 1
213320482 | Central HP <5.4 tons | CHAMPION HEATING AND COOLING | HRCU-A-CB (Split System: Heat Pump with Remote Outdoor Unit-Air-Source) | HMH72B341 | ASPEN |  | D(A,C,E)36D34+TDR | Z8ES040A12SMPS1 | 33200 | 18 | 8.4 | 33000 | 30000 | 90.91% | 2.79 | 0 | 10 |  |  |  | No | R-410A | 2.7667 | Residential & Commercial | Ducted CEE Tier 1
213320497 | Central HP <5.4 tons | CHAMPION HEATING AND COOLING | HRCU-A-CB (Split System: Heat Pump with Remote Outdoor Unit-Air-Source) | HMH72B341 | ASPEN |  | D(A,C,E)36D34+TDR | Z8ES080C20LMPS1 | 32800 | 18 | 8.5 | 33400 | 28400 | 85.03% | 2.71 | 0 | 10 |  |  |  | No | R-410A | 2.7333 | Residential & Commercial | Ducted CEE Tier 1
213320500 | Central HP <5.4 tons | CHAMPION HEATING AND COOLING | HRCU-A-CB (Split System: Heat Pump with Remote Outdoor Unit-Air-Source) | HMH72B341 | ASPEN |  | D(A,C,E)36D34+TDR | Z8ES080C20SMPS1 | 32800 | 18 | 8.5 | 33400 | 28400 | 85.03% | 2.71 | 0 | 10 |  |  |  | No | R-410A | 2.7333 | Residential & Commercial | Ducted CEE Tier 1
216055997 | Central HP <5.4 tons | CHAMPION HEATING AND COOLING | HRCU-A-CB (Split System: Heat Pump with Remote Outdoor Unit-Air-Source) | HH860E2S11 | ASPEN |  | C(A,C,D,E)48A3K+TDR | Z8ES100C16SMPS1 | 40000 | 16.5 | 8.1 | 43500 | 33200 | 76.32% | 2 | 0 | 11.7 |  |  |  | No | R-454B | 3.3333 | Residential & Commercial | Ducted CEE Tier 1
213249347 | Central HP <5.4 tons | KERR | HRCU-A-C (Split System: Heat Pump with Remote Outdoor Unit with No Indoor Fan --Air Source) | A-KCD30SA-1 | ADP |  | HG33936+TD |  | 29400 | 15.2 | 9.35 | 31200 | 26600 | 85.26% | 1.8 | 0 | 10 |  |  |  | No | R-410A | 2.45 | Residential & Commercial | Ducted CEE Tier 1
215850693 | Central HP <5.4 tons | COLEMAN | HRCU-A-CB (Split System: Heat Pump with Remote Outdoor Unit-Air-Source) | HH860E2S11 | ASPEN |  | C(A,C,D,E)48A3K+TDR | TL8E080C16UH11 | 40000 | 16.5 | 8.1 | 44000 | 33600 | 76.36% | 2 | 0 | 11.2 |  |  |  | No | R-454B | 3.3333 | Residential & Commercial | Ducted CEE Tier 1
215850707 | Central HP <5.4 tons | COLEMAN | HRCU-A-CB (Split System: Heat Pump with Remote Outdoor Unit-Air-Source) | HH860E2S11 | ASPEN |  | C(A,C,D,E)60B3K+TDR | TL8E100C20UH11 | 42000 | 18 | 8.5 | 45000 | 34000 | 75.56% | 2 | 0 | 11.5 |  |  |  | No | R-454B | 3.5 | Residential & Commercial | Ducted CEE Tier 1
215850758 | Central HP <5.4 tons | COLEMAN | HRCU-A-CB (Split System: Heat Pump with Remote Outdoor Unit-Air-Source) | HH860E2S11 | ASPEN |  | D(A,C,E)60A3K+TDR | TM8E100C16MP11 | 41000 | 18 | 8.5 | 45000 | 34200 | 76% | 2 | 0 | 10.5 |  |  |  | No | R-454B | 3.4167 | Residential & Commercial | Ducted CEE Tier 1
215850792 | Central HP <5.4 tons | COLEMAN | HRCU-A-CB (Split System: Heat Pump with Remote Outdoor Unit-Air-Source) | HH860E2S11 | ASPEN |  | C(A,C,D,E)48A3K+TDR | TM8E130D20MP11 | 41500 | 16.5 | 8.1 | 46000 | 35200 | 76.52% | 2 | 0 | 10.5 |  |  |  | No | R-454B | 3.4583 | Residential & Commercial | Ducted CEE Tier 1
215850808 | Central HP <5.4 tons | COLEMAN | HRCU-A-CB (Split System: Heat Pump with Remote Outdoor Unit-Air-Source) | HH860E2S11 | ASPEN |  | D(A,C,E)60A3K+TDR | TM8V080C16MP12 | 40500 | 16.5 | 8.1 | 43500 | 33400 | 76.78% | 2 | 0 | 11.2 |  |  |  | No | R-454B | 3.375 | Residential & Commercial | Ducted CEE Tier 1
215850842 | Central HP <5.4 tons | COLEMAN | HRCU-A-CB (Split System: Heat Pump with Remote Outdoor Unit-Air-Source) | HH860E2S11 | ASPEN |  | C(A,C,D,E)48A3K+TDR | TM8Y080C16MP11 | 40000 | 17.5 | 8.1 | 43500 | 33400 | 76.78% | 2 | 0 | 11.2 |  |  |  | No | R-454B | 3.3333 | Residential & Commercial | Ducted CEE Tier 1
216055747 | Central HP <5.4 tons | CHAMPION HEATING AND COOLING | HRCU-A-CB (Split System: Heat Pump with Remote Outdoor Unit-Air-Source) | HH836E2S11 | ASPEN |  | D(A,C,E)36A4K+TDR | TM9Y080B12MP11 | 30600 | 18 | 8.5 | 31000 | 25400 | 81.94% | 2 | 0 | 10.5 |  |  |  | No | R-454B | 2.55 | Residential & Commercial | Ducted CEE Tier 1
216055760 | Central HP <5.4 tons | CHAMPION HEATING AND COOLING | HRCU-A-CB (Split System: Heat Pump with Remote Outdoor Unit-Air-Source) | HH836E2S11 | ASPEN |  | C(A,C,D,E)36B3K+TDR | TMLE080C16MP11 | 31000 | 18 | 8.5 | 31000 | 25200 | 81.29% | 2 | 0 | 10.5 |  |  |  | No | R-454B | 2.5833 | Residential & Commercial | Ducted CEE Tier 1
216055762 | Central HP <5.4 tons | CHAMPION HEATING AND COOLING | HRCU-A-CB (Split System: Heat Pump with Remote Outdoor Unit-Air-Source) | HH836E2S11 | ASPEN |  | D(A,C,E)36A4K+TDR | TMLE080C16MP11 | 31000 | 18 | 8.5 | 31000 | 25200 | 81.29% | 2 | 0 | 10.5 |  |  |  | No | R-454B | 2.5833 | Residential & Commercial | Ducted CEE Tier 1
216055693 | Central HP <5.4 tons | CHAMPION HEATING AND COOLING | HRCU-A-CB (Split System: Heat Pump with Remote Outdoor Unit-Air-Source) | HH836E2S11 | ASPEN |  | D(A,C,E)36A4K+TDR | TM8V100C16MP12 | 31000 | 18 | 8.5 | 31200 | 25400 | 81.41% | 2 | 0 | 10.5 |  |  |  | No | R-454B | 2.5833 | Residential & Commercial | Ducted CEE Tier 1
216055837 | Central HP <5.4 tons | CHAMPION HEATING AND COOLING | HRCU-A-CB (Split System: Heat Pump with Remote Outdoor Unit-Air-Source) | HH836E2S11 | ASPEN |  | D(A,C,E)36A4K+TDR | Z9ES080C16SMPS1 | 29400 | 17.5 | 8.5 | 30400 | 23400 | 76.97% | 2 | 0 | 10.5 |  |  |  | No | R-454B | 2.45 | Residential & Commercial | Ducted CEE Tier 1
215850239 | Central HP <5.4 tons | COLEMAN | HRCU-A-CB (Split System: Heat Pump with Remote Outdoor Unit-Air-Source) | HH836E2S11 | ASPEN |  | C(A,C,D,E)48A3K+TDR | CP9C080C16MP13 | 31200 | 18 | 8.5 | 31400 | 25400 | 80.89% | 2 | 0 | 11 |  |  |  | No | R-454B | 2.6 | Residential & Commercial | Ducted CEE Tier 1
215399939 | Central HP <5.4 tons | LUXAIRE | HRCU-A-C (Split System: Heat Pump with Remote Outdoor Unit with No Indoor Fan --Air Source) | HH824E2S11 | ASPEN |  | D(A,C,E)36A4K+TDR |  | 22600 | 15.2 | 8.5 | 22800 | 21200 | 92.98% | 2.69 | 0 | 11 |  |  |  | No | R-454B | 1.8833 | Residential & Commercial | Ducted CEE Tier 1
215912403 | Central HP <5.4 tons | YORK | HRCU-A-CB (Split System: Heat Pump with Remote Outdoor Unit-Air-Source) | HH824E2S11 | ASPEN |  | D(A,C,E)36A4K+TDR | TP9C060B12MP13 | 22600 | 17 | 8.5 | 22800 | 18000 | 78.95% | 2 | 0 | 12 |  |  |  | No | R-454B | 1.8833 | Residential & Commercial | Ducted CEE Tier 1
215912417 | Central HP <5.4 tons | YORK | HRCU-A-CB (Split System: Heat Pump with Remote Outdoor Unit-Air-Source) | HH824E2S11 | ASPEN |  | C(A,C,D,E)24A3K+TDR | Y82E080B12LMPS1 | 21600 | 18 | 8.1 | 22400 | 18500 | 82.59% | 2 | 0 | 12 |  |  |  | No | R-454B | 1.8 | Residential & Commercial | Ducted CEE Tier 1
215850858 | Central HP <5.4 tons | COLEMAN | HRCU-A-CB (Split System: Heat Pump with Remote Outdoor Unit-Air-Source) | HH860E2S11 | ASPEN |  | D(A,C,E)60A3K+TDR | TM8Y100C16MP11 | 41000 | 17 | 8.1 | 43500 | 33400 | 76.78% | 2 | 0 | 11 |  |  |  | No | R-454B | 3.4167 | Residential & Commercial | Ducted CEE Tier 1
215850976 | Central HP <5.4 tons | COLEMAN | HRCU-A-CB (Split System: Heat Pump with Remote Outdoor Unit-Air-Source) | HH860E2S11 | ASPEN |  | C(A,C,D,E)60A3K+TDR | TM9Y080C16MP11 | 40500 | 17 | 8.5 | 44000 | 33800 | 76.82% | 2 | 0 | 10.5 |  |  |  | No | R-454B | 3.375 | Residential & Commercial | Ducted CEE Tier 1
215850994 | Central HP <5.4 tons | COLEMAN | HRCU-A-CB (Split System: Heat Pump with Remote Outdoor Unit-Air-Source) | HH860E2S11 | ASPEN |  | C(A,C,D,E)48A3K+TDR | TM9Y100C20MP11 | 40000 | 16.5 | 8.1 | 45500 | 34800 | 76.48% | 2 | 0 | 10.5 |  |  |  | No | R-454B | 3.3333 | Residential & Commercial | Ducted CEE Tier 1
215851061 | Central HP <5.4 tons | COLEMAN | HRCU-A-CB (Split System: Heat Pump with Remote Outdoor Unit-Air-Source) | HH860E2S11 | ASPEN |  | D(A,C,E)60A3K+TDR | TMLE120C16MP11 | 41000 | 18 | 8.5 | 45000 | 34200 | 76% | 2 | 0 | 10.5 |  |  |  | No | R-454B | 3.4167 | Residential & Commercial | Ducted CEE Tier 1
215851092 | Central HP <5.4 tons | COLEMAN | HRCU-A-CB (Split System: Heat Pump with Remote Outdoor Unit-Air-Source) | HH860E2S11 | ASPEN |  | C(A,C,D,E)48A3K+TDR | TMLV100C16MP12 | 39500 | 16.5 | 8.1 | 43500 | 33400 | 76.78% | 2 | 0 | 11.2 |  |  |  | No | R-454B | 3.2917 | Residential & Commercial | Ducted CEE Tier 1
215851141 | Central HP <5.4 tons | COLEMAN | HRCU-A-CB (Split System: Heat Pump with Remote Outdoor Unit-Air-Source) | HH860E2S11 | ASPEN |  | D(A,C,E)60A3K+TDR | TP9C100C16MP13 | 40500 | 17 | 8.5 | 43500 | 33200 | 76.32% | 2 | 0 | 11 |  |  |  | No | R-454B | 3.375 | Residential & Commercial | Ducted CEE Tier 1
215851192 | Central HP <5.4 tons | COLEMAN | HRCU-A-CB (Split System: Heat Pump with Remote Outdoor Unit-Air-Source) | HH860E2S11 | ASPEN |  | D(A,C,E)60A3K+TDR | TPLC100C16MP13 | 40500 | 16.5 | 8.1 | 43500 | 33400 | 76.78% | 2 | 0 | 11.5 |  |  |  | No | R-454B | 3.375 | Residential & Commercial | Ducted CEE Tier 1
215851291 | Central HP <5.4 tons | COLEMAN | HRCU-A-CB (Split System: Heat Pump with Remote Outdoor Unit-Air-Source) | HH860E2S11 | ASPEN |  | C(A,C,D,E)48A3K+TDR | Z8ES120C20SMPS1 | 40500 | 17.5 | 8.1 | 45000 | 34000 | 75.56% | 2 | 0 | 11.2 |  |  |  | No | R-454B | 3.375 | Residential & Commercial | Ducted CEE Tier 1
215912420 | Central HP <5.4 tons | YORK | HRCU-A-CB (Split System: Heat Pump with Remote Outdoor Unit-Air-Source) | HH824E2S11 | ASPEN |  | D(A,C,E)36A3K+TDR | Y91E026A08SMPS1 | 20800 | 17.5 | 8.1 | 22800 | 17300 | 75.88% | 2 | 0 | 11.7 |  |  |  | No | R-454B | 1.7333 | Residential & Commercial | Ducted CEE Tier 1
215912434 | Central HP <5.4 tons | YORK | HRCU-A-CB (Split System: Heat Pump with Remote Outdoor Unit-Air-Source) | HH824E2S11 | ASPEN |  | D(A,C,E)36A3K+TDR | YP9C080B12MP13 | 22200 | 17 | 8.1 | 22600 | 18300 | 80.97% | 2 | 0 | 12 |  |  |  | No | R-454B | 1.85 | Residential & Commercial | Ducted CEE Tier 1
215850392 | Central HP <5.4 tons | COLEMAN | HRCU-A-CB (Split System: Heat Pump with Remote Outdoor Unit-Air-Source) | HH836E2S11 | ASPEN |  | C(A,C,D,E)48A3K+TDR | TM8Y120C20MP11 | 31000 | 18 | 8.1 | 30600 | 25000 | 81.7% | 2 | 0 | 11.2 |  |  |  | No | R-454B | 2.5833 | Residential & Commercial | Ducted CEE Tier 1
215850473 | Central HP <5.4 tons | COLEMAN | HRCU-A-CB (Split System: Heat Pump with Remote Outdoor Unit-Air-Source) | HH836E2S11 | ASPEN |  | C(A,C,D,E)48A3K+TDR | TM9Y080B12MP11 | 30800 | 18 | 8.1 | 31000 | 25400 | 81.94% | 2 | 0 | 10.5 |  |  |  | No | R-454B | 2.5667 | Residential & Commercial | Ducted CEE Tier 1
214328314 | Central HP <5.4 tons | NAPOLEON | HRCU-A-CB (Split System: Heat Pump with Remote Outdoor Unit-Air-Source) | WSEHV2436RA1-N | ADP |  | H,A,DG34936 | WPV060T3AA | 22000 | 17 | 8.5 | 23400 | 17100 | 73.08% | 1.8 | 0 | 10 |  |  |  | No | R-410A | 1.8333 | Residential & Commercial | Ducted CEE Tier 1
215850542 | Central HP <5.4 tons | COLEMAN | HRCU-A-CB (Split System: Heat Pump with Remote Outdoor Unit-Air-Source) | HH836E2S11 | ASPEN |  | C(A,C,D,E)48A3K+TDR | TP9C080C16MP13 | 31200 | 18 | 8.1 | 31400 | 25400 | 80.89% | 2 | 0 | 10.5 |  |  |  | No | R-454B | 2.6 | Residential & Commercial | Ducted CEE Tier 1
215850576 | Central HP <5.4 tons | COLEMAN | HRCU-A-CB (Split System: Heat Pump with Remote Outdoor Unit-Air-Source) | HH836E2S11 | ASPEN |  | C(A,C,D,E)36B3K+TDR | Z8ES100B12SMPS1 | 30600 | 18 | 8.5 | 30400 | 24800 | 81.58% | 2 | 0 | 11 |  |  |  | No | R-454B | 2.55 | Residential & Commercial | Ducted CEE Tier 1
215851294 | Central HP <5.4 tons | COLEMAN | HRCU-A-CB (Split System: Heat Pump with Remote Outdoor Unit-Air-Source) | HH860E2S11 | ASPEN |  | C(A,C,D,E)60A3K+TDR | Z8ES120C20SMPS1 | 41500 | 17.5 | 8.1 | 45000 | 34000 | 75.56% | 2 | 0 | 11.5 |  |  |  | No | R-454B | 3.4583 | Residential & Commercial | Ducted CEE Tier 1
214328325 | Central HP <5.4 tons | NAPOLEON | HRCU-A-CB (Split System: Heat Pump with Remote Outdoor Unit-Air-Source) | WSEHV4860RA1-N | ADP |  | H,A,DG49960 | WUV070T4BA | 46000 | 17 | 8.5 | 48000 | 34600 | 72.08% | 1.8 | 0 | 10 |  |  |  | No | R-410A | 3.8333 | Residential & Commercial | Ducted CEE Tier 1
212380598 | Central HP <5.4 tons | CARRIER | HRCU-A-CB (Split System: Heat Pump with Remote Outdoor Unit-Air-Source) | 25VNA424A*031* | ADP |  | C36A***L139 | 59TN6B080C17**14 | 23200 | 20 | 8.5 | 25000 | 19500 | 78% | 2.44 | 0 | 13 |  |  |  | No | R-410A | 1.9333 | Residential & Commercial | Ducted CEE Tier 1
212380600 | Central HP <5.4 tons | CARRIER | HRCU-A-CB (Split System: Heat Pump with Remote Outdoor Unit-Air-Source) | 25VNA424A*031* | ADP |  | V,C36H175P149 | 59TN6B080C17**14 | 23400 | 20 | 8.5 | 25000 | 19500 | 78% | 2.44 | 0 | 13 |  |  |  | No | R-410A | 1.95 | Residential & Commercial | Ducted CEE Tier 1
215850675 | Central HP <5.4 tons | COLEMAN | HRCU-A-CB (Split System: Heat Pump with Remote Outdoor Unit-Air-Source) | HH860E2S11 | ASPEN |  | C(A,C,D,E)60A3K+TDR | CPLC100C20MP13 | 41000 | 18 | 8.5 | 45000 | 33800 | 75.11% | 2 | 0 | 10.5 |  |  |  | No | R-454B | 3.4167 | Residential & Commercial | Ducted CEE Tier 1
215850607 | Central HP <5.4 tons | COLEMAN | HRCU-A-CB (Split System: Heat Pump with Remote Outdoor Unit-Air-Source) | HH836E2S11 | ASPEN |  | C(A,C,D,E)48A3K+TDR | Z9ES080C20SMPS1 | 31400 | 18 | 8.1 | 31800 | 24200 | 76.1% | 2 | 0 | 10.5 |  |  |  | No | R-454B | 2.6167 | Residential & Commercial | Ducted CEE Tier 1
213307908 | Central HP <5.4 tons | ECO-AIR | HRCU-A-CB (Split System: Heat Pump with Remote Outdoor Unit-Air-Source) | MOX430U-18HFN1-M |  |  | MVBE-18HWFN1-MM3E |  | 18000 | 19.3 | 10.8 | 19000 | 18800 | 98.95% | 2.3 | 0 | 12.1 |  |  |  | No | R-410A | 1.5 | Residential & Commercial | Ducted CEE Tier 1
216055771 | Central HP <5.4 tons | CHAMPION HEATING AND COOLING | HRCU-A-CB (Split System: Heat Pump with Remote Outdoor Unit-Air-Source) | HH836E2S11 | ASPEN |  | D(A,C,E)36A4K+TDR | TMLE100C16MP11 | 31000 | 18 | 8.5 | 31200 | 25200 | 80.77% | 2 | 0 | 10.5 |  |  |  | No | R-454B | 2.5833 | Residential & Commercial | Ducted CEE Tier 1
214328319 | Central HP <5.4 tons | NAPOLEON | HRCU-A-CB (Split System: Heat Pump with Remote Outdoor Unit-Air-Source) | WSEHV2436RA1-N | ADP |  | H,A,DG33936 | WUV060T3AA | 22000 | 17 | 8.5 | 23400 | 17100 | 73.08% | 1.8 | 0 | 10 |  |  |  | No | R-410A | 1.8333 | Residential & Commercial | Ducted CEE Tier 1
216055738 | Central HP <5.4 tons | CHAMPION HEATING AND COOLING | HRCU-A-CB (Split System: Heat Pump with Remote Outdoor Unit-Air-Source) | HH836E2S11 | ASPEN |  | D(A,C,E)36A4K+TDR | TM9V100C16MP12 | 30800 | 18 | 8.5 | 31000 | 25200 | 81.29% | 2 | 0 | 10.5 |  |  |  | No | R-454B | 2.5667 | Residential & Commercial | Ducted CEE Tier 1
216055805 | Central HP <5.4 tons | CHAMPION HEATING AND COOLING | HRCU-A-CB (Split System: Heat Pump with Remote Outdoor Unit-Air-Source) | HH836E2S11 | ASPEN |  | C(A,C,D,E)36B3K+TDR | TPLC100C16MP13 | 31000 | 18 | 8.5 | 31200 | 25400 | 81.41% | 2 | 0 | 10.5 |  |  |  | No | R-454B | 2.5833 | Residential & Commercial | Ducted CEE Tier 1
215850306 | Central HP <5.4 tons | COLEMAN | HRCU-A-CB (Split System: Heat Pump with Remote Outdoor Unit-Air-Source) | HH836E2S11 | ASPEN |  | C(A,C,D,E)48A3K+TDR | TM8E080C16MP11 | 31200 | 18 | 8.1 | 31000 | 25200 | 81.29% | 2 | 0 | 10.5 |  |  |  | No | R-454B | 2.6 | Residential & Commercial | Ducted CEE Tier 1
212331388 | Central HP <5.4 tons | LBG Products | HRCU-A-C (Split System: Heat Pump with Remote Outdoor Unit with No Indoor Fan --Air Source) | LCUHB18DO |  |  | LCHB24DA |  | 18000 | 16.1 | 9.5 | 19000 | 15000 | 78.95% | 2.2 | 11.6 | 11.7 |  |  |  | No | R-410A | 1.5 | Residential & Commercial | Ducted CEE Tier 1
212331389 | Central HP <5.4 tons | LBG Products | HRCU-A-C (Split System: Heat Pump with Remote Outdoor Unit with No Indoor Fan --Air Source) | LCUHB24DO |  |  | LCHB24DA |  | 24000 | 16.5 | 9.5 | 25000 | 20000 | 80% | 1.95 | 11 | 10.7 |  |  |  | No | R-410A | 2 | Residential & Commercial | Ducted CEE Tier 1
215318915 | Central HP <5.4 tons | COMFORTMAKER | HRCU-A-CB (Split System: Heat Pump with Remote Outdoor Unit-Air-Source) | D5CUHAH18AAK |  |  | D5FUAAH18XAK |  | 18000 | 19 | 9.8 | 19000 | 18000 | 94.74% | 2 | 0 | 12.5 |  |  |  | No | R-454B | 1.5 | Residential & Commercial | Ducted CEE Tier 1
215318929 | Central HP <5.4 tons | COMFORTMAKER | HRCU-A-CB (Split System: Heat Pump with Remote Outdoor Unit-Air-Source) | D5CUHAH18AAK |  |  | D5FUHAH24XAK |  | 18000 | 19 | 10.2 | 18000 | 18600 | 103.3% | 2.12 | 0 | 12.5 |  |  |  | No | R-454B | 1.5 | Residential & Commercial | Ducted CEE Tier 1
211804286 | Central HP <5.4 tons | MIDEA | HRCU-A-C (Split System: Heat Pump with Remote Outdoor Unit with No Indoor Fan --Air Source) | MOVA-36HDN1-M20G | ADP |  | H,YE36(1,2)36+TXV+TD |  | 23400 | 15.2 | 9 | 22400 | 15900 | 70.98% | 1.82 | 0 | 12 |  |  |  | No | R-410A | 1.95 | Residential & Commercial | Ducted CEE Tier 1
214574291 | Central HP <5.4 tons | AIRQUEST | HRCU-A-CB (Split System: Heat Pump with Remote Outdoor Unit-Air-Source) | HVH837GKA2* |  |  | EHD4X42AAL+WALLCON | *95CSU1002122B* | 32600 | 17 | 8.5 | 32800 | 24800 | 75.61% | 1.96 | 0 | 11 |  |  |  | No | R-410A | 2.7167 | Residential & Commercial | Ducted CEE Tier 1
214574741 | Central HP <5.4 tons | AIRQUEST | HRCU-A-CB (Split System: Heat Pump with Remote Outdoor Unit-Air-Source) | HVH837GKA2* |  |  | EN(A,D,W)4X60L24**+WALLCON | *96CTN0802120B* | 32800 | 19 | 8.5 | 32200 | 24600 | 76.4% | 1.98 | 0 | 12 |  |  |  | No | R-410A | 2.7333 | Residential & Commercial | Ducted CEE Tier 1
212975732 | Central HP <5.4 tons | COMFORTMAKER | HRCU-A-CB (Split System: Heat Pump with Remote Outdoor Unit-Air-Source) | DLCURAH24ABK |  |  | EN(A,D)4X30L14** | *96VTN0601412B* | 23400 | 16.5 | 8.1 | 26000 | 24400 | 93.85% | 2.02 | 0 | 10 |  |  |  | No | R-410A | 1.95 | Residential & Commercial | Ducted CEE Tier 1
212975743 | Central HP <5.4 tons | COMFORTMAKER | HRCU-A-CB (Split System: Heat Pump with Remote Outdoor Unit-Air-Source) | DLCURAH24ABK |  |  | EN(A,D)4X30L17** | *96VTN0601412B* | 23400 | 16.5 | 8.1 | 26200 | 24600 | 93.89% | 2.04 | 0 | 10 |  |  |  | No | R-410A | 1.95 | Residential & Commercial | Ducted CEE Tier 1
213780688 | Central HP <5.4 tons | AIRQUEST | HRCU-A-CB (Split System: Heat Pump with Remote Outdoor Unit-Air-Source) | HVH837GKA2* |  |  | EA*4X36L17A*+WALLCON | *97CMN0601714B* | 31200 | 16.5 | 8.1 | 33400 | 24600 | 73.65% | 1.82 | 0 | 10.5 |  |  |  | No | R-410A | 2.6 | Residential & Commercial | Ducted CEE Tier 1
213780758 | Central HP <5.4 tons | AIRQUEST | HRCU-A-CB (Split System: Heat Pump with Remote Outdoor Unit-Air-Source) | HVH837GKA2* |  |  | EA*4X36L21A*+WALLCON | *80CTL0902120B* | 31600 | 17 | 8.1 | 32800 | 24200 | 73.78% | 1.86 | 0 | 11 |  |  |  | No | R-410A | 2.6333 | Residential & Commercial | Ducted CEE Tier 1
213780788 | Central HP <5.4 tons | AIRQUEST | HRCU-A-CB (Split System: Heat Pump with Remote Outdoor Unit-Air-Source) | HVH837GKA2* |  |  | EA*4X36L21A*+WALLCON | *97CMN0601714B* | 31200 | 16.5 | 8.1 | 33200 | 24600 | 74.1% | 1.82 | 0 | 10.5 |  |  |  | No | R-410A | 2.6 | Residential & Commercial | Ducted CEE Tier 1
215850321 | Central HP <5.4 tons | COLEMAN | HRCU-A-CB (Split System: Heat Pump with Remote Outdoor Unit-Air-Source) | HH836E2S11 | ASPEN |  | C(A,C,D,E)36B3K+TDR | TM8E100C16MP11 | 31000 | 18 | 8.5 | 31200 | 25200 | 80.77% | 2 | 0 | 10.5 |  |  |  | No | R-454B | 2.5833 | Residential & Commercial | Ducted CEE Tier 1
215850578 | Central HP <5.4 tons | COLEMAN | HRCU-A-CB (Split System: Heat Pump with Remote Outdoor Unit-Air-Source) | HH836E2S11 | ASPEN |  | C(A,C,D,E)48A3K+TDR | Z8ES100B12SMPS1 | 31000 | 18 | 8.1 | 30400 | 24800 | 81.58% | 2 | 0 | 11.2 |  |  |  | No | R-454B | 2.5833 | Residential & Commercial | Ducted CEE Tier 1
215850605 | Central HP <5.4 tons | COLEMAN | HRCU-A-CB (Split System: Heat Pump with Remote Outdoor Unit-Air-Source) | HH836E2S11 | ASPEN |  | C(A,C,D,E)36B3K+TDR | Z9ES080C20SMPS1 | 31200 | 17.5 | 8.1 | 32000 | 24200 | 75.62% | 2 | 0 | 10.5 |  |  |  | No | R-454B | 2.6 | Residential & Commercial | Ducted CEE Tier 1
209270319 | Central HP <5.4 tons | ECO-AIR | HRCU-A-C (Split System: Heat Pump with Remote Outdoor Unit with No Indoor Fan --Air Source) | MOX430U-18HFN1-M |  |  | MAC-24HWDN1-MN0 |  | 18000 | 16.1 | 9.5 | 19000 | 15000 | 78.95% | 2.2 | 11.6 | 11.7 |  |  |  | No | R-410A | 1.5 | Residential & Commercial | Ducted CEE Tier 1
212624311 | Central HP <5.4 tons | COLEMAN | HRCU-A-CB (Split System: Heat Pump with Remote Outdoor Unit-Air-Source) | HMH72B341 | ASPEN |  | D(A,C,E)48D34+TDR | TM8E100C16MP11 | 33000 | 18 | 8.5 | 34000 | 28400 | 83.53% | 2.76 | 0 | 10 |  |  |  | No | R-410A | 2.75 | Residential & Commercial | Ducted CEE Tier 1
211708422 | Central HP <5.4 tons | COLEMAN | HRCU-A-CB (Split System: Heat Pump with Remote Outdoor Unit-Air-Source) | THF2B48T21 | ASPEN |  | D(A,C,E)48D34+TDR | TL9E080C16UH11 | 45000 | 16 | 8.2 | 44000 | 31200 | 70.91% | 3.1 | 0 | 11.9 |  |  |  | No | R-410A | 3.75 | Residential & Commercial | Ducted CEE Tier 1
211708424 | Central HP <5.4 tons | COLEMAN | HRCU-A-CB (Split System: Heat Pump with Remote Outdoor Unit-Air-Source) | THF2B48T21 | ASPEN |  | D(A,C,E)48D34+TDR | TL9E100C20UH11 | 45500 | 16 | 8.2 | 44500 | 31200 | 70.11% | 3.08 | 0 | 11.9 |  |  |  | No | R-410A | 3.7917 | Residential & Commercial | Ducted CEE Tier 1
211708410 | Central HP <5.4 tons | COLEMAN | HRCU-A-CB (Split System: Heat Pump with Remote Outdoor Unit-Air-Source) | THF2B48T21 | ASPEN |  | D(A,C,E)48D34+TDR | CPLC080C16MP13 | 45500 | 16 | 8.2 | 44000 | 30800 | 70% | 3.14 | 0 | 11.9 |  |  |  | No | R-410A | 3.7917 | Residential & Commercial | Ducted CEE Tier 1
211708444 | Central HP <5.4 tons | COLEMAN | HRCU-A-CB (Split System: Heat Pump with Remote Outdoor Unit-Air-Source) | THF2B48T21 | ASPEN |  | D(A,C,E)48D34+TDR | TM8V080C16MP12 | 45500 | 16 | 8.2 | 44000 | 30800 | 70% | 3.14 | 0 | 11.9 |  |  |  | No | R-410A | 3.7917 | Residential & Commercial | Ducted CEE Tier 1
214802830 | Central HP <5.4 tons | RHEEM | HRCU-A-CB (Split System: Heat Pump with Remote Outdoor Unit-Air-Source) | RP15AZ42AJ2N | ASPEN |  | D(A,C,E)60C34+TDR | R801V1005A21DZ | 39500 | 15.6 | 8.1 | 40000 | 28600 | 71.5% | 2.95 | 0 | 10.1 |  |  |  | No | R-410A | 3.2917 | Residential & Commercial | Ducted CEE Tier 1
212624313 | Central HP <5.4 tons | COLEMAN | HRCU-A-CB (Split System: Heat Pump with Remote Outdoor Unit-Air-Source) | HMH72B341 | ASPEN |  | C(A,C,D,E)42C24+TDR | TMLE100C16MP11 | 31800 | 18 | 8.1 | 33000 | 29000 | 87.88% | 2.49 | 0 | 10 |  |  |  | No | R-410A | 2.65 | Residential & Commercial | Ducted CEE Tier 1
212624436 | Central HP <5.4 tons | COLEMAN | HRCU-A-CB (Split System: Heat Pump with Remote Outdoor Unit-Air-Source) | HMH72B341 | ASPEN |  | C(A,C,D,E)36D24+TDR | TMLE120C16MP11 | 32000 | 18 | 8.1 | 33000 | 29200 | 88.48% | 2.5 | 0 | 10 |  |  |  | No | R-410A | 2.6667 | Residential & Commercial | Ducted CEE Tier 1
212624488 | Central HP <5.4 tons | COLEMAN | HRCU-A-CB (Split System: Heat Pump with Remote Outdoor Unit-Air-Source) | HMH72B341 | ASPEN |  | D(A,C,E)36D34+TDR | CPLC080C16MP13 | 32800 | 17.5 | 8.1 | 33800 | 27400 | 81.07% | 2.47 | 0 | 10 |  |  |  | No | R-410A | 2.7333 | Residential & Commercial | Ducted CEE Tier 1
212624704 | Central HP <5.4 tons | COLEMAN | HRCU-A-CB (Split System: Heat Pump with Remote Outdoor Unit-Air-Source) | HMH72B341 | ASPEN |  | D(A,C,E)48B34+TDR | TPLC080C16MP13 | 32600 | 17.5 | 8.1 | 33800 | 27400 | 81.07% | 2.47 | 0 | 10 |  |  |  | No | R-410A | 2.7167 | Residential & Commercial | Ducted CEE Tier 1
212624713 | Central HP <5.4 tons | COLEMAN | HRCU-A-CB (Split System: Heat Pump with Remote Outdoor Unit-Air-Source) | HMH72B341 | ASPEN |  | C(A,C,D,E)36C34+TDR | TPLC100C16MP13 | 32400 | 17.5 | 8.1 | 33800 | 27400 | 81.07% | 2.47 | 0 | 10 |  |  |  | No | R-410A | 2.7 | Residential & Commercial | Ducted CEE Tier 1
212624754 | Central HP <5.4 tons | COLEMAN | HRCU-A-CB (Split System: Heat Pump with Remote Outdoor Unit-Air-Source) | HMH72B341 | ASPEN |  | D(A,C,E)48D34+TDR | TPLC100C16MP13 | 33400 | 17.5 | 8.1 | 33800 | 27400 | 81.07% | 2.47 | 0 | 10 |  |  |  | No | R-410A | 2.7833 | Residential & Commercial | Ducted CEE Tier 1
215849790 | Central HP <5.4 tons | COLEMAN | HRCU-A-CB (Split System: Heat Pump with Remote Outdoor Unit-Air-Source) | HH824E2S11 | ASPEN |  | D(A,C,E)24C3K+TDR | CPLC080B12MP13 | 22400 | 17 | 9 | 22600 | 17700 | 78.32% | 2 | 0 | 12 |  |  |  | No | R-454B | 1.8667 | Residential & Commercial | Ducted CEE Tier 1
216054978 | Central HP <5.4 tons | LUXAIRE | HRCU-A-CB (Split System: Heat Pump with Remote Outdoor Unit-Air-Source) | HH824E2S11 | ASPEN |  | C(A,C,D,E)24A3K+TDR | Z9ES060A10SMPS1 | 20200 | 17.5 | 8.1 | 22800 | 17600 | 77.19% | 2 | 0 | 11.2 |  |  |  | No | R-454B | 1.6833 | Residential & Commercial | Ducted CEE Tier 1
216054992 | Central HP <5.4 tons | LUXAIRE | HRCU-A-CB (Split System: Heat Pump with Remote Outdoor Unit-Air-Source) | HH824E2S11 | ASPEN |  | D(A,C,E)24B3K+TDR | Z9ES080B12SMPS1 | 22000 | 17 | 8.1 | 22600 | 18100 | 80.09% | 2 | 0 | 12 |  |  |  | No | R-454B | 1.8333 | Residential & Commercial | Ducted CEE Tier 1
211258124 | Central HP <5.4 tons | CARRIER | HRCU-A-CB (Split System: Heat Pump with Remote Outdoor Unit-Air-Source) | 38MURAQ18AB3* |  |  | FM(C,U)4Z30**AL* |  | 18000 | 17.5 | 8.5 | 18500 | 18900 | 102.2% | 2.3 | 0 | 11 |  |  |  | No | R-410A | 1.5 | Residential & Commercial | Ducted CEE Tier 1
211644113 | Central HP <5.4 tons | ECO-AIR | HRCU-A-CB (Split System: Heat Pump with Remote Outdoor Unit-Air-Source) | MOD30-24HFN1-MU0W |  |  | MVC-23HWFN1-M |  | 23000 | 18.4 | 9.3 | 26000 | 21200 | 81.54% | 1.9 | 12.5 | 11.7 |  |  |  | No | R-410A | 1.9167 | Residential & Commercial | Ducted CEE Tier 1
214627555 | Central HP <5.4 tons | CARRIER | HRCU-A-CB (Split System: Heat Pump with Remote Outdoor Unit-Air-Source) | 38MURAQ18AB3* | ADP |  | PL36H175P149 | 58S(B,C)*B070M17**12 | 17400 | 16 | 8.5 | 16800 | 18800 | 111.9% | 2.32 | 0 | 11 |  |  |  | No | R-410A | 1.45 | Residential & Commercial | Ducted CEE Tier 1
214627572 | Central HP <5.4 tons | CARRIER | HRCU-A-CB (Split System: Heat Pump with Remote Outdoor Unit-Air-Source) | 38MURAQ18AB3* | ADP |  | V,C36H***P039 | 58TP*B070V14**12 | 16900 | 16 | 8.5 | 16900 | 18700 | 110.7% | 2.3 | 0 | 10.5 |  |  |  | No | R-410A | 1.4083 | Residential & Commercial | Ducted CEE Tier 1
214627639 | Central HP <5.4 tons | CARRIER | HRCU-A-CB (Split System: Heat Pump with Remote Outdoor Unit-Air-Source) | 38MURAQ18AB3* | ADP |  | C36A***L139 | 59SC6A026M14**10 | 17100 | 20 | 8.1 | 16700 | 18800 | 112.6% | 2.3 | 0 | 10 |  |  |  | No | R-410A | 1.425 | Residential & Commercial | Ducted CEE Tier 1
212986367 | Central HP <5.4 tons | CARRIER | HRCU-A-CB (Split System: Heat Pump with Remote Outdoor Unit-Air-Source) | 38MURAQ18AB3* |  |  | CNPV*3014AL* | 59SC6A040M14**10 | 17600 | 16 | 8.1 | 18200 | 18600 | 102.2% | 2.24 | 0 | 10.5 |  |  |  | No | R-410A | 1.4667 | Residential & Commercial | Ducted CEE Tier 1
212625056 | Central HP <5.4 tons | COLEMAN | HRCU-A-CB (Split System: Heat Pump with Remote Outdoor Unit-Air-Source) | HMH72B341 | ASPEN |  | D(A,C,E)36B44+TDR | TM9V100C16MP12 | 33000 | 17.5 | 8.5 | 34000 | 27400 | 80.59% | 2.67 | 0 | 10 |  |  |  | No | R-410A | 2.75 | Residential & Commercial | Ducted CEE Tier 1
212625140 | Central HP <5.4 tons | COLEMAN | HRCU-A-CB (Split System: Heat Pump with Remote Outdoor Unit-Air-Source) | HMH72B341 | ASPEN |  | D(A,C,E)42D34+TDR | TP9C100C16MP13 | 33200 | 17.5 | 8.1 | 34000 | 27400 | 80.59% | 2.47 | 0 | 10 |  |  |  | No | R-410A | 2.7667 | Residential & Commercial | Ducted CEE Tier 1
212625238 | Central HP <5.4 tons | COLEMAN | HRCU-A-CB (Split System: Heat Pump with Remote Outdoor Unit-Air-Source) | HMH72B341 | ASPEN |  | C(A,C,D,E)36C34+TDR | TL8E100C20UH11 | 32400 | 17.5 | 8.5 | 34000 | 27400 | 80.59% | 2.69 | 0 | 10 |  |  |  | No | R-410A | 2.7 | Residential & Commercial | Ducted CEE Tier 1
215850117 | Central HP <5.4 tons | COLEMAN | HRCU-A-CB (Split System: Heat Pump with Remote Outdoor Unit-Air-Source) | HH824E2S11 | ASPEN |  | D(A,C,E)36A3K+TDR | TP9C080B12MP13 | 22200 | 17 | 8.1 | 22600 | 18300 | 80.97% | 2 | 0 | 12 |  |  |  | No | R-454B | 1.85 | Residential & Commercial | Ducted CEE Tier 1
215850187 | Central HP <5.4 tons | COLEMAN | HRCU-A-CB (Split System: Heat Pump with Remote Outdoor Unit-Air-Source) | HH824E2S11 | ASPEN |  | C(A,C,D,E)24C3K+TDR | Z9ES026A08SMPS1 | 20800 | 17.5 | 8.5 | 23000 | 17300 | 75.22% | 2 | 0 | 11 |  |  |  | No | R-454B | 1.7333 | Residential & Commercial | Ducted CEE Tier 1
215850194 | Central HP <5.4 tons | COLEMAN | HRCU-A-CB (Split System: Heat Pump with Remote Outdoor Unit-Air-Source) | HH824E2S11 | ASPEN |  | C(A,C,D,E)24A3K+TDR | Z9ES060A10SMPS1 | 20200 | 17.5 | 8.1 | 22800 | 17600 | 77.19% | 2 | 0 | 11.2 |  |  |  | No | R-454B | 1.6833 | Residential & Commercial | Ducted CEE Tier 1
215850133 | Central HP <5.4 tons | COLEMAN | HRCU-A-CB (Split System: Heat Pump with Remote Outdoor Unit-Air-Source) | HH824E2S11 | ASPEN |  | C(A,C,D,E)24A3K+TDR | Z8ES040A12SMPS1 | 20000 | 17.5 | 9 | 22600 | 18100 | 80.09% | 2 | 0 | 11.2 |  |  |  | No | R-454B | 1.6667 | Residential & Commercial | Ducted CEE Tier 1
215850183 | Central HP <5.4 tons | COLEMAN | HRCU-A-CB (Split System: Heat Pump with Remote Outdoor Unit-Air-Source) | HH824E2S11 | ASPEN |  | C(A,C,D,E)24C3K+TDR | Z8ET080B12LMPS1 | 22200 | 18 | 8.5 | 22800 | 18500 | 81.14% | 2 | 0 | 12 |  |  |  | No | R-454B | 1.85 | Residential & Commercial | Ducted CEE Tier 1
212625965 | Central HP <5.4 tons | COLEMAN | HRCU-A-CB (Split System: Heat Pump with Remote Outdoor Unit-Air-Source) | HMH72B341 | ASPEN |  | D(A,C,E)48D36+TDR | TM9E100C20MP12 | 33400 | 15.5 | 8.1 | 33200 | 27000 | 81.33% | 2.43 | 0 | 10 |  |  |  | No | R-410A | 2.7833 | Residential & Commercial | Ducted CEE Tier 1
215850709 | Central HP <5.4 tons | COLEMAN | HRCU-A-CB (Split System: Heat Pump with Remote Outdoor Unit-Air-Source) | HH860E2S11 | ASPEN |  | D(A,C,E)60A3K+TDR | TL8E100C20UH11 | 41500 | 18 | 8.5 | 45000 | 34000 | 75.56% | 2 | 0 | 11.5 |  |  |  | No | R-454B | 3.4583 | Residential & Commercial | Ducted CEE Tier 1
216055377 | Central HP <5.4 tons | LUXAIRE | HRCU-A-CB (Split System: Heat Pump with Remote Outdoor Unit-Air-Source) | HH860E2S11 | ASPEN |  | C(A,C,D,E)60A3K+TDR | TPLC100C16MP13 | 40500 | 16.5 | 8.1 | 43500 | 33400 | 76.78% | 2 | 0 | 11.5 |  |  |  | No | R-454B | 3.375 | Residential & Commercial | Ducted CEE Tier 1
216055410 | Central HP <5.4 tons | LUXAIRE | HRCU-A-CB (Split System: Heat Pump with Remote Outdoor Unit-Air-Source) | HH860E2S11 | ASPEN |  | C(A,C,D,E)60A3K+TDR | Z9ES080C20SMPS1 | 41500 | 17.5 | 8.1 | 46000 | 33400 | 72.61% | 2 | 0 | 11.5 |  |  |  | No | R-454B | 3.4583 | Residential & Commercial | Ducted CEE Tier 1
212578213 | Central HP <5.4 tons | CARRIER | HRCU-A-CB (Split System: Heat Pump with Remote Outdoor Unit-Air-Source) | 25VNA424A*031* | ADP |  | H,PG34936 | 58TN*A070C17**16 | 23400 | 20 | 9.5 | 25000 | 19400 | 77.6% | 2.46 | 0 | 13.5 |  |  |  | No | R-410A | 1.95 | Residential & Commercial | Ducted CEE Tier 1
212578231 | Central HP <5.4 tons | CARRIER | HRCU-A-CB (Split System: Heat Pump with Remote Outdoor Unit-Air-Source) | 25VNA424A*031* | ADP |  | H,PG32936 | 59MN7B080C17**14 | 23200 | 20 | 10 | 25200 | 19600 | 77.78% | 2.36 | 0 | 13 |  |  |  | No | R-410A | 1.9333 | Residential & Commercial | Ducted CEE Tier 1
214328326 | Central HP <5.4 tons | NAPOLEON | HRCU-A-CB (Split System: Heat Pump with Remote Outdoor Unit-Air-Source) | WSEHV4860RA1-N | ADP |  | H,A,DG49960 | WUV080T4BA | 46000 | 17 | 8.5 | 48000 | 34600 | 72.08% | 1.8 | 0 | 10 |  |  |  | No | R-410A | 3.8333 | Residential & Commercial | Ducted CEE Tier 1
213255489 | Central HP <5.4 tons | KERR | HRCU-A-C (Split System: Heat Pump with Remote Outdoor Unit with No Indoor Fan --Air Source) | A-KCD30SA-1 | ADP |  | *G33936+TD |  | 29400 | 15.2 | 9.35 | 31200 | 26600 | 85.26% | 1.8 | 0 | 10 |  |  |  | No | R-410A | 2.45 | Residential & Commercial | Ducted CEE Tier 1
216055412 | Central HP <5.4 tons | LUXAIRE | HRCU-A-CB (Split System: Heat Pump with Remote Outdoor Unit-Air-Source) | HH860E2S11 | ASPEN |  | C(A,C,D,E)48A3K+TDR | Z9ES100C16SMPS1 | 41000 | 17.5 | 8.1 | 46500 | 34200 | 73.55% | 2 | 0 | 10.5 |  |  |  | No | R-454B | 3.4167 | Residential & Commercial | Ducted CEE Tier 1
216055510 | Central HP <5.4 tons | CHAMPION HEATING AND COOLING | HRCU-A-CB (Split System: Heat Pump with Remote Outdoor Unit-Air-Source) | HH824E2S11 | ASPEN |  | D(A,C,E)36A4K+TDR | TM9V040A10MP12 | 21200 | 17 | 8.5 | 23000 | 17500 | 76.09% | 2 | 0 | 10.5 |  |  |  | No | R-454B | 1.7667 | Residential & Commercial | Ducted CEE Tier 1
214336716 | Central HP <5.4 tons | RHEEM | HRCU-A-CB (Split System: Heat Pump with Remote Outdoor Unit-Air-Source) | RD17AZ48AJ3N | ASPEN |  | D(A,C,E)60C44+TDR | R801V1005A21UHN | 45500 | 16 | 8.1 | 45500 | 33800 | 74.29% | 3.17 | 0 | 10 |  |  |  | No | R-410A | 3.7917 | Residential & Commercial | Ducted CEE Tier 1
216055513 | Central HP <5.4 tons | CHAMPION HEATING AND COOLING | HRCU-A-CB (Split System: Heat Pump with Remote Outdoor Unit-Air-Source) | HH824E2S11 | ASPEN |  | D(A,C,E)24B3K+TDR | TM9V060B12MP12 | 22000 | 17 | 8.1 | 22600 | 18000 | 79.65% | 2 | 0 | 12 |  |  |  | No | R-454B | 1.8333 | Residential & Commercial | Ducted CEE Tier 1
216055529 | Central HP <5.4 tons | CHAMPION HEATING AND COOLING | HRCU-A-CB (Split System: Heat Pump with Remote Outdoor Unit-Air-Source) | HH824E2S11 | ASPEN |  | C(A,C,D,E)24A3K+TDR | TM9Y060B12MP11 | 21600 | 17 | 8.1 | 22600 | 18400 | 81.42% | 2 | 0 | 11 |  |  |  | No | R-454B | 1.8 | Residential & Commercial | Ducted CEE Tier 1
216055894 | Central HP <5.4 tons | CHAMPION HEATING AND COOLING | HRCU-A-CB (Split System: Heat Pump with Remote Outdoor Unit-Air-Source) | HH860E2S11 | ASPEN |  | D(A,C,E)60A3K+TDR | TM8Y100C16MP11 | 41000 | 17 | 8.1 | 43500 | 33400 | 76.78% | 2 | 0 | 11 |  |  |  | No | R-454B | 3.4167 | Residential & Commercial | Ducted CEE Tier 1
216055865 | Central HP <5.4 tons | CHAMPION HEATING AND COOLING | HRCU-A-CB (Split System: Heat Pump with Remote Outdoor Unit-Air-Source) | HH860E2S11 | ASPEN |  | C(A,C,D,E)48A3K+TDR | TM8E100C20MP11 | 41000 | 16.5 | 8.1 | 46000 | 35000 | 76.09% | 2 | 0 | 10.5 |  |  |  | No | R-454B | 3.4167 | Residential & Commercial | Ducted CEE Tier 1
216055883 | Central HP <5.4 tons | CHAMPION HEATING AND COOLING | HRCU-A-CB (Split System: Heat Pump with Remote Outdoor Unit-Air-Source) | HH860E2S11 | ASPEN |  | C(A,C,D,E)48A3K+TDR | TM8V100C20MP12 | 40000 | 17.5 | 8.1 | 44500 | 33800 | 75.96% | 2 | 0 | 10.5 |  |  |  | No | R-454B | 3.3333 | Residential & Commercial | Ducted CEE Tier 1
216055942 | Central HP <5.4 tons | CHAMPION HEATING AND COOLING | HRCU-A-CB (Split System: Heat Pump with Remote Outdoor Unit-Air-Source) | HH860E2S11 | ASPEN |  | D(A,C,E)60A3K+TDR | TMLE080C16MP11 | 41000 | 18 | 8.5 | 45000 | 34200 | 76% | 2 | 0 | 10.5 |  |  |  | No | R-454B | 3.4167 | Residential & Commercial | Ducted CEE Tier 1
216055949 | Central HP <5.4 tons | CHAMPION HEATING AND COOLING | HRCU-A-CB (Split System: Heat Pump with Remote Outdoor Unit-Air-Source) | HH860E2S11 | ASPEN |  | C(A,C,D,E)48A3K+TDR | TMLE100C20MP11 | 41000 | 16.5 | 8.1 | 46000 | 35000 | 76.09% | 2 | 0 | 10.5 |  |  |  | No | R-454B | 3.4167 | Residential & Commercial | Ducted CEE Tier 1
215850816 | Central HP <5.4 tons | COLEMAN | HRCU-A-CB (Split System: Heat Pump with Remote Outdoor Unit-Air-Source) | HH860E2S11 | ASPEN |  | C(A,C,D,E)60B3K+TDR | TM8V100C16MP12 | 41000 | 17 | 8.5 | 43500 | 33400 | 76.78% | 2 | 0 | 11.5 |  |  |  | No | R-454B | 3.4167 | Residential & Commercial | Ducted CEE Tier 1
216055996 | Central HP <5.4 tons | CHAMPION HEATING AND COOLING | HRCU-A-CB (Split System: Heat Pump with Remote Outdoor Unit-Air-Source) | HH860E2S11 | ASPEN |  | D(A,C,E)60A3K+TDR | Z8ES080C20SMPS1 | 41000 | 18 | 8.5 | 44000 | 33400 | 75.91% | 2 | 0 | 11.7 |  |  |  | No | R-454B | 3.4167 | Residential & Commercial | Ducted CEE Tier 1
212626283 | Central HP <5.4 tons | COLEMAN | HRCU-A-CB (Split System: Heat Pump with Remote Outdoor Unit-Air-Source) | HMH72B341 | ASPEN |  | D(A,C,E)48B36+TDR | TM8E080C16MP11 | 33000 | 18 | 8.2 | 33600 | 28200 | 83.93% | 2.69 | 0 | 10 |  |  |  | No | R-410A | 2.75 | Residential & Commercial | Ducted CEE Tier 1
212626324 | Central HP <5.4 tons | COLEMAN | HRCU-A-CB (Split System: Heat Pump with Remote Outdoor Unit-Air-Source) | HMH72B341 | ASPEN |  | C(A,C,D,E)48A36+TDR | TL9E100C20UH11 | 33400 | 17 | 8.1 | 33600 | 29000 | 86.31% | 2.69 | 0 | 10 |  |  |  | No | R-410A | 2.7833 | Residential & Commercial | Ducted CEE Tier 1
212626685 | Central HP <5.4 tons | COLEMAN | HRCU-A-CB (Split System: Heat Pump with Remote Outdoor Unit-Air-Source) | HMH72B341 | ASPEN |  | C(A,C,D,E)36A46+TDR | TM8E100C16MP11 | 33000 | 18 | 8.2 | 33800 | 28200 | 83.43% | 2.68 | 0 | 10 |  |  |  | No | R-410A | 2.75 | Residential & Commercial | Ducted CEE Tier 1
212331392 | Central HP <5.4 tons | LBG Products | HRCU-A-C (Split System: Heat Pump with Remote Outdoor Unit with No Indoor Fan --Air Source) | LCUHB36DO |  |  | LCHB36DA |  | 35000 | 15.2 | 10 | 39000 | 32000 | 82.05% | 2 | 10.2 | 10 |  |  |  | No | R-410A | 2.9167 | Residential & Commercial | Ducted CEE Tier 1
213780858 | Central HP <5.4 tons | AIRQUEST | HRCU-A-CB (Split System: Heat Pump with Remote Outdoor Unit-Air-Source) | HVH837GKA2* |  |  | EA*4X37L21A*+WALLCON | *80CTL0701716B* | 32800 | 17 | 8.5 | 33000 | 25200 | 76.36% | 1.96 | 0 | 11 |  |  |  | No | R-410A | 2.7333 | Residential & Commercial | Ducted CEE Tier 1
213780938 | Central HP <5.4 tons | AIRQUEST | HRCU-A-CB (Split System: Heat Pump with Remote Outdoor Unit-Air-Source) | HVH837GKA2* |  |  | EA*4X37L21A*+WALLCON | *96CTN0601714B* | 32600 | 17 | 8.1 | 33000 | 25400 | 76.97% | 1.94 | 0 | 11 |  |  |  | No | R-410A | 2.7167 | Residential & Commercial | Ducted CEE Tier 1
213781208 | Central HP <5.4 tons | AIRQUEST | HRCU-A-CB (Split System: Heat Pump with Remote Outdoor Unit-Air-Source) | HVH837GKA2* |  |  | EA*4X43L21A*+WALLCON | *95CSU0601716B* | 32800 | 17 | 8.5 | 33000 | 25200 | 76.36% | 1.96 | 0 | 11 |  |  |  | No | R-410A | 2.7333 | Residential & Commercial | Ducted CEE Tier 1
213781458 | Central HP <5.4 tons | AIRQUEST | HRCU-A-CB (Split System: Heat Pump with Remote Outdoor Unit-Air-Source) | HVH837GKA2* |  |  | EA*4X48L24A*+WALLCON | *96CTN1202422B* | 32400 | 17 | 8.5 | 32400 | 24800 | 76.54% | 1.98 | 0 | 11 |  |  |  | No | R-410A | 2.7 | Residential & Commercial | Ducted CEE Tier 1
213781908 | Central HP <5.4 tons | AIRQUEST | HRCU-A-CB (Split System: Heat Pump with Remote Outdoor Unit-Air-Source) | HVH837GKA2* |  |  | EHD4X42AAL+WALLCON | *80CTL0701716B* | 32400 | 16 | 8.1 | 33200 | 24800 | 74.7% | 1.92 | 0 | 11 |  |  |  | No | R-410A | 2.7 | Residential & Commercial | Ducted CEE Tier 1
216055562 | Central HP <5.4 tons | CHAMPION HEATING AND COOLING | HRCU-A-CB (Split System: Heat Pump with Remote Outdoor Unit-Air-Source) | HH824E2S11 | ASPEN |  | D(A,C,E)24B4K+TDR | TMLE100B12MP11 | 22600 | 17 | 8.5 | 22800 | 18000 | 78.95% | 2 | 0 | 12 |  |  |  | No | R-454B | 1.8833 | Residential & Commercial | Ducted CEE Tier 1
216055563 | Central HP <5.4 tons | CHAMPION HEATING AND COOLING | HRCU-A-CB (Split System: Heat Pump with Remote Outdoor Unit-Air-Source) | HH824E2S11 | ASPEN |  | D(A,C,E)36A3K+TDR | TMLE100B12MP11 | 22400 | 17 | 8.1 | 22600 | 18000 | 79.65% | 2 | 0 | 12 |  |  |  | No | R-454B | 1.8667 | Residential & Commercial | Ducted CEE Tier 1
215849987 | Central HP <5.4 tons | COLEMAN | HRCU-A-CB (Split System: Heat Pump with Remote Outdoor Unit-Air-Source) | HH824E2S11 | ASPEN |  | C(A,C,D,E)24C3K+TDR | TM9V060B12MP12 | 22200 | 17 | 8.5 | 22800 | 18000 | 78.95% | 2 | 0 | 12 |  |  |  | No | R-454B | 1.85 | Residential & Commercial | Ducted CEE Tier 1
215850101 | Central HP <5.4 tons | COLEMAN | HRCU-A-CB (Split System: Heat Pump with Remote Outdoor Unit-Air-Source) | HH824E2S11 | ASPEN |  | D(A,C,E)24C3K+TDR | TP9C060B12MP13 | 22400 | 17 | 8.5 | 22600 | 18000 | 79.65% | 2 | 0 | 12 |  |  |  | No | R-454B | 1.8667 | Residential & Commercial | Ducted CEE Tier 1
212987819 | Central HP <5.4 tons | CARRIER | HRCU-A-CB (Split System: Heat Pump with Remote Outdoor Unit-Air-Source) | 38MURAQ24AB3* |  |  | CNPV*3621AL* | 59SC6A080M21**20 | 23600 | 17 | 8.5 | 26400 | 24200 | 91.67% | 2.02 | 0 | 10.5 |  |  |  | No | R-410A | 1.9667 | Residential & Commercial | Ducted CEE Tier 1
213779188 | Central HP <5.4 tons | AIRQUEST | HRCU-A-CB (Split System: Heat Pump with Remote Outdoor Unit-Air-Source) | HVH837GKA** |  |  | EA*4X42L24A*+WALLCON | *80CTL1102120B* | 31800 | 17 | 8.1 | 32800 | 24200 | 73.78% | 1.88 | 0 | 11 |  |  |  | No | R-410A | 2.65 | Residential & Commercial | Ducted CEE Tier 1
213779258 | Central HP <5.4 tons | AIRQUEST | HRCU-A-CB (Split System: Heat Pump with Remote Outdoor Unit-Air-Source) | HVH837GKA** |  |  | EA*4X43L21A*+WALLCON | *80CTL0701716B* | 32800 | 17 | 8.5 | 33000 | 25200 | 76.36% | 1.96 | 0 | 11 |  |  |  | No | R-410A | 2.7333 | Residential & Commercial | Ducted CEE Tier 1
214442673 | Central HP <5.4 tons | YORK | HRCU-A-CB (Split System: Heat Pump with Remote Outdoor Unit-Air-Source) | YH2F48TB21 | ASPEN |  | L(E,G)M60F4 |  | 44500 | 15.2 | 8.1 | 45500 | 37400 | 82.2% | 3.63 | 0 | 12 |  |  |  | No | R-410A | 3.7083 | Residential & Commercial | Ducted CEE Tier 1
211708485 | Central HP <5.4 tons | COLEMAN | HRCU-A-CB (Split System: Heat Pump with Remote Outdoor Unit-Air-Source) | THF2B48T21 | ASPEN |  | D(A,C,E)48D36+TDR | TM9V120D20MP12 | 46000 | 16 | 8.2 | 44500 | 31200 | 70.11% | 3.11 | 0 | 11.9 |  |  |  | No | R-410A | 3.8333 | Residential & Commercial | Ducted CEE Tier 1
212500135 | Central HP <5.4 tons | LENNOX | HRCU-A-CB (Split System: Heat Pump with Remote Outdoor Unit-Air-Source) | EL22XPV-024-230A** | ADP |  | L*18/36T9 | SL297UH040NV36B* | 23800 | 21 | 8.5 | 22000 | 15400 | 70% | 1.92 | 0 | 13.5 |  |  |  | No | R-410A | 1.9833 | Residential & Commercial | Ducted CEE Tier 1
212500151 | Central HP <5.4 tons | LENNOX | HRCU-A-CB (Split System: Heat Pump with Remote Outdoor Unit-Air-Source) | EL22XPV-024-230A** | ADP |  | L*19/36S9 | SL297UH060NV36B* | 23800 | 20 | 8.5 | 22000 | 15400 | 70% | 1.9 | 0 | 13.5 |  |  |  | No | R-410A | 1.9833 | Residential & Commercial | Ducted CEE Tier 1
212500152 | Central HP <5.4 tons | LENNOX | HRCU-A-CB (Split System: Heat Pump with Remote Outdoor Unit-Air-Source) | EL22XPV-024-230A** | ADP |  | LP25/36R9 | SL297UH060NV36B* | 23800 | 20 | 8.5 | 22000 | 15400 | 70% | 1.9 | 0 | 13.5 |  |  |  | No | R-410A | 1.9833 | Residential & Commercial | Ducted CEE Tier 1
215932405 | Central HP <5.4 tons | BRYANT HEATING AND COOLING SYSTEMS | HRCU-A-CB (Split System: Heat Pump with Remote Outdoor Unit-Air-Source) | 293VAN036**AA* |  |  | CAA**4821AM*+UI | 88*TB36045C17*** | 33000 | 19.5 | 9 | 35400 | 27200 | 76.84% | 1.9 | 0 | 10.5 |  |  |  | No | R-454B | 2.75 | Residential & Commercial | Ducted CEE Tier 1
214604902 | Central HP <5.4 tons | CHAMPION HEATING AND COOLING | HRCU-A-CB (Split System: Heat Pump with Remote Outdoor Unit-Air-Source) | THF2B48T21 | ASPEN |  | DP61A44+TDR | TM9E060B12MP12 | 42000 | 15.2 | 8.2 | 44500 | 31600 | 71.01% | 3.05 | 0 | 10.9 |  |  |  | No | R-410A | 3.5 | Residential & Commercial | Ducted CEE Tier 1
216056062 | Central HP <5.4 tons | CHAMPION HEATING AND COOLING | HRCU-A-CB (Split System: Heat Pump with Remote Outdoor Unit-Air-Source) | HH860E2S11 | ASPEN |  | C(A,C,D,E)48A3K+TDR | Z9ES120D20SMPS1 | 42000 | 17.5 | 8.1 | 46500 | 34200 | 73.55% | 2 | 0 | 11.2 |  |  |  | No | R-454B | 3.5 | Residential & Commercial | Ducted CEE Tier 1
216055845 | Central HP <5.4 tons | CHAMPION HEATING AND COOLING | HRCU-A-CB (Split System: Heat Pump with Remote Outdoor Unit-Air-Source) | HH860E2S11 | ASPEN |  | C(A,C,D,E)60A3K+TDR | TL8E080C16UH11 | 41000 | 17 | 8.5 | 44000 | 33600 | 76.36% | 2 | 0 | 11.5 |  |  |  | No | R-454B | 3.4167 | Residential & Commercial | Ducted CEE Tier 1
216055910 | Central HP <5.4 tons | CHAMPION HEATING AND COOLING | HRCU-A-CB (Split System: Heat Pump with Remote Outdoor Unit-Air-Source) | HH860E2S11 | ASPEN |  | C(A,C,D,E)48A3K+TDR | TM9E100C20MP12 | 41000 | 16.5 | 8.1 | 46000 | 35000 | 76.09% | 2 | 0 | 10.5 |  |  |  | No | R-454B | 3.4167 | Residential & Commercial | Ducted CEE Tier 1
216055947 | Central HP <5.4 tons | CHAMPION HEATING AND COOLING | HRCU-A-CB (Split System: Heat Pump with Remote Outdoor Unit-Air-Source) | HH860E2S11 | ASPEN |  | C(A,C,D,E)60A3K+TDR | TMLE100C16MP11 | 41000 | 18 | 8.5 | 45000 | 34200 | 76% | 2 | 0 | 10.5 |  |  |  | No | R-454B | 3.4167 | Residential & Commercial | Ducted CEE Tier 1
216055964 | Central HP <5.4 tons | CHAMPION HEATING AND COOLING | HRCU-A-CB (Split System: Heat Pump with Remote Outdoor Unit-Air-Source) | HH860E2S11 | ASPEN |  | C(A,C,D,E)48A3K+TDR | TMLV120C20MP12 | 40000 | 17.5 | 8.1 | 44500 | 33800 | 75.96% | 2 | 0 | 10.5 |  |  |  | No | R-454B | 3.3333 | Residential & Commercial | Ducted CEE Tier 1
216055977 | Central HP <5.4 tons | CHAMPION HEATING AND COOLING | HRCU-A-CB (Split System: Heat Pump with Remote Outdoor Unit-Air-Source) | HH860E2S11 | ASPEN |  | C(A,C,D,E)60A3K+TDR | TP9C120D20MP13 | 41000 | 17.5 | 8.1 | 44000 | 33400 | 75.91% | 2 | 0 | 11.5 |  |  |  | No | R-454B | 3.4167 | Residential & Commercial | Ducted CEE Tier 1
216055847 | Central HP <5.4 tons | CHAMPION HEATING AND COOLING | HRCU-A-CB (Split System: Heat Pump with Remote Outdoor Unit-Air-Source) | HH860E2S11 | ASPEN |  | C(A,C,D,E)48A3K+TDR | TL8E100C20UH11 | 40500 | 17.5 | 8.1 | 45000 | 34000 | 75.56% | 2 | 0 | 11.2 |  |  |  | No | R-454B | 3.375 | Residential & Commercial | Ducted CEE Tier 1
216055862 | Central HP <5.4 tons | CHAMPION HEATING AND COOLING | HRCU-A-CB (Split System: Heat Pump with Remote Outdoor Unit-Air-Source) | HH860E2S11 | ASPEN |  | C(A,C,D,E)48A3K+TDR | TM8E100C16MP11 | 40000 | 17.5 | 8.1 | 45000 | 34200 | 76% | 2 | 0 | 10.5 |  |  |  | No | R-454B | 3.3333 | Residential & Commercial | Ducted CEE Tier 1
216055877 | Central HP <5.4 tons | CHAMPION HEATING AND COOLING | HRCU-A-CB (Split System: Heat Pump with Remote Outdoor Unit-Air-Source) | HH860E2S11 | ASPEN |  | C(A,C,D,E)48A3K+TDR | TM8V080C16MP12 | 39500 | 16.5 | 8.1 | 43500 | 33400 | 76.78% | 2 | 0 | 11.2 |  |  |  | No | R-454B | 3.2917 | Residential & Commercial | Ducted CEE Tier 1
216055879 | Central HP <5.4 tons | CHAMPION HEATING AND COOLING | HRCU-A-CB (Split System: Heat Pump with Remote Outdoor Unit-Air-Source) | HH860E2S11 | ASPEN |  | D(A,C,E)60A3K+TDR | TM8V080C16MP12 | 40500 | 16.5 | 8.1 | 43500 | 33400 | 76.78% | 2 | 0 | 11.2 |  |  |  | No | R-454B | 3.375 | Residential & Commercial | Ducted CEE Tier 1
216055978 | Central HP <5.4 tons | CHAMPION HEATING AND COOLING | HRCU-A-CB (Split System: Heat Pump with Remote Outdoor Unit-Air-Source) | HH860E2S11 | ASPEN |  | D(A,C,E)60A3K+TDR | TP9C120D20MP13 | 41000 | 17.5 | 8.1 | 44000 | 33400 | 75.91% | 2 | 0 | 11.5 |  |  |  | No | R-454B | 3.4167 | Residential & Commercial | Ducted CEE Tier 1
216055979 | Central HP <5.4 tons | CHAMPION HEATING AND COOLING | HRCU-A-CB (Split System: Heat Pump with Remote Outdoor Unit-Air-Source) | HH860E2S11 | ASPEN |  | C(A,C,D,E)48A3K+TDR | TPLC080C16MP13 | 39500 | 16.5 | 8.1 | 43500 | 33400 | 76.78% | 2 | 0 | 11.2 |  |  |  | No | R-454B | 3.2917 | Residential & Commercial | Ducted CEE Tier 1
216055980 | Central HP <5.4 tons | CHAMPION HEATING AND COOLING | HRCU-A-CB (Split System: Heat Pump with Remote Outdoor Unit-Air-Source) | HH860E2S11 | ASPEN |  | C(A,C,D,E)60A3K+TDR | TPLC080C16MP13 | 40500 | 16.5 | 8.1 | 43500 | 33400 | 76.78% | 2 | 0 | 11.5 |  |  |  | No | R-454B | 3.375 | Residential & Commercial | Ducted CEE Tier 1
216055994 | Central HP <5.4 tons | CHAMPION HEATING AND COOLING | HRCU-A-CB (Split System: Heat Pump with Remote Outdoor Unit-Air-Source) | HH860E2S11 | ASPEN |  | C(A,C,D,E)48A3K+TDR | Z8ES080C20SMPS1 | 40000 | 17.5 | 8.1 | 44000 | 33400 | 75.91% | 2 | 0 | 11.7 |  |  |  | No | R-454B | 3.3333 | Residential & Commercial | Ducted CEE Tier 1
213249268 | Central HP <5.4 tons | CARRIER | HRCU-A-CB (Split System: Heat Pump with Remote Outdoor Unit-Air-Source) | 38MURAQ24AB3* |  |  | FEVA0024**+NAVA43601CK |  | 24200 | 17 | 9 | 25800 | 22200 | 86.05% | 1.84 | 0 | 10 |  |  |  | No | R-410A | 2.0167 | Residential & Commercial | Ducted CEE Tier 1
212627569 | Central HP <5.4 tons | COLEMAN | HRCU-A-CB (Split System: Heat Pump with Remote Outdoor Unit-Air-Source) | HMH72B341 | ASPEN |  | C(A,C,D,E)48C26+TDR | TM8E040A12MP11 | 32000 | 18 | 8.1 | 33400 | 29000 | 86.83% | 2.48 | 0 | 10 |  |  |  | No | R-410A | 2.6667 | Residential & Commercial | Ducted CEE Tier 1
212627605 | Central HP <5.4 tons | COLEMAN | HRCU-A-CB (Split System: Heat Pump with Remote Outdoor Unit-Air-Source) | HMH72B341 | ASPEN |  | C(A,C,D,E)48C26+TDR | TMLE100C16MP11 | 32200 | 18 | 8.1 | 33000 | 29000 | 87.88% | 2.49 | 0 | 10 |  |  |  | No | R-410A | 2.6833 | Residential & Commercial | Ducted CEE Tier 1
214442672 | Central HP <5.4 tons | YORK | HRCU-A-CB (Split System: Heat Pump with Remote Outdoor Unit-Air-Source) | YH2F48TB21 | ASPEN |  | L(E,G)M48F4 |  | 44500 | 15.2 | 8.1 | 45500 | 37400 | 82.2% | 3.63 | 0 | 12 |  |  |  | No | R-410A | 3.7083 | Residential & Commercial | Ducted CEE Tier 1
214228985 | Central HP <5.4 tons | COMFORTMAKER | HRCU-A-CB (Split System: Heat Pump with Remote Outdoor Unit-Air-Source) | DLCURAH18ABK |  |  | EA*4X24L17A* | *80MSU0601716A* | 17600 | 16.5 | 8.5 | 18600 | 19100 | 102.7% | 2.3 | 0 | 10.5 |  |  |  | No | R-410A | 1.4667 | Residential & Commercial | Ducted CEE Tier 1
215850840 | Central HP <5.4 tons | COLEMAN | HRCU-A-CB (Split System: Heat Pump with Remote Outdoor Unit-Air-Source) | HH860E2S11 | ASPEN |  | D(A,C,E)60B3K+TDR | TM8V120C20MP12 | 41500 | 18 | 8.5 | 44500 | 33800 | 75.96% | 2 | 0 | 10.5 |  |  |  | No | R-454B | 3.4583 | Residential & Commercial | Ducted CEE Tier 1
215850909 | Central HP <5.4 tons | COLEMAN | HRCU-A-CB (Split System: Heat Pump with Remote Outdoor Unit-Air-Source) | HH860E2S11 | ASPEN |  | D(A,C,E)60A3K+TDR | TM9E100C16MP12 | 41000 | 18 | 8.5 | 45500 | 34400 | 75.6% | 2 | 0 | 10.5 |  |  |  | No | R-454B | 3.4167 | Residential & Commercial | Ducted CEE Tier 1
215654051 | Central HP <5.4 tons | YORK | HRCU-A-CB (Split System: Heat Pump with Remote Outdoor Unit-Air-Source) | HH860E2S11 | ASPEN |  | CH60A3J+TDR | Y81E080C20SMPS1 | 41000 | 18 | 8.5 | 44000 | 33400 | 75.91% | 2 | 0 | 11.7 |  |  |  | No | R-454B | 3.4167 | Residential & Commercial | Ducted CEE Tier 1
216055974 | Central HP <5.4 tons | CHAMPION HEATING AND COOLING | HRCU-A-CB (Split System: Heat Pump with Remote Outdoor Unit-Air-Source) | HH860E2S11 | ASPEN |  | C(A,C,D,E)60A3K+TDR | TP9C100C20MP13 | 41000 | 18 | 8.5 | 44500 | 33800 | 75.96% | 2 | 0 | 10.5 |  |  |  | No | R-454B | 3.4167 | Residential & Commercial | Ducted CEE Tier 1
216056010 | Central HP <5.4 tons | CHAMPION HEATING AND COOLING | HRCU-A-CB (Split System: Heat Pump with Remote Outdoor Unit-Air-Source) | HH860E2S11 | ASPEN |  | C(A,C,D,E)48A3K+TDR | Z8ES120C20SMPS1 | 40500 | 17.5 | 8.1 | 45000 | 34000 | 75.56% | 2 | 0 | 11.2 |  |  |  | No | R-454B | 3.375 | Residential & Commercial | Ducted CEE Tier 1
215654049 | Central HP <5.4 tons | YORK | HRCU-A-CB (Split System: Heat Pump with Remote Outdoor Unit-Air-Source) | HH860E2S11 | ASPEN |  | CH60A3J+TDR | TM8V120C20MP12 | 41500 | 18 | 8.5 | 44500 | 33800 | 75.96% | 2 | 0 | 10.5 |  |  |  | No | R-454B | 3.4583 | Residential & Commercial | Ducted CEE Tier 1
215654056 | Central HP <5.4 tons | YORK | HRCU-A-CB (Split System: Heat Pump with Remote Outdoor Unit-Air-Source) | HH860E2S11 | ASPEN |  | CH60A3J+TDR | Y81E130D20SMPS1 | 41500 | 18 | 9 | 44500 | 33600 | 75.51% | 2 | 0 | 11.7 |  |  |  | No | R-454B | 3.4583 | Residential & Commercial | Ducted CEE Tier 1
212626960 | Central HP <5.4 tons | COLEMAN | HRCU-A-CB (Split System: Heat Pump with Remote Outdoor Unit-Air-Source) | HMH72B341 | ASPEN |  | D(A,C,E)36C36+TDR | TMLE100B12MP11 | 32600 | 18 | 8.1 | 33800 | 27400 | 81.07% | 2.44 | 0 | 10 |  |  |  | No | R-410A | 2.7167 | Residential & Commercial | Ducted CEE Tier 1
213205546 | Central HP <5.4 tons | TEMPSTAR | HRCU-A-CB (Split System: Heat Pump with Remote Outdoor Unit-Air-Source) | DLCURAH36ABK | ASPEN |  | D(A,C,E)42B34+TDR | *80ES(N,L)0902420A* | 35400 | 16.5 | 8.1 | 38500 | 31800 | 82.6% | 2.72 | 0 | 10.5 |  |  |  | No | R-410A | 2.95 | Residential & Commercial | Ducted CEE Tier 1
212977256 | Central HP <5.4 tons | COMFORTMAKER | HRCU-A-CB (Split System: Heat Pump with Remote Outdoor Unit-Air-Source) | DLCURAH36ABK |  |  | EA*4X48L24A* | *96VTN1202422B* | 35600 | 16.5 | 8.5 | 37800 | 34600 | 91.53% | 2.02 | 0 | 10 |  |  |  | No | R-410A | 2.9667 | Residential & Commercial | Ducted CEE Tier 1
213205571 | Central HP <5.4 tons | TEMPSTAR | HRCU-A-CB (Split System: Heat Pump with Remote Outdoor Unit-Air-Source) | DLCURAH36ABK | ASPEN |  | D(A,C,E)36C34+TDR | *80ES(N,L)1552420A* | 35400 | 16 | 8.1 | 39500 | 31200 | 78.99% | 2.72 | 0 | 10 |  |  |  | No | R-410A | 2.95 | Residential & Commercial | Ducted CEE Tier 1
212977092 | Central HP <5.4 tons | COMFORTMAKER | HRCU-A-CB (Split System: Heat Pump with Remote Outdoor Unit-Air-Source) | DLCURAH36ABK |  |  | EA*4X48L24A* | *96VTN1002122B* | 35800 | 16.5 | 8.5 | 37800 | 34600 | 91.53% | 2.02 | 0 | 10 |  |  |  | No | R-410A | 2.9833 | Residential & Commercial | Ducted CEE Tier 1
213782078 | Central HP <5.4 tons | AIRQUEST | HRCU-A-CB (Split System: Heat Pump with Remote Outdoor Unit-Air-Source) | HVH837GKA2* |  |  | EHD4X48AAL+WALLCON | *80CTL0901716B* | 32400 | 16.5 | 8.1 | 33000 | 24800 | 75.15% | 1.96 | 0 | 11 |  |  |  | No | R-410A | 2.7 | Residential & Commercial | Ducted CEE Tier 1
212986240 | Central HP <5.4 tons | COMFORTMAKER | HRCU-A-CB (Split System: Heat Pump with Remote Outdoor Unit-Air-Source) | DLCURAH24ABK |  |  | EN(A,D)4X30L14** | *96MSN0401410A* | 23400 | 16 | 8.1 | 26400 | 24600 | 93.18% | 2.02 | 0 | 10 |  |  |  | No | R-410A | 1.95 | Residential & Commercial | Ducted CEE Tier 1
214574461 | Central HP <5.4 tons | AIRQUEST | HRCU-A-CB (Split System: Heat Pump with Remote Outdoor Unit-Air-Source) | HVH837GKA2* |  |  | EN(A,D)4X36L21**+WALLCON | *95CSU0802120B* | 31400 | 16.5 | 8.1 | 33200 | 24200 | 72.89% | 1.82 | 0 | 11 |  |  |  | No | R-410A | 2.6167 | Residential & Commercial | Ducted CEE Tier 1
214574561 | Central HP <5.4 tons | AIRQUEST | HRCU-A-CB (Split System: Heat Pump with Remote Outdoor Unit-Air-Source) | HVH837GKA2* |  |  | EN(A,D,W)4X42L21**+WALLCON | *96CTN0802120B* | 31800 | 17 | 8.1 | 33000 | 24400 | 73.94% | 1.9 | 0 | 11.5 |  |  |  | No | R-410A | 2.65 | Residential & Commercial | Ducted CEE Tier 1
214574611 | Central HP <5.4 tons | AIRQUEST | HRCU-A-CB (Split System: Heat Pump with Remote Outdoor Unit-Air-Source) | HVH837GKA2* |  |  | EN(A,D,W)4X48L21**+WALLCON | *97CMN0802120B* | 32400 | 17.5 | 8.5 | 32800 | 24800 | 75.61% | 1.96 | 0 | 11.5 |  |  |  | No | R-410A | 2.7 | Residential & Commercial | Ducted CEE Tier 1
213781308 | Central HP <5.4 tons | AIRQUEST | HRCU-A-CB (Split System: Heat Pump with Remote Outdoor Unit-Air-Source) | HVH837GKA2* |  |  | EA*4X48L21A*+WALLCON | *80CTL0902120B* | 32200 | 17 | 8.1 | 32600 | 24800 | 76.07% | 1.98 | 0 | 11 |  |  |  | No | R-410A | 2.6833 | Residential & Commercial | Ducted CEE Tier 1
213781658 | Central HP <5.4 tons | AIRQUEST | HRCU-A-CB (Split System: Heat Pump with Remote Outdoor Unit-Air-Source) | HVH837GKA2* |  |  | EA*4X61L24A*+WALLCON | *80CTL0902120B* | 33200 | 17.5 | 8.5 | 32000 | 24800 | 77.5% | 2 | 0 | 11.7 |  |  |  | No | R-410A | 2.7667 | Residential & Commercial | Ducted CEE Tier 1
214328284 | Central HP <5.4 tons | CONTINENTAL | HRCU-A-CB (Split System: Heat Pump with Remote Outdoor Unit-Air-Source) | WSEHV2436RA1-C | ADP |  | H,A,DE35936 | WPV070T3AA | 22000 | 17 | 8.5 | 23400 | 17100 | 73.08% | 1.8 | 0 | 10 |  |  |  | No | R-410A | 1.8333 | Residential & Commercial | Ducted CEE Tier 1
214328285 | Central HP <5.4 tons | CONTINENTAL | HRCU-A-CB (Split System: Heat Pump with Remote Outdoor Unit-Air-Source) | WSEHV2436RA1-C | ADP |  | H,A,DG34936 | WPV070T3AA | 22000 | 17 | 8.5 | 23400 | 17100 | 73.08% | 1.8 | 0 | 10 |  |  |  | No | R-410A | 1.8333 | Residential & Commercial | Ducted CEE Tier 1
214328287 | Central HP <5.4 tons | CONTINENTAL | HRCU-A-CB (Split System: Heat Pump with Remote Outdoor Unit-Air-Source) | WSEHV2436RA1-C | ADP |  | H,A,DE34936 | WUV050T3AA | 22000 | 17 | 8.5 | 23400 | 17100 | 73.08% | 1.8 | 0 | 10 |  |  |  | No | R-410A | 1.8333 | Residential & Commercial | Ducted CEE Tier 1
213614464 | Central HP <5.4 tons | YORK | HRCU-A-CB (Split System: Heat Pump with Remote Outdoor Unit-Air-Source) | YZT48B21 | ASPEN |  | D(A,C,E)60B44+TDR | TM9Y100C16MP11 | 23800 | 16 | 8.4 | 47500 | 34200 | 72% | 3.03 | 0 | 12.4 |  |  |  | No | R-410A | 1.9833 | Residential & Commercial | Ducted CEE Tier 1
212499699 | Central HP <5.4 tons | LENNOX | HRCU-A-CB (Split System: Heat Pump with Remote Outdoor Unit-Air-Source) | EL22XPV-024-230A** | ADP |  | L*18/36S9 | EL280UH045E36A* | 23400 | 21 | 8.45 | 21400 | 15000 | 70.09% | 1.88 | 0 | 13 |  |  |  | No | R-410A | 1.95 | Residential & Commercial | Ducted CEE Tier 1
212499715 | Central HP <5.4 tons | LENNOX | HRCU-A-CB (Split System: Heat Pump with Remote Outdoor Unit-Air-Source) | EL22XPV-024-230A** | ADP |  | LP25/36R9 | EL280UH070E36A* | 24000 | 21 | 8.5 | 22000 | 15400 | 70% | 1.92 | 0 | 13.5 |  |  |  | No | R-410A | 2 | Residential & Commercial | Ducted CEE Tier 1
212499716 | Central HP <5.4 tons | LENNOX | HRCU-A-CB (Split System: Heat Pump with Remote Outdoor Unit-Air-Source) | EL22XPV-024-230A** | ADP |  | LP29/36X9 | EL280UH070E36A* | 24000 | 21 | 8.5 | 22000 | 15400 | 70% | 1.92 | 0 | 13.5 |  |  |  | No | R-410A | 2 | Residential & Commercial | Ducted CEE Tier 1
212499717 | Central HP <5.4 tons | LENNOX | HRCU-A-CB (Split System: Heat Pump with Remote Outdoor Unit-Air-Source) | EL22XPV-024-230A** | ADP |  | LH18/37R9 | EL280UH070E36A* | 24000 | 21 | 8.5 | 22000 | 15400 | 70% | 1.92 | 0 | 13.5 |  |  |  | No | R-410A | 2 | Residential & Commercial | Ducted CEE Tier 1
212499800 | Central HP <5.4 tons | LENNOX | HRCU-A-CB (Split System: Heat Pump with Remote Outdoor Unit-Air-Source) | EL22XPV-024-230A** | ADP |  | LP18/37R9 | EL296UH070XV36B* | 23800 | 21 | 8.5 | 22000 | 15400 | 70% | 1.92 | 0 | 13.5 |  |  |  | No | R-410A | 1.9833 | Residential & Commercial | Ducted CEE Tier 1
213782028 | Central HP <5.4 tons | AIRQUEST | HRCU-A-CB (Split System: Heat Pump with Remote Outdoor Unit-Air-Source) | HVH837GKA2* |  |  | EHD4X42AAL+WALLCON | *96CTN1002122B* | 32600 | 16.5 | 8.1 | 33000 | 24600 | 74.55% | 1.94 | 0 | 11 |  |  |  | No | R-410A | 2.7167 | Residential & Commercial | Ducted CEE Tier 1
215654405 | Central HP <5.4 tons | COMFORTMAKER | HRCU-A-CB (Split System: Heat Pump with Remote Outdoor Unit-Air-Source) | DLCURAH24ABK | AspenPRO |  | RE(S,T)304 |  | 22200 | 15.5 | 8.5 | 26200 | 20200 | 77.1% | 2.76 | 0 | 10 |  |  |  | No | R-410A | 1.85 | Residential & Commercial | Ducted CEE Tier 1
213780988 | Central HP <5.4 tons | AIRQUEST | HRCU-A-CB (Split System: Heat Pump with Remote Outdoor Unit-Air-Source) | HVH837GKA2* |  |  | EA*4X42L21A*+WALLCON | *80CTL0901716B* | 31800 | 17 | 8.1 | 33000 | 24400 | 73.94% | 1.88 | 0 | 11 |  |  |  | No | R-410A | 2.65 | Residential & Commercial | Ducted CEE Tier 1
213821201 | Central HP <5.4 tons | TEMPSTAR | HRCU-A-CB (Split System: Heat Pump with Remote Outdoor Unit-Air-Source) | DLCURAH24ABK | ASPEN |  | D(A,C,E)24B44+TDR | *80MS(N,L)0901714A* | 23400 | 17.5 | 8.5 | 26200 | 20200 | 77.1% | 2.9 | 0 | 10 |  |  |  | No | R-410A | 1.95 | Residential & Commercial | Ducted CEE Tier 1
213821235 | Central HP <5.4 tons | TEMPSTAR | HRCU-A-CB (Split System: Heat Pump with Remote Outdoor Unit-Air-Source) | DLCURAH24ABK | ASPEN |  | D(A,C,E)36C34+TDR | *80VTL0902120B* | 23400 | 17 | 8.5 | 25600 | 20200 | 78.91% | 3.01 | 0 | 10.3 |  |  |  | No | R-410A | 1.95 | Residential & Commercial | Ducted CEE Tier 1
213204808 | Central HP <5.4 tons | TEMPSTAR | HRCU-A-CB (Split System: Heat Pump with Remote Outdoor Unit-Air-Source) | DLCURAH24ABK | ASPEN |  | D(A,C,E)36B34+TDR | *80ES(N,L)0902120A* | 23600 | 16.9 | 8.4 | 25800 | 20000 | 77.52% | 2.95 | 0 | 10.3 |  |  |  | No | R-410A | 1.9667 | Residential & Commercial | Ducted CEE Tier 1
213204839 | Central HP <5.4 tons | TEMPSTAR | HRCU-A-CB (Split System: Heat Pump with Remote Outdoor Unit-Air-Source) | DLCURAH24ABK | ASPEN |  | D(A,C,E)30B34+TDR | *92ESN0401712A* | 23400 | 16 | 8.5 | 26000 | 20400 | 78.46% | 2.87 | 0 | 10 |  |  |  | No | R-410A | 1.95 | Residential & Commercial | Ducted CEE Tier 1
213204858 | Central HP <5.4 tons | TEMPSTAR | HRCU-A-CB (Split System: Heat Pump with Remote Outdoor Unit-Air-Source) | DLCURAH24ABK | ASPEN |  | D(A,C,E)36C34+TDR | *92ESN0601412A* | 23600 | 17 | 8.5 | 25600 | 20000 | 78.12% | 2.87 | 0 | 10 |  |  |  | No | R-410A | 1.9667 | Residential & Commercial | Ducted CEE Tier 1
213821317 | Central HP <5.4 tons | TEMPSTAR | HRCU-A-CB (Split System: Heat Pump with Remote Outdoor Unit-Air-Source) | DLCURAH24ABK | ASPEN |  | D(A,C,E)30B34+TDR | *96VTN0601716B* | 23200 | 16.5 | 8.5 | 26800 | 20400 | 76.12% | 2.93 | 0 | 10 |  |  |  | No | R-410A | 1.9333 | Residential & Commercial | Ducted CEE Tier 1
212627019 | Central HP <5.4 tons | COLEMAN | HRCU-A-CB (Split System: Heat Pump with Remote Outdoor Unit-Air-Source) | HMH72B341 | ASPEN |  | D(A,C,E)42B36+TDR | TL9E100C20UH11 | 33400 | 17 | 8.3 | 33800 | 29200 | 86.39% | 2.78 | 0 | 10 |  |  |  | No | R-410A | 2.7833 | Residential & Commercial | Ducted CEE Tier 1
212627096 | Central HP <5.4 tons | COLEMAN | HRCU-A-CB (Split System: Heat Pump with Remote Outdoor Unit-Air-Source) | HMH72B341 | ASPEN |  | D(A,C,E)48C36+TDR | TP9C080C16MP13 | 33200 | 17.5 | 8.1 | 33800 | 27400 | 81.07% | 2.45 | 0 | 10 |  |  |  | No | R-410A | 2.7667 | Residential & Commercial | Ducted CEE Tier 1
216055998 | Central HP <5.4 tons | CHAMPION HEATING AND COOLING | HRCU-A-CB (Split System: Heat Pump with Remote Outdoor Unit-Air-Source) | HH860E2S11 | ASPEN |  | C(A,C,D,E)60A3K+TDR | Z8ES100C16SMPS1 | 41000 | 17 | 8.5 | 43500 | 33200 | 76.32% | 2 | 0 | 11.7 |  |  |  | No | R-454B | 3.4167 | Residential & Commercial | Ducted CEE Tier 1
216056068 | Central HP <5.4 tons | CHAMPION HEATING AND COOLING | HRCU-A-CB (Split System: Heat Pump with Remote Outdoor Unit-Air-Source) | HH860E2S11 | ASPEN |  | D(A,C,E)60A3K+TDR | Z9ES120D20SMPS1 | 43000 | 17.5 | 8.1 | 46500 | 34200 | 73.55% | 2 | 0 | 11.5 |  |  |  | No | R-454B | 3.5833 | Residential & Commercial | Ducted CEE Tier 1
215912453 | Central HP <5.4 tons | YORK | HRCU-A-CB (Split System: Heat Pump with Remote Outdoor Unit-Air-Source) | HH860E2S11 | ASPEN |  | C(A,C,D,E)48A3K+TDR | Y81E080C16SMPS1 | 40500 | 17.5 | 8.1 | 44000 | 33400 | 75.91% | 2 | 0 | 11.7 |  |  |  | No | R-454B | 3.375 | Residential & Commercial | Ducted CEE Tier 1
215912469 | Central HP <5.4 tons | YORK | HRCU-A-CB (Split System: Heat Pump with Remote Outdoor Unit-Air-Source) | HH860E2S11 | ASPEN |  | C(A,C,D,E)60A3K+TDR | Y81E100C20SMPS1 | 41500 | 18 | 8.5 | 44000 | 33400 | 75.91% | 2 | 0 | 11.7 |  |  |  | No | R-454B | 3.4583 | Residential & Commercial | Ducted CEE Tier 1
215912471 | Central HP <5.4 tons | YORK | HRCU-A-CB (Split System: Heat Pump with Remote Outdoor Unit-Air-Source) | HH860E2S11 | ASPEN |  | D(A,C,E)60A3K+TDR | Y81E100C20SMPS1 | 41500 | 18 | 8.5 | 44000 | 33400 | 75.91% | 2 | 0 | 11.7 |  |  |  | No | R-454B | 3.4583 | Residential & Commercial | Ducted CEE Tier 1
212578265 | Central HP <5.4 tons | CARRIER | HRCU-A-CB (Split System: Heat Pump with Remote Outdoor Unit-Air-Source) | 25VNA837A*031* | ADP |  | H,PG53936 | 59MN7B100C21**22 | 32400 | 18 | 8.5 | 30400 | 24400 | 80.26% | 2 | 0 | 11.7 |  |  |  | No | R-410A | 2.7 | Residential & Commercial | Ducted CEE Tier 1
213204888 | Central HP <5.4 tons | TEMPSTAR | HRCU-A-CB (Split System: Heat Pump with Remote Outdoor Unit-Air-Source) | DLCURAH24ABK | ASPEN |  | D(A,C,E)30C44+TDR | *92ESN0802120A* | 23800 | 17 | 8.5 | 26000 | 20200 | 77.69% | 3.03 | 0 | 10.4 |  |  |  | No | R-410A | 1.9833 | Residential & Commercial | Ducted CEE Tier 1
213821177 | Central HP <5.4 tons | TEMPSTAR | HRCU-A-CB (Split System: Heat Pump with Remote Outdoor Unit-Air-Source) | DLCURAH24ABK | ASPEN |  | D(A,C,E)30B34+TDR | *80MS(N,L)0451412A* | 23400 | 17 | 8.5 | 26200 | 20200 | 77.1% | 2.91 | 0 | 10 |  |  |  | No | R-410A | 1.95 | Residential & Commercial | Ducted CEE Tier 1
213821182 | Central HP <5.4 tons | TEMPSTAR | HRCU-A-CB (Split System: Heat Pump with Remote Outdoor Unit-Air-Source) | DLCURAH24ABK | ASPEN |  | D(A,C,E)30B34+TDR | *80MS(N,L)0701412A* | 23200 | 17.5 | 8.5 | 26200 | 20000 | 76.34% | 2.9 | 0 | 10 |  |  |  | No | R-410A | 1.9333 | Residential & Commercial | Ducted CEE Tier 1
213821200 | Central HP <5.4 tons | TEMPSTAR | HRCU-A-CB (Split System: Heat Pump with Remote Outdoor Unit-Air-Source) | DLCURAH24ABK | ASPEN |  | D(A,C,E)36C34+TDR | *80MS(N,L)0702116A* | 23800 | 17.5 | 8.5 | 26400 | 20200 | 76.52% | 2.92 | 0 | 10 |  |  |  | No | R-410A | 1.9833 | Residential & Commercial | Ducted CEE Tier 1
213821216 | Central HP <5.4 tons | TEMPSTAR | HRCU-A-CB (Split System: Heat Pump with Remote Outdoor Unit-Air-Source) | DLCURAH24ABK | ASPEN |  | D(A,C,E)24B44+TDR | *80MS(N,L)1102120A* | 22800 | 17.3 | 8.4 | 25600 | 20000 | 78.12% | 2.98 | 0 | 10.2 |  |  |  | No | R-410A | 1.9 | Residential & Commercial | Ducted CEE Tier 1
213821257 | Central HP <5.4 tons | TEMPSTAR | HRCU-A-CB (Split System: Heat Pump with Remote Outdoor Unit-Air-Source) | DLCURAH24ABK | ASPEN |  | D(A,C,E)30B34+TDR | *92MSN0801716A* | 23200 | 17.5 | 8.5 | 26200 | 20000 | 76.34% | 2.91 | 0 | 10 |  |  |  | No | R-410A | 1.9333 | Residential & Commercial | Ducted CEE Tier 1
215864131 | Central HP <5.4 tons | Cooper&Hunter | HRCU-A-CB (Split System: Heat Pump with Remote Outdoor Unit-Air-Source) | CH-RES18-230VO |  |  | CH-RS18MAHU |  | 18000 | 18.5 | 9.8 | 18000 | 13000 | 72.22% | 2.3 | 0 | 12.1 |  |  |  | No | R-454B | 1.5 | Residential & Commercial | Ducted CEE Tier 1
212624054 | Central HP <5.4 tons | COLEMAN | HRCU-A-CB (Split System: Heat Pump with Remote Outdoor Unit-Air-Source) | HMH72B341 | ASPEN |  | D(A,C,E)36B44+TDR | TM9Y100C16MP11 | 32800 | 18 | 8.4 | 34000 | 28400 | 83.53% | 2.72 | 0 | 10 |  |  |  | No | R-410A | 2.7333 | Residential & Commercial | Ducted CEE Tier 1
216055751 | Central HP <5.4 tons | CHAMPION HEATING AND COOLING | HRCU-A-CB (Split System: Heat Pump with Remote Outdoor Unit-Air-Source) | HH836E2S11 | ASPEN |  | C(A,C,D,E)36B3K+TDR | TM9Y100C16MP11 | 30800 | 18 | 8.5 | 31000 | 25200 | 81.29% | 2 | 0 | 10.5 |  |  |  | No | R-454B | 2.5667 | Residential & Commercial | Ducted CEE Tier 1
216055758 | Central HP <5.4 tons | CHAMPION HEATING AND COOLING | HRCU-A-CB (Split System: Heat Pump with Remote Outdoor Unit-Air-Source) | HH836E2S11 | ASPEN |  | C(A,C,D,E)48A3K+TDR | TMLE080B12MP11 | 31000 | 18 | 8.1 | 31400 | 25400 | 80.89% | 2 | 0 | 10.5 |  |  |  | No | R-454B | 2.5833 | Residential & Commercial | Ducted CEE Tier 1
216055833 | Central HP <5.4 tons | CHAMPION HEATING AND COOLING | HRCU-A-CB (Split System: Heat Pump with Remote Outdoor Unit-Air-Source) | HH836E2S11 | ASPEN |  | C(A,C,D,E)48A3K+TDR | Z8ET080B12LMPS1 | 30800 | 19 | 8.1 | 30000 | 24800 | 82.67% | 2 | 0 | 11.2 |  |  |  | No | R-454B | 2.5667 | Residential & Commercial | Ducted CEE Tier 1
213780248 | Central HP <5.4 tons | AIRQUEST | HRCU-A-CB (Split System: Heat Pump with Remote Outdoor Unit-Air-Source) | HVH837GKA** |  |  | EHD4X48AAL+WALLCON | *97CMN1202422B* | 32600 | 16.5 | 8.1 | 33000 | 24800 | 75.15% | 1.96 | 0 | 11 |  |  |  | No | R-410A | 2.7167 | Residential & Commercial | Ducted CEE Tier 1
213780278 | Central HP <5.4 tons | AIRQUEST | HRCU-A-CB (Split System: Heat Pump with Remote Outdoor Unit-Air-Source) | HVH837GKA** |  |  | EHD4X48AAL+WALLCON | *96CTN1002122B* | 32600 | 16.5 | 8.1 | 33000 | 24800 | 75.15% | 1.96 | 0 | 11 |  |  |  | No | R-410A | 2.7167 | Residential & Commercial | Ducted CEE Tier 1
213780348 | Central HP <5.4 tons | AIRQUEST | HRCU-A-CB (Split System: Heat Pump with Remote Outdoor Unit-Air-Source) | HVH837GKA** |  |  | EHD4X60AAL+WALLCON | *80CTL1102120B* | 33000 | 16.5 | 8.1 | 32200 | 25400 | 78.88% | 2.04 | 0 | 11.5 |  |  |  | No | R-410A | 2.75 | Residential & Commercial | Ducted CEE Tier 1
213780178 | Central HP <5.4 tons | AIRQUEST | HRCU-A-CB (Split System: Heat Pump with Remote Outdoor Unit-Air-Source) | HVH837GKA** |  |  | EHD4X48AAL+WALLCON | *80CTL0902120B* | 32600 | 16.5 | 8.1 | 33000 | 24800 | 75.15% | 1.96 | 0 | 11 |  |  |  | No | R-410A | 2.7167 | Residential & Commercial | Ducted CEE Tier 1
213779698 | Central HP <5.4 tons | AIRQUEST | HRCU-A-CB (Split System: Heat Pump with Remote Outdoor Unit-Air-Source) | HVH837GKA** |  |  | EA*4X61L21A*+WALLCON | *97CMN0801714B* | 33000 | 17 | 8.1 | 32200 | 25000 | 77.64% | 1.96 | 0 | 11 |  |  |  | No | R-410A | 2.75 | Residential & Commercial | Ducted CEE Tier 1
213779998 | Central HP <5.4 tons | AIRQUEST | HRCU-A-CB (Split System: Heat Pump with Remote Outdoor Unit-Air-Source) | HVH837GKA** |  |  | EHD4X42AAL+WALLCON | *80CTL0701716B* | 32400 | 16 | 8.1 | 33200 | 24800 | 74.7% | 1.92 | 0 | 11 |  |  |  | No | R-410A | 2.7 | Residential & Commercial | Ducted CEE Tier 1
213780018 | Central HP <5.4 tons | AIRQUEST | HRCU-A-CB (Split System: Heat Pump with Remote Outdoor Unit-Air-Source) | HVH837GKA** |  |  | EHD4X42AAL+WALLCON | *80CTL0902120B* | 32400 | 16.5 | 8.1 | 32800 | 24600 | 75% | 1.94 | 0 | 11 |  |  |  | No | R-410A | 2.7 | Residential & Commercial | Ducted CEE Tier 1
212624236 | Central HP <5.4 tons | COLEMAN | HRCU-A-CB (Split System: Heat Pump with Remote Outdoor Unit-Air-Source) | HMH72B341 | ASPEN |  | D(A,C,E)48D34+TDR | TMLE040A12MP11 | 32800 | 18 | 8.1 | 33400 | 29000 | 86.83% | 2.48 | 0 | 10 |  |  |  | No | R-410A | 2.7333 | Residential & Commercial | Ducted CEE Tier 1
212624252 | Central HP <5.4 tons | COLEMAN | HRCU-A-CB (Split System: Heat Pump with Remote Outdoor Unit-Air-Source) | HMH72B341 | ASPEN |  | C(A,C,D,E)48D24+TDR | TM8E080C16MP11 | 32600 | 18 | 8.5 | 34000 | 28400 | 83.53% | 2.77 | 0 | 10 |  |  |  | No | R-410A | 2.7167 | Residential & Commercial | Ducted CEE Tier 1
212624254 | Central HP <5.4 tons | COLEMAN | HRCU-A-CB (Split System: Heat Pump with Remote Outdoor Unit-Air-Source) | HMH72B341 | ASPEN |  | D(A,C,E)48C34+TDR | TM8E080C16MP11 | 33000 | 18 | 8.5 | 34000 | 28400 | 83.53% | 2.77 | 0 | 10 |  |  |  | No | R-410A | 2.75 | Residential & Commercial | Ducted CEE Tier 1
213369667 | Central HP <5.4 tons | KERR | HRCU-A-C (Split System: Heat Pump with Remote Outdoor Unit with No Indoor Fan --Air Source) | A-KCD18SA-1 | ADP |  | *G21924+TD |  | 17700 | 16 | 8.85 | 17100 | 14600 | 85.38% | 2.06 | 0 | 11.5 |  |  |  | No | R-410A | 1.475 | Residential & Commercial | Ducted CEE Tier 1
216055696 | Central HP <5.4 tons | CHAMPION HEATING AND COOLING | HRCU-A-CB (Split System: Heat Pump with Remote Outdoor Unit-Air-Source) | HH836E2S11 | ASPEN |  | D(A,C,E)36A4K+TDR | TM8Y080B12MP11 | 30600 | 18 | 8.5 | 30800 | 25200 | 81.82% | 2 | 0 | 10.5 |  |  |  | No | R-454B | 2.55 | Residential & Commercial | Ducted CEE Tier 1
216055730 | Central HP <5.4 tons | CHAMPION HEATING AND COOLING | HRCU-A-CB (Split System: Heat Pump with Remote Outdoor Unit-Air-Source) | HH836E2S11 | ASPEN |  | C(A,C,D,E)36B3K+TDR | TM9V080B12MP12 | 30600 | 18 | 8.5 | 30800 | 25200 | 81.82% | 2 | 0 | 10.5 |  |  |  | No | R-454B | 2.55 | Residential & Commercial | Ducted CEE Tier 1
216055794 | Central HP <5.4 tons | CHAMPION HEATING AND COOLING | HRCU-A-CB (Split System: Heat Pump with Remote Outdoor Unit-Air-Source) | HH836E2S11 | ASPEN |  | C(A,C,D,E)48A3K+TDR | TP9C100C16MP13 | 31200 | 18 | 8.1 | 31000 | 25200 | 81.29% | 2 | 0 | 10.5 |  |  |  | No | R-454B | 2.6 | Residential & Commercial | Ducted CEE Tier 1
212624288 | Central HP <5.4 tons | COLEMAN | HRCU-A-CB (Split System: Heat Pump with Remote Outdoor Unit-Air-Source) | HMH72B341 | ASPEN |  | C(A,C,D,E)48D24+TDR | TM9E080C16MP12 | 32600 | 18 | 8.1 | 33000 | 29200 | 88.48% | 2.49 | 0 | 10 |  |  |  | No | R-410A | 2.7167 | Residential & Commercial | Ducted CEE Tier 1
213205590 | Central HP <5.4 tons | TEMPSTAR | HRCU-A-CB (Split System: Heat Pump with Remote Outdoor Unit-Air-Source) | DLCURAH36ABK | ASPEN |  | D(A,C,E)36B34+TDR | *92ESN0801716A* | 35000 | 16.5 | 8.1 | 39000 | 31600 | 81.03% | 2.71 | 0 | 10.5 |  |  |  | No | R-410A | 2.9167 | Residential & Commercial | Ducted CEE Tier 1
213205665 | Central HP <5.4 tons | TEMPSTAR | HRCU-A-CB (Split System: Heat Pump with Remote Outdoor Unit-Air-Source) | DLCURAH36ABK | ASPEN |  | D(A,C,E)42B34+TDR | *95ESN1202422A* | 35400 | 15.5 | 8.1 | 39500 | 31600 | 80% | 2.72 | 0 | 10 |  |  |  | No | R-410A | 2.95 | Residential & Commercial | Ducted CEE Tier 1
213821591 | Central HP <5.4 tons | TEMPSTAR | HRCU-A-CB (Split System: Heat Pump with Remote Outdoor Unit-Air-Source) | DLCURAH36ABK | ASPEN |  | D(A,C,E)42B34+TDR | *80MS(N,L)1102120A* | 35400 | 16.5 | 8.1 | 38500 | 32200 | 83.64% | 2.55 | 0 | 10 |  |  |  | No | R-410A | 2.95 | Residential & Commercial | Ducted CEE Tier 1
215654018 | Central HP <5.4 tons | YORK | HRCU-A-CB (Split System: Heat Pump with Remote Outdoor Unit-Air-Source) | HH824E2S11 | ASPEN |  | CH24B3J+TDR | Y81E100B12SMPS1 | 20400 | 18.6 | 9 | 22400 | 18000 | 80.36% | 2 | 0 | 11.2 |  |  |  | No | R-454B | 1.7 | Residential & Commercial | Ducted CEE Tier 1
211239688 | Central HP <5.4 tons | CARRIER | HRCU-A-CB (Split System: Heat Pump with Remote Outdoor Unit-Air-Source) | 38MURAQ24AB3* |  |  | CAP**2417AL* | 59TP6B060V17**14 | 23600 | 16 | 8.5 | 26800 | 24400 | 91.04% | 2.02 | 0 | 10 |  |  |  | No | R-410A | 1.9667 | Residential & Commercial | Ducted CEE Tier 1
211239720 | Central HP <5.4 tons | CARRIER | HRCU-A-CB (Split System: Heat Pump with Remote Outdoor Unit-Air-Source) | 38MURAQ24AB3* |  |  | CAP**2517AL* | 58TP*A045V14**12 | 24800 | 17 | 8.5 | 25600 | 21200 | 82.81% | 1.78 | 0 | 10.5 |  |  |  | No | R-410A | 2.0667 | Residential & Commercial | Ducted CEE Tier 1
211239757 | Central HP <5.4 tons | CARRIER | HRCU-A-CB (Split System: Heat Pump with Remote Outdoor Unit-Air-Source) | 38MURAQ24AB3* |  |  | CAP**3014AL* | 59TP6B060V14**12 | 23400 | 16.5 | 8.5 | 25800 | 24200 | 93.8% | 2 | 0 | 10 |  |  |  | No | R-410A | 1.95 | Residential & Commercial | Ducted CEE Tier 1
213203953 | Central HP <5.4 tons | TEMPSTAR | HRCU-A-CB (Split System: Heat Pump with Remote Outdoor Unit-Air-Source) | DLCURAH18ABK | ASPEN |  | D(A,C,E)30B34+TDR | *92ESN0401410A* | 17000 | 15.3 | 8.5 | 18400 | 13800 | 75% | 2.28 | 0 | 10.2 |  |  |  | No | R-410A | 1.4167 | Residential & Commercial | Ducted CEE Tier 1
213206357 | Central HP <5.4 tons | CARRIER | HRCU-A-CB (Split System: Heat Pump with Remote Outdoor Unit-Air-Source) | 38MURAQ24AB3* | ASPEN |  | D(A,C,E)30C44+TDR | 58TP*A070V17**16 | 23800 | 17 | 8.1 | 26200 | 20200 | 77.1% | 2.84 | 0 | 10 |  |  |  | No | R-410A | 1.9833 | Residential & Commercial | Ducted CEE Tier 1
213206373 | Central HP <5.4 tons | CARRIER | HRCU-A-CB (Split System: Heat Pump with Remote Outdoor Unit-Air-Source) | 38MURAQ24AB3* | ASPEN |  | D(A,C,E)36C34+TDR | 58TP*A090V17**16 | 23800 | 17 | 8.1 | 26000 | 20200 | 77.69% | 2.97 | 0 | 10 |  |  |  | No | R-410A | 1.9833 | Residential & Commercial | Ducted CEE Tier 1
212627798 | Central HP <5.4 tons | COLEMAN | HRCU-A-CB (Split System: Heat Pump with Remote Outdoor Unit-Air-Source) | HMH72B341 | ASPEN |  | D(A,C,E)36C36+TDR | TMLV100C16MP12 | 32400 | 17.5 | 8.1 | 33800 | 27400 | 81.07% | 2.47 | 0 | 10 |  |  |  | No | R-410A | 2.7 | Residential & Commercial | Ducted CEE Tier 1
216055746 | Central HP <5.4 tons | CHAMPION HEATING AND COOLING | HRCU-A-CB (Split System: Heat Pump with Remote Outdoor Unit-Air-Source) | HH836E2S11 | ASPEN |  | C(A,C,D,E)48A3K+TDR | TM9Y080B12MP11 | 30800 | 18 | 8.1 | 31000 | 25400 | 81.94% | 2 | 0 | 10.5 |  |  |  | No | R-454B | 2.5667 | Residential & Commercial | Ducted CEE Tier 1
216055761 | Central HP <5.4 tons | CHAMPION HEATING AND COOLING | HRCU-A-CB (Split System: Heat Pump with Remote Outdoor Unit-Air-Source) | HH836E2S11 | ASPEN |  | C(A,C,D,E)48A3K+TDR | TMLE080C16MP11 | 31200 | 18 | 8.1 | 31000 | 25200 | 81.29% | 2 | 0 | 10.5 |  |  |  | No | R-454B | 2.6 | Residential & Commercial | Ducted CEE Tier 1
215439775 | Central HP <5.4 tons | YORK | HRCU-A-CB (Split System: Heat Pump with Remote Outdoor Unit-Air-Source) | HMH72B341 | ASPEN |  | D(A,C,E)42D36+TDR | TM9V080C16MP12 | 33200 | 17.5 | 8.5 | 33800 | 27400 | 81.07% | 2.66 | 0 | 10 |  |  |  | No | R-410A | 2.7667 | Residential & Commercial | Ducted CEE Tier 1
212627873 | Central HP <5.4 tons | COLEMAN | HRCU-A-CB (Split System: Heat Pump with Remote Outdoor Unit-Air-Source) | HMH72B341 | ASPEN |  | D(A,C,E)42A46+TDR | TL8E080C16UH11 | 32400 | 17.5 | 8.5 | 34000 | 27800 | 81.76% | 2.68 | 0 | 10 |  |  |  | No | R-410A | 2.7 | Residential & Commercial | Ducted CEE Tier 1
214229205 | Central HP <5.4 tons | COMFORTMAKER | HRCU-A-CB (Split System: Heat Pump with Remote Outdoor Unit-Air-Source) | DLCURAH24ABK |  |  | EN(A,D,W)4X36L17** | *80MSU0601716A* | 23600 | 17 | 8.5 | 25600 | 24000 | 93.75% | 2 | 0 | 10.5 |  |  |  | No | R-410A | 1.9667 | Residential & Commercial | Ducted CEE Tier 1
213821186 | Central HP <5.4 tons | TEMPSTAR | HRCU-A-CB (Split System: Heat Pump with Remote Outdoor Unit-Air-Source) | DLCURAH24ABK | ASPEN |  | D(A,C,E)24B44+TDR | *80MS(N,L)0701712A* | 23200 | 17.5 | 8.5 | 26000 | 20200 | 77.69% | 2.9 | 0 | 10 |  |  |  | No | R-410A | 1.9333 | Residential & Commercial | Ducted CEE Tier 1
213821189 | Central HP <5.4 tons | TEMPSTAR | HRCU-A-CB (Split System: Heat Pump with Remote Outdoor Unit-Air-Source) | DLCURAH24ABK | ASPEN |  | D(A,C,E)36B34+TDR | *80MS(N,L)0701712A* | 23400 | 17.5 | 8.5 | 26000 | 20200 | 77.69% | 2.9 | 0 | 10 |  |  |  | No | R-410A | 1.95 | Residential & Commercial | Ducted CEE Tier 1
213821204 | Central HP <5.4 tons | TEMPSTAR | HRCU-A-CB (Split System: Heat Pump with Remote Outdoor Unit-Air-Source) | DLCURAH24ABK | ASPEN |  | D(A,C,E)36B34+TDR | *80MS(N,L)0901714A* | 23600 | 17.5 | 8.5 | 26200 | 20200 | 77.1% | 2.9 | 0 | 10 |  |  |  | No | R-410A | 1.9667 | Residential & Commercial | Ducted CEE Tier 1
213821237 | Central HP <5.4 tons | TEMPSTAR | HRCU-A-CB (Split System: Heat Pump with Remote Outdoor Unit-Air-Source) | DLCURAH24ABK | ASPEN |  | D(A,C,E)30B34+TDR | *80VTL1102122B* | 22400 | 17.2 | 8.4 | 25400 | 20200 | 79.53% | 2.95 | 0 | 10 |  |  |  | No | R-410A | 1.8667 | Residential & Commercial | Ducted CEE Tier 1
213821239 | Central HP <5.4 tons | TEMPSTAR | HRCU-A-CB (Split System: Heat Pump with Remote Outdoor Unit-Air-Source) | DLCURAH24ABK | ASPEN |  | D(A,C,E)36B34+TDR | *80VTL1102122B* | 22800 | 17.4 | 8.5 | 25400 | 20200 | 79.53% | 2.99 | 0 | 10.3 |  |  |  | No | R-410A | 1.9 | Residential & Commercial | Ducted CEE Tier 1
213821256 | Central HP <5.4 tons | TEMPSTAR | HRCU-A-CB (Split System: Heat Pump with Remote Outdoor Unit-Air-Source) | DLCURAH24ABK | ASPEN |  | D(A,C,E)24B44+TDR | *92MSN0801716A* | 23200 | 17.5 | 8.5 | 26200 | 20000 | 76.34% | 2.91 | 0 | 10 |  |  |  | No | R-410A | 1.9333 | Residential & Commercial | Ducted CEE Tier 1
213821271 | Central HP <5.4 tons | TEMPSTAR | HRCU-A-CB (Split System: Heat Pump with Remote Outdoor Unit-Air-Source) | DLCURAH24ABK | ASPEN |  | D(A,C,E)24B44+TDR | *96MSN0261410A* | 23000 | 16.5 | 8.5 | 26200 | 20200 | 77.1% | 2.88 | 0 | 10 |  |  |  | No | R-410A | 1.9167 | Residential & Commercial | Ducted CEE Tier 1
213821272 | Central HP <5.4 tons | TEMPSTAR | HRCU-A-CB (Split System: Heat Pump with Remote Outdoor Unit-Air-Source) | DLCURAH24ABK | ASPEN |  | D(A,C,E)30B34+TDR | *96MSN0261410A* | 23000 | 16.5 | 8.5 | 26200 | 20200 | 77.1% | 2.88 | 0 | 10 |  |  |  | No | R-410A | 1.9167 | Residential & Commercial | Ducted CEE Tier 1
212499933 | Central HP <5.4 tons | LENNOX | HRCU-A-CB (Split System: Heat Pump with Remote Outdoor Unit-Air-Source) | EL22XPV-024-230A** | ADP |  | LP36/37R9 | ML180UH090V48B* | 24000 | 21 | 8.7 | 22000 | 15400 | 70% | 1.9 | 0 | 13.5 |  |  |  | No | R-410A | 2 | Residential & Commercial | Ducted CEE Tier 1
212499935 | Central HP <5.4 tons | LENNOX | HRCU-A-CB (Split System: Heat Pump with Remote Outdoor Unit-Air-Source) | EL22XPV-024-230A** | ADP |  | L*18/36T9 | ML180UH090V48B* | 24000 | 21 | 8.7 | 22000 | 15400 | 70% | 1.9 | 0 | 13.5 |  |  |  | No | R-410A | 2 | Residential & Commercial | Ducted CEE Tier 1
212627989 | Central HP <5.4 tons | COLEMAN | HRCU-A-CB (Split System: Heat Pump with Remote Outdoor Unit-Air-Source) | HMH72B341 | ASPEN |  | D(A,C,E)42A46+TDR | TM9V100C16MP12 | 32400 | 17.5 | 8.5 | 34000 | 27400 | 80.59% | 2.67 | 0 | 10 |  |  |  | No | R-410A | 2.7 | Residential & Commercial | Ducted CEE Tier 1
216055826 | Central HP <5.4 tons | CHAMPION HEATING AND COOLING | HRCU-A-CB (Split System: Heat Pump with Remote Outdoor Unit-Air-Source) | HH836E2S11 | ASPEN |  | C(A,C,D,E)36B3K+TDR | Z8ES120C16SMPS1 | 31400 | 18 | 8.5 | 31200 | 25200 | 80.77% | 2 | 0 | 11 |  |  |  | No | R-454B | 2.6167 | Residential & Commercial | Ducted CEE Tier 1
215399951 | Central HP <5.4 tons | YORK | HRCU-A-C (Split System: Heat Pump with Remote Outdoor Unit with No Indoor Fan --Air Source) | HH836E2S11 | ASPEN |  | C(A,C,D,E)48A3K+TDR |  | 30800 | 15.2 | 8.1 | 31000 | 31600 | 101.9% | 2.52 | 0 | 10 |  |  |  | No | R-454B | 2.5667 | Residential & Commercial | Ducted CEE Tier 1
215654026 | Central HP <5.4 tons | YORK | HRCU-A-CB (Split System: Heat Pump with Remote Outdoor Unit-Air-Source) | HH836E2S11 | ASPEN |  | CH36B3J+TDR | TM8V100C16MP12 | 31000 | 18 | 8.5 | 31200 | 25400 | 81.41% | 2 | 0 | 10.5 |  |  |  | No | R-454B | 2.5833 | Residential & Commercial | Ducted CEE Tier 1
213821273 | Central HP <5.4 tons | TEMPSTAR | HRCU-A-CB (Split System: Heat Pump with Remote Outdoor Unit-Air-Source) | DLCURAH24ABK | ASPEN |  | D(A,C,E)30C44+TDR | *96MSN0261410A* | 23400 | 16.5 | 8.5 | 26200 | 20200 | 77.1% | 2.88 | 0 | 10 |  |  |  | No | R-410A | 1.95 | Residential & Commercial | Ducted CEE Tier 1
213821187 | Central HP <5.4 tons | TEMPSTAR | HRCU-A-CB (Split System: Heat Pump with Remote Outdoor Unit-Air-Source) | DLCURAH24ABK | ASPEN |  | D(A,C,E)30B34+TDR | *80MS(N,L)0701712A* | 23200 | 17.5 | 8.5 | 26000 | 20200 | 77.69% | 2.9 | 0 | 10 |  |  |  | No | R-410A | 1.9333 | Residential & Commercial | Ducted CEE Tier 1
213821205 | Central HP <5.4 tons | TEMPSTAR | HRCU-A-CB (Split System: Heat Pump with Remote Outdoor Unit-Air-Source) | DLCURAH24ABK | ASPEN |  | D(A,C,E)36C34+TDR | *80MS(N,L)0901714A* | 23800 | 17.5 | 8.5 | 26200 | 20200 | 77.1% | 2.9 | 0 | 10 |  |  |  | No | R-410A | 1.9833 | Residential & Commercial | Ducted CEE Tier 1
213821253 | Central HP <5.4 tons | TEMPSTAR | HRCU-A-CB (Split System: Heat Pump with Remote Outdoor Unit-Air-Source) | DLCURAH24ABK | ASPEN |  | D(A,C,E)30C44+TDR | *92MSN0601714A* | 23800 | 17.5 | 8.5 | 26200 | 20200 | 77.1% | 2.9 | 0 | 10 |  |  |  | No | R-410A | 1.9833 | Residential & Commercial | Ducted CEE Tier 1
213821255 | Central HP <5.4 tons | TEMPSTAR | HRCU-A-CB (Split System: Heat Pump with Remote Outdoor Unit-Air-Source) | DLCURAH24ABK | ASPEN |  | D(A,C,E)36C34+TDR | *92MSN0601714A* | 23800 | 17.5 | 8.5 | 26200 | 20200 | 77.1% | 2.9 | 0 | 10 |  |  |  | No | R-410A | 1.9833 | Residential & Commercial | Ducted CEE Tier 1
212500033 | Central HP <5.4 tons | LENNOX | HRCU-A-CB (Split System: Heat Pump with Remote Outdoor Unit-Air-Source) | EL22XPV-024-230A** | ADP |  | L*18/36V9 | ML296UH045XV36B* | 23600 | 20 | 8.5 | 21600 | 15200 | 70.37% | 1.88 | 0 | 13 |  |  |  | No | R-410A | 1.9667 | Residential & Commercial | Ducted CEE Tier 1
211708445 | Central HP <5.4 tons | COLEMAN | HRCU-A-CB (Split System: Heat Pump with Remote Outdoor Unit-Air-Source) | THF2B48T21 | ASPEN |  | D(A,C,E)48D36+TDR | TM8V080C16MP12 | 45500 | 16 | 8.2 | 44000 | 30800 | 70% | 3.14 | 0 | 11.9 |  |  |  | No | R-410A | 3.7917 | Residential & Commercial | Ducted CEE Tier 1
211708495 | Central HP <5.4 tons | COLEMAN | HRCU-A-CB (Split System: Heat Pump with Remote Outdoor Unit-Air-Source) | THF2B48T21 | ASPEN |  | D(A,C,E)48D36+TDR | TM9Y120D20MP11 | 45500 | 16 | 8.2 | 44000 | 31200 | 70.91% | 3.1 | 0 | 11.9 |  |  |  | No | R-410A | 3.7917 | Residential & Commercial | Ducted CEE Tier 1
211708511 | Central HP <5.4 tons | COLEMAN | HRCU-A-CB (Split System: Heat Pump with Remote Outdoor Unit-Air-Source) | THF2B48T21 | ASPEN |  | D(A,C,E)48D36+TDR | TMLE120C20MP11 | 46000 | 16 | 8.2 | 44500 | 31200 | 70.11% | 3.07 | 0 | 11.9 |  |  |  | No | R-410A | 3.8333 | Residential & Commercial | Ducted CEE Tier 1
215654044 | Central HP <5.4 tons | YORK | HRCU-A-CB (Split System: Heat Pump with Remote Outdoor Unit-Air-Source) | HH836E2S11 | ASPEN |  | CH48A3J+TDR | Y81E120C16SMPS1 | 31600 | 18 | 8.1 | 31200 | 25200 | 80.77% | 2 | 0 | 11.2 |  |  |  | No | R-454B | 2.6333 | Residential & Commercial | Ducted CEE Tier 1
213350112 | Central HP <5.4 tons | YORK | HRCU-A-CB (Split System: Heat Pump with Remote Outdoor Unit-Air-Source) | HMH72B341 | ASPEN |  | D(A,C,E)36A44+TDR | Y81E040A12LMPS1 | 33200 | 18 | 8.3 | 32800 | 29800 | 90.85% | 2.75 | 0 | 10 |  |  |  | No | R-410A | 2.7667 | Residential & Commercial | Ducted CEE Tier 1
213307919 | Central HP <5.4 tons | LBG Products | HRCU-A-CB (Split System: Heat Pump with Remote Outdoor Unit-Air-Source) | LCUHB24DO |  |  | LCHB24DHNI |  | 24000 | 17.4 | 10 | 24000 | 22600 | 94.17% | 1.91 | 12.5 | 11.7 |  |  |  | No | R-410A | 2 | Residential & Commercial | Ducted CEE Tier 1
212628012 | Central HP <5.4 tons | COLEMAN | HRCU-A-CB (Split System: Heat Pump with Remote Outdoor Unit-Air-Source) | HMH72B341 | ASPEN |  | D(A,C,E)42A46+TDR | TP9C100C16MP13 | 32400 | 17.5 | 8.1 | 34000 | 27400 | 80.59% | 2.47 | 0 | 10 |  |  |  | No | R-410A | 2.7 | Residential & Commercial | Ducted CEE Tier 1
215850161 | Central HP <5.4 tons | COLEMAN | HRCU-A-CB (Split System: Heat Pump with Remote Outdoor Unit-Air-Source) | HH824E2S11 | ASPEN |  | C(A,C,D,E)24C3K+TDR | Z8ES080B12SMPS1 | 22200 | 18 | 8.5 | 22800 | 18500 | 81.14% | 2 | 0 | 12 |  |  |  | No | R-454B | 1.85 | Residential & Commercial | Ducted CEE Tier 1
215849861 | Central HP <5.4 tons | COLEMAN | HRCU-A-CB (Split System: Heat Pump with Remote Outdoor Unit-Air-Source) | HH824E2S11 | ASPEN |  | C(A,C,D,E)24A3K+TDR | TM8E100B12MP11 | 21600 | 17 | 8.1 | 22600 | 18000 | 79.65% | 2 | 0 | 12 |  |  |  | No | R-454B | 1.8 | Residential & Commercial | Ducted CEE Tier 1
214242950 | Central HP <5.4 tons | COMFORTMAKER | HRCU-A-CB (Split System: Heat Pump with Remote Outdoor Unit-Air-Source) | CVH825GKA2* |  |  | END4X42L17**+WALLCON | *96CTN0801714B* | 24000 | 16.5 | 8.1 | 21400 | 16700 | 78.04% | 1.98 | 0 | 11 |  |  |  | No | R-410A | 2 | Residential & Commercial | Ducted CEE Tier 1
215399952 | Central HP <5.4 tons | YORK | HRCU-A-C (Split System: Heat Pump with Remote Outdoor Unit with No Indoor Fan --Air Source) | HH836E2S11 | ASPEN |  | D(A,C,E)36A4K+TDR |  | 30400 | 15.2 | 8.1 | 31000 | 31600 | 101.9% | 2.54 | 0 | 10.5 |  |  |  | No | R-454B | 2.5333 | Residential & Commercial | Ducted CEE Tier 1
215654025 | Central HP <5.4 tons | YORK | HRCU-A-CB (Split System: Heat Pump with Remote Outdoor Unit-Air-Source) | HH836E2S11 | ASPEN |  | CH36B3J+TDR | TM8V080C16MP12 | 31000 | 18 | 8.5 | 31200 | 25400 | 81.41% | 2 | 0 | 10.5 |  |  |  | No | R-454B | 2.5833 | Residential & Commercial | Ducted CEE Tier 1
212628048 | Central HP <5.4 tons | COLEMAN | HRCU-A-CB (Split System: Heat Pump with Remote Outdoor Unit-Air-Source) | HMH72B341 | ASPEN |  | C(A,C,D,E)36C36+TDR | TL8E100C20UH11 | 32400 | 17.5 | 8.5 | 34000 | 27400 | 80.59% | 2.69 | 0 | 10 |  |  |  | No | R-410A | 2.7 | Residential & Commercial | Ducted CEE Tier 1
215654033 | Central HP <5.4 tons | YORK | HRCU-A-CB (Split System: Heat Pump with Remote Outdoor Unit-Air-Source) | HH836E2S11 | ASPEN |  | CH36B3J+TDR | Y81E120C16SMPS1 | 31200 | 17.5 | 8.1 | 31000 | 25200 | 81.29% | 2 | 0 | 11.2 |  |  |  | No | R-454B | 2.6 | Residential & Commercial | Ducted CEE Tier 1
216055632 | Central HP <5.4 tons | CHAMPION HEATING AND COOLING | HRCU-A-CB (Split System: Heat Pump with Remote Outdoor Unit-Air-Source) | HH824E2S11 | ASPEN |  | C(A,C,D,E)24D2K+TDR | Z9ES060A10SMPS1 | 19600 | 17 | 8.5 | 23000 | 17600 | 76.52% | 2 | 0 | 11.2 |  |  |  | No | R-454B | 1.6333 | Residential & Commercial | Ducted CEE Tier 1
216055639 | Central HP <5.4 tons | CHAMPION HEATING AND COOLING | HRCU-A-CB (Split System: Heat Pump with Remote Outdoor Unit-Air-Source) | HH824E2S11 | ASPEN |  | D(A,C,E)24B3K+TDR | Z9ES060B12SMPS1 | 22000 | 17 | 8.5 | 22600 | 18600 | 82.3% | 2 | 0 | 11.7 |  |  |  | No | R-454B | 1.8333 | Residential & Commercial | Ducted CEE Tier 1
213350110 | Central HP <5.4 tons | YORK | HRCU-A-CB (Split System: Heat Pump with Remote Outdoor Unit-Air-Source) | HMH72B341 | ASPEN |  | C(A,C,D,E)36B34+TDR | Y81E040A12LMPS1 | 33200 | 18 | 8.2 | 32800 | 29800 | 90.85% | 2.72 | 0 | 10 |  |  |  | No | R-410A | 2.7667 | Residential & Commercial | Ducted CEE Tier 1
214437577 | Central HP <5.4 tons | YORK | HRCU-A-CB (Split System: Heat Pump with Remote Outdoor Unit-Air-Source) | HMH72B341 | ASPEN |  | D(A,C,E)42D34+TDR | TM9V080C16MP12 | 33200 | 17.5 | 8.5 | 33800 | 27400 | 81.07% | 2.66 | 0 | 10 |  |  |  | No | R-410A | 2.7667 | Residential & Commercial | Ducted CEE Tier 1
214437578 | Central HP <5.4 tons | YORK | HRCU-A-CB (Split System: Heat Pump with Remote Outdoor Unit-Air-Source) | HMH72B341 | ASPEN |  | D(A,C,E)42D34+TDR | TM9V100C16MP12 | 33200 | 17.5 | 8.5 | 34000 | 27400 | 80.59% | 2.67 | 0 | 10 |  |  |  | No | R-410A | 2.7667 | Residential & Commercial | Ducted CEE Tier 1
215850522 | Central HP <5.4 tons | COLEMAN | HRCU-A-CB (Split System: Heat Pump with Remote Outdoor Unit-Air-Source) | HH836E2S11 | ASPEN |  | C(A,C,D,E)48A3K+TDR | TMLE120C16MP11 | 30800 | 18 | 8.1 | 30200 | 24800 | 82.12% | 2 | 0 | 11.2 |  |  |  | No | R-454B | 2.5667 | Residential & Commercial | Ducted CEE Tier 1
211391229 | Central HP <5.4 tons | JOHNSON CONTROLS | HRCU-A-CB (Split System: Heat Pump with Remote Outdoor Unit-Air-Source) | HMH72B341 |  |  | XAHC36DXXN1+TXV | TM8E120C16MP11 | 33600 | 17.5 | 8.1 | 33000 | 23200 | 70.3% | 2.04 | 0 | 10 |  |  |  | No | R-410A | 2.8 | Residential & Commercial | Ducted CEE Tier 1
211392129 | Central HP <5.4 tons | JOHNSON CONTROLS | HRCU-A-CB (Split System: Heat Pump with Remote Outdoor Unit-Air-Source) | HMH72B341 |  |  | XAFC30CXXN1+TXV | TMLE080C16MP11 | 33000 | 18 | 8.5 | 33000 | 23200 | 70.3% | 2.04 | 0 | 10 |  |  |  | No | R-410A | 2.75 | Residential & Commercial | Ducted CEE Tier 1
211391392 | Central HP <5.4 tons | JOHNSON CONTROLS | HRCU-A-CB (Split System: Heat Pump with Remote Outdoor Unit-Air-Source) | HMH72B341 |  |  | XAFC30CXXN1+TXV | TMLE120C16MP11 | 33200 | 18 | 8.5 | 33000 | 23200 | 70.3% | 2.06 | 0 | 10 |  |  |  | No | R-410A | 2.7667 | Residential & Commercial | Ducted CEE Tier 1
216055832 | Central HP <5.4 tons | CHAMPION HEATING AND COOLING | HRCU-A-CB (Split System: Heat Pump with Remote Outdoor Unit-Air-Source) | HH836E2S11 | ASPEN |  | C(A,C,D,E)36B3K+TDR | Z8ET080B12LMPS1 | 30600 | 19 | 8.5 | 30000 | 24800 | 82.67% | 2 | 0 | 11 |  |  |  | No | R-454B | 2.55 | Residential & Commercial | Ducted CEE Tier 1
211392883 | Central HP <5.4 tons | JOHNSON CONTROLS | HRCU-A-CB (Split System: Heat Pump with Remote Outdoor Unit-Air-Source) | HMH72B341 |  |  | XAUB36DXXN1+TXV | TM8E040A12MP11 | 34000 | 18 | 8.1 | 33600 | 23800 | 70.83% | 2.06 | 0 | 10 |  |  |  | No | R-410A | 2.8333 | Residential & Commercial | Ducted CEE Tier 1
211392950 | Central HP <5.4 tons | JOHNSON CONTROLS | HRCU-A-CB (Split System: Heat Pump with Remote Outdoor Unit-Air-Source) | HMH72B341 |  |  | XAUB30CXXN1+TXV | TM8E040A12MP11 | 32800 | 18 | 8.1 | 33400 | 23400 | 70.06% | 2.04 | 0 | 10 |  |  |  | No | R-410A | 2.7333 | Residential & Commercial | Ducted CEE Tier 1
213350113 | Central HP <5.4 tons | YORK | HRCU-A-CB (Split System: Heat Pump with Remote Outdoor Unit-Air-Source) | HMH72B341 | ASPEN |  | D(A,C,E)36B34+TDR | Y81E040A12LMPS1 | 33200 | 18 | 8.2 | 32800 | 29800 | 90.85% | 2.72 | 0 | 10 |  |  |  | No | R-410A | 2.7667 | Residential & Commercial | Ducted CEE Tier 1
215850355 | Central HP <5.4 tons | COLEMAN | HRCU-A-CB (Split System: Heat Pump with Remote Outdoor Unit-Air-Source) | HH836E2S11 | ASPEN |  | C(A,C,D,E)48A3K+TDR | TM8V080C16MP12 | 31200 | 18 | 8.1 | 31200 | 25400 | 81.41% | 2 | 0 | 10.5 |  |  |  | No | R-454B | 2.6 | Residential & Commercial | Ducted CEE Tier 1
215850589 | Central HP <5.4 tons | COLEMAN | HRCU-A-CB (Split System: Heat Pump with Remote Outdoor Unit-Air-Source) | HH836E2S11 | ASPEN |  | C(A,C,D,E)36B3K+TDR | Z8ES120C16SMPS1 | 31400 | 18 | 8.5 | 31200 | 25200 | 80.77% | 2 | 0 | 11 |  |  |  | No | R-454B | 2.6167 | Residential & Commercial | Ducted CEE Tier 1
215654027 | Central HP <5.4 tons | YORK | HRCU-A-CB (Split System: Heat Pump with Remote Outdoor Unit-Air-Source) | HH836E2S11 | ASPEN |  | CH36B3J+TDR | Y81E080B12SMPS1 | 30400 | 17.5 | 8.1 | 29800 | 24800 | 83.22% | 2 | 0 | 11.2 |  |  |  | No | R-454B | 2.5333 | Residential & Commercial | Ducted CEE Tier 1
216055804 | Central HP <5.4 tons | CHAMPION HEATING AND COOLING | HRCU-A-CB (Split System: Heat Pump with Remote Outdoor Unit-Air-Source) | HH836E2S11 | ASPEN |  | D(A,C,E)36A4K+TDR | TPLC080C16MP13 | 31000 | 18 | 8.5 | 31200 | 25400 | 81.41% | 2 | 0 | 10.5 |  |  |  | No | R-454B | 2.5833 | Residential & Commercial | Ducted CEE Tier 1
215654032 | Central HP <5.4 tons | YORK | HRCU-A-CB (Split System: Heat Pump with Remote Outdoor Unit-Air-Source) | HH836E2S11 | ASPEN |  | CH36B3J+TDR | Y81E100C20SMPS1 | 32000 | 18 | 8.5 | 31800 | 25400 | 79.87% | 2 | 0 | 11 |  |  |  | No | R-454B | 2.6667 | Residential & Commercial | Ducted CEE Tier 1
213350116 | Central HP <5.4 tons | YORK | HRCU-A-CB (Split System: Heat Pump with Remote Outdoor Unit-Air-Source) | HMH72B341 | ASPEN |  | D(A,C,E)36A44+TDR | Y81E040A12SMPS1 | 33200 | 18 | 8.3 | 32800 | 29800 | 90.85% | 2.75 | 0 | 10 |  |  |  | No | R-410A | 2.7667 | Residential & Commercial | Ducted CEE Tier 1
215654043 | Central HP <5.4 tons | YORK | HRCU-A-CB (Split System: Heat Pump with Remote Outdoor Unit-Air-Source) | HH836E2S11 | ASPEN |  | CH48A3J+TDR | Y81E100C20SMPS1 | 31200 | 17.5 | 8.1 | 31600 | 25400 | 80.38% | 2 | 0 | 10.5 |  |  |  | No | R-454B | 2.6 | Residential & Commercial | Ducted CEE Tier 1
213372125 | Central HP <5.4 tons | COMFORTMAKER | HRCU-A-C (Split System: Heat Pump with Remote Outdoor Unit with No Indoor Fan --Air Source) | DLCURAH24ABK |  |  | DLFULAH24XAX + CI |  | 24000 | 16.1 | 9.8 | 25000 | 20000 | 80% | 2 | 0 | 10.7 |  |  |  | No | R-410A | 2 | Residential & Commercial | Ducted CEE Tier 1
216054750 | Central HP <5.4 tons | LUXAIRE | HRCU-A-CB (Split System: Heat Pump with Remote Outdoor Unit-Air-Source) | HH824E2S11 | ASPEN |  | C(A,C,D,E)24A3K+TDR | LP9C060B12MP13 | 21600 | 17 | 8.5 | 22600 | 18000 | 79.65% | 2 | 0 | 12 |  |  |  | No | R-454B | 1.8 | Residential & Commercial | Ducted CEE Tier 1
216054783 | Central HP <5.4 tons | LUXAIRE | HRCU-A-CB (Split System: Heat Pump with Remote Outdoor Unit-Air-Source) | HH824E2S11 | ASPEN |  | D(A,C,E)24B4K+TDR | TM8E040A12MP11 | 21000 | 16.5 | 9 | 22600 | 17200 | 76.11% | 2 | 0 | 11.7 |  |  |  | No | R-454B | 1.75 | Residential & Commercial | Ducted CEE Tier 1
216054785 | Central HP <5.4 tons | LUXAIRE | HRCU-A-CB (Split System: Heat Pump with Remote Outdoor Unit-Air-Source) | HH824E2S11 | ASPEN |  | D(A,C,E)36A4K+TDR | TM8E040A12MP11 | 21200 | 17 | 8.5 | 22600 | 17200 | 76.11% | 2 | 0 | 11.7 |  |  |  | No | R-454B | 1.7667 | Residential & Commercial | Ducted CEE Tier 1
216054800 | Central HP <5.4 tons | LUXAIRE | HRCU-A-CB (Split System: Heat Pump with Remote Outdoor Unit-Air-Source) | HH824E2S11 | ASPEN |  | D(A,C,E)24B3K+TDR | TM8E100B12MP11 | 22000 | 17 | 8.1 | 22600 | 18000 | 79.65% | 2 | 0 | 12 |  |  |  | No | R-454B | 1.8333 | Residential & Commercial | Ducted CEE Tier 1
212632704 | Central HP <5.4 tons | LENNOX | HRCU-A-CB (Split System: Heat Pump with Remote Outdoor Unit-Air-Source) | SL25XPV-036-230A** | ADP |  | LD24/35Y9 | EL296DF070XV48B* | 33200 | 20 | 8.6 | 34400 | 29600 | 86.05% | 1.76 | 0 | 12.5 |  |  |  | No | R-410A | 2.7667 | Residential & Commercial | Ducted CEE Tier 1
212632721 | Central HP <5.4 tons | LENNOX | HRCU-A-CB (Split System: Heat Pump with Remote Outdoor Unit-Air-Source) | SL25XPV-036-230A** | ADP |  | LD19/36Y9 | SL280DF060NV36B* | 32800 | 21 | 8.7 | 34400 | 29600 | 86.05% | 1.76 | 0 | 12 |  |  |  | No | R-410A | 2.7333 | Residential & Commercial | Ducted CEE Tier 1
211708526 | Central HP <5.4 tons | COLEMAN | HRCU-A-CB (Split System: Heat Pump with Remote Outdoor Unit-Air-Source) | THF2B48T21 | ASPEN |  | D(A,C,E)48D34+TDR | TP9C120D20MP13 | 46000 | 16 | 8.2 | 44500 | 31200 | 70.11% | 3.11 | 0 | 11.9 |  |  |  | No | R-410A | 3.8333 | Residential & Commercial | Ducted CEE Tier 1
213163960 | Central HP <5.4 tons | RUUD | HRCU-A-CB (Split System: Heat Pump with Remote Outdoor Unit-Air-Source) | UP18AZ24AJVC |  |  | RCFZ2421HEAAM | R962V0705A21M4S | 22800 | 20 | 8.5 | 22800 | 26000 | 114% | 2.1 | 0 | 12.5 |  |  |  | No | R-410A | 1.9 | Residential & Commercial | Ducted CEE Tier 1
214328301 | Central HP <5.4 tons | CONTINENTAL | HRCU-A-CB (Split System: Heat Pump with Remote Outdoor Unit-Air-Source) | WSEHV4860RA1-C | ADP |  | H,A,DE50960 | WPV070T4BA | 46000 | 17 | 8.5 | 48000 | 34600 | 72.08% | 1.8 | 0 | 10 |  |  |  | No | R-410A | 3.8333 | Residential & Commercial | Ducted CEE Tier 1
214328302 | Central HP <5.4 tons | CONTINENTAL | HRCU-A-CB (Split System: Heat Pump with Remote Outdoor Unit-Air-Source) | WSEHV4860RA1-C | ADP |  | H,A,DE37960 | WPV080T4BA | 46000 | 17 | 8.5 | 48000 | 34600 | 72.08% | 1.8 | 0 | 10 |  |  |  | No | R-410A | 3.8333 | Residential & Commercial | Ducted CEE Tier 1
212380984 | Central HP <5.4 tons | CARRIER | HRCU-A-CB (Split System: Heat Pump with Remote Outdoor Unit-Air-Source) | 25VNA448A*031* | ADP |  | C60A***L189 | 58TN*A090C21**20 | 44500 | 21 | 8.5 | 44000 | 35800 | 81.36% | 2.36 | 0 | 12 |  |  |  | No | R-410A | 3.7083 | Residential & Commercial | Ducted CEE Tier 1
214328303 | Central HP <5.4 tons | CONTINENTAL | HRCU-A-CB (Split System: Heat Pump with Remote Outdoor Unit-Air-Source) | WSEHV4860RA1-C | ADP |  | H,A,DE48960 | WPV080T4BA | 46000 | 17 | 8.5 | 48000 | 34600 | 72.08% | 1.8 | 0 | 10 |  |  |  | No | R-410A | 3.8333 | Residential & Commercial | Ducted CEE Tier 1
214627204 | Central HP <5.4 tons | CARRIER | HRCU-A-CB (Split System: Heat Pump with Remote Outdoor Unit-Air-Source) | 25VNA448A*031* | ADP |  | C60A***L199 | 59CU5A080C21**20 | 44000 | 21 | 8.5 | 44500 | 36000 | 80.9% | 2.18 | 0 | 12 |  |  |  | No | R-410A | 3.6667 | Residential & Commercial | Ducted CEE Tier 1
214627238 | Central HP <5.4 tons | CARRIER | HRCU-A-CB (Split System: Heat Pump with Remote Outdoor Unit-Air-Source) | 25VNA448A*031* | ADP |  | C60A***L189 | 59CU5A100C21**22 | 45000 | 21 | 9.5 | 43500 | 35600 | 81.84% | 2.36 | 0 | 12 |  |  |  | No | R-410A | 3.75 | Residential & Commercial | Ducted CEE Tier 1
208136301 | Central HP <5.4 tons | LBG Products | HRCU-A-CB (Split System: Heat Pump with Remote Outdoor Unit-Air-Source) | LCHB24DO |  |  | LCHB24DHNI |  | 24000 | 17 | 9.2 | 26000 | 19400 | 74.62% | 2.1 | 11.3 | 10.5 |  |  |  | No | R-410A | 2 | Residential & Commercial | Ducted CEE Tier 1
213779038 | Central HP <5.4 tons | AIRQUEST | HRCU-A-CB (Split System: Heat Pump with Remote Outdoor Unit-Air-Source) | HVH837GKA** |  |  | EA*4X37L21A*+WALLCON | *96CTN0801714B* | 32800 | 17 | 8.5 | 33000 | 25200 | 76.36% | 1.96 | 0 | 11 |  |  |  | No | R-410A | 2.7333 | Residential & Commercial | Ducted CEE Tier 1
214628190 | Central HP <5.4 tons | CARRIER | HRCU-A-CB (Split System: Heat Pump with Remote Outdoor Unit-Air-Source) | 38MURAQ24AB3* | ADP |  | C36A***L129 | 58S(B,C)*B070M17**12 | 23600 | 17 | 9 | 25400 | 25400 | 100% | 2.16 | 0 | 10 |  |  |  | No | R-410A | 1.9667 | Residential & Commercial | Ducted CEE Tier 1
214628191 | Central HP <5.4 tons | CARRIER | HRCU-A-CB (Split System: Heat Pump with Remote Outdoor Unit-Air-Source) | 38MURAQ24AB3* | ADP |  | C36A***L139 | 58S(B,C)*B070M17**12 | 23600 | 17 | 9 | 25400 | 25400 | 100% | 2.16 | 0 | 10 |  |  |  | No | R-410A | 1.9667 | Residential & Commercial | Ducted CEE Tier 1
214628292 | Central HP <5.4 tons | CARRIER | HRCU-A-CB (Split System: Heat Pump with Remote Outdoor Unit-Air-Source) | 38MURAQ24AB3* | ADP |  | PL36H210P299 | 58TP*B070V17**16 | 23600 | 17 | 8.5 | 24800 | 23800 | 95.97% | 2.02 | 0 | 10.5 |  |  |  | No | R-410A | 1.9667 | Residential & Commercial | Ducted CEE Tier 1
215932203 | Central HP <5.4 tons | TEMPSTAR | HRCU-A-CB (Split System: Heat Pump with Remote Outdoor Unit-Air-Source) | T5H3V36*K*AAA* |  |  | EA*5X42M21A*+WALLCON | *80CSU0601716A* | 32600 | 20 | 9.5 | 34800 | 26800 | 77.01% | 2 | 0 | 11 |  |  |  | No | R-454B | 2.7167 | Residential & Commercial | Ducted CEE Tier 1
212632754 | Central HP <5.4 tons | LENNOX | HRCU-A-CB (Split System: Heat Pump with Remote Outdoor Unit-Air-Source) | SL25XPV-036-230A** | ADP |  | LD31/36Y9 | SLP99DF070XV36B* | 33400 | 21 | 8.7 | 34400 | 29400 | 85.47% | 1.76 | 0 | 12.5 |  |  |  | No | R-410A | 2.7833 | Residential & Commercial | Ducted CEE Tier 1
212632755 | Central HP <5.4 tons | LENNOX | HRCU-A-CB (Split System: Heat Pump with Remote Outdoor Unit-Air-Source) | SL25XPV-036-230A** | ADP |  | LD30/36Z9 | SLP99DF090XV36C* | 33400 | 21 | 8.7 | 34400 | 29000 | 84.3% | 1.76 | 0 | 13 |  |  |  | No | R-410A | 2.7833 | Residential & Commercial | Ducted CEE Tier 1
215399927 | Central HP <5.4 tons | FRASER-JOHNSTON | HRCU-A-C (Split System: Heat Pump with Remote Outdoor Unit with No Indoor Fan --Air Source) | HH824E2S11 | ASPEN |  | C(A,C,D,E)24A3K+TDR |  | 21600 | 15.2 | 8.1 | 22600 | 21200 | 93.81% | 2.63 | 0 | 11 |  |  |  | No | R-454B | 1.8 | Residential & Commercial | Ducted CEE Tier 1
214629075 | Central HP <5.4 tons | CARRIER | HRCU-A-CB (Split System: Heat Pump with Remote Outdoor Unit-Air-Source) | 38MURAQ36AB3* | ADP |  | C36A***L159 | 58S(B,C)*B070M21**16 | 35200 | 16 | 8.1 | 36800 | 34600 | 94.02% | 1.88 | 0 | 10 |  |  |  | No | R-410A | 2.9333 | Residential & Commercial | Ducted CEE Tier 1
214629109 | Central HP <5.4 tons | CARRIER | HRCU-A-CB (Split System: Heat Pump with Remote Outdoor Unit-Air-Source) | 38MURAQ36AB3* | ADP |  | PL36H210P299 | 58S(B,C)*B090M21**16 | 36400 | 16 | 8.5 | 36400 | 34400 | 94.51% | 2.06 | 0 | 10 |  |  |  | No | R-410A | 3.0333 | Residential & Commercial | Ducted CEE Tier 1
214629244 | Central HP <5.4 tons | CARRIER | HRCU-A-CB (Split System: Heat Pump with Remote Outdoor Unit-Air-Source) | 38MURAQ36AB3* | ADP |  | C36A***L159 | 59SC6A080M21**20 | 35600 | 16 | 8.1 | 36800 | 34800 | 94.57% | 1.9 | 0 | 10 |  |  |  | No | R-410A | 2.9667 | Residential & Commercial | Ducted CEE Tier 1
212499702 | Central HP <5.4 tons | LENNOX | HRCU-A-CB (Split System: Heat Pump with Remote Outdoor Unit-Air-Source) | EL22XPV-024-230A** | ADP |  | L*19/36U9 | EL280UH045E36A* | 23600 | 21 | 8.5 | 21400 | 15000 | 70.09% | 1.9 | 0 | 13.5 |  |  |  | No | R-410A | 1.9667 | Residential & Commercial | Ducted CEE Tier 1
212499722 | Central HP <5.4 tons | LENNOX | HRCU-A-CB (Split System: Heat Pump with Remote Outdoor Unit-Air-Source) | EL22XPV-024-230A** | ADP |  | L*18/36V9 | EL280UH070XE36A* | 24000 | 21 | 8.5 | 22000 | 15400 | 70% | 1.92 | 0 | 13.5 |  |  |  | No | R-410A | 2 | Residential & Commercial | Ducted CEE Tier 1
210692706 | Central HP <5.4 tons | GOODMAN | HRCU-A-CB (Split System: Heat Pump with Remote Outdoor Unit-Air-Source) | GSZV903610A* |  |  | CA*F3137*6A*+TXV | G*VC960803BNB* | 33600 | 18.5 | 8.2 | 34000 | 24400 | 71.76% | 1.8 | 0 | 11.5 |  |  |  | No | R-410A | 2.8 | Residential & Commercial | Ducted CEE Tier 1
210692724 | Central HP <5.4 tons | GOODMAN | HRCU-A-CB (Split System: Heat Pump with Remote Outdoor Unit-Air-Source) | GSZV903610A* |  |  | CA*F3743*6D*+TXV | G*VM970603BNB* | 33600 | 18.5 | 8.2 | 34000 | 24400 | 71.76% | 1.8 | 0 | 12 |  |  |  | No | R-410A | 2.8 | Residential & Commercial | Ducted CEE Tier 1
210692741 | Central HP <5.4 tons | GOODMAN | HRCU-A-CB (Split System: Heat Pump with Remote Outdoor Unit-Air-Source) | GSZV903610A* |  |  | CHPF3642C6C*+TXV | G*VC960804CNB* | 33400 | 18 | 8.2 | 34000 | 24400 | 71.76% | 1.8 | 0 | 11 |  |  |  | No | R-410A | 2.7833 | Residential & Commercial | Ducted CEE Tier 1
210692758 | Central HP <5.4 tons | GOODMAN | HRCU-A-CB (Split System: Heat Pump with Remote Outdoor Unit-Air-Source) | GSZV903610A* |  |  | CHPF3743C6B*+TXV | G*VC960603BNB* | 33400 | 18 | 8.2 | 34000 | 24400 | 71.76% | 1.8 | 0 | 11 |  |  |  | No | R-410A | 2.7833 | Residential & Commercial | Ducted CEE Tier 1
212499936 | Central HP <5.4 tons | LENNOX | HRCU-A-CB (Split System: Heat Pump with Remote Outdoor Unit-Air-Source) | EL22XPV-024-230A** | ADP |  | LH29/36X9 | ML180UH090V48B* | 24000 | 21 | 8.7 | 22000 | 15400 | 70% | 1.9 | 0 | 13.5 |  |  |  | No | R-410A | 2 | Residential & Commercial | Ducted CEE Tier 1
214627073 | Central HP <5.4 tons | CARRIER | HRCU-A-CB (Split System: Heat Pump with Remote Outdoor Unit-Air-Source) | 25VNA436A*031* | ADP |  | C36A***L539 | 59CU5A080C21**20 | 34000 | 20 | 9 | 33200 | 25000 | 75.3% | 2.02 | 0 | 12.5 |  |  |  | No | R-410A | 2.8333 | Residential & Commercial | Ducted CEE Tier 1
214627123 | Central HP <5.4 tons | CARRIER | HRCU-A-CB (Split System: Heat Pump with Remote Outdoor Unit-Air-Source) | 25VNA436A*031* | ADP |  | C36A***L159 | 59CU5B060C17**16 | 32800 | 19 | 9 | 35000 | 27400 | 78.29% | 2.02 | 0 | 12 |  |  |  | No | R-410A | 2.7333 | Residential & Commercial | Ducted CEE Tier 1
211391885 | Central HP <5.4 tons | JOHNSON CONTROLS | HRCU-A-CB (Split System: Heat Pump with Remote Outdoor Unit-Air-Source) | HMH72B341 |  |  | XAFB36DBCN1 | TMLE100B12MP11 | 34000 | 18 | 8.1 | 33800 | 23800 | 70.41% | 2.06 | 0 | 10 |  |  |  | No | R-410A | 2.8333 | Residential & Commercial | Ducted CEE Tier 1
214630346 | Central HP <5.4 tons | CARRIER | HRCU-A-CB (Split System: Heat Pump with Remote Outdoor Unit-Air-Source) | 25VNA825A*032* | ADP |  | PL36H175P149 | 58CU*A040C17**12 | 23800 | 17 | 8.1 | 19800 | 16200 | 81.82% | 1.96 | 0 | 11 |  |  |  | No | R-410A | 1.9833 | Residential & Commercial | Ducted CEE Tier 1
214630364 | Central HP <5.4 tons | CARRIER | HRCU-A-CB (Split System: Heat Pump with Remote Outdoor Unit-Air-Source) | 25VNA825A*032* | ADP |  | PL36H175P159 | 58CU*A060C17**16 | 23800 | 17 | 8.1 | 19400 | 16200 | 83.51% | 2.02 | 0 | 11 |  |  |  | No | R-410A | 1.9833 | Residential & Commercial | Ducted CEE Tier 1
214630413 | Central HP <5.4 tons | CARRIER | HRCU-A-CB (Split System: Heat Pump with Remote Outdoor Unit-Air-Source) | 25VNA825A*032* | ADP |  | C36A***L159 | 59MN7C060C17**14 | 23600 | 16 | 8.1 | 20000 | 16300 | 81.5% | 1.94 | 0 | 11 |  |  |  | No | R-410A | 1.9667 | Residential & Commercial | Ducted CEE Tier 1
214336721 | Central HP <5.4 tons | RHEEM | HRCU-A-CB (Split System: Heat Pump with Remote Outdoor Unit-Air-Source) | RD17AZ48AJ3N | ASPEN |  | D(A,C,E)60C44+TDR | R802V1005A21UHN | 45500 | 16 | 8.1 | 45500 | 33800 | 74.29% | 3.17 | 0 | 10 |  |  |  | No | R-410A | 3.7917 | Residential & Commercial | Ducted CEE Tier 1
212632701 | Central HP <5.4 tons | LENNOX | HRCU-A-CB (Split System: Heat Pump with Remote Outdoor Unit-Air-Source) | SL25XPV-036-230A** | ADP |  | LD31/36Z9 | EL296DF045XV36B* | 33200 | 21 | 8.7 | 34400 | 29600 | 86.05% | 1.76 | 0 | 12.5 |  |  |  | No | R-410A | 2.7667 | Residential & Commercial | Ducted CEE Tier 1
212499711 | Central HP <5.4 tons | LENNOX | HRCU-A-CB (Split System: Heat Pump with Remote Outdoor Unit-Air-Source) | EL22XPV-024-230A** | ADP |  | L*18/36V9 | EL280UH070E36A* | 24000 | 21 | 8.5 | 22000 | 15400 | 70% | 1.92 | 0 | 13.5 |  |  |  | No | R-410A | 2 | Residential & Commercial | Ducted CEE Tier 1
212499736 | Central HP <5.4 tons | LENNOX | HRCU-A-CB (Split System: Heat Pump with Remote Outdoor Unit-Air-Source) | EL22XPV-024-230A** | ADP |  | L*19/36U9 | EL280UH090E36B* | 24000 | 21 | 8.5 | 22000 | 15400 | 70% | 1.92 | 0 | 13.5 |  |  |  | No | R-410A | 2 | Residential & Commercial | Ducted CEE Tier 1
212499738 | Central HP <5.4 tons | LENNOX | HRCU-A-CB (Split System: Heat Pump with Remote Outdoor Unit-Air-Source) | EL22XPV-024-230A** | ADP |  | LP25/36R9 | EL280UH090E36B* | 24000 | 21 | 8.5 | 22000 | 15400 | 70% | 1.92 | 0 | 13.5 |  |  |  | No | R-410A | 2 | Residential & Commercial | Ducted CEE Tier 1
212499822 | Central HP <5.4 tons | LENNOX | HRCU-A-CB (Split System: Heat Pump with Remote Outdoor Unit-Air-Source) | EL22XPV-024-230A** | ADP |  | LP18/37R9 | ML180UH045E36A* | 23400 | 21 | 8.5 | 21200 | 14900 | 70.28% | 1.86 | 0 | 13.5 |  |  |  | No | R-410A | 1.95 | Residential & Commercial | Ducted CEE Tier 1
212499829 | Central HP <5.4 tons | LENNOX | HRCU-A-CB (Split System: Heat Pump with Remote Outdoor Unit-Air-Source) | EL22XPV-024-230A** | ADP |  | L*19/36S9 | ML180UH045V36A* | 23600 | 21 | 8.5 | 21400 | 15000 | 70.09% | 1.88 | 0 | 13.5 |  |  |  | No | R-410A | 1.9667 | Residential & Commercial | Ducted CEE Tier 1
214628310 | Central HP <5.4 tons | CARRIER | HRCU-A-CB (Split System: Heat Pump with Remote Outdoor Unit-Air-Source) | 38MURAQ24AB3* | ADP |  | C36A***L159 | 58TP*B070V17**16 | 23600 | 17 | 8.5 | 24800 | 23800 | 95.97% | 2.02 | 0 | 10.5 |  |  |  | No | R-410A | 1.9667 | Residential & Commercial | Ducted CEE Tier 1
210692728 | Central HP <5.4 tons | GOODMAN | HRCU-A-CB (Split System: Heat Pump with Remote Outdoor Unit-Air-Source) | GSZV903610A* |  |  | CA*F3743*6D*+TXV | G*VM971205DNB* | 33200 | 19 | 8.2 | 33600 | 24400 | 72.62% | 1.8 | 0 | 12 |  |  |  | No | R-410A | 2.7667 | Residential & Commercial | Ducted CEE Tier 1
210692735 | Central HP <5.4 tons | GOODMAN | HRCU-A-CB (Split System: Heat Pump with Remote Outdoor Unit-Air-Source) | GSZV903610A* |  |  | CHPF3642C6C*+TXV | G*VC800805C*A* | 33400 | 18 | 8.2 | 34000 | 24400 | 71.76% | 1.8 | 0 | 11 |  |  |  | No | R-410A | 2.7833 | Residential & Commercial | Ducted CEE Tier 1
210692742 | Central HP <5.4 tons | GOODMAN | HRCU-A-CB (Split System: Heat Pump with Remote Outdoor Unit-Air-Source) | GSZV903610A* |  |  | CHPF3642C6C*+TXV | G*VS960805CUA* | 33400 | 18 | 8.2 | 34000 | 24400 | 71.76% | 1.8 | 0 | 11 |  |  |  | No | R-410A | 2.7833 | Residential & Commercial | Ducted CEE Tier 1
210692744 | Central HP <5.4 tons | GOODMAN | HRCU-A-CB (Split System: Heat Pump with Remote Outdoor Unit-Air-Source) | GSZV903610A* |  |  | CHPF3642C6C*+TXV | G*VM970603BNB* | 33400 | 18 | 8.2 | 34000 | 24400 | 71.76% | 1.8 | 0 | 11 |  |  |  | No | R-410A | 2.7833 | Residential & Commercial | Ducted CEE Tier 1
210692753 | Central HP <5.4 tons | GOODMAN | HRCU-A-CB (Split System: Heat Pump with Remote Outdoor Unit-Air-Source) | GSZV903610A* |  |  | CHPF3743C6B*+TXV | G*VS800805CUA* | 33400 | 18 | 8.2 | 34000 | 24400 | 71.76% | 1.8 | 0 | 11 |  |  |  | No | R-410A | 2.7833 | Residential & Commercial | Ducted CEE Tier 1
210692767 | Central HP <5.4 tons | GOODMAN | HRCU-A-CB (Split System: Heat Pump with Remote Outdoor Unit-Air-Source) | GSZV903610A* |  |  | CSCF3642N6D*+MBVC1201**-1A*+TXV |  | 33800 | 18.5 | 8.2 | 34000 | 24400 | 71.76% | 1.8 | 0 | 11.5 |  |  |  | No | R-410A | 2.8167 | Residential & Commercial | Ducted CEE Tier 1
207826596 | Central HP <5.4 tons | COMFORTMAKER | HRCU-A-CB (Split System: Heat Pump with Remote Outdoor Unit-Air-Source) | DLCSRBH24AAK |  |  | DLFSABH24XBK |  | 23000 | 18.4 | 9.3 | 26000 | 21200 | 81.54% | 1.9 | 12.5 | 11.7 |  |  |  | No | R-410A | 1.9167 | Residential & Commercial | Ducted CEE Tier 1
214627159 | Central HP <5.4 tons | CARRIER | HRCU-A-CB (Split System: Heat Pump with Remote Outdoor Unit-Air-Source) | 25VNA448A*031* | ADP |  | V,C60H210P179 | 58CU*A100C21**20 | 44500 | 21 | 9.5 | 44000 | 36000 | 81.82% | 2.36 | 0 | 11.7 |  |  |  | No | R-410A | 3.7083 | Residential & Commercial | Ducted CEE Tier 1
214627191 | Central HP <5.4 tons | CARRIER | HRCU-A-CB (Split System: Heat Pump with Remote Outdoor Unit-Air-Source) | 25VNA448A*031* | ADP |  | C60A***L169 | 59CU5A080C21**20 | 44000 | 21 | 8.5 | 44500 | 36000 | 80.9% | 2.18 | 0 | 12 |  |  |  | No | R-410A | 3.6667 | Residential & Commercial | Ducted CEE Tier 1
214627241 | Central HP <5.4 tons | CARRIER | HRCU-A-CB (Split System: Heat Pump with Remote Outdoor Unit-Air-Source) | 25VNA448A*031* | ADP |  | C60A***L199 | 59CU5A100C21**22 | 45000 | 21 | 9.5 | 43500 | 35600 | 81.84% | 2.36 | 0 | 12 |  |  |  | No | R-410A | 3.75 | Residential & Commercial | Ducted CEE Tier 1
214331339 | Central HP <5.4 tons | CONTINENTAL | HRCU-A-CB (Split System: Heat Pump with Remote Outdoor Unit-Air-Source) | WSEHV4860RA1-C | ADP |  | H,A,DG52960 | WUV070T4BA | 46000 | 17 | 8.5 | 48000 | 34600 | 72.08% | 1.8 | 0 | 10 |  |  |  | No | R-410A | 3.8333 | Residential & Commercial | Ducted CEE Tier 1
208130397 | Central HP <5.4 tons | ECO-AIR | HRCU-A-CB (Split System: Heat Pump with Remote Outdoor Unit-Air-Source) | MOX430U-24HFN1-MR0 |  |  | MVC-24HWFN1-M |  | 24000 | 17 | 9.2 | 26000 | 19400 | 74.62% | 2.1 | 11.3 | 10.5 |  |  |  | No | R-410A | 2 | Residential & Commercial | Ducted CEE Tier 1
214627224 | Central HP <5.4 tons | CARRIER | HRCU-A-CB (Split System: Heat Pump with Remote Outdoor Unit-Air-Source) | 25VNA448A*031* | ADP |  | C48A***L169 | 59CU5A100C21**22 | 44000 | 21 | 9.5 | 44000 | 35800 | 81.36% | 2.3 | 0 | 12 |  |  |  | No | R-410A | 3.6667 | Residential & Commercial | Ducted CEE Tier 1
213779088 | Central HP <5.4 tons | AIRQUEST | HRCU-A-CB (Split System: Heat Pump with Remote Outdoor Unit-Air-Source) | HVH837GKA** |  |  | EA*4X42L21A*+WALLCON | *80CTL0902120B* | 31800 | 17 | 8.1 | 32800 | 24200 | 73.78% | 1.88 | 0 | 11 |  |  |  | No | R-410A | 2.65 | Residential & Commercial | Ducted CEE Tier 1
213779158 | Central HP <5.4 tons | AIRQUEST | HRCU-A-CB (Split System: Heat Pump with Remote Outdoor Unit-Air-Source) | HVH837GKA** |  |  | EA*4X42L21A*+WALLCON | *96CTN0801714B* | 31600 | 17 | 8.1 | 33000 | 24600 | 74.55% | 1.86 | 0 | 10.5 |  |  |  | No | R-410A | 2.6333 | Residential & Commercial | Ducted CEE Tier 1
213779608 | Central HP <5.4 tons | AIRQUEST | HRCU-A-CB (Split System: Heat Pump with Remote Outdoor Unit-Air-Source) | HVH837GKA** |  |  | EA*4X60L24A*+WALLCON | *96CTN1002122B* | 32800 | 17.5 | 8.1 | 31800 | 24600 | 77.36% | 1.98 | 0 | 11.5 |  |  |  | No | R-410A | 2.7333 | Residential & Commercial | Ducted CEE Tier 1
213779808 | Central HP <5.4 tons | AIRQUEST | HRCU-A-CB (Split System: Heat Pump with Remote Outdoor Unit-Air-Source) | HVH837GKA** |  |  | EA*4X61L24A*+WALLCON | *96CTN1202422B* | 33200 | 17.5 | 8.5 | 32000 | 24800 | 77.5% | 2 | 0 | 11.7 |  |  |  | No | R-410A | 2.7667 | Residential & Commercial | Ducted CEE Tier 1
214627543 | Central HP <5.4 tons | CARRIER | HRCU-A-CB (Split System: Heat Pump with Remote Outdoor Unit-Air-Source) | 38MURAQ18AB3* | ADP |  | A24VBA+TXV | 58S(B,C)*B070M14**12 | 17500 | 16 | 8.5 | 16900 | 19000 | 112.4% | 2.34 | 0 | 10.5 |  |  |  | No | R-410A | 1.4583 | Residential & Commercial | Ducted CEE Tier 1
214627544 | Central HP <5.4 tons | CARRIER | HRCU-A-CB (Split System: Heat Pump with Remote Outdoor Unit-Air-Source) | 38MURAQ18AB3* | ADP |  | C36A***L129 | 58S(B,C)*B070M14**12 | 17400 | 16 | 8.5 | 16900 | 19300 | 114.2% | 2.38 | 0 | 10.5 |  |  |  | No | R-410A | 1.45 | Residential & Commercial | Ducted CEE Tier 1
214627560 | Central HP <5.4 tons | CARRIER | HRCU-A-CB (Split System: Heat Pump with Remote Outdoor Unit-Air-Source) | 38MURAQ18AB3* | ADP |  | C36A***L159 | 58S(B,C)*B070M17**12 | 17400 | 16 | 8.5 | 16800 | 18800 | 111.9% | 2.32 | 0 | 11 |  |  |  | No | R-410A | 1.45 | Residential & Commercial | Ducted CEE Tier 1
214627576 | Central HP <5.4 tons | CARRIER | HRCU-A-CB (Split System: Heat Pump with Remote Outdoor Unit-Air-Source) | 38MURAQ18AB3* | ADP |  | C36A***L139 | 58TP*B070V14**12 | 17500 | 16 | 8.5 | 16900 | 18700 | 110.7% | 2.3 | 0 | 11 |  |  |  | No | R-410A | 1.4583 | Residential & Commercial | Ducted CEE Tier 1
214627559 | Central HP <5.4 tons | CARRIER | HRCU-A-CB (Split System: Heat Pump with Remote Outdoor Unit-Air-Source) | 38MURAQ18AB3* | ADP |  | PL36H210P749 | 58S(B,C)*B070M17**12 | 17400 | 16 | 8.5 | 16800 | 18800 | 111.9% | 2.32 | 0 | 11 |  |  |  | No | R-410A | 1.45 | Residential & Commercial | Ducted CEE Tier 1
214627600 | Central HP <5.4 tons | CARRIER | HRCU-A-CB (Split System: Heat Pump with Remote Outdoor Unit-Air-Source) | 38MURAQ18AB3* | ADP |  | C36A***L129 | 58TP*B070V17**16 | 17200 | 16 | 8.5 | 16900 | 19100 | 113% | 2.34 | 0 | 10 |  |  |  | No | R-410A | 1.4333 | Residential & Commercial | Ducted CEE Tier 1
212500154 | Central HP <5.4 tons | LENNOX | HRCU-A-CB (Split System: Heat Pump with Remote Outdoor Unit-Air-Source) | EL22XPV-024-230A** | ADP |  | LP18/37R9 | SL297UH060NV36B* | 23800 | 20 | 8.5 | 22000 | 15400 | 70% | 1.9 | 0 | 13.5 |  |  |  | No | R-410A | 1.9833 | Residential & Commercial | Ducted CEE Tier 1
213163961 | Central HP <5.4 tons | RUUD | HRCU-A-CB (Split System: Heat Pump with Remote Outdoor Unit-Air-Source) | UP18AZ24AJVC |  |  | RCFZ2421HEAAM | U97MV0855A21DHS | 22800 | 20 | 8.5 | 22800 | 26000 | 114% | 2.1 | 0 | 12.5 |  |  |  | No | R-410A | 1.9 | Residential & Commercial | Ducted CEE Tier 1
212500164 | Central HP <5.4 tons | LENNOX | HRCU-A-CB (Split System: Heat Pump with Remote Outdoor Unit-Air-Source) | EL22XPV-024-230A** | ADP |  | LP29/36X9 | SLP99UH070XV36B* | 23800 | 21 | 8.5 | 22000 | 15400 | 70% | 1.92 | 0 | 13.5 |  |  |  | No | R-410A | 1.9833 | Residential & Commercial | Ducted CEE Tier 1
213779118 | Central HP <5.4 tons | AIRQUEST | HRCU-A-CB (Split System: Heat Pump with Remote Outdoor Unit-Air-Source) | HVH837GKA** |  |  | EA*4X42L21A*+WALLCON | *97CMN0601714B* | 31600 | 16.5 | 8.1 | 33200 | 24600 | 74.1% | 1.84 | 0 | 10.5 |  |  |  | No | R-410A | 2.6333 | Residential & Commercial | Ducted CEE Tier 1
213779218 | Central HP <5.4 tons | AIRQUEST | HRCU-A-CB (Split System: Heat Pump with Remote Outdoor Unit-Air-Source) | HVH837GKA** |  |  | EA*4X42L24A*+WALLCON | *97CMN1202422B* | 31800 | 17 | 8.1 | 32800 | 24400 | 74.39% | 1.88 | 0 | 11 |  |  |  | No | R-410A | 2.65 | Residential & Commercial | Ducted CEE Tier 1
214624769 | Central HP <5.4 tons | CARRIER | HRCU-A-CB (Split System: Heat Pump with Remote Outdoor Unit-Air-Source) | 38MURAQ24AB3* | ADP |  | V,C36H175P139 | 58SU*B040M17**12 | 23400 | 17 | 8.5 | 24200 | 22800 | 94.21% | 1.94 | 0 | 10 |  |  |  | No | R-410A | 1.95 | Residential & Commercial | Ducted CEE Tier 1
214628152 | Central HP <5.4 tons | CARRIER | HRCU-A-CB (Split System: Heat Pump with Remote Outdoor Unit-Air-Source) | 38MURAQ24AB3* | ADP |  | C36A***L139 | 58S(B,C)*B045M14**12 | 23400 | 17 | 9 | 25400 | 25800 | 101.6% | 2.2 | 0 | 10 |  |  |  | No | R-410A | 1.95 | Residential & Commercial | Ducted CEE Tier 1
213164011 | Central HP <5.4 tons | RUUD | HRCU-A-CB (Split System: Heat Pump with Remote Outdoor Unit-Air-Source) | UP18AZ60AJVC |  |  | RCFZ6021SEAAM | R802V0755A21DZ | 53000 | 19 | 8.1 | 53000 | 50000 | 94.34% | 1.9 | 0 | 10 |  |  |  | No | R-410A | 4.4167 | Residential & Commercial | Ducted CEE Tier 1
211390263 | Central HP <5.4 tons | JOHNSON CONTROLS | HRCU-A-CB (Split System: Heat Pump with Remote Outdoor Unit-Air-Source) | HMH72B341 |  |  | XAFC36DBCN1 | TM8V080C16MP12 | 34000 | 17.5 | 8.5 | 33800 | 23800 | 70.41% | 2.08 | 0 | 10 |  |  |  | No | R-410A | 2.8333 | Residential & Commercial | Ducted CEE Tier 1
211391377 | Central HP <5.4 tons | JOHNSON CONTROLS | HRCU-A-CB (Split System: Heat Pump with Remote Outdoor Unit-Air-Source) | HMH72B341 |  |  | XAFC30CXXN1+TXV | TM8E120C16MP11 | 33200 | 18 | 8.5 | 33000 | 23200 | 70.3% | 2.06 | 0 | 10 |  |  |  | No | R-410A | 2.7667 | Residential & Commercial | Ducted CEE Tier 1
214626967 | Central HP <5.4 tons | CARRIER | HRCU-A-CB (Split System: Heat Pump with Remote Outdoor Unit-Air-Source) | 25VNA436A*031* | ADP |  | PL36H210P299 | 58CU*A060C17**16 | 33800 | 20 | 9 | 33000 | 24800 | 75.15% | 2.02 | 0 | 11.7 |  |  |  | No | R-410A | 2.8167 | Residential & Commercial | Ducted CEE Tier 1
214229392 | Central HP <5.4 tons | COMFORTMAKER | HRCU-A-CB (Split System: Heat Pump with Remote Outdoor Unit-Air-Source) | DLCURAH24ABK |  |  | EN(A,D)4X36L21** | *80MSU0802120A* | 23400 | 17 | 8.5 | 25800 | 23800 | 92.25% | 2 | 0 | 10.5 |  |  |  | No | R-410A | 1.95 | Residential & Commercial | Ducted CEE Tier 1
213781088 | Central HP <5.4 tons | AIRQUEST | HRCU-A-CB (Split System: Heat Pump with Remote Outdoor Unit-Air-Source) | HVH837GKA2* |  |  | EA*4X42L24A*+WALLCON | *80CTL0902120B* | 31800 | 17 | 8.1 | 32800 | 24200 | 73.78% | 1.88 | 0 | 11 |  |  |  | No | R-410A | 2.65 | Residential & Commercial | Ducted CEE Tier 1
213781188 | Central HP <5.4 tons | AIRQUEST | HRCU-A-CB (Split System: Heat Pump with Remote Outdoor Unit-Air-Source) | HVH837GKA2* |  |  | EA*4X43L21A*+WALLCON | *80CTL0902120B* | 32800 | 17 | 8.5 | 32600 | 25000 | 76.69% | 1.98 | 0 | 11.5 |  |  |  | No | R-410A | 2.7333 | Residential & Commercial | Ducted CEE Tier 1
213781938 | Central HP <5.4 tons | AIRQUEST | HRCU-A-CB (Split System: Heat Pump with Remote Outdoor Unit-Air-Source) | HVH837GKA2* |  |  | EHD4X42AAL+WALLCON | *80CTL1102120B* | 32600 | 16.5 | 8.1 | 32800 | 24600 | 75% | 1.94 | 0 | 11 |  |  |  | No | R-410A | 2.7167 | Residential & Commercial | Ducted CEE Tier 1
212632691 | Central HP <5.4 tons | LENNOX | HRCU-A-CB (Split System: Heat Pump with Remote Outdoor Unit-Air-Source) | SL25XPV-024-230A** | ADP |  | LD19/25Y9 | SLP99DF090XV36C* | 21400 | 20 | 9.3 | 20000 | 18200 | 91% | 1.76 | 0 | 11.7 |  |  |  | No | R-410A | 1.7833 | Residential & Commercial | Ducted CEE Tier 1
215934273 | Central HP <5.4 tons | TEMPSTAR | HRCU-A-CB (Split System: Heat Pump with Remote Outdoor Unit-Air-Source) | T5H3V48*K*AAA* |  |  | EA*5X61M21A*+WALLCON | *97CMN1002122B* | 45500 | 21 | 9.5 | 48500 | 36800 | 75.88% | 2 | 0 | 11 |  |  |  | No | R-454B | 3.7917 | Residential & Commercial | Ducted CEE Tier 1
215934543 | Central HP <5.4 tons | TEMPSTAR | HRCU-A-CB (Split System: Heat Pump with Remote Outdoor Unit-Air-Source) | T5H3V48*K*AAA* |  |  | ESH5X48M12A*+WALLCON | *96CTN1202422B* | 44500 | 20 | 9 | 48500 | 36400 | 75.05% | 1.82 | 0 | 10.5 |  |  |  | No | R-454B | 3.7083 | Residential & Commercial | Ducted CEE Tier 1
215934593 | Central HP <5.4 tons | TEMPSTAR | HRCU-A-CB (Split System: Heat Pump with Remote Outdoor Unit-Air-Source) | T5H3V48*K*AAA* |  |  | ESH5X60M12A*+WALLCON | *95CSU1002122B* | 45000 | 20.5 | 9 | 48500 | 36400 | 75.05% | 1.84 | 0 | 11.5 |  |  |  | No | R-454B | 3.75 | Residential & Commercial | Ducted CEE Tier 1
214328291 | Central HP <5.4 tons | CONTINENTAL | HRCU-A-CB (Split System: Heat Pump with Remote Outdoor Unit-Air-Source) | WSEHV2436RA1-C | ADP |  | H,A,DE34936 | WUV060T3AA | 22000 | 17 | 8.5 | 23400 | 17100 | 73.08% | 1.8 | 0 | 10 |  |  |  | No | R-410A | 1.8333 | Residential & Commercial | Ducted CEE Tier 1
212632692 | Central HP <5.4 tons | LENNOX | HRCU-A-CB (Split System: Heat Pump with Remote Outdoor Unit-Air-Source) | SL25XPV-024-230A** | ADP |  | LD19/36Y9 | SLP99DF090XV36C* | 21400 | 20 | 9.3 | 20000 | 18200 | 91% | 1.76 | 0 | 11.7 |  |  |  | No | R-410A | 1.7833 | Residential & Commercial | Ducted CEE Tier 1
214624905 | Central HP <5.4 tons | CARRIER | HRCU-A-CB (Split System: Heat Pump with Remote Outdoor Unit-Air-Source) | 38MURAQ36AB3* | ADP |  | PL36H175P159 | 58SU*B060M17**16 | 35200 | 16 | 8.1 | 36800 | 34600 | 94.02% | 1.96 | 0 | 10 |  |  |  | No | R-410A | 2.9333 | Residential & Commercial | Ducted CEE Tier 1
214629072 | Central HP <5.4 tons | CARRIER | HRCU-A-CB (Split System: Heat Pump with Remote Outdoor Unit-Air-Source) | 38MURAQ36AB3* | ADP |  | PL36H210P749 | 58S(B,C)*B070M21**16 | 35200 | 16 | 8.1 | 36800 | 34600 | 94.02% | 1.88 | 0 | 10 |  |  |  | No | R-410A | 2.9333 | Residential & Commercial | Ducted CEE Tier 1
214629090 | Central HP <5.4 tons | CARRIER | HRCU-A-CB (Split System: Heat Pump with Remote Outdoor Unit-Air-Source) | 38MURAQ36AB3* | ADP |  | PL36H175P149 | 58S(B,C)*B090M17**14 | 35400 | 16 | 8.1 | 36800 | 34600 | 94.02% | 1.88 | 0 | 10 |  |  |  | No | R-410A | 2.95 | Residential & Commercial | Ducted CEE Tier 1
214629099 | Central HP <5.4 tons | CARRIER | HRCU-A-CB (Split System: Heat Pump with Remote Outdoor Unit-Air-Source) | 38MURAQ36AB3* | ADP |  | V,C36H175P159 | 58S(B,C)*B090M17**14 | 35400 | 16 | 8.1 | 36800 | 34600 | 94.02% | 1.94 | 0 | 10 |  |  |  | No | R-410A | 2.95 | Residential & Commercial | Ducted CEE Tier 1
214627019 | Central HP <5.4 tons | CARRIER | HRCU-A-CB (Split System: Heat Pump with Remote Outdoor Unit-Air-Source) | 25VNA436A*031* | ADP |  | PL36H175P149 | 59CU5A060C17**16 | 32800 | 19 | 9 | 33800 | 25800 | 76.33% | 2.02 | 0 | 11.7 |  |  |  | No | R-410A | 2.7333 | Residential & Commercial | Ducted CEE Tier 1
214627049 | Central HP <5.4 tons | CARRIER | HRCU-A-CB (Split System: Heat Pump with Remote Outdoor Unit-Air-Source) | 25VNA436A*031* | ADP |  | C36A***L539 | 59CU5A060C17**16 | 33600 | 19 | 9 | 33800 | 25800 | 76.33% | 2.02 | 0 | 12 |  |  |  | No | R-410A | 2.8 | Residential & Commercial | Ducted CEE Tier 1
215654038 | Central HP <5.4 tons | YORK | HRCU-A-CB (Split System: Heat Pump with Remote Outdoor Unit-Air-Source) | HH836E2S11 | ASPEN |  | CH48A3J+TDR | Y81E080B12SMPS1 | 30800 | 18 | 8.1 | 30000 | 24800 | 82.67% | 2 | 0 | 11.2 |  |  |  | No | R-454B | 2.5667 | Residential & Commercial | Ducted CEE Tier 1
214626941 | Central HP <5.4 tons | CARRIER | HRCU-A-CB (Split System: Heat Pump with Remote Outdoor Unit-Air-Source) | 25VNA436A*031* | ADP |  | PL36H175P149 | 58CU*A040C17**12 | 33000 | 20 | 9 | 33600 | 25600 | 76.19% | 2.04 | 0 | 12 |  |  |  | No | R-410A | 2.75 | Residential & Commercial | Ducted CEE Tier 1
214627032 | Central HP <5.4 tons | CARRIER | HRCU-A-CB (Split System: Heat Pump with Remote Outdoor Unit-Air-Source) | 25VNA436A*031* | ADP |  | V,C36H175P159 | 59CU5A060C17**16 | 33200 | 19 | 9 | 33800 | 25800 | 76.33% | 2.02 | 0 | 11.7 |  |  |  | No | R-410A | 2.7667 | Residential & Commercial | Ducted CEE Tier 1
215654041 | Central HP <5.4 tons | YORK | HRCU-A-CB (Split System: Heat Pump with Remote Outdoor Unit-Air-Source) | HH836E2S11 | ASPEN |  | CH48A3J+TDR | Y81E100B12SMPS1 | 31000 | 18 | 8.1 | 30400 | 24800 | 81.58% | 2 | 0 | 11.2 |  |  |  | No | R-454B | 2.5833 | Residential & Commercial | Ducted CEE Tier 1
213927825 | Central HP <5.4 tons | YORK | HRCU-A-CB (Split System: Heat Pump with Remote Outdoor Unit-Air-Source) | HMH72B341 | ASPEN |  | D(A,C,E)36D3G+TXV+TDR | TM9E080C16MP12 | 33000 | 18 | 8.1 | 33600 | 27200 | 80.95% | 2.53 | 0 | 10 |  |  |  | No | R-410A | 2.75 | Residential & Commercial | Ducted CEE Tier 1
214628254 | Central HP <5.4 tons | CARRIER | HRCU-A-CB (Split System: Heat Pump with Remote Outdoor Unit-Air-Source) | 38MURAQ24AB3* | ADP |  | PL36H175P159 | 58TP*B045V14**12 | 23600 | 17 | 8.5 | 24600 | 24200 | 98.37% | 2.04 | 0 | 10.5 |  |  |  | No | R-410A | 1.9667 | Residential & Commercial | Ducted CEE Tier 1
214628279 | Central HP <5.4 tons | CARRIER | HRCU-A-CB (Split System: Heat Pump with Remote Outdoor Unit-Air-Source) | 38MURAQ24AB3* | ADP |  | PL36H175P149 | 58TP*B070V14**12 | 23800 | 17 | 8.5 | 24800 | 23600 | 95.16% | 2 | 0 | 10.5 |  |  |  | No | R-410A | 1.9833 | Residential & Commercial | Ducted CEE Tier 1
214628395 | Central HP <5.4 tons | CARRIER | HRCU-A-CB (Split System: Heat Pump with Remote Outdoor Unit-Air-Source) | 38MURAQ24AB3* | ADP |  | A24VBA+TXV | 59SC6A060M14**12 | 23400 | 16 | 8.5 | 25400 | 26000 | 102.4% | 2.22 | 0 | 10 |  |  |  | No | R-410A | 1.95 | Residential & Commercial | Ducted CEE Tier 1
213779458 | Central HP <5.4 tons | AIRQUEST | HRCU-A-CB (Split System: Heat Pump with Remote Outdoor Unit-Air-Source) | HVH837GKA** |  |  | EA*4X48L21A*+WALLCON | *96CTN0601714B* | 32200 | 17 | 8.1 | 32600 | 25200 | 77.3% | 1.94 | 0 | 11 |  |  |  | No | R-410A | 2.6833 | Residential & Commercial | Ducted CEE Tier 1
213780428 | Central HP <5.4 tons | AIRQUEST | HRCU-A-CB (Split System: Heat Pump with Remote Outdoor Unit-Air-Source) | HVH837GKA** |  |  | EHD4X60AAL+WALLCON | *96CTN0801714B* | 32800 | 16.5 | 8.1 | 32200 | 25000 | 77.64% | 1.98 | 0 | 11 |  |  |  | No | R-410A | 2.7333 | Residential & Commercial | Ducted CEE Tier 1
213205646 | Central HP <5.4 tons | TEMPSTAR | HRCU-A-CB (Split System: Heat Pump with Remote Outdoor Unit-Air-Source) | DLCURAH36ABK | ASPEN |  | D(A,C,E)36B34+TDR | *95ESN1002120A* | 35400 | 16 | 8.1 | 39500 | 31200 | 78.99% | 2.69 | 0 | 10.5 |  |  |  | No | R-410A | 2.95 | Residential & Commercial | Ducted CEE Tier 1
213821639 | Central HP <5.4 tons | TEMPSTAR | HRCU-A-CB (Split System: Heat Pump with Remote Outdoor Unit-Air-Source) | DLCURAH36ABK | ASPEN |  | D(A,C,E)42B34+TDR | *96MSN0801716A* | 34800 | 16 | 8.1 | 38500 | 31800 | 82.6% | 2.68 | 0 | 10 |  |  |  | No | R-410A | 2.9 | Residential & Commercial | Ducted CEE Tier 1
214627761 | Central HP <5.4 tons | CARRIER | HRCU-A-CB (Split System: Heat Pump with Remote Outdoor Unit-Air-Source) | 38MURAQ18AB3* | ADP |  | V,C36H175P149 | 59SC6A060M17**16 | 17200 | 16 | 8.5 | 16500 | 19000 | 115.2% | 2.32 | 0 | 10.5 |  |  |  | No | R-410A | 1.4333 | Residential & Commercial | Ducted CEE Tier 1
214627793 | Central HP <5.4 tons | CARRIER | HRCU-A-CB (Split System: Heat Pump with Remote Outdoor Unit-Air-Source) | 38MURAQ18AB3* | ADP |  | V,C36H175P149 | 59SU5B040M17**12 | 17600 | 16 | 8.5 | 17100 | 18700 | 109.4% | 2.3 | 0 | 10.5 |  |  |  | No | R-410A | 1.4667 | Residential & Commercial | Ducted CEE Tier 1
213782238 | Central HP <5.4 tons | AIRQUEST | HRCU-A-CB (Split System: Heat Pump with Remote Outdoor Unit-Air-Source) | HVH837GKA2* |  |  | EHD4X60AAL+WALLCON | *80CTL0901716B* | 33000 | 16.5 | 8.1 | 32200 | 24800 | 77.02% | 1.98 | 0 | 11 |  |  |  | No | R-410A | 2.75 | Residential & Commercial | Ducted CEE Tier 1
213821320 | Central HP <5.4 tons | TEMPSTAR | HRCU-A-CB (Split System: Heat Pump with Remote Outdoor Unit-Air-Source) | DLCURAH24ABK | ASPEN |  | D(A,C,E)36C34+TDR | *96VTN0601716B* | 23200 | 16.5 | 8.5 | 26800 | 20400 | 76.12% | 2.93 | 0 | 10 |  |  |  | No | R-410A | 1.9333 | Residential & Commercial | Ducted CEE Tier 1
213821322 | Central HP <5.4 tons | TEMPSTAR | HRCU-A-CB (Split System: Heat Pump with Remote Outdoor Unit-Air-Source) | DLCURAH24ABK | ASPEN |  | D(A,C,E)30B34+TDR | *96VTN0801716B* | 23200 | 17 | 8.5 | 26000 | 20200 | 77.69% | 2.91 | 0 | 10 |  |  |  | No | R-410A | 1.9333 | Residential & Commercial | Ducted CEE Tier 1
213781528 | Central HP <5.4 tons | AIRQUEST | HRCU-A-CB (Split System: Heat Pump with Remote Outdoor Unit-Air-Source) | HVH837GKA2* |  |  | EA*4X60L24A*+WALLCON | *96CTN1202422B* | 32800 | 17.5 | 8.1 | 31800 | 24600 | 77.36% | 1.98 | 0 | 11.5 |  |  |  | No | R-410A | 2.7333 | Residential & Commercial | Ducted CEE Tier 1
213781598 | Central HP <5.4 tons | AIRQUEST | HRCU-A-CB (Split System: Heat Pump with Remote Outdoor Unit-Air-Source) | HVH837GKA2* |  |  | EA*4X61L21A*+WALLCON | *97CMN0601714B* | 33000 | 17 | 8.1 | 32200 | 25200 | 78.26% | 1.94 | 0 | 11 |  |  |  | No | R-410A | 2.75 | Residential & Commercial | Ducted CEE Tier 1
213781328 | Central HP <5.4 tons | AIRQUEST | HRCU-A-CB (Split System: Heat Pump with Remote Outdoor Unit-Air-Source) | HVH837GKA2* |  |  | EA*4X48L21A*+WALLCON | *95CSU0601716B* | 32200 | 17 | 8.1 | 32600 | 25000 | 76.69% | 1.94 | 0 | 11 |  |  |  | No | R-410A | 2.6833 | Residential & Commercial | Ducted CEE Tier 1
213781628 | Central HP <5.4 tons | AIRQUEST | HRCU-A-CB (Split System: Heat Pump with Remote Outdoor Unit-Air-Source) | HVH837GKA2* |  |  | EA*4X61L21A*+WALLCON | *96CTN0601714B* | 33000 | 17 | 8.1 | 32200 | 25000 | 77.64% | 1.96 | 0 | 11 |  |  |  | No | R-410A | 2.75 | Residential & Commercial | Ducted CEE Tier 1
214629326 | Central HP <5.4 tons | CARRIER | HRCU-A-CB (Split System: Heat Pump with Remote Outdoor Unit-Air-Source) | 38MURAQ36AB3* | ADP |  | PL36H210P299 | 59SU5B080M21**20 | 36600 | 16 | 8.5 | 36800 | 34600 | 94.02% | 2.06 | 0 | 10 |  |  |  | No | R-410A | 3.05 | Residential & Commercial | Ducted CEE Tier 1
215851312 | Central HP <5.4 tons | COLEMAN | HRCU-A-CB (Split System: Heat Pump with Remote Outdoor Unit-Air-Source) | HH860E2S11 | ASPEN |  | D(A,C,E)60A3K+TDR | Z8ES130D20SMPS1 | 41500 | 18 | 9 | 44500 | 33600 | 75.51% | 2 | 0 | 11.7 |  |  |  | No | R-454B | 3.4583 | Residential & Commercial | Ducted CEE Tier 1
214626808 | Central HP <5.4 tons | CARRIER | HRCU-A-CB (Split System: Heat Pump with Remote Outdoor Unit-Air-Source) | 25VNA424A*031* | ADP |  | PL36H175P159 | 58CU*A040C17**12 | 23400 | 21 | 10.5 | 25000 | 19300 | 77.2% | 2.48 | 0 | 13.5 |  |  |  | No | R-410A | 1.95 | Residential & Commercial | Ducted CEE Tier 1
214626874 | Central HP <5.4 tons | CARRIER | HRCU-A-CB (Split System: Heat Pump with Remote Outdoor Unit-Air-Source) | 25VNA424A*031* | ADP |  | C36A***L539 | 58CU*A060C17**16 | 24200 | 20 | 10.5 | 24800 | 19300 | 77.82% | 2.56 | 0 | 13.5 |  |  |  | No | R-410A | 2.0167 | Residential & Commercial | Ducted CEE Tier 1
214626917 | Central HP <5.4 tons | CARRIER | HRCU-A-CB (Split System: Heat Pump with Remote Outdoor Unit-Air-Source) | 25VNA424A*031* | ADP |  | V,C36H175P159 | 59CU5A060C17**16 | 23400 | 20 | 10.5 | 25000 | 19500 | 78% | 2.44 | 0 | 13 |  |  |  | No | R-410A | 1.95 | Residential & Commercial | Ducted CEE Tier 1
215850713 | Central HP <5.4 tons | COLEMAN | HRCU-A-CB (Split System: Heat Pump with Remote Outdoor Unit-Air-Source) | HH860E2S11 | ASPEN |  | C(A,C,D,E)48A3K+TDR | TL9E080C16UH11 | 40000 | 17.5 | 8.1 | 45500 | 34400 | 75.6% | 2 | 0 | 10.5 |  |  |  | No | R-454B | 3.3333 | Residential & Commercial | Ducted CEE Tier 1
215850772 | Central HP <5.4 tons | COLEMAN | HRCU-A-CB (Split System: Heat Pump with Remote Outdoor Unit-Air-Source) | HH860E2S11 | ASPEN |  | C(A,C,D,E)48A3K+TDR | TM8E120C16MP11 | 40000 | 17.5 | 8.1 | 45000 | 34200 | 76% | 2 | 0 | 10.5 |  |  |  | No | R-454B | 3.3333 | Residential & Commercial | Ducted CEE Tier 1
212632726 | Central HP <5.4 tons | LENNOX | HRCU-A-CB (Split System: Heat Pump with Remote Outdoor Unit-Air-Source) | SL25XPV-036-230A** | ADP |  | LD31/36Y9 | SL280DF060NV36B* | 33200 | 21 | 8.7 | 34400 | 29600 | 86.05% | 1.76 | 0 | 12.5 |  |  |  | No | R-410A | 2.7667 | Residential & Commercial | Ducted CEE Tier 1
212632737 | Central HP <5.4 tons | LENNOX | HRCU-A-CB (Split System: Heat Pump with Remote Outdoor Unit-Air-Source) | SL25XPV-036-230A** | ADP |  | LD31/36Z9 | SL280DF090V48B* | 33400 | 21 | 8.7 | 34400 | 29400 | 85.47% | 1.78 | 0 | 13 |  |  |  | No | R-410A | 2.7833 | Residential & Commercial | Ducted CEE Tier 1
213205534 | Central HP <5.4 tons | TEMPSTAR | HRCU-A-CB (Split System: Heat Pump with Remote Outdoor Unit-Air-Source) | DLCURAH36ABK | ASPEN |  | D(A,C,E)36B34+TDR | *80ES(N,L)0902120A* | 35400 | 16 | 8.1 | 39500 | 31600 | 80% | 2.52 | 0 | 10 |  |  |  | No | R-410A | 2.95 | Residential & Commercial | Ducted CEE Tier 1
213205569 | Central HP <5.4 tons | TEMPSTAR | HRCU-A-CB (Split System: Heat Pump with Remote Outdoor Unit-Air-Source) | DLCURAH36ABK | ASPEN |  | D(A,C,E)36B34+TDR | *80ES(N,L)1552420A* | 35400 | 16 | 8.1 | 39500 | 31200 | 78.99% | 2.72 | 0 | 10.5 |  |  |  | No | R-410A | 2.95 | Residential & Commercial | Ducted CEE Tier 1
215654042 | Central HP <5.4 tons | YORK | HRCU-A-CB (Split System: Heat Pump with Remote Outdoor Unit-Air-Source) | HH836E2S11 | ASPEN |  | CH48A3J+TDR | Y81E100C16SMPS1 | 31600 | 18 | 8.1 | 31400 | 25200 | 80.25% | 2 | 0 | 11.2 |  |  |  | No | R-454B | 2.6333 | Residential & Commercial | Ducted CEE Tier 1
213350117 | Central HP <5.4 tons | YORK | HRCU-A-CB (Split System: Heat Pump with Remote Outdoor Unit-Air-Source) | HMH72B341 | ASPEN |  | D(A,C,E)36B34+TDR | Y81E040A12SMPS1 | 33200 | 18 | 8.2 | 32800 | 29800 | 90.85% | 2.72 | 0 | 10 |  |  |  | No | R-410A | 2.7667 | Residential & Commercial | Ducted CEE Tier 1
211393133 | Central HP <5.4 tons | JOHNSON CONTROLS | HRCU-A-CB (Split System: Heat Pump with Remote Outdoor Unit-Air-Source) | HMH72B341 |  |  | XAFC30CXXN1+TXV | TL9E080C16UH11 | 33000 | 17 | 8.5 | 33000 | 23200 | 70.3% | 2.04 | 0 | 10 |  |  |  | No | R-410A | 2.75 | Residential & Commercial | Ducted CEE Tier 1
211388554 | Central HP <5.4 tons | JOHNSON CONTROLS | HRCU-A-CB (Split System: Heat Pump with Remote Outdoor Unit-Air-Source) | HMH72B341 |  |  | XAHC36DXXN1+TXV | TM9E100C20MP12 | 34000 | 15.5 | 8.1 | 33200 | 23600 | 71.08% | 2.06 | 0 | 10 |  |  |  | No | R-410A | 2.8333 | Residential & Commercial | Ducted CEE Tier 1
214092099 | Central HP <5.4 tons | YORK | HRCU-A-CB (Split System: Heat Pump with Remote Outdoor Unit-Air-Source) | HMH72B341 | ASPEN |  | D(A,C,E)42A44+TDR | TMLV100C16MP12 | 32400 | 17.5 | 8.5 | 33800 | 27400 | 81.07% | 2.66 | 0 | 10 |  |  |  | No | R-410A | 2.7 | Residential & Commercial | Ducted CEE Tier 1
214092697 | Central HP <5.4 tons | YORK | HRCU-A-CB (Split System: Heat Pump with Remote Outdoor Unit-Air-Source) | HMH72B341 | ASPEN |  | D(A,C,E)48B36+TDR | TL8E100C20UH11 | 32600 | 17.5 | 8.5 | 34000 | 27400 | 80.59% | 2.68 | 0 | 10 |  |  |  | No | R-410A | 2.7167 | Residential & Commercial | Ducted CEE Tier 1
214092715 | Central HP <5.4 tons | YORK | HRCU-A-CB (Split System: Heat Pump with Remote Outdoor Unit-Air-Source) | HMH72B341 | ASPEN |  | D(A,C,E)48B36+TDR | TM8E100C16MP11 | 33000 | 18 | 8.2 | 32800 | 28600 | 87.2% | 2.68 | 0 | 10 |  |  |  | No | R-410A | 2.75 | Residential & Commercial | Ducted CEE Tier 1
214092717 | Central HP <5.4 tons | YORK | HRCU-A-CB (Split System: Heat Pump with Remote Outdoor Unit-Air-Source) | HMH72B341 | ASPEN |  | D(A,C,E)48B36+TDR | TM8E120C16MP11 | 33200 | 18 | 8.2 | 33000 | 29000 | 87.88% | 2.72 | 0 | 10 |  |  |  | No | R-410A | 2.7667 | Residential & Commercial | Ducted CEE Tier 1
214092734 | Central HP <5.4 tons | YORK | HRCU-A-CB (Split System: Heat Pump with Remote Outdoor Unit-Air-Source) | HMH72B341 | ASPEN |  | D(A,C,E)42A46+TDR | TM8Y080C16MP11 | 32400 | 18.5 | 8.5 | 34000 | 27400 | 80.59% | 2.66 | 0 | 10 |  |  |  | No | R-410A | 2.7 | Residential & Commercial | Ducted CEE Tier 1
214092799 | Central HP <5.4 tons | YORK | HRCU-A-CB (Split System: Heat Pump with Remote Outdoor Unit-Air-Source) | HMH72B341 | ASPEN |  | D(A,C,E)48B36+TDR | TMLV100C16MP12 | 32800 | 17.5 | 8.5 | 33800 | 27400 | 81.07% | 2.66 | 0 | 10 |  |  |  | No | R-410A | 2.7333 | Residential & Commercial | Ducted CEE Tier 1
214328281 | Central HP <5.4 tons | CONTINENTAL | HRCU-A-CB (Split System: Heat Pump with Remote Outdoor Unit-Air-Source) | WSEHV2436RA1-C | ADP |  | H,A,DG34936 | WPV060T3AA | 22000 | 17 | 8.5 | 23400 | 17100 | 73.08% | 1.8 | 0 | 10 |  |  |  | No | R-410A | 1.8333 | Residential & Commercial | Ducted CEE Tier 1
214328298 | Central HP <5.4 tons | CONTINENTAL | HRCU-A-CB (Split System: Heat Pump with Remote Outdoor Unit-Air-Source) | WSEHV2436RA1-C | ADP |  | H,A,DG35936 | WUV070T3AA | 22000 | 17 | 8.5 | 23400 | 17100 | 73.08% | 1.8 | 0 | 10 |  |  |  | No | R-410A | 1.8333 | Residential & Commercial | Ducted CEE Tier 1
214092848 | Central HP <5.4 tons | YORK | HRCU-A-CB (Split System: Heat Pump with Remote Outdoor Unit-Air-Source) | HMH72B341 | ASPEN |  | D(A,C,E)42A46+TDR | Y81E080C20SMPS1 | 32400 | 18 | 8.5 | 33400 | 28400 | 85.03% | 2.71 | 0 | 10 |  |  |  | No | R-410A | 2.7 | Residential & Commercial | Ducted CEE Tier 1
213206214 | Central HP <5.4 tons | CARRIER | HRCU-A-CB (Split System: Heat Pump with Remote Outdoor Unit-Air-Source) | 38MURAQ24AA3* | ASPEN |  | D(A,C,E)24B44+TDR | 59TP6B100V21**22 | 23600 | 16.5 | 8.1 | 24800 | 22200 | 89.52% | 2.89 | 0 | 10 |  |  |  | No | R-410A | 1.9667 | Residential & Commercial | Ducted CEE Tier 1
213206216 | Central HP <5.4 tons | CARRIER | HRCU-A-CB (Split System: Heat Pump with Remote Outdoor Unit-Air-Source) | 38MURAQ24AA3* | ASPEN |  | D(A,C,E)30B34+TDR | 59TP6B100V21**22 | 23600 | 16.5 | 8.1 | 24800 | 22200 | 89.52% | 2.89 | 0 | 10 |  |  |  | No | R-410A | 1.9667 | Residential & Commercial | Ducted CEE Tier 1
213206223 | Central HP <5.4 tons | CARRIER | HRCU-A-CB (Split System: Heat Pump with Remote Outdoor Unit-Air-Source) | 38MURAQ24AA3* | ASPEN |  | D(A,C,E)36C34+TDR | 59TP6B100V21**22 | 23800 | 16.5 | 8.1 | 24800 | 22200 | 89.52% | 2.97 | 0 | 10 |  |  |  | No | R-410A | 1.9833 | Residential & Commercial | Ducted CEE Tier 1
212984954 | Central HP <5.4 tons | COMFORTMAKER | HRCU-A-CB (Split System: Heat Pump with Remote Outdoor Unit-Air-Source) | DLCURAH36ABK |  |  | EA*4X48L24A* | *92MSN0802120A* | 35800 | 16.5 | 8.5 | 37800 | 34600 | 91.53% | 2.02 | 0 | 10 |  |  |  | No | R-410A | 2.9833 | Residential & Commercial | Ducted CEE Tier 1
216056159 | Central HP <5.4 tons | YORK | HRCU-A-CB (Split System: Heat Pump with Remote Outdoor Unit-Air-Source) | HH824E2S11 | ASPEN |  | C(A,C,D,E)24D2K+TDR | TL8E060A12UH11 | 19500 | 17 | 9 | 23000 | 17900 | 77.83% | 2 | 0 | 11 |  |  |  | No | R-454B | 1.625 | Residential & Commercial | Ducted CEE Tier 1
216056202 | Central HP <5.4 tons | YORK | HRCU-A-CB (Split System: Heat Pump with Remote Outdoor Unit-Air-Source) | HH824E2S11 | ASPEN |  | C(A,C,D,E)24D2K+TDR | TM9V060B12MP12 | 21200 | 17 | 8.5 | 22800 | 18000 | 78.95% | 2 | 0 | 11.7 |  |  |  | No | R-454B | 1.7667 | Residential & Commercial | Ducted CEE Tier 1
213372129 | Central HP <5.4 tons | COMFORTMAKER | HRCU-A-C (Split System: Heat Pump with Remote Outdoor Unit with No Indoor Fan --Air Source) | DLCURAH36ABK |  |  | DLFULAH36XCX + CI |  | 35000 | 15.2 | 10 | 39000 | 32000 | 82.05% | 2 | 10.2 | 10 |  |  |  | No | R-410A | 2.9167 | Residential & Commercial | Ducted CEE Tier 1
216056343 | Central HP <5.4 tons | YORK | HRCU-A-CB (Split System: Heat Pump with Remote Outdoor Unit-Air-Source) | HH824E2S11 | ASPEN |  | D(A,C,E)24B3K+TDR | TMLE080B12MP11 | 22000 | 17 | 8.1 | 22600 | 18000 | 79.65% | 2 | 0 | 12 |  |  |  | No | R-454B | 1.8333 | Residential & Commercial | Ducted CEE Tier 1
216056361 | Central HP <5.4 tons | YORK | HRCU-A-CB (Split System: Heat Pump with Remote Outdoor Unit-Air-Source) | HH824E2S11 | ASPEN |  | D(A,C,E)24B3K+TDR | Y81E060A12SMPS1 | 20600 | 17.5 | 8.5 | 22400 | 17300 | 77.23% | 2 | 0 | 11.2 |  |  |  | No | R-454B | 1.7167 | Residential & Commercial | Ducted CEE Tier 1
216056400 | Central HP <5.4 tons | YORK | HRCU-A-CB (Split System: Heat Pump with Remote Outdoor Unit-Air-Source) | HH824E2S11 | ASPEN |  | D(A,C,E)36A3K+TDR | TL8E060A12UH11 | 20600 | 17.5 | 8.5 | 22600 | 17900 | 79.2% | 2 | 0 | 11.2 |  |  |  | No | R-454B | 1.7167 | Residential & Commercial | Ducted CEE Tier 1
216056418 | Central HP <5.4 tons | YORK | HRCU-A-CB (Split System: Heat Pump with Remote Outdoor Unit-Air-Source) | HH824E2S11 | ASPEN |  | D(A,C,E)36A3K+TDR | TM9E040A10MP12 | 20800 | 16.5 | 8.5 | 22800 | 18100 | 79.39% | 2 | 0 | 10.5 |  |  |  | No | R-454B | 1.7333 | Residential & Commercial | Ducted CEE Tier 1
216056427 | Central HP <5.4 tons | YORK | HRCU-A-CB (Split System: Heat Pump with Remote Outdoor Unit-Air-Source) | HH824E2S11 | ASPEN |  | D(A,C,E)36A3K+TDR | TM9V040A10MP12 | 20800 | 16.5 | 8.5 | 22800 | 17500 | 76.75% | 2 | 0 | 10.5 |  |  |  | No | R-454B | 1.7333 | Residential & Commercial | Ducted CEE Tier 1
216056477 | Central HP <5.4 tons | YORK | HRCU-A-CB (Split System: Heat Pump with Remote Outdoor Unit-Air-Source) | HH824E2S11 | ASPEN |  | D(A,C,E)24B4K+TDR | TMLE060A12MP11 | 21000 | 17.5 | 9 | 23000 | 17900 | 77.83% | 2 | 0 | 11.2 |  |  |  | No | R-454B | 1.75 | Residential & Commercial | Ducted CEE Tier 1
216056561 | Central HP <5.4 tons | YORK | HRCU-A-CB (Split System: Heat Pump with Remote Outdoor Unit-Air-Source) | HH836E2S11 | ASPEN |  | C(A,C,D,E)36B3K+TDR | Y91E100C16SMPS1 | 32000 | 17.5 | 8.1 | 32400 | 24600 | 75.93% | 2 | 0 | 10.5 |  |  |  | No | R-454B | 2.6667 | Residential & Commercial | Ducted CEE Tier 1
216056645 | Central HP <5.4 tons | YORK | HRCU-A-CB (Split System: Heat Pump with Remote Outdoor Unit-Air-Source) | HH836E2S11 | ASPEN |  | D(A,C,E)36A4K+TDR | Y91E100C16SMPS1 | 32000 | 17.5 | 8.1 | 32600 | 24600 | 75.46% | 2 | 0 | 10.5 |  |  |  | No | R-454B | 2.6667 | Residential & Commercial | Ducted CEE Tier 1
216056661 | Central HP <5.4 tons | YORK | HRCU-A-CB (Split System: Heat Pump with Remote Outdoor Unit-Air-Source) | HH836E2S11 | ASPEN |  | C(A,C,D,E)48A3K+TDR | TM8E100C16MP11 | 31400 | 18 | 8.1 | 31200 | 25200 | 80.77% | 2 | 0 | 10.5 |  |  |  | No | R-454B | 2.6167 | Residential & Commercial | Ducted CEE Tier 1
216056498 | Central HP <5.4 tons | YORK | HRCU-A-CB (Split System: Heat Pump with Remote Outdoor Unit-Air-Source) | HH836E2S11 | ASPEN |  | C(A,C,D,E)36B3K+TDR | TL8E100C20UH11 | 31000 | 17 | 8.5 | 30800 | 25000 | 81.17% | 2 | 0 | 11 |  |  |  | No | R-454B | 2.5833 | Residential & Commercial | Ducted CEE Tier 1
216056078 | Central HP <5.4 tons | YORK | HRCU-A-CB (Split System: Heat Pump with Remote Outdoor Unit-Air-Source) | HH824E2S11 | ASPEN |  | C(A,C,D,E)24A3K+TDR | TM8E060A12MP11 | 20200 | 17.5 | 8.5 | 22600 | 17900 | 79.2% | 2 | 0 | 11.2 |  |  |  | No | R-454B | 1.6833 | Residential & Commercial | Ducted CEE Tier 1
216056145 | Central HP <5.4 tons | YORK | HRCU-A-CB (Split System: Heat Pump with Remote Outdoor Unit-Air-Source) | HH824E2S11 | ASPEN |  | C(A,C,D,E)24A3K+TDR | Y91E060A10SMPS1 | 20200 | 17.5 | 8.1 | 22800 | 17600 | 77.19% | 2 | 0 | 11.2 |  |  |  | No | R-454B | 1.6833 | Residential & Commercial | Ducted CEE Tier 1
216056214 | Central HP <5.4 tons | YORK | HRCU-A-CB (Split System: Heat Pump with Remote Outdoor Unit-Air-Source) | HH824E2S11 | ASPEN |  | C(A,C,D,E)24D2K+TDR | TM9Y080B12MP11 | 21000 | 17 | 8.5 | 22800 | 18500 | 81.14% | 2 | 0 | 11.2 |  |  |  | No | R-454B | 1.75 | Residential & Commercial | Ducted CEE Tier 1
216056331 | Central HP <5.4 tons | YORK | HRCU-A-CB (Split System: Heat Pump with Remote Outdoor Unit-Air-Source) | HH824E2S11 | ASPEN |  | D(A,C,E)24B3K+TDR | TM9Y060B12MP11 | 22000 | 17 | 8.1 | 22600 | 18400 | 81.42% | 2 | 0 | 11.7 |  |  |  | No | R-454B | 1.8333 | Residential & Commercial | Ducted CEE Tier 1
216056364 | Central HP <5.4 tons | YORK | HRCU-A-CB (Split System: Heat Pump with Remote Outdoor Unit-Air-Source) | HH824E2S11 | ASPEN |  | D(A,C,E)24B3K+TDR | Y81E080B12SMPS1 | 22000 | 18 | 8.5 | 22600 | 18500 | 81.86% | 2 | 0 | 12 |  |  |  | No | R-454B | 1.8333 | Residential & Commercial | Ducted CEE Tier 1
215850074 | Central HP <5.4 tons | COLEMAN | HRCU-A-CB (Split System: Heat Pump with Remote Outdoor Unit-Air-Source) | HH824E2S11 | ASPEN |  | C(A,C,D,E)24C3K+TDR | TMLE080B12MP11 | 22200 | 17 | 8.5 | 22800 | 18000 | 78.95% | 2 | 0 | 12 |  |  |  | No | R-454B | 1.85 | Residential & Commercial | Ducted CEE Tier 1
212578206 | Central HP <5.4 tons | CARRIER | HRCU-A-CB (Split System: Heat Pump with Remote Outdoor Unit-Air-Source) | 25VNA424A*031* | ADP |  | H,PG53936 | 58TN*A045C17**12 | 23400 | 20 | 9.5 | 25000 | 19600 | 78.4% | 2.42 | 0 | 13 |  |  |  | No | R-410A | 1.95 | Residential & Commercial | Ducted CEE Tier 1
212578207 | Central HP <5.4 tons | CARRIER | HRCU-A-CB (Split System: Heat Pump with Remote Outdoor Unit-Air-Source) | 25VNA424A*031* | ADP |  | H,PG24936 | 58TN*A070C14**12 | 22800 | 21 | 9.5 | 25000 | 19400 | 77.6% | 2.42 | 0 | 13 |  |  |  | No | R-410A | 1.9 | Residential & Commercial | Ducted CEE Tier 1
216056721 | Central HP <5.4 tons | YORK | HRCU-A-CB (Split System: Heat Pump with Remote Outdoor Unit-Air-Source) | HH860E2S11 | ASPEN |  | C(A,C,D,E)48A3K+TDR | TM8E100C20MP11 | 41000 | 16.5 | 8.1 | 46000 | 35000 | 76.09% | 2 | 0 | 10.5 |  |  |  | No | R-454B | 3.4167 | Residential & Commercial | Ducted CEE Tier 1
216056723 | Central HP <5.4 tons | YORK | HRCU-A-CB (Split System: Heat Pump with Remote Outdoor Unit-Air-Source) | HH860E2S11 | ASPEN |  | C(A,C,D,E)48A3K+TDR | TM8E120C20MP11 | 41000 | 16.5 | 8.1 | 46000 | 35000 | 76.09% | 2 | 0 | 10.5 |  |  |  | No | R-454B | 3.4167 | Residential & Commercial | Ducted CEE Tier 1
216056738 | Central HP <5.4 tons | YORK | HRCU-A-CB (Split System: Heat Pump with Remote Outdoor Unit-Air-Source) | HH860E2S11 | ASPEN |  | C(A,C,D,E)48A3K+TDR | TM9V080C16MP12 | 39500 | 16.5 | 8.1 | 43500 | 33600 | 77.24% | 2 | 0 | 10.5 |  |  |  | No | R-454B | 3.2917 | Residential & Commercial | Ducted CEE Tier 1
216056756 | Central HP <5.4 tons | YORK | HRCU-A-CB (Split System: Heat Pump with Remote Outdoor Unit-Air-Source) | HH860E2S11 | ASPEN |  | C(A,C,D,E)48A3K+TDR | TP9C100C16MP13 | 39500 | 16.5 | 8.1 | 43500 | 33200 | 76.32% | 2 | 0 | 11.2 |  |  |  | No | R-454B | 3.2917 | Residential & Commercial | Ducted CEE Tier 1
216056791 | Central HP <5.4 tons | YORK | HRCU-A-CB (Split System: Heat Pump with Remote Outdoor Unit-Air-Source) | HH860E2S11 | ASPEN |  | D(A,C,E)60A3K+TDR | TM8E100C16MP11 | 41000 | 18 | 8.5 | 45000 | 34200 | 76% | 2 | 0 | 10.5 |  |  |  | No | R-454B | 3.4167 | Residential & Commercial | Ducted CEE Tier 1
215937556 | Central HP <5.4 tons | HEIL | HRCU-A-CB (Split System: Heat Pump with Remote Outdoor Unit-Air-Source) | H5H3V48*K*AAA* |  |  | EVM5X60M24A*+WALLCON | *96CTN1002122B* | 45500 | 20.5 | 8.1 | 52500 | 38000 | 72.38% | 1.9 | 0 | 11.5 |  |  |  | No | R-454B | 3.7917 | Residential & Commercial | Ducted CEE Tier 1
212394644 | Central HP <5.4 tons | MIDEA | HRCU-A-CB (Split System: Heat Pump with Remote Outdoor Unit-Air-Source) | MOVA-36HDN1-M20G | ADP |  | F,PE*G34925 |  | 23800 | 20 | 9.5 | 22400 | 17200 | 76.79% | 2 | 0 | 13 |  |  |  | No | R-410A | 1.9833 | Residential & Commercial | Ducted CEE Tier 1
216057054 | Central HP <5.4 tons | CHAMPION HEATING AND COOLING | HRCU-A-C (Split System: Heat Pump with Remote Outdoor Unit with No Indoor Fan --Air Source) | HH824E2S11 | ASPEN |  | D(A,C,E)24B4K+TDR |  | 22600 | 15.2 | 8.5 | 22800 | 21200 | 92.98% | 2.72 | 0 | 11 |  |  |  | No | R-454B | 1.8833 | Residential & Commercial | Ducted CEE Tier 1
216055423 | Central HP <5.4 tons | CHAMPION HEATING AND COOLING | HRCU-A-CB (Split System: Heat Pump with Remote Outdoor Unit-Air-Source) | HH824E2S11 | ASPEN |  | D(A,C,E)24B3K+TDR | TL8E060A12UH11 | 20400 | 17.5 | 8.5 | 22800 | 17900 | 78.51% | 2 | 0 | 11.2 |  |  |  | No | R-454B | 1.7 | Residential & Commercial | Ducted CEE Tier 1
216055425 | Central HP <5.4 tons | CHAMPION HEATING AND COOLING | HRCU-A-CB (Split System: Heat Pump with Remote Outdoor Unit-Air-Source) | HH824E2S11 | ASPEN |  | D(A,C,E)36A3K+TDR | TL8E060A12UH11 | 20600 | 17.5 | 8.5 | 22600 | 17900 | 79.2% | 2 | 0 | 11.2 |  |  |  | No | R-454B | 1.7167 | Residential & Commercial | Ducted CEE Tier 1
216056514 | Central HP <5.4 tons | YORK | HRCU-A-CB (Split System: Heat Pump with Remote Outdoor Unit-Air-Source) | HH836E2S11 | ASPEN |  | C(A,C,D,E)36B3K+TDR | TM8Y100C16MP11 | 30800 | 18 | 8.5 | 30400 | 25000 | 82.24% | 2 | 0 | 11 |  |  |  | No | R-454B | 2.5667 | Residential & Commercial | Ducted CEE Tier 1
216056529 | Central HP <5.4 tons | YORK | HRCU-A-CB (Split System: Heat Pump with Remote Outdoor Unit-Air-Source) | HH836E2S11 | ASPEN |  | C(A,C,D,E)36B3K+TDR | TM9Y080B12MP11 | 30600 | 18 | 8.5 | 31000 | 25400 | 81.94% | 2 | 0 | 10.5 |  |  |  | No | R-454B | 2.55 | Residential & Commercial | Ducted CEE Tier 1
216056564 | Central HP <5.4 tons | YORK | HRCU-A-CB (Split System: Heat Pump with Remote Outdoor Unit-Air-Source) | HH836E2S11 | ASPEN |  | C(A,C,D,E)36B3K+TDR | YP9C080C16MP13 | 33000 | 18 | 8.5 | 31400 | 25400 | 80.89% | 2 | 0 | 11 |  |  |  | No | R-454B | 2.75 | Residential & Commercial | Ducted CEE Tier 1
216056588 | Central HP <5.4 tons | YORK | HRCU-A-CB (Split System: Heat Pump with Remote Outdoor Unit-Air-Source) | HH836E2S11 | ASPEN |  | D(A,C,E)36A4K+TDR | TM8E100B12MP11 | 30600 | 18 | 8.5 | 31200 | 25400 | 81.41% | 2 | 0 | 10.5 |  |  |  | No | R-454B | 2.55 | Residential & Commercial | Ducted CEE Tier 1
209852048 | Central HP <5.4 tons | COMFORTMAKER | HRCU-A-CB (Split System: Heat Pump with Remote Outdoor Unit-Air-Source) | DLCURAH24ABK |  |  | DLFUAAH24XAK |  | 24000 | 17.4 | 10 | 24000 | 22600 | 94.17% | 1.91 | 12.5 | 11.7 |  |  |  | No | R-410A | 2 | Residential & Commercial | Ducted CEE Tier 1
210692704 | Central HP <5.4 tons | GOODMAN | HRCU-A-CB (Split System: Heat Pump with Remote Outdoor Unit-Air-Source) | GSZV903610A* |  |  | CA*F3137*6A*+TXV | G*VS960603BUA* | 33600 | 18.5 | 8.2 | 34000 | 24400 | 71.76% | 1.8 | 0 | 11.5 |  |  |  | No | R-410A | 2.8 | Residential & Commercial | Ducted CEE Tier 1
215864524 | Central HP <5.4 tons | AMERICAN STANDARD | HRCU-A-CB (Split System: Heat Pump with Remote Outdoor Unit-Air-Source) | 5A6V8X36A1 |  |  | 5PX*C005AS3 | *UHMC100CCV4+LRP | 31800 | 18.1 | 8.5 | 32400 | 25200 | 77.78% | 2.1 | 0 | 10 |  |  |  | No | R-454B | 2.65 | Residential & Commercial | Ducted CEE Tier 1
215864542 | Central HP <5.4 tons | AMERICAN STANDARD | HRCU-A-CB (Split System: Heat Pump with Remote Outdoor Unit-Air-Source) | 5A6V8X36A1 |  |  | 5PX*C007AS3 | S8V2C100M5PDB | 33000 | 18.1 | 8.5 | 33400 | 25600 | 76.65% | 2.1 | 0 | 10 |  |  |  | No | R-454B | 2.75 | Residential & Commercial | Ducted CEE Tier 1
215864574 | Central HP <5.4 tons | AMERICAN STANDARD | HRCU-A-CB (Split System: Heat Pump with Remote Outdoor Unit-Air-Source) | 5A6V8X36A1 |  |  | 5TXCB004AS3 | S9V2B040U3PSC+LRP | 31600 | 18.1 | 8.5 | 32800 | 25600 | 78.05% | 2 | 0 | 10 |  |  |  | No | R-454B | 2.6333 | Residential & Commercial | Ducted CEE Tier 1
216055807 | Central HP <5.4 tons | CHAMPION HEATING AND COOLING | HRCU-A-CB (Split System: Heat Pump with Remote Outdoor Unit-Air-Source) | HH836E2S11 | ASPEN |  | D(A,C,E)36A4K+TDR | TPLC100C16MP13 | 31000 | 18 | 8.5 | 31200 | 25400 | 81.41% | 2 | 0 | 10.5 |  |  |  | No | R-454B | 2.5833 | Residential & Commercial | Ducted CEE Tier 1
216055843 | Central HP <5.4 tons | CHAMPION HEATING AND COOLING | HRCU-A-CB (Split System: Heat Pump with Remote Outdoor Unit-Air-Source) | HH836E2S11 | ASPEN |  | D(A,C,E)36A4K+TDR | Z9ES100C16SMPS1 | 32000 | 17.5 | 8.1 | 32600 | 24600 | 75.46% | 2 | 0 | 10.5 |  |  |  | No | R-454B | 2.6667 | Residential & Commercial | Ducted CEE Tier 1
216055650 | Central HP <5.4 tons | CHAMPION HEATING AND COOLING | HRCU-A-CB (Split System: Heat Pump with Remote Outdoor Unit-Air-Source) | HH836E2S11 | ASPEN |  | C(A,C,D,E)48A3K+TDR | TL8E080C16UH11 | 31400 | 18 | 8.5 | 31600 | 25600 | 81.01% | 2 | 0 | 10.5 |  |  |  | No | R-454B | 2.6167 | Residential & Commercial | Ducted CEE Tier 1
216055689 | Central HP <5.4 tons | CHAMPION HEATING AND COOLING | HRCU-A-CB (Split System: Heat Pump with Remote Outdoor Unit-Air-Source) | HH836E2S11 | ASPEN |  | C(A,C,D,E)48A3K+TDR | TM8V080C16MP12 | 31200 | 18 | 8.1 | 31200 | 25400 | 81.41% | 2 | 0 | 10.5 |  |  |  | No | R-454B | 2.6 | Residential & Commercial | Ducted CEE Tier 1
216055766 | Central HP <5.4 tons | CHAMPION HEATING AND COOLING | HRCU-A-CB (Split System: Heat Pump with Remote Outdoor Unit-Air-Source) | HH836E2S11 | ASPEN |  | C(A,C,D,E)36B3K+TDR | TMLE100B12MP11 | 30800 | 18 | 8.5 | 31200 | 25400 | 81.41% | 2 | 0 | 10.5 |  |  |  | No | R-454B | 2.5667 | Residential & Commercial | Ducted CEE Tier 1
213350111 | Central HP <5.4 tons | YORK | HRCU-A-CB (Split System: Heat Pump with Remote Outdoor Unit-Air-Source) | HMH72B341 | ASPEN |  | D(A,C,E)36A34+TDR | Y81E040A12LMPS1 | 33200 | 18 | 8.1 | 32600 | 29800 | 91.41% | 2.71 | 0 | 10 |  |  |  | No | R-410A | 2.7667 | Residential & Commercial | Ducted CEE Tier 1
215864440 | Central HP <5.4 tons | AMERICAN STANDARD | HRCU-A-CB (Split System: Heat Pump with Remote Outdoor Unit-Air-Source) | 5A6V8X24A1 |  |  | 5PX*B003AS3 | *UHMB080CCV3+LRP | 21400 | 18.1 | 8.5 | 24200 | 18700 | 77.27% | 2.2 | 0 | 11.5 |  |  |  | No | R-454B | 1.7833 | Residential & Commercial | Ducted CEE Tier 1
211467473 | Central HP <5.4 tons | YORK | HRCU-A-CB (Split System: Heat Pump with Remote Outdoor Unit-Air-Source) | YH2F48TB21 | ASPEN |  | D(A,C,E)48B44+TDR | YPLC080C16MP13 | 42500 | 15.9 | 8.2 | 44000 | 30800 | 70% | 3.13 | 0 | 11.5 |  |  |  | No | R-410A | 3.5417 | Residential & Commercial | Ducted CEE Tier 1
213779668 | Central HP <5.4 tons | AIRQUEST | HRCU-A-CB (Split System: Heat Pump with Remote Outdoor Unit-Air-Source) | HVH837GKA** |  |  | EA*4X61L21A*+WALLCON | *80CTL1102120B* | 33200 | 17.5 | 8.5 | 32000 | 24800 | 77.5% | 1.98 | 0 | 11.5 |  |  |  | No | R-410A | 2.7667 | Residential & Commercial | Ducted CEE Tier 1
214630492 | Central HP <5.4 tons | CARRIER | HRCU-A-CB (Split System: Heat Pump with Remote Outdoor Unit-Air-Source) | 25VNA837A*031* | ADP |  | PL36H210P299 | 58CU*A040C17**12 | 32400 | 18 | 8.5 | 30400 | 24600 | 80.92% | 2 | 0 | 11 |  |  |  | No | R-410A | 2.7 | Residential & Commercial | Ducted CEE Tier 1
212500138 | Central HP <5.4 tons | LENNOX | HRCU-A-CB (Split System: Heat Pump with Remote Outdoor Unit-Air-Source) | EL22XPV-024-230A** | ADP |  | L*19/36U9 | SL297UH040NV36B* | 23800 | 21 | 8.5 | 22000 | 15400 | 70% | 1.92 | 0 | 13.5 |  |  |  | No | R-410A | 1.9833 | Residential & Commercial | Ducted CEE Tier 1
212500156 | Central HP <5.4 tons | LENNOX | HRCU-A-CB (Split System: Heat Pump with Remote Outdoor Unit-Air-Source) | EL22XPV-024-230A** | ADP |  | L*18/36V9 | SLP99UH070XV36B* | 23800 | 21 | 8.5 | 22000 | 15400 | 70% | 1.92 | 0 | 13.5 |  |  |  | No | R-410A | 1.9833 | Residential & Commercial | Ducted CEE Tier 1
211708438 | Central HP <5.4 tons | COLEMAN | HRCU-A-CB (Split System: Heat Pump with Remote Outdoor Unit-Air-Source) | THF2B48T21 | ASPEN |  | D(A,C,E)48D34+TDR | TM8E120C16MP11 | 45500 | 16 | 8.2 | 44000 | 31200 | 70.91% | 3.13 | 0 | 11.9 |  |  |  | No | R-410A | 3.7917 | Residential & Commercial | Ducted CEE Tier 1
213782198 | Central HP <5.4 tons | AIRQUEST | HRCU-A-CB (Split System: Heat Pump with Remote Outdoor Unit-Air-Source) | HVH837GKA2* |  |  | EHD4X48AAL+WALLCON | *96CTN1202422B* | 32600 | 16.5 | 8.1 | 33000 | 24800 | 75.15% | 1.96 | 0 | 11 |  |  |  | No | R-410A | 2.7167 | Residential & Commercial | Ducted CEE Tier 1
213782248 | Central HP <5.4 tons | AIRQUEST | HRCU-A-CB (Split System: Heat Pump with Remote Outdoor Unit-Air-Source) | HVH837GKA2* |  |  | EHD4X60AAL+WALLCON | *80CTL0902120B* | 33000 | 16.5 | 8.1 | 32200 | 24800 | 77.02% | 2 | 0 | 11.5 |  |  |  | No | R-410A | 2.75 | Residential & Commercial | Ducted CEE Tier 1
213204893 | Central HP <5.4 tons | TEMPSTAR | HRCU-A-CB (Split System: Heat Pump with Remote Outdoor Unit-Air-Source) | DLCURAH24ABK | ASPEN |  | D(A,C,E)36C34+TDR | *92ESN0802120A* | 23800 | 17 | 8.5 | 26000 | 20200 | 77.69% | 3.03 | 0 | 10.3 |  |  |  | No | R-410A | 1.9833 | Residential & Commercial | Ducted CEE Tier 1
213205011 | Central HP <5.4 tons | TEMPSTAR | HRCU-A-CB (Split System: Heat Pump with Remote Outdoor Unit-Air-Source) | DLCURAH24ABK | ASPEN |  | D(A,C,E)36C34+TDR | *96VTN0401712A* | 23400 | 16 | 8.5 | 25800 | 20000 | 77.52% | 2.85 | 0 | 10 |  |  |  | No | R-410A | 1.95 | Residential & Commercial | Ducted CEE Tier 1
213205038 | Central HP <5.4 tons | TEMPSTAR | HRCU-A-CB (Split System: Heat Pump with Remote Outdoor Unit-Air-Source) | DLCURAH24ABK | ASPEN |  | D(A,C,E)24B44+TDR | *96VTN0801716A* | 22800 | 16.8 | 8.4 | 25600 | 19900 | 77.73% | 2.96 | 0 | 10.2 |  |  |  | No | R-410A | 1.9 | Residential & Commercial | Ducted CEE Tier 1
213205077 | Central HP <5.4 tons | TEMPSTAR | HRCU-A-CB (Split System: Heat Pump with Remote Outdoor Unit-Air-Source) | DLCURAH24ABK | ASPEN |  | D(A,C,E)30B34+TDR | *96VTN1002122A* | 23400 | 17 | 8.1 | 25800 | 20000 | 77.52% | 2.85 | 0 | 10.5 |  |  |  | No | R-410A | 1.95 | Residential & Commercial | Ducted CEE Tier 1
211244150 | Central HP <5.4 tons | COMFORTMAKER | HRCU-A-CB (Split System: Heat Pump with Remote Outdoor Unit-Air-Source) | DLCURAH24ABK |  |  | EN(A,D)4X24L17** | *92ESN0601412A* | 24200 | 15.5 | 8.5 | 27200 | 22600 | 83.09% | 1.86 | 0 | 10 |  |  |  | No | R-410A | 2.0167 | Residential & Commercial | Ducted CEE Tier 1
211244216 | Central HP <5.4 tons | COMFORTMAKER | HRCU-A-CB (Split System: Heat Pump with Remote Outdoor Unit-Air-Source) | DLCURAH24ABK |  |  | EN(A,D)4X24L17** | *92ESN0401712A* | 23200 | 15.5 | 8.5 | 26600 | 24200 | 90.98% | 1.98 | 0 | 10 |  |  |  | No | R-410A | 1.9333 | Residential & Commercial | Ducted CEE Tier 1
215654039 | Central HP <5.4 tons | YORK | HRCU-A-CB (Split System: Heat Pump with Remote Outdoor Unit-Air-Source) | HH836E2S11 | ASPEN |  | CH48A3J+TDR | Y81E080C16SMPS1 | 31400 | 18 | 8.1 | 30800 | 25000 | 81.17% | 2 | 0 | 11.2 |  |  |  | No | R-454B | 2.6167 | Residential & Commercial | Ducted CEE Tier 1
211391243 | Central HP <5.4 tons | JOHNSON CONTROLS | HRCU-A-CB (Split System: Heat Pump with Remote Outdoor Unit-Air-Source) | HMH72B341 |  |  | XAHC36DXXN1+TXV | TMLE120C16MP11 | 33600 | 17.5 | 8.1 | 33000 | 23200 | 70.3% | 2.04 | 0 | 10 |  |  |  | No | R-410A | 2.8 | Residential & Commercial | Ducted CEE Tier 1
211391527 | Central HP <5.4 tons | JOHNSON CONTROLS | HRCU-A-CB (Split System: Heat Pump with Remote Outdoor Unit-Air-Source) | HMH72B341 |  |  | XAFC36DBCN1 | TM8E100C16MP11 | 34000 | 17.5 | 8.1 | 33600 | 23800 | 70.83% | 2.08 | 0 | 10 |  |  |  | No | R-410A | 2.8333 | Residential & Commercial | Ducted CEE Tier 1
211391827 | Central HP <5.4 tons | JOHNSON CONTROLS | HRCU-A-CB (Split System: Heat Pump with Remote Outdoor Unit-Air-Source) | HMH72B341 |  |  | XAFB36DXXN1+TXV | TM8E100B12MP11 | 34000 | 18 | 8.1 | 33800 | 23800 | 70.41% | 2.06 | 0 | 10 |  |  |  | No | R-410A | 2.8333 | Residential & Commercial | Ducted CEE Tier 1
211391841 | Central HP <5.4 tons | JOHNSON CONTROLS | HRCU-A-CB (Split System: Heat Pump with Remote Outdoor Unit-Air-Source) | HMH72B341 |  |  | XAFB36DXXN1+TXV | TMLE100B12MP11 | 34000 | 18 | 8.1 | 33800 | 23800 | 70.41% | 2.06 | 0 | 10 |  |  |  | No | R-410A | 2.8333 | Residential & Commercial | Ducted CEE Tier 1
213307921 | Central HP <5.4 tons | LBG Products | HRCU-A-CB (Split System: Heat Pump with Remote Outdoor Unit-Air-Source) | LCUHB36DO |  |  | LCHB36DHNI |  | 36000 | 16 | 9.5 | 40000 | 34400 | 86% | 1.97 | 10.5 | 10 |  |  |  | No | R-410A | 3 | Residential & Commercial | Ducted CEE Tier 1
216055898 | Central HP <5.4 tons | CHAMPION HEATING AND COOLING | HRCU-A-CB (Split System: Heat Pump with Remote Outdoor Unit-Air-Source) | HH860E2S11 | ASPEN |  | C(A,C,D,E)48A3K+TDR | TM8Y120C20MP11 | 40000 | 17.5 | 8.1 | 44500 | 33800 | 75.96% | 2 | 0 | 11.2 |  |  |  | No | R-454B | 3.3333 | Residential & Commercial | Ducted CEE Tier 1
216055934 | Central HP <5.4 tons | CHAMPION HEATING AND COOLING | HRCU-A-CB (Split System: Heat Pump with Remote Outdoor Unit-Air-Source) | HH860E2S11 | ASPEN |  | C(A,C,D,E)48A3K+TDR | TM9Y100C20MP11 | 40000 | 16.5 | 8.1 | 45500 | 34800 | 76.48% | 2 | 0 | 10.5 |  |  |  | No | R-454B | 3.3333 | Residential & Commercial | Ducted CEE Tier 1
216055948 | Central HP <5.4 tons | CHAMPION HEATING AND COOLING | HRCU-A-CB (Split System: Heat Pump with Remote Outdoor Unit-Air-Source) | HH860E2S11 | ASPEN |  | D(A,C,E)60A3K+TDR | TMLE100C16MP11 | 41000 | 18 | 8.5 | 45000 | 34200 | 76% | 2 | 0 | 10.5 |  |  |  | No | R-454B | 3.4167 | Residential & Commercial | Ducted CEE Tier 1
216055984 | Central HP <5.4 tons | CHAMPION HEATING AND COOLING | HRCU-A-CB (Split System: Heat Pump with Remote Outdoor Unit-Air-Source) | HH860E2S11 | ASPEN |  | D(A,C,E)60A3K+TDR | TPLC100C16MP13 | 40500 | 16.5 | 8.1 | 43500 | 33400 | 76.78% | 2 | 0 | 11.5 |  |  |  | No | R-454B | 3.375 | Residential & Commercial | Ducted CEE Tier 1
216055991 | Central HP <5.4 tons | CHAMPION HEATING AND COOLING | HRCU-A-CB (Split System: Heat Pump with Remote Outdoor Unit-Air-Source) | HH860E2S11 | ASPEN |  | C(A,C,D,E)48A3K+TDR | Z8ES080C16SMPS1 | 40500 | 17.5 | 8.1 | 44000 | 33400 | 75.91% | 2 | 0 | 11.7 |  |  |  | No | R-454B | 3.375 | Residential & Commercial | Ducted CEE Tier 1
216056048 | Central HP <5.4 tons | CHAMPION HEATING AND COOLING | HRCU-A-CB (Split System: Heat Pump with Remote Outdoor Unit-Air-Source) | HH860E2S11 | ASPEN |  | C(A,C,D,E)60A3K+TDR | Z9ES100C16SMPS1 | 42000 | 18 | 8.5 | 46500 | 34200 | 73.55% | 2 | 0 | 10.5 |  |  |  | No | R-454B | 3.5 | Residential & Commercial | Ducted CEE Tier 1
215654050 | Central HP <5.4 tons | YORK | HRCU-A-CB (Split System: Heat Pump with Remote Outdoor Unit-Air-Source) | HH860E2S11 | ASPEN |  | CH60A3J+TDR | Y81E080C16SMPS1 | 41500 | 18 | 8.5 | 44000 | 33400 | 75.91% | 2 | 0 | 11.7 |  |  |  | No | R-454B | 3.4583 | Residential & Commercial | Ducted CEE Tier 1
216055439 | Central HP <5.4 tons | CHAMPION HEATING AND COOLING | HRCU-A-CB (Split System: Heat Pump with Remote Outdoor Unit-Air-Source) | HH824E2S11 | ASPEN |  | C(A,C,D,E)24A3K+TDR | TM8E060A12MP11 | 20200 | 17.5 | 8.5 | 22600 | 17900 | 79.2% | 2 | 0 | 11.2 |  |  |  | No | R-454B | 1.6833 | Residential & Commercial | Ducted CEE Tier 1
216055464 | Central HP <5.4 tons | CHAMPION HEATING AND COOLING | HRCU-A-CB (Split System: Heat Pump with Remote Outdoor Unit-Air-Source) | HH824E2S11 | ASPEN |  | C(A,C,D,E)24D2K+TDR | TM8Y060A12MP11 | 19500 | 17 | 9 | 22800 | 18400 | 80.7% | 2 | 0 | 10 |  |  |  | No | R-454B | 1.625 | Residential & Commercial | Ducted CEE Tier 1
216055466 | Central HP <5.4 tons | CHAMPION HEATING AND COOLING | HRCU-A-CB (Split System: Heat Pump with Remote Outdoor Unit-Air-Source) | HH824E2S11 | ASPEN |  | D(A,C,E)24B4K+TDR | TM8Y060A12MP11 | 21000 | 18 | 9 | 22800 | 18400 | 80.7% | 2 | 0 | 10.5 |  |  |  | No | R-454B | 1.75 | Residential & Commercial | Ducted CEE Tier 1
216055557 | Central HP <5.4 tons | CHAMPION HEATING AND COOLING | HRCU-A-CB (Split System: Heat Pump with Remote Outdoor Unit-Air-Source) | HH824E2S11 | ASPEN |  | D(A,C,E)36A3K+TDR | TMLE080B12MP11 | 22400 | 17 | 8.1 | 22600 | 18000 | 79.65% | 2 | 0 | 12 |  |  |  | No | R-454B | 1.8667 | Residential & Commercial | Ducted CEE Tier 1
216055582 | Central HP <5.4 tons | CHAMPION HEATING AND COOLING | HRCU-A-CB (Split System: Heat Pump with Remote Outdoor Unit-Air-Source) | HH824E2S11 | ASPEN |  | D(A,C,E)36A4K+TDR | TPLC080B12MP13 | 22600 | 17 | 8.5 | 22600 | 17700 | 78.32% | 2 | 0 | 12 |  |  |  | No | R-454B | 1.8833 | Residential & Commercial | Ducted CEE Tier 1
216055605 | Central HP <5.4 tons | CHAMPION HEATING AND COOLING | HRCU-A-CB (Split System: Heat Pump with Remote Outdoor Unit-Air-Source) | HH824E2S11 | ASPEN |  | D(A,C,E)36A3K+TDR | Z8ES100B12SMPS1 | 20600 | 18.8 | 9 | 22600 | 18000 | 79.65% | 2 | 0 | 11.2 |  |  |  | No | R-454B | 1.7167 | Residential & Commercial | Ducted CEE Tier 1
211391900 | Central HP <5.4 tons | JOHNSON CONTROLS | HRCU-A-CB (Split System: Heat Pump with Remote Outdoor Unit-Air-Source) | HMH72B341 |  |  | XAUB36DXXN1+TXV | TMLE100B12MP11 | 34000 | 18 | 8.1 | 33800 | 23800 | 70.41% | 2.06 | 0 | 10 |  |  |  | No | R-410A | 2.8333 | Residential & Commercial | Ducted CEE Tier 1
211392084 | Central HP <5.4 tons | JOHNSON CONTROLS | HRCU-A-CB (Split System: Heat Pump with Remote Outdoor Unit-Air-Source) | HMH72B341 |  |  | XAFC36DBCN1 | TM8E080C16MP11 | 34000 | 17 | 8.5 | 33600 | 23600 | 70.24% | 2.08 | 0 | 10 |  |  |  | No | R-410A | 2.8333 | Residential & Commercial | Ducted CEE Tier 1
214331341 | Central HP <5.4 tons | CONTINENTAL | HRCU-A-CB (Split System: Heat Pump with Remote Outdoor Unit-Air-Source) | WSEHV4860RA1-C | ADP |  | H,A,DG52960 | WUV080T4BA | 46000 | 17 | 8.5 | 48000 | 34600 | 72.08% | 1.8 | 0 | 10 |  |  |  | No | R-410A | 3.8333 | Residential & Commercial | Ducted CEE Tier 1
214328299 | Central HP <5.4 tons | CONTINENTAL | HRCU-A-CB (Split System: Heat Pump with Remote Outdoor Unit-Air-Source) | WSEHV4860RA1-C | ADP |  | H,A,DE37960 | WPV070T4BA | 46000 | 17 | 8.5 | 48000 | 34600 | 72.08% | 1.8 | 0 | 10 |  |  |  | No | R-410A | 3.8333 | Residential & Commercial | Ducted CEE Tier 1
214328307 | Central HP <5.4 tons | CONTINENTAL | HRCU-A-CB (Split System: Heat Pump with Remote Outdoor Unit-Air-Source) | WSEHV4860RA1-C | ADP |  | H,A,DE50960 | WUV070T4BA | 46000 | 17 | 8.5 | 48000 | 34600 | 72.08% | 1.8 | 0 | 10 |  |  |  | No | R-410A | 3.8333 | Residential & Commercial | Ducted CEE Tier 1
215742317 | Central HP <5.4 tons | AMERICAN STANDARD | HRCU-A-CB (Split System: Heat Pump with Remote Outdoor Unit-Air-Source) | 4A6V0X60A1 | ADP |  | H,TG49960 | S8V2C100M5PDA | 54000 | 19 | 8.2 | 50000 | 39500 | 79% | 1.78 | 0 | 11.7 |  |  |  | No | R-410A | 4.5 | Residential & Commercial | Ducted CEE Tier 1
214627152 | Central HP <5.4 tons | CARRIER | HRCU-A-CB (Split System: Heat Pump with Remote Outdoor Unit-Air-Source) | 25VNA448A*031* | ADP |  | C60A***L169 | 58CU*A100C21**20 | 43500 | 21 | 9 | 44500 | 36000 | 80.9% | 2.28 | 0 | 11.7 |  |  |  | No | R-410A | 3.625 | Residential & Commercial | Ducted CEE Tier 1
212632760 | Central HP <5.4 tons | LENNOX | HRCU-A-CB (Split System: Heat Pump with Remote Outdoor Unit-Air-Source) | SL25XPV-036-230A** | ADP |  | LD30/36Y9 | SLP99DF090XV48C* | 33400 | 21 | 8.7 | 34400 | 29400 | 85.47% | 1.76 | 0 | 12.5 |  |  |  | No | R-410A | 2.7833 | Residential & Commercial | Ducted CEE Tier 1
214630411 | Central HP <5.4 tons | CARRIER | HRCU-A-CB (Split System: Heat Pump with Remote Outdoor Unit-Air-Source) | 25VNA825A*032* | ADP |  | V,C36H175P159 | 59MN7C060C17**14 | 23600 | 16 | 8.1 | 19800 | 16300 | 82.32% | 1.98 | 0 | 11 |  |  |  | No | R-410A | 1.9667 | Residential & Commercial | Ducted CEE Tier 1
215864590 | Central HP <5.4 tons | AMERICAN STANDARD | HRCU-A-CB (Split System: Heat Pump with Remote Outdoor Unit-Air-Source) | 5A6V8X36A1 |  |  | 5TXCB004AS3 | S9V2B060U4PSC+LRP | 31800 | 18.1 | 8.5 | 33000 | 25600 | 77.58% | 2 | 0 | 10 |  |  |  | No | R-454B | 2.65 | Residential & Commercial | Ducted CEE Tier 1
215864592 | Central HP <5.4 tons | AMERICAN STANDARD | HRCU-A-CB (Split System: Heat Pump with Remote Outdoor Unit-Air-Source) | 5A6V8X36A1 |  |  | 5TXCB004AS3 | S9V2B080U4VSB+LRP | 31600 | 18.1 | 8.5 | 32800 | 25600 | 78.05% | 2 | 0 | 10 |  |  |  | No | R-454B | 2.6333 | Residential & Commercial | Ducted CEE Tier 1
215864624 | Central HP <5.4 tons | AMERICAN STANDARD | HRCU-A-CB (Split System: Heat Pump with Remote Outdoor Unit-Air-Source) | 5A6V8X36A1 |  |  | 5TXCB006AS3 | S8V2A040M3PDB | 32200 | 18.1 | 8.5 | 33200 | 25600 | 77.11% | 2 | 0 | 10 |  |  |  | No | R-454B | 2.6833 | Residential & Commercial | Ducted CEE Tier 1
215864660 | Central HP <5.4 tons | AMERICAN STANDARD | HRCU-A-CB (Split System: Heat Pump with Remote Outdoor Unit-Air-Source) | 5A6V8X48A1 |  |  | 5PX*C007AS3 | S8V2C080M5PDB | 45000 | 18.1 | 8.5 | 45500 | 35200 | 77.36% | 2.1 | 0 | 10 |  |  |  | No | R-454B | 3.75 | Residential & Commercial | Ducted CEE Tier 1
210692714 | Central HP <5.4 tons | GOODMAN | HRCU-A-CB (Split System: Heat Pump with Remote Outdoor Unit-Air-Source) | GSZV903610A* |  |  | CA*F3743*6D*+TXV | G*VC800805C*A* | 33600 | 19 | 8.2 | 34000 | 24400 | 71.76% | 1.8 | 0 | 12 |  |  |  | No | R-410A | 2.8 | Residential & Commercial | Ducted CEE Tier 1
210692716 | Central HP <5.4 tons | GOODMAN | HRCU-A-CB (Split System: Heat Pump with Remote Outdoor Unit-Air-Source) | GSZV903610A* |  |  | CA*F3743*6D*+TXV | G*VC960403BNB* | 33600 | 18.5 | 8.2 | 34000 | 24400 | 71.76% | 1.8 | 0 | 11.5 |  |  |  | No | R-410A | 2.8 | Residential & Commercial | Ducted CEE Tier 1
210692748 | Central HP <5.4 tons | GOODMAN | HRCU-A-CB (Split System: Heat Pump with Remote Outdoor Unit-Air-Source) | GSZV903610A* |  |  | CHPF3743C6B*+MBVC1201**-1A*+TXV |  | 33400 | 18 | 8.2 | 34000 | 24400 | 71.76% | 1.8 | 0 | 11 |  |  |  | No | R-410A | 2.7833 | Residential & Commercial | Ducted CEE Tier 1
210692763 | Central HP <5.4 tons | GOODMAN | HRCU-A-CB (Split System: Heat Pump with Remote Outdoor Unit-Air-Source) | GSZV903610A* |  |  | CHPF3743C6B*+TXV | G*VM970603BNB* | 33400 | 18 | 8.2 | 34000 | 24400 | 71.76% | 1.8 | 0 | 11 |  |  |  | No | R-410A | 2.7833 | Residential & Commercial | Ducted CEE Tier 1
214630450 | Central HP <5.4 tons | CARRIER | HRCU-A-CB (Split System: Heat Pump with Remote Outdoor Unit-Air-Source) | 25VNA837A*030* | ADP |  | V,C36H175P159 | 58CU*A040C17**12 | 32000 | 17 | 8.1 | 31400 | 24400 | 77.71% | 1.96 | 0 | 11.5 |  |  |  | No | R-410A | 2.6667 | Residential & Commercial | Ducted CEE Tier 1
213829750 | Central HP <5.4 tons | RUUD | HRCU-A-CB (Split System: Heat Pump with Remote Outdoor Unit-Air-Source) | UP18AZ60AJVC |  |  | RCFZ6021SEAAM | R801V1005A21UHU | 53000 | 19 | 8.1 | 53000 | 50500 | 95.28% | 1.9 | 0 | 10 |  |  |  | No | R-410A | 4.4167 | Residential & Commercial | Ducted CEE Tier 1
211392613 | Central HP <5.4 tons | JOHNSON CONTROLS | HRCU-A-CB (Split System: Heat Pump with Remote Outdoor Unit-Air-Source) | HMH72B341 |  |  | XAFB36DXXN1+TXV | TM8E060A12MP11 | 34000 | 18 | 8.1 | 33800 | 23800 | 70.41% | 2.06 | 0 | 10 |  |  |  | No | R-410A | 2.8333 | Residential & Commercial | Ducted CEE Tier 1
214627009 | Central HP <5.4 tons | CARRIER | HRCU-A-CB (Split System: Heat Pump with Remote Outdoor Unit-Air-Source) | 25VNA436A*031* | ADP |  | PL36H210P299 | 59CU5A060C17**16 | 33600 | 19 | 9 | 33800 | 25800 | 76.33% | 2.02 | 0 | 12 |  |  |  | No | R-410A | 2.8 | Residential & Commercial | Ducted CEE Tier 1
214627111 | Central HP <5.4 tons | CARRIER | HRCU-A-CB (Split System: Heat Pump with Remote Outdoor Unit-Air-Source) | 25VNA436A*031* | ADP |  | PL36H175P159 | 59CU5B060C17**16 | 33000 | 19 | 9 | 35000 | 27400 | 78.29% | 2.02 | 0 | 12 |  |  |  | No | R-410A | 2.75 | Residential & Commercial | Ducted CEE Tier 1
215654057 | Central HP <5.4 tons | YORK | HRCU-A-CB (Split System: Heat Pump with Remote Outdoor Unit-Air-Source) | HH860E2S11 | ASPEN |  | CH60B3J+TDR | TM8V080C16MP12 | 41000 | 17 | 8.1 | 43500 | 33400 | 76.78% | 2 | 0 | 11.7 |  |  |  | No | R-454B | 3.4167 | Residential & Commercial | Ducted CEE Tier 1
216056022 | Central HP <5.4 tons | CHAMPION HEATING AND COOLING | HRCU-A-CB (Split System: Heat Pump with Remote Outdoor Unit-Air-Source) | HH860E2S11 | ASPEN |  | C(A,C,D,E)60A3K+TDR | Z8ES130D20SMPS1 | 41500 | 18 | 9 | 44500 | 33600 | 75.51% | 2 | 0 | 11.7 |  |  |  | No | R-454B | 3.4583 | Residential & Commercial | Ducted CEE Tier 1
215654052 | Central HP <5.4 tons | YORK | HRCU-A-CB (Split System: Heat Pump with Remote Outdoor Unit-Air-Source) | HH860E2S11 | ASPEN |  | CH60A3J+TDR | Y81E100C16SMPS1 | 41000 | 17 | 8.5 | 43500 | 33200 | 76.32% | 2 | 0 | 11.7 |  |  |  | No | R-454B | 3.4167 | Residential & Commercial | Ducted CEE Tier 1
214626807 | Central HP <5.4 tons | CARRIER | HRCU-A-CB (Split System: Heat Pump with Remote Outdoor Unit-Air-Source) | 25VNA424A*031* | ADP |  | V,C36H175P149 | 58CU*A040C17**12 | 23400 | 21 | 10.5 | 25000 | 19400 | 77.6% | 2.44 | 0 | 13.5 |  |  |  | No | R-410A | 1.95 | Residential & Commercial | Ducted CEE Tier 1
214626809 | Central HP <5.4 tons | CARRIER | HRCU-A-CB (Split System: Heat Pump with Remote Outdoor Unit-Air-Source) | 25VNA424A*031* | ADP |  | V,C36H175P159 | 58CU*A040C17**12 | 23400 | 21 | 10.5 | 25000 | 19300 | 77.2% | 2.48 | 0 | 13.5 |  |  |  | No | R-410A | 1.95 | Residential & Commercial | Ducted CEE Tier 1
214626825 | Central HP <5.4 tons | CARRIER | HRCU-A-CB (Split System: Heat Pump with Remote Outdoor Unit-Air-Source) | 25VNA424A*031* | ADP |  | PL36H210P299 | 58CU*A060C17**16 | 24200 | 20 | 10.5 | 24800 | 19300 | 77.82% | 2.56 | 0 | 13.5 |  |  |  | No | R-410A | 2.0167 | Residential & Commercial | Ducted CEE Tier 1
212501408 | Central HP <5.4 tons | LENNOX | HRCU-A-CB (Split System: Heat Pump with Remote Outdoor Unit-Air-Source) | SL25XPV-024-230A** | ADP |  | LP36/37R9 | EL296UH090XV48C* | 22200 | 21 | 9.4 | 19800 | 19600 | 98.99% | 1.9 | 0 | 14.5 |  |  |  | No | R-410A | 1.85 | Residential & Commercial | Ducted CEE Tier 1
212501410 | Central HP <5.4 tons | LENNOX | HRCU-A-CB (Split System: Heat Pump with Remote Outdoor Unit-Air-Source) | SL25XPV-024-230A** | ADP |  | LP36/37R9 | SL280UH070V36A* | 22800 | 22 | 9.6 | 19800 | 19600 | 98.99% | 1.98 | 0 | 14.5 |  |  |  | No | R-410A | 1.9 | Residential & Commercial | Ducted CEE Tier 1
211804288 | Central HP <5.4 tons | MIDEA | HRCU-A-C (Split System: Heat Pump with Remote Outdoor Unit with No Indoor Fan --Air Source) | MOVA-36HDN1-M20G | ADP |  | H,YE9J(1,2)36+TXV+TD |  | 23200 | 15.2 | 9 | 22400 | 15900 | 70.98% | 1.82 | 0 | 12 |  |  |  | No | R-410A | 1.9333 | Residential & Commercial | Ducted CEE Tier 1
215864674 | Central HP <5.4 tons | AMERICAN STANDARD | HRCU-A-CB (Split System: Heat Pump with Remote Outdoor Unit-Air-Source) | 5A6V8X48A1 |  |  | 5TXCB006AS3 | S8V2B080M4PCB | 44500 | 18.1 | 8.5 | 46000 | 35400 | 76.96% | 2.1 | 0 | 10 |  |  |  | No | R-454B | 3.7083 | Residential & Commercial | Ducted CEE Tier 1
215864692 | Central HP <5.4 tons | AMERICAN STANDARD | HRCU-A-CB (Split System: Heat Pump with Remote Outdoor Unit-Air-Source) | 5A6V8X60A1 |  |  | 5PX*C007AS3 | S9V2C100U5PSC+LRP | 53000 | 18.1 | 8.5 | 56000 | 40000 | 71.43% | 2 | 0 | 10 |  |  |  | No | R-454B | 4.4167 | Residential & Commercial | Ducted CEE Tier 1
215864726 | Central HP <5.4 tons | AMERICAN STANDARD | HRCU-A-CB (Split System: Heat Pump with Remote Outdoor Unit-Air-Source) | 5A6V8X60A1 |  |  | 5TXCD008AS3 | L8V1C100U5VSB+LRP | 53500 | 18.1 | 8.5 | 55500 | 40000 | 72.07% | 2 | 0 | 10 |  |  |  | No | R-454B | 4.4583 | Residential & Commercial | Ducted CEE Tier 1
215864744 | Central HP <5.4 tons | AMERICAN STANDARD | HRCU-A-CB (Split System: Heat Pump with Remote Outdoor Unit-Air-Source) | 5A6V8X60A1 |  |  | 5TXCD008AS3 | S8V2C100M5PDB | 53000 | 18.1 | 8.5 | 56000 | 40000 | 71.43% | 2 | 0 | 10 |  |  |  | No | R-454B | 4.4167 | Residential & Commercial | Ducted CEE Tier 1
214609343 | Central HP <5.4 tons | CARRIER | HRCU-A-C (Split System: Heat Pump with Remote Outdoor Unit with No Indoor Fan --Air Source) | 38MURAQ30AB3 | ASPEN |  | D(A,C,E)30B34+TDR |  | 27800 | 15.3 | 9.3 | 32600 | 27000 | 82.82% | 1.85 | 0 | 10.2 |  |  |  | No | R-410A | 2.3167 | Residential & Commercial | Ducted CEE Tier 1
214626802 | Central HP <5.4 tons | CARRIER | HRCU-A-CB (Split System: Heat Pump with Remote Outdoor Unit-Air-Source) | 25VNA424A*031* | ADP |  | PL36H210P299 | 58CU*A040C17**12 | 24200 | 21 | 10.5 | 24800 | 19300 | 77.82% | 2.56 | 0 | 13.5 |  |  |  | No | R-410A | 2.0167 | Residential & Commercial | Ducted CEE Tier 1
214626821 | Central HP <5.4 tons | CARRIER | HRCU-A-CB (Split System: Heat Pump with Remote Outdoor Unit-Air-Source) | 25VNA424A*031* | ADP |  | V,C36H175P459 | 58CU*A040C17**12 | 24000 | 21 | 10.5 | 24800 | 19200 | 77.42% | 2.56 | 0 | 13.5 |  |  |  | No | R-410A | 2 | Residential & Commercial | Ducted CEE Tier 1
214626905 | Central HP <5.4 tons | CARRIER | HRCU-A-CB (Split System: Heat Pump with Remote Outdoor Unit-Air-Source) | 25VNA424A*031* | ADP |  | V,C36H175P149 | 59CU5A060C17**16 | 23400 | 20 | 10.5 | 25000 | 19500 | 78% | 2.44 | 0 | 13 |  |  |  | No | R-410A | 1.95 | Residential & Commercial | Ducted CEE Tier 1
214626857 | Central HP <5.4 tons | CARRIER | HRCU-A-CB (Split System: Heat Pump with Remote Outdoor Unit-Air-Source) | 25VNA424A*031* | ADP |  | V,C36H175P159 | 58CU*A060C17**16 | 23400 | 20 | 10.5 | 25000 | 19300 | 77.2% | 2.46 | 0 | 13.5 |  |  |  | No | R-410A | 1.95 | Residential & Commercial | Ducted CEE Tier 1
214609879 | Central HP <5.4 tons | CARRIER | HRCU-A-C (Split System: Heat Pump with Remote Outdoor Unit with No Indoor Fan --Air Source) | 38MURAQ30AB3 | ASPEN |  | D(A,C,E)30A34+TDR |  | 28200 | 15.2 | 9.5 | 33000 | 27000 | 81.82% | 1.85 | 0 | 10.3 |  |  |  | No | R-410A | 2.35 | Residential & Commercial | Ducted CEE Tier 1
216056718 | Central HP <5.4 tons | YORK | HRCU-A-CB (Split System: Heat Pump with Remote Outdoor Unit-Air-Source) | HH860E2S11 | ASPEN |  | C(A,C,D,E)48A3K+TDR | TM8E080C16MP11 | 40000 | 17.5 | 8.1 | 45000 | 34200 | 76% | 2 | 0 | 10.5 |  |  |  | No | R-454B | 3.3333 | Residential & Commercial | Ducted CEE Tier 1
212632707 | Central HP <5.4 tons | LENNOX | HRCU-A-CB (Split System: Heat Pump with Remote Outdoor Unit-Air-Source) | SL25XPV-036-230A** | ADP |  | LD31/36Z9 | EL296DF070XV48B* | 33200 | 20 | 8.6 | 34400 | 29600 | 86.05% | 1.76 | 0 | 12.5 |  |  |  | No | R-410A | 2.7667 | Residential & Commercial | Ducted CEE Tier 1
212632722 | Central HP <5.4 tons | LENNOX | HRCU-A-CB (Split System: Heat Pump with Remote Outdoor Unit-Air-Source) | SL25XPV-036-230A** | ADP |  | LD24/35Y9 | SL280DF060NV36B* | 33200 | 21 | 8.7 | 34400 | 29600 | 86.05% | 1.76 | 0 | 12.5 |  |  |  | No | R-410A | 2.7667 | Residential & Commercial | Ducted CEE Tier 1
212632723 | Central HP <5.4 tons | LENNOX | HRCU-A-CB (Split System: Heat Pump with Remote Outdoor Unit-Air-Source) | SL25XPV-036-230A** | ADP |  | LD30/36Z9 | SL280DF060NV36B* | 33200 | 21 | 8.7 | 34400 | 29600 | 86.05% | 1.76 | 0 | 12.5 |  |  |  | No | R-410A | 2.7667 | Residential & Commercial | Ducted CEE Tier 1
212632724 | Central HP <5.4 tons | LENNOX | HRCU-A-CB (Split System: Heat Pump with Remote Outdoor Unit-Air-Source) | SL25XPV-036-230A** | ADP |  | LD30/36Y9 | SL280DF060NV36B* | 33200 | 21 | 8.7 | 34400 | 29600 | 86.05% | 1.76 | 0 | 12.5 |  |  |  | No | R-410A | 2.7667 | Residential & Commercial | Ducted CEE Tier 1
212632738 | Central HP <5.4 tons | LENNOX | HRCU-A-CB (Split System: Heat Pump with Remote Outdoor Unit-Air-Source) | SL25XPV-036-230A** | ADP |  | LD31/36Y9 | SL280DF090V48B* | 33400 | 21 | 8.7 | 34400 | 29400 | 85.47% | 1.78 | 0 | 13 |  |  |  | No | R-410A | 2.7833 | Residential & Commercial | Ducted CEE Tier 1
215654022 | Central HP <5.4 tons | YORK | HRCU-A-CB (Split System: Heat Pump with Remote Outdoor Unit-Air-Source) | HH824E2S11 | ASPEN |  | CH36A3J+TDR | Y81E080B12SMPS1 | 22400 | 18 | 8.5 | 22600 | 18500 | 81.86% | 2 | 0 | 12 |  |  |  | No | R-454B | 1.8667 | Residential & Commercial | Ducted CEE Tier 1
214630344 | Central HP <5.4 tons | CARRIER | HRCU-A-CB (Split System: Heat Pump with Remote Outdoor Unit-Air-Source) | 25VNA825A*032* | ADP |  | PL36H210P299 | 58CU*A040C17**12 | 24200 | 17 | 8.1 | 19600 | 16200 | 82.65% | 2.02 | 0 | 11.5 |  |  |  | No | R-410A | 2.0167 | Residential & Commercial | Ducted CEE Tier 1
214630410 | Central HP <5.4 tons | CARRIER | HRCU-A-CB (Split System: Heat Pump with Remote Outdoor Unit-Air-Source) | 25VNA825A*032* | ADP |  | PL36H175P159 | 59MN7C060C17**14 | 23600 | 16 | 8.1 | 19800 | 16300 | 82.32% | 1.98 | 0 | 11 |  |  |  | No | R-410A | 1.9667 | Residential & Commercial | Ducted CEE Tier 1
214630433 | Central HP <5.4 tons | CARRIER | HRCU-A-CB (Split System: Heat Pump with Remote Outdoor Unit-Air-Source) | 25VNA825A*032* | ADP |  | PL36H210P299 | 59TN6C060C17**14 | 24400 | 16 | 8.1 | 19600 | 16300 | 83.16% | 2.02 | 0 | 11 |  |  |  | No | R-410A | 2.0333 | Residential & Commercial | Ducted CEE Tier 1
214630435 | Central HP <5.4 tons | CARRIER | HRCU-A-CB (Split System: Heat Pump with Remote Outdoor Unit-Air-Source) | 25VNA825A*032* | ADP |  | A36VCA+TXV | 59TN6C060C17**14 | 23400 | 16 | 8.1 | 20000 | 16300 | 81.5% | 1.94 | 0 | 11 |  |  |  | No | R-410A | 1.95 | Residential & Commercial | Ducted CEE Tier 1
216056373 | Central HP <5.4 tons | YORK | HRCU-A-CB (Split System: Heat Pump with Remote Outdoor Unit-Air-Source) | HH824E2S11 | ASPEN |  | D(A,C,E)24B3K+TDR | Y82E080B12LMPS1 | 22000 | 18 | 8.5 | 22600 | 18500 | 81.86% | 2 | 0 | 12 |  |  |  | No | R-454B | 1.8333 | Residential & Commercial | Ducted CEE Tier 1
214389570 | Central HP <5.4 tons | CARRIER | HRCU-A-CB (Split System: Heat Pump with Remote Outdoor Unit-Air-Source) | 38MURAQ18AB3* | ASPEN |  | AEW204+TDR |  | 17000 | 15.2 | 8.5 | 18000 | 18300 | 101.7% | 2.56 | 0 | 10.5 |  |  |  | No | R-410A | 1.4167 | Residential & Commercial | Ducted CEE Tier 1
214328306 | Central HP <5.4 tons | CONTINENTAL | HRCU-A-CB (Split System: Heat Pump with Remote Outdoor Unit-Air-Source) | WSEHV4860RA1-C | ADP |  | H,A,DE48960 | WUV070T4BA | 46000 | 17 | 8.5 | 48000 | 34600 | 72.08% | 1.8 | 0 | 10 |  |  |  | No | R-410A | 3.8333 | Residential & Commercial | Ducted CEE Tier 1
212380988 | Central HP <5.4 tons | CARRIER | HRCU-A-CB (Split System: Heat Pump with Remote Outdoor Unit-Air-Source) | 25VNA448A*031* | ADP |  | V,C60H210P299 | 59MN7B100C21**22 | 44000 | 21 | 8.5 | 44000 | 35800 | 81.36% | 2.36 | 0 | 12 |  |  |  | No | R-410A | 3.6667 | Residential & Commercial | Ducted CEE Tier 1
212578278 | Central HP <5.4 tons | CARRIER | HRCU-A-CB (Split System: Heat Pump with Remote Outdoor Unit-Air-Source) | 25VNA448A*031* | ADP |  | H,PG3K960 | 59TN6B100C21**22 | 44000 | 21 | 9.5 | 44500 | 36000 | 80.9% | 2.28 | 0 | 12 |  |  |  | No | R-410A | 3.6667 | Residential & Commercial | Ducted CEE Tier 1
214331337 | Central HP <5.4 tons | CONTINENTAL | HRCU-A-CB (Split System: Heat Pump with Remote Outdoor Unit-Air-Source) | WSEHV4860RA1-C | ADP |  | H,A,DG52960 | WPV080T4BA | 46000 | 17 | 8.5 | 48000 | 34600 | 72.08% | 1.8 | 0 | 10 |  |  |  | No | R-410A | 3.8333 | Residential & Commercial | Ducted CEE Tier 1
213296457 | Central HP <5.4 tons | SAMSUNG | HRCU-A-CB (Split System: Heat Pump with Remote Outdoor Unit-Air-Source) | AC024BXUPCH | SUMMIT |  | MSVT25***8U4DHX |  | 24000 | 16.5 | 8.1 | 25000 | 25600 | 102.4% | 1.8 | 0 | 10.1 |  |  |  | No | R-410A | 2 | Residential & Commercial | Ducted CEE Tier 1
213779688 | Central HP <5.4 tons | AIRQUEST | HRCU-A-CB (Split System: Heat Pump with Remote Outdoor Unit-Air-Source) | HVH837GKA** |  |  | EA*4X61L21A*+WALLCON | *97CMN0601714B* | 33000 | 17 | 8.1 | 32200 | 25200 | 78.26% | 1.94 | 0 | 11 |  |  |  | No | R-410A | 2.75 | Residential & Commercial | Ducted CEE Tier 1
213779618 | Central HP <5.4 tons | AIRQUEST | HRCU-A-CB (Split System: Heat Pump with Remote Outdoor Unit-Air-Source) | HVH837GKA** |  |  | EA*4X60L24A*+WALLCON | *96CTN1202422B* | 32800 | 17.5 | 8.1 | 31800 | 24600 | 77.36% | 1.98 | 0 | 11.5 |  |  |  | No | R-410A | 2.7333 | Residential & Commercial | Ducted CEE Tier 1
215864460 | Central HP <5.4 tons | AMERICAN STANDARD | HRCU-A-CB (Split System: Heat Pump with Remote Outdoor Unit-Air-Source) | 5A6V8X24A1 |  |  | 5TXCB003AS3 | L8V1A060U3VSB+LRP | 21400 | 18.1 | 8.5 | 24600 | 19000 | 77.24% | 2.1 | 0 | 11 |  |  |  | No | R-454B | 1.7833 | Residential & Commercial | Ducted CEE Tier 1
213500971 | Central HP <5.4 tons | YORK | HRCU-A-CB (Split System: Heat Pump with Remote Outdoor Unit-Air-Source) | YH2F48TB21 | ASPEN |  | D(A,C,E)60B44+TDR | TM9E100C20MP12 | 44000 | 16.1 | 8.3 | 45000 | 31600 | 70.22% | 3.13 | 0 | 11.6 |  |  |  | No | R-410A | 3.6667 | Residential & Commercial | Ducted CEE Tier 1
214628188 | Central HP <5.4 tons | CARRIER | HRCU-A-CB (Split System: Heat Pump with Remote Outdoor Unit-Air-Source) | 38MURAQ24AB3* | ADP |  | PL36H210P299 | 58S(B,C)*B070M17**12 | 24400 | 17 | 8.5 | 23600 | 20800 | 88.14% | 1.8 | 0 | 10.5 |  |  |  | No | R-410A | 2.0333 | Residential & Commercial | Ducted CEE Tier 1
214628197 | Central HP <5.4 tons | CARRIER | HRCU-A-CB (Split System: Heat Pump with Remote Outdoor Unit-Air-Source) | 38MURAQ24AB3* | ADP |  | PL36H210P749 | 58S(B,C)*B070M17**12 | 23200 | 17 | 8.5 | 24600 | 24200 | 98.37% | 2.06 | 0 | 10.5 |  |  |  | No | R-410A | 1.9333 | Residential & Commercial | Ducted CEE Tier 1
214628229 | Central HP <5.4 tons | CARRIER | HRCU-A-CB (Split System: Heat Pump with Remote Outdoor Unit-Air-Source) | 38MURAQ24AB3* | ADP |  | PL36H210P299 | 58S(B,C)*B070M21**16 | 24400 | 17 | 8.5 | 23600 | 20800 | 88.14% | 1.8 | 0 | 10.5 |  |  |  | No | R-410A | 2.0333 | Residential & Commercial | Ducted CEE Tier 1
214627670 | Central HP <5.4 tons | CARRIER | HRCU-A-CB (Split System: Heat Pump with Remote Outdoor Unit-Air-Source) | 38MURAQ18AB3* | ADP |  | C36A***L139 | 59SC6A040M14**10 | 17400 | 16 | 8.5 | 16900 | 19100 | 113% | 2.34 | 0 | 10.5 |  |  |  | No | R-410A | 1.45 | Residential & Commercial | Ducted CEE Tier 1
214627695 | Central HP <5.4 tons | CARRIER | HRCU-A-CB (Split System: Heat Pump with Remote Outdoor Unit-Air-Source) | 38MURAQ18AB3* | ADP |  | C36A***L139 | 59SC6A040M17**12 | 17400 | 15.2 | 8.5 | 17100 | 18800 | 109.9% | 2.3 | 0 | 10.5 |  |  |  | No | R-410A | 1.45 | Residential & Commercial | Ducted CEE Tier 1
214627836 | Central HP <5.4 tons | CARRIER | HRCU-A-CB (Split System: Heat Pump with Remote Outdoor Unit-Air-Source) | 38MURAQ18AB3* | ADP |  | C36A***L159 | 59SU5B060M17**16 | 17400 | 16 | 8.5 | 16500 | 18300 | 110.9% | 2.26 | 0 | 10.5 |  |  |  | No | R-410A | 1.45 | Residential & Commercial | Ducted CEE Tier 1
214630536 | Central HP <5.4 tons | CARRIER | HRCU-A-CB (Split System: Heat Pump with Remote Outdoor Unit-Air-Source) | 25VNA837A*031* | ADP |  | V,C36H175P159 | 59MN7B080C17**14 | 31600 | 17 | 8.1 | 31800 | 24400 | 76.73% | 1.86 | 0 | 11 |  |  |  | No | R-410A | 2.6333 | Residential & Commercial | Ducted CEE Tier 1
215864858 | Central HP <5.4 tons | AMERICAN STANDARD | HRCU-A-CB (Split System: Heat Pump with Remote Outdoor Unit-Air-Source) | 5A6V8X48A1 |  |  | 5PX*CD09AS3 | S9V2C100D4VSB+LRP | 46000 | 18.1 | 8.5 | 45500 | 34800 | 76.48% | 2.1 | 0 | 10.5 |  |  |  | No | R-454B | 3.8333 | Residential & Commercial | Ducted CEE Tier 1
215864910 | Central HP <5.4 tons | AMERICAN STANDARD | HRCU-A-CB (Split System: Heat Pump with Remote Outdoor Unit-Air-Source) | 5A6V8X48A1 |  |  | 5PX*DD10AS3 | S9V2C100D5PSC+LRP | 45000 | 18.1 | 8.5 | 45000 | 34600 | 76.89% | 2.1 | 0 | 10 |  |  |  | No | R-454B | 3.75 | Residential & Commercial | Ducted CEE Tier 1
215864926 | Central HP <5.4 tons | AMERICAN STANDARD | HRCU-A-CB (Split System: Heat Pump with Remote Outdoor Unit-Air-Source) | 5A6V8X48A1 |  |  | 5TXCC007AS3 | S9V2C100U4VSB+LRP | 45500 | 18.1 | 8.5 | 46000 | 35200 | 76.52% | 2.1 | 0 | 10 |  |  |  | No | R-454B | 3.7917 | Residential & Commercial | Ducted CEE Tier 1
215864928 | Central HP <5.4 tons | AMERICAN STANDARD | HRCU-A-CB (Split System: Heat Pump with Remote Outdoor Unit-Air-Source) | 5A6V8X48A1 |  |  | 5TXCC007AS3 | S9V2C080U5PSC+LRP | 45500 | 18.1 | 8.5 | 46000 | 35200 | 76.52% | 2.1 | 0 | 10 |  |  |  | No | R-454B | 3.7917 | Residential & Commercial | Ducted CEE Tier 1
215864942 | Central HP <5.4 tons | AMERICAN STANDARD | HRCU-A-CB (Split System: Heat Pump with Remote Outdoor Unit-Air-Source) | 5A6V8X48A1 |  |  | 5TXCC009AS3 | S8V2C100M5PDB | 46000 | 18.1 | 8.5 | 45500 | 35000 | 76.92% | 2.1 | 0 | 10 |  |  |  | No | R-454B | 3.8333 | Residential & Commercial | Ducted CEE Tier 1
215864960 | Central HP <5.4 tons | AMERICAN STANDARD | HRCU-A-CB (Split System: Heat Pump with Remote Outdoor Unit-Air-Source) | 5A6V8X48A1 |  |  | 5TXCD008AS3 | S9V2C100U4VSB+LRP | 45500 | 18.1 | 8.5 | 45500 | 35200 | 77.36% | 2.1 | 0 | 10 |  |  |  | No | R-454B | 3.7917 | Residential & Commercial | Ducted CEE Tier 1
215864978 | Central HP <5.4 tons | AMERICAN STANDARD | HRCU-A-CB (Split System: Heat Pump with Remote Outdoor Unit-Air-Source) | 5A6V8X48A1 |  |  | 5TXCD010AS3 | L8V1C100U5VSB+LRP | 46500 | 18.1 | 8.5 | 45000 | 34600 | 76.89% | 2.2 | 0 | 10.5 |  |  |  | No | R-454B | 3.875 | Residential & Commercial | Ducted CEE Tier 1
215865058 | Central HP <5.4 tons | AMERICAN STANDARD | HRCU-A-CB (Split System: Heat Pump with Remote Outdoor Unit-Air-Source) | 5A6V8X36A1 |  |  | 5PX*C007AS3+P0V0C000M50SD+LRP |  | 33200 | 18.1 | 8.5 | 33200 | 25400 | 76.51% | 2.1 | 0 | 11 |  |  |  | No | R-454B | 2.7667 | Residential & Commercial | Ducted CEE Tier 1
211244801 | Central HP <5.4 tons | COMFORTMAKER | HRCU-A-CB (Split System: Heat Pump with Remote Outdoor Unit-Air-Source) | DLCURAH24ABK |  |  | EN(A,D)4X30L17** | *80ES(N,L)0701412A* | 24200 | 16.5 | 8.1 | 26400 | 22800 | 86.36% | 1.88 | 0 | 10.5 |  |  |  | No | R-410A | 2.0167 | Residential & Commercial | Ducted CEE Tier 1
213821303 | Central HP <5.4 tons | TEMPSTAR | HRCU-A-CB (Split System: Heat Pump with Remote Outdoor Unit-Air-Source) | DLCURAH24ABK | ASPEN |  | D(A,C,E)30C44+TDR | *96VTN0401410B* | 23400 | 16 | 8.5 | 26200 | 20400 | 77.86% | 2.85 | 0 | 10 |  |  |  | No | R-410A | 1.95 | Residential & Commercial | Ducted CEE Tier 1
213821305 | Central HP <5.4 tons | TEMPSTAR | HRCU-A-CB (Split System: Heat Pump with Remote Outdoor Unit-Air-Source) | DLCURAH24ABK | ASPEN |  | D(A,C,E)36C34+TDR | *96VTN0401410B* | 23400 | 16 | 8.5 | 26200 | 20400 | 77.86% | 2.85 | 0 | 10 |  |  |  | No | R-410A | 1.95 | Residential & Commercial | Ducted CEE Tier 1
213780928 | Central HP <5.4 tons | AIRQUEST | HRCU-A-CB (Split System: Heat Pump with Remote Outdoor Unit-Air-Source) | HVH837GKA2* |  |  | EA*4X37L21A*+WALLCON | *97CMN1002122B* | 33000 | 17 | 8.5 | 32600 | 25000 | 76.69% | 1.98 | 0 | 11.5 |  |  |  | No | R-410A | 2.75 | Residential & Commercial | Ducted CEE Tier 1
211245237 | Central HP <5.4 tons | COMFORTMAKER | HRCU-A-CB (Split System: Heat Pump with Remote Outdoor Unit-Air-Source) | DLCURAH24ABK |  |  | EN(A,D,W)4X36L17** | *80ES(N,L)0701412A* | 24200 | 16.5 | 8.1 | 26400 | 22800 | 86.36% | 1.88 | 0 | 10.5 |  |  |  | No | R-410A | 2.0167 | Residential & Commercial | Ducted CEE Tier 1
213204422 | Central HP <5.4 tons | TEMPSTAR | HRCU-A-CB (Split System: Heat Pump with Remote Outdoor Unit-Air-Source) | DLCURAH24ABK | ASPEN |  | D(A,C,E)30C44+TDR | *80ES(N,L)0701712A* | 23400 | 17 | 8.5 | 25600 | 26800 | 104.7% | 2.84 | 0 | 10 |  |  |  | No | R-410A | 1.95 | Residential & Commercial | Ducted CEE Tier 1
214630469 | Central HP <5.4 tons | CARRIER | HRCU-A-CB (Split System: Heat Pump with Remote Outdoor Unit-Air-Source) | 25VNA837A*030* | ADP |  | V,C36H175P159 | 59CU5B060C17**16 | 32000 | 17 | 8.1 | 31600 | 24600 | 77.85% | 1.9 | 0 | 11 |  |  |  | No | R-410A | 2.6667 | Residential & Commercial | Ducted CEE Tier 1
214630478 | Central HP <5.4 tons | CARRIER | HRCU-A-CB (Split System: Heat Pump with Remote Outdoor Unit-Air-Source) | 25VNA837A*030* | ADP |  | V,C36H175P159 | 59MN7B080C17**14 | 31600 | 17 | 8.1 | 31800 | 24400 | 76.73% | 1.86 | 0 | 11 |  |  |  | No | R-410A | 2.6333 | Residential & Commercial | Ducted CEE Tier 1
214630468 | Central HP <5.4 tons | CARRIER | HRCU-A-CB (Split System: Heat Pump with Remote Outdoor Unit-Air-Source) | 25VNA837A*030* | ADP |  | PL36H175P159 | 59CU5B060C17**16 | 32000 | 17 | 8.1 | 31600 | 24600 | 77.85% | 1.9 | 0 | 11 |  |  |  | No | R-410A | 2.6667 | Residential & Commercial | Ducted CEE Tier 1
214328315 | Central HP <5.4 tons | NAPOLEON | HRCU-A-CB (Split System: Heat Pump with Remote Outdoor Unit-Air-Source) | WSEHV2436RA1-N | ADP |  | H,A,DG33936 | WPV070T3AA | 22000 | 17 | 8.5 | 23400 | 17100 | 73.08% | 1.8 | 0 | 10 |  |  |  | No | R-410A | 1.8333 | Residential & Commercial | Ducted CEE Tier 1
208130402 | Central HP <5.4 tons | ECO-AIR | HRCU-A-CB (Split System: Heat Pump with Remote Outdoor Unit-Air-Source) | MOX430U-18HFN1-M |  |  | MVC-18HWFN1-M |  | 18000 | 18 | 9.3 | 19000 | 16500 | 86.84% | 2.04 | 12.5 | 12.4 |  |  |  | No | R-410A | 1.5 | Residential & Commercial | Ducted CEE Tier 1
216056572 | Central HP <5.4 tons | YORK | HRCU-A-CB (Split System: Heat Pump with Remote Outdoor Unit-Air-Source) | HH824E2S11 | ASPEN |  | D(A,C,E)36A4K+TDR | TM8Y060A12MP11 | 21000 | 17.5 | 9 | 22800 | 18400 | 80.7% | 2 | 0 | 10.5 |  |  |  | No | R-454B | 1.75 | Residential & Commercial | Ducted CEE Tier 1
216056370 | Central HP <5.4 tons | YORK | HRCU-A-CB (Split System: Heat Pump with Remote Outdoor Unit-Air-Source) | HH824E2S11 | ASPEN |  | D(A,C,E)24B3K+TDR | Y82E060A12LMPS1 | 20400 | 18.7 | 8.5 | 22800 | 17700 | 77.63% | 2 | 0 | 11 |  |  |  | No | R-454B | 1.7 | Residential & Commercial | Ducted CEE Tier 1
214606335 | Central HP <5.4 tons | LUXAIRE | HRCU-A-CB (Split System: Heat Pump with Remote Outdoor Unit-Air-Source) | THF2B36T21 | ASPEN |  | AE(D,N,U)+CM48C34+TDR |  | 34200 | 15.5 | 8.1 | 33800 | 25000 | 73.96% | 3.16 | 0 | 12.1 |  |  |  | No | R-410A | 2.85 | Residential & Commercial | Ducted CEE Tier 1
214609889 | Central HP <5.4 tons | CARRIER | HRCU-A-C (Split System: Heat Pump with Remote Outdoor Unit with No Indoor Fan --Air Source) | 38MURAQ36AB3 | ASPEN |  | D(A,C,E)42D24+TDR |  | 33800 | 15.2 | 8.6 | 38500 | 31600 | 82.08% | 1.85 | 0 | 10 |  |  |  | No | R-410A | 2.8167 | Residential & Commercial | Ducted CEE Tier 1
211708421 | Central HP <5.4 tons | COLEMAN | HRCU-A-CB (Split System: Heat Pump with Remote Outdoor Unit-Air-Source) | THF2B48T21 | ASPEN |  | D(A,C,E)48D36+TDR | TL9E060B12UH11 | 44500 | 15.5 | 8.1 | 44500 | 31600 | 71.01% | 3.01 | 0 | 11 |  |  |  | No | R-410A | 3.7083 | Residential & Commercial | Ducted CEE Tier 1
212500165 | Central HP <5.4 tons | LENNOX | HRCU-A-CB (Split System: Heat Pump with Remote Outdoor Unit-Air-Source) | EL22XPV-024-230A** | ADP |  | LP18/37R9 | SLP99UH070XV36B* | 23800 | 21 | 8.5 | 22000 | 15400 | 70% | 1.92 | 0 | 13.5 |  |  |  | No | R-410A | 1.9833 | Residential & Commercial | Ducted CEE Tier 1
213204458 | Central HP <5.4 tons | TEMPSTAR | HRCU-A-CB (Split System: Heat Pump with Remote Outdoor Unit-Air-Source) | DLCURAH24ABK | ASPEN |  | D(A,C,E)30C44+TDR | *80ES(N,L)0901714A* | 23800 | 17 | 8.5 | 25800 | 26000 | 100.8% | 2.76 | 0 | 10.4 |  |  |  | No | R-410A | 1.9833 | Residential & Commercial | Ducted CEE Tier 1
213204805 | Central HP <5.4 tons | TEMPSTAR | HRCU-A-CB (Split System: Heat Pump with Remote Outdoor Unit-Air-Source) | DLCURAH24ABK | ASPEN |  | D(A,C,E)30C44+TDR | *80ES(N,L)0902120A* | 23800 | 17 | 8.5 | 25800 | 20000 | 77.52% | 2.98 | 0 | 10.4 |  |  |  | No | R-410A | 1.9833 | Residential & Commercial | Ducted CEE Tier 1
213204872 | Central HP <5.4 tons | TEMPSTAR | HRCU-A-CB (Split System: Heat Pump with Remote Outdoor Unit-Air-Source) | DLCURAH24ABK | ASPEN |  | D(A,C,E)24B44+TDR | *92ESN0801716A* | 23400 | 17.4 | 8.5 | 25600 | 20000 | 78.12% | 3 | 0 | 10.3 |  |  |  | No | R-410A | 1.95 | Residential & Commercial | Ducted CEE Tier 1
213204890 | Central HP <5.4 tons | TEMPSTAR | HRCU-A-CB (Split System: Heat Pump with Remote Outdoor Unit-Air-Source) | DLCURAH24ABK | ASPEN |  | D(A,C,E)36B34+TDR | *92ESN0802120A* | 23600 | 16.9 | 8.4 | 26000 | 20200 | 77.69% | 3.02 | 0 | 10.3 |  |  |  | No | R-410A | 1.9667 | Residential & Commercial | Ducted CEE Tier 1
213204909 | Central HP <5.4 tons | TEMPSTAR | HRCU-A-CB (Split System: Heat Pump with Remote Outdoor Unit-Air-Source) | DLCURAH24ABK | ASPEN |  | D(A,C,E)30B34+TDR | *95ESN0261410A* | 23000 | 16.5 | 8.5 | 25600 | 20200 | 78.91% | 2.86 | 0 | 10 |  |  |  | No | R-410A | 1.9167 | Residential & Commercial | Ducted CEE Tier 1
213204989 | Central HP <5.4 tons | TEMPSTAR | HRCU-A-CB (Split System: Heat Pump with Remote Outdoor Unit-Air-Source) | DLCURAH24ABK | ASPEN |  | D(A,C,E)24B44+TDR | *96VTN0401410A* | 23000 | 16 | 8.5 | 25600 | 20200 | 78.91% | 2.86 | 0 | 10 |  |  |  | No | R-410A | 1.9167 | Residential & Commercial | Ducted CEE Tier 1
213782338 | Central HP <5.4 tons | AIRQUEST | HRCU-A-CB (Split System: Heat Pump with Remote Outdoor Unit-Air-Source) | HVH837GKA2* |  |  | EHD4X60AAL+WALLCON | *96CTN0801714B* | 32800 | 16.5 | 8.1 | 32200 | 25000 | 77.64% | 1.98 | 0 | 11 |  |  |  | No | R-410A | 2.7333 | Residential & Commercial | Ducted CEE Tier 1
214229183 | Central HP <5.4 tons | COMFORTMAKER | HRCU-A-CB (Split System: Heat Pump with Remote Outdoor Unit-Air-Source) | DLCURAH24ABK |  |  | EN(A,D)4X24L17** | *80MSU0601716A* | 23200 | 16.5 | 8.5 | 26800 | 23600 | 88.06% | 1.96 | 0 | 10 |  |  |  | No | R-410A | 1.9333 | Residential & Commercial | Ducted CEE Tier 1
214628286 | Central HP <5.4 tons | CARRIER | HRCU-A-CB (Split System: Heat Pump with Remote Outdoor Unit-Air-Source) | 38MURAQ24AB3* | ADP |  | V,C36H***P219 | 58TP*B070V14**12 | 23800 | 17 | 8.5 | 24800 | 23600 | 95.16% | 2 | 0 | 10.5 |  |  |  | No | R-410A | 1.9833 | Residential & Commercial | Ducted CEE Tier 1
214628304 | Central HP <5.4 tons | CARRIER | HRCU-A-CB (Split System: Heat Pump with Remote Outdoor Unit-Air-Source) | 38MURAQ24AB3* | ADP |  | V,C36H175P149 | 58TP*B070V17**16 | 23600 | 17 | 8.5 | 24800 | 23800 | 95.97% | 2.02 | 0 | 10.5 |  |  |  | No | R-410A | 1.9667 | Residential & Commercial | Ducted CEE Tier 1
214628352 | Central HP <5.4 tons | CARRIER | HRCU-A-CB (Split System: Heat Pump with Remote Outdoor Unit-Air-Source) | 38MURAQ24AB3* | ADP |  | V,C36H***P219 | 59SC6A040M14**10 | 23400 | 16 | 8.5 | 24600 | 23600 | 95.93% | 1.98 | 0 | 10 |  |  |  | No | R-410A | 1.95 | Residential & Commercial | Ducted CEE Tier 1
214628411 | Central HP <5.4 tons | CARRIER | HRCU-A-CB (Split System: Heat Pump with Remote Outdoor Unit-Air-Source) | 38MURAQ24AB3* | ADP |  | C36A***L159 | 59SC6A060M14**12 | 23600 | 16 | 8.5 | 24600 | 23800 | 96.75% | 2 | 0 | 10 |  |  |  | No | R-410A | 1.9667 | Residential & Commercial | Ducted CEE Tier 1
214628456 | Central HP <5.4 tons | CARRIER | HRCU-A-CB (Split System: Heat Pump with Remote Outdoor Unit-Air-Source) | 38MURAQ24AB3* | ADP |  | C36A***L129 | 59SU5B040M17**12 | 23400 | 16 | 8.5 | 25400 | 25800 | 101.6% | 2.2 | 0 | 10 |  |  |  | No | R-410A | 1.95 | Residential & Commercial | Ducted CEE Tier 1
214572700 | Central HP <5.4 tons | HEIL | HRCU-A-CB (Split System: Heat Pump with Remote Outdoor Unit-Air-Source) | HVH837GKA** |  |  | EA*4X42L24A*+WALLCON | *96CTN0802120B* | 31800 | 17.5 | 8.5 | 32800 | 24400 | 74.39% | 1.9 | 0 | 11 |  |  |  | No | R-410A | 2.65 | Residential & Commercial | Ducted CEE Tier 1
214627541 | Central HP <5.4 tons | CARRIER | HRCU-A-CB (Split System: Heat Pump with Remote Outdoor Unit-Air-Source) | 38MURAQ18AB3* | ADP |  | V,C36H***P039 | 58S(B,C)*B070M14**12 | 16900 | 16 | 8.5 | 16900 | 18700 | 110.7% | 2.3 | 0 | 10.5 |  |  |  | No | R-410A | 1.4083 | Residential & Commercial | Ducted CEE Tier 1
214627556 | Central HP <5.4 tons | CARRIER | HRCU-A-CB (Split System: Heat Pump with Remote Outdoor Unit-Air-Source) | 38MURAQ18AB3* | ADP |  | V,C36H175P149 | 58S(B,C)*B070M17**12 | 17400 | 16 | 8.5 | 16800 | 18800 | 111.9% | 2.32 | 0 | 11 |  |  |  | No | R-410A | 1.45 | Residential & Commercial | Ducted CEE Tier 1
214627557 | Central HP <5.4 tons | CARRIER | HRCU-A-CB (Split System: Heat Pump with Remote Outdoor Unit-Air-Source) | 38MURAQ18AB3* | ADP |  | PL36H175P159 | 58S(B,C)*B070M17**12 | 17400 | 16 | 8.5 | 16800 | 18800 | 111.9% | 2.32 | 0 | 11 |  |  |  | No | R-410A | 1.45 | Residential & Commercial | Ducted CEE Tier 1
214627558 | Central HP <5.4 tons | CARRIER | HRCU-A-CB (Split System: Heat Pump with Remote Outdoor Unit-Air-Source) | 38MURAQ18AB3* | ADP |  | V,C36H175P159 | 58S(B,C)*B070M17**12 | 17400 | 16 | 8.5 | 16800 | 18800 | 111.9% | 2.32 | 0 | 11 |  |  |  | No | R-410A | 1.45 | Residential & Commercial | Ducted CEE Tier 1
214627655 | Central HP <5.4 tons | CARRIER | HRCU-A-CB (Split System: Heat Pump with Remote Outdoor Unit-Air-Source) | 38MURAQ18AB3* | ADP |  | PL36H***P449 | 59SC6A026M14**10 | 17300 | 20 | 8.1 | 16700 | 18800 | 112.6% | 2.3 | 0 | 10.5 |  |  |  | No | R-410A | 1.4417 | Residential & Commercial | Ducted CEE Tier 1
214627741 | Central HP <5.4 tons | CARRIER | HRCU-A-CB (Split System: Heat Pump with Remote Outdoor Unit-Air-Source) | 38MURAQ18AB3* | ADP |  | V,C36H***P219 | 59SC6A060M14**12 | 17400 | 16 | 8.5 | 17000 | 19400 | 114.1% | 2.38 | 0 | 10.5 |  |  |  | No | R-410A | 1.45 | Residential & Commercial | Ducted CEE Tier 1
214609878 | Central HP <5.4 tons | CARRIER | HRCU-A-C (Split System: Heat Pump with Remote Outdoor Unit with No Indoor Fan --Air Source) | 38MURAQ24AB3 | ASPEN |  | D(A,C,E)24A24+TDR |  | 20600 | 15.2 | 9.3 | 24800 | 20000 | 80.65% | 1.95 | 0 | 10 |  |  |  | No | R-410A | 1.7167 | Residential & Commercial | Ducted CEE Tier 1
216056591 | Central HP <5.4 tons | YORK | HRCU-A-CB (Split System: Heat Pump with Remote Outdoor Unit-Air-Source) | HH836E2S11 | ASPEN |  | D(A,C,E)36A4K+TDR | TM8E120C16MP11 | 30400 | 18 | 8.5 | 30200 | 24800 | 82.12% | 2 | 0 | 11.2 |  |  |  | No | R-454B | 2.5333 | Residential & Commercial | Ducted CEE Tier 1
216056654 | Central HP <5.4 tons | YORK | HRCU-A-CB (Split System: Heat Pump with Remote Outdoor Unit-Air-Source) | HH836E2S11 | ASPEN |  | C(A,C,D,E)48A3K+TDR | TL8E080C16UH11 | 31400 | 18 | 8.5 | 31600 | 25600 | 81.01% | 2 | 0 | 10.5 |  |  |  | No | R-454B | 2.6167 | Residential & Commercial | Ducted CEE Tier 1
216056708 | Central HP <5.4 tons | YORK | HRCU-A-CB (Split System: Heat Pump with Remote Outdoor Unit-Air-Source) | HH836E2S11 | ASPEN |  | C(A,C,D,E)48A3K+TDR | YP9C080C16MP13 | 31800 | 18 | 8.1 | 31400 | 25400 | 80.89% | 2 | 0 | 11 |  |  |  | No | R-454B | 2.65 | Residential & Commercial | Ducted CEE Tier 1
211198241 | Central HP <5.4 tons | CARRIER | HRCU-A-CB (Split System: Heat Pump with Remote Outdoor Unit-Air-Source) | 25VNA436A*031* | ADP |  | H,PG9J936 | 59TN6B060C17**14 | 33000 | 19 | 9 | 33800 | 25800 | 76.33% | 2 | 0 | 11.7 |  |  |  | No | R-410A | 2.75 | Residential & Commercial | Ducted CEE Tier 1
214229381 | Central HP <5.4 tons | COMFORTMAKER | HRCU-A-CB (Split System: Heat Pump with Remote Outdoor Unit-Air-Source) | DLCURAH24ABK |  |  | EA*4X37L21A* | *80MSU0802120A* | 24200 | 17.5 | 8.5 | 25000 | 21400 | 85.6% | 1.8 | 0 | 10 |  |  |  | No | R-410A | 2.0167 | Residential & Commercial | Ducted CEE Tier 1
216453126 | Central HP <5.4 tons | AMERICAN STANDARD | HRCU-A-CB (Split System: Heat Pump with Remote Outdoor Unit-Air-Source) | 5A6V0X36A1 |  |  | 5TXCB006AS3 | S8V2B060M4PCB | 35200 | 20 | 9.7 | 32400 | 25000 | 77.16% | 2.1 | 0 | 12.5 |  |  |  | No | R-454B | 2.9333 | Residential & Commercial | Ducted CEE Tier 1
213204387 | Central HP <5.4 tons | TEMPSTAR | HRCU-A-CB (Split System: Heat Pump with Remote Outdoor Unit-Air-Source) | DLCURAH24ABK | ASPEN |  | D(A,C,E)30C44+TDR | *80ES(N,L)0451412A* | 23800 | 16.5 | 8.5 | 26000 | 26000 | 100% | 2.76 | 0 | 10.4 |  |  |  | No | R-410A | 1.9833 | Residential & Commercial | Ducted CEE Tier 1
213204876 | Central HP <5.4 tons | TEMPSTAR | HRCU-A-CB (Split System: Heat Pump with Remote Outdoor Unit-Air-Source) | DLCURAH24ABK | ASPEN |  | D(A,C,E)30C44+TDR | *92ESN0801716A* | 23800 | 17.5 | 8.5 | 25600 | 20000 | 78.12% | 3 | 0 | 10.4 |  |  |  | No | R-410A | 1.9833 | Residential & Commercial | Ducted CEE Tier 1
214629081 | Central HP <5.4 tons | CARRIER | HRCU-A-CB (Split System: Heat Pump with Remote Outdoor Unit-Air-Source) | 38MURAQ36AB3* | ADP |  | A36VCA+TXV | 58S(B,C)*B090M17**14 | 35400 | 16 | 8.1 | 36800 | 34600 | 94.02% | 1.88 | 0 | 10 |  |  |  | No | R-410A | 2.95 | Residential & Commercial | Ducted CEE Tier 1
214629340 | Central HP <5.4 tons | CARRIER | HRCU-A-CB (Split System: Heat Pump with Remote Outdoor Unit-Air-Source) | 38MURAQ36AB3* | ADP |  | C36A***L159 | 59SU5B100M21**20 | 35600 | 16 | 8.1 | 36800 | 34800 | 94.57% | 1.9 | 0 | 10 |  |  |  | No | R-410A | 2.9667 | Residential & Commercial | Ducted CEE Tier 1
216056743 | Central HP <5.4 tons | YORK | HRCU-A-CB (Split System: Heat Pump with Remote Outdoor Unit-Air-Source) | HH860E2S11 | ASPEN |  | C(A,C,D,E)48A3K+TDR | TM9Y100C16MP11 | 39500 | 16.5 | 8.1 | 44000 | 33800 | 76.82% | 2 | 0 | 10.5 |  |  |  | No | R-454B | 3.2917 | Residential & Commercial | Ducted CEE Tier 1
216056745 | Central HP <5.4 tons | YORK | HRCU-A-CB (Split System: Heat Pump with Remote Outdoor Unit-Air-Source) | HH860E2S11 | ASPEN |  | C(A,C,D,E)48A3K+TDR | TM9Y120D20MP11 | 40000 | 17.5 | 8.1 | 43500 | 33400 | 76.78% | 2 | 0 | 11.2 |  |  |  | No | R-454B | 3.3333 | Residential & Commercial | Ducted CEE Tier 1
216056779 | Central HP <5.4 tons | YORK | HRCU-A-CB (Split System: Heat Pump with Remote Outdoor Unit-Air-Source) | HH860E2S11 | ASPEN |  | D(A,C,E)60A3K+TDR | TL8E080C16UH11 | 41000 | 17 | 8.5 | 44000 | 33600 | 76.36% | 2 | 0 | 11.5 |  |  |  | No | R-454B | 3.4167 | Residential & Commercial | Ducted CEE Tier 1
216056786 | Central HP <5.4 tons | YORK | HRCU-A-CB (Split System: Heat Pump with Remote Outdoor Unit-Air-Source) | HH860E2S11 | ASPEN |  | C(A,C,D,E)60A3K+TDR | TM8E080C16MP11 | 41000 | 18 | 8.5 | 45000 | 34200 | 76% | 2 | 0 | 10.5 |  |  |  | No | R-454B | 3.4167 | Residential & Commercial | Ducted CEE Tier 1
216056793 | Central HP <5.4 tons | YORK | HRCU-A-CB (Split System: Heat Pump with Remote Outdoor Unit-Air-Source) | HH860E2S11 | ASPEN |  | D(A,C,E)60A3K+TDR | TM8E100C20MP11 | 42000 | 17 | 8.1 | 46500 | 35000 | 75.27% | 2 | 0 | 10.5 |  |  |  | No | R-454B | 3.5 | Residential & Commercial | Ducted CEE Tier 1
216056802 | Central HP <5.4 tons | YORK | HRCU-A-CB (Split System: Heat Pump with Remote Outdoor Unit-Air-Source) | HH860E2S11 | ASPEN |  | C(A,C,D,E)60A3K+TDR | TM8V100C16MP12 | 40500 | 16.5 | 8.1 | 43500 | 33400 | 76.78% | 2 | 0 | 11.2 |  |  |  | No | R-454B | 3.375 | Residential & Commercial | Ducted CEE Tier 1
216056809 | Central HP <5.4 tons | YORK | HRCU-A-CB (Split System: Heat Pump with Remote Outdoor Unit-Air-Source) | HH860E2S11 | ASPEN |  | D(A,C,E)60A3K+TDR | TM8Y080C16MP11 | 41000 | 17 | 8.1 | 43500 | 33400 | 76.78% | 2 | 0 | 11 |  |  |  | No | R-454B | 3.4167 | Residential & Commercial | Ducted CEE Tier 1
213770630 | Central HP <5.4 tons | COMFORTMAKER | HRCU-A-CB (Split System: Heat Pump with Remote Outdoor Unit-Air-Source) | CVH825GKA2* |  |  | EA*4X25L17A*+WALLCON | *95CSU0601716B* | 24200 | 16.5 | 8.1 | 21400 | 16700 | 78.04% | 2.02 | 0 | 10.5 |  |  |  | No | R-410A | 2.0167 | Residential & Commercial | Ducted CEE Tier 1
213770730 | Central HP <5.4 tons | COMFORTMAKER | HRCU-A-CB (Split System: Heat Pump with Remote Outdoor Unit-Air-Source) | CVH825GKA2* |  |  | EA*4X30L17A*+WALLCON | *80CTL0701716B* | 23400 | 16.5 | 8.1 | 21600 | 16700 | 77.31% | 1.92 | 0 | 11 |  |  |  | No | R-410A | 1.95 | Residential & Commercial | Ducted CEE Tier 1
213771030 | Central HP <5.4 tons | COMFORTMAKER | HRCU-A-CB (Split System: Heat Pump with Remote Outdoor Unit-Air-Source) | CVH825GKA2* |  |  | EA*4X37L17A*+WALLCON | *80CTL0451712B* | 24000 | 16 | 8.1 | 21600 | 16800 | 77.78% | 1.98 | 0 | 10.5 |  |  |  | No | R-410A | 2 | Residential & Commercial | Ducted CEE Tier 1
213771950 | Central HP <5.4 tons | COMFORTMAKER | HRCU-A-CB (Split System: Heat Pump with Remote Outdoor Unit-Air-Source) | CVH825GKA2* |  |  | EHD4X30AAL+WALLCON | *80CTL0901716B* | 23800 | 16 | 8.1 | 21800 | 16800 | 77.06% | 1.96 | 0 | 10.5 |  |  |  | No | R-410A | 1.9833 | Residential & Commercial | Ducted CEE Tier 1
213205557 | Central HP <5.4 tons | TEMPSTAR | HRCU-A-CB (Split System: Heat Pump with Remote Outdoor Unit-Air-Source) | DLCURAH36ABK | ASPEN |  | D(A,C,E)36C34+TDR | *80ES(N,L)1102420A* | 35200 | 16.5 | 8.1 | 38500 | 31800 | 82.6% | 2.72 | 0 | 10.5 |  |  |  | No | R-410A | 2.9333 | Residential & Commercial | Ducted CEE Tier 1
213205594 | Central HP <5.4 tons | TEMPSTAR | HRCU-A-CB (Split System: Heat Pump with Remote Outdoor Unit-Air-Source) | DLCURAH36ABK | ASPEN |  | D(A,C,E)42B34+TDR | *92ESN0801716A* | 35400 | 16.5 | 8.1 | 39000 | 31600 | 81.03% | 2.71 | 0 | 10.5 |  |  |  | No | R-410A | 2.95 | Residential & Commercial | Ducted CEE Tier 1
213781148 | Central HP <5.4 tons | AIRQUEST | HRCU-A-CB (Split System: Heat Pump with Remote Outdoor Unit-Air-Source) | HVH837GKA2* |  |  | EA*4X42L24A*+WALLCON | *96CTN1202422B* | 31800 | 17 | 8.1 | 33000 | 24200 | 73.33% | 1.88 | 0 | 11 |  |  |  | No | R-410A | 2.65 | Residential & Commercial | Ducted CEE Tier 1
213781318 | Central HP <5.4 tons | AIRQUEST | HRCU-A-CB (Split System: Heat Pump with Remote Outdoor Unit-Air-Source) | HVH837GKA2* |  |  | EA*4X48L21A*+WALLCON | *80CTL1102120B* | 32400 | 17 | 8.1 | 32400 | 24800 | 76.54% | 1.98 | 0 | 11 |  |  |  | No | R-410A | 2.7 | Residential & Commercial | Ducted CEE Tier 1
213781468 | Central HP <5.4 tons | AIRQUEST | HRCU-A-CB (Split System: Heat Pump with Remote Outdoor Unit-Air-Source) | HVH837GKA2* |  |  | EA*4X60L24A*+WALLCON | *80CTL0902120B* | 32800 | 17.5 | 8.1 | 31800 | 24600 | 77.36% | 1.98 | 0 | 11.5 |  |  |  | No | R-410A | 2.7333 | Residential & Commercial | Ducted CEE Tier 1
211245875 | Central HP <5.4 tons | COMFORTMAKER | HRCU-A-CB (Split System: Heat Pump with Remote Outdoor Unit-Air-Source) | DLCURAH24ABK |  |  | FMA4P30**AL* |  | 25200 | 15.2 | 9 | 27800 | 21600 | 77.7% | 1.78 | 0 | 10 |  |  |  | No | R-410A | 2.1 | Residential & Commercial | Ducted CEE Tier 1
210596833 | Central HP <5.4 tons | COMFORTMAKER | HRCU-A-CB (Split System: Heat Pump with Remote Outdoor Unit-Air-Source) | CVH825GKA2* |  |  | EA*4X48L21A*+WALLCON | *96CTN0601714A* | 24000 | 16.5 | 8.1 | 21000 | 16600 | 79.05% | 2 | 0 | 11 |  |  |  | No | R-410A | 2 | Residential & Commercial | Ducted CEE Tier 1
210596869 | Central HP <5.4 tons | COMFORTMAKER | HRCU-A-CB (Split System: Heat Pump with Remote Outdoor Unit-Air-Source) | CVH825GKA2* |  |  | EA*4X48L24A*+WALLCON | *96CTN1202422A* | 24200 | 17 | 8.1 | 21000 | 16500 | 78.57% | 2.02 | 0 | 11 |  |  |  | No | R-410A | 2.0167 | Residential & Commercial | Ducted CEE Tier 1
210597004 | Central HP <5.4 tons | COMFORTMAKER | HRCU-A-CB (Split System: Heat Pump with Remote Outdoor Unit-Air-Source) | CVH825GKA2* |  |  | EN(A,D)4X48L24**+WALLCON | *80CTL1352422A* | 24200 | 17 | 8.1 | 21400 | 16600 | 77.57% | 2.02 | 0 | 11.5 |  |  |  | No | R-410A | 2.0167 | Residential & Commercial | Ducted CEE Tier 1
212578244 | Central HP <5.4 tons | CARRIER | HRCU-A-CB (Split System: Heat Pump with Remote Outdoor Unit-Air-Source) | 25VNA436A*031* | ADP |  | H,PG53936 | 58TN*A045C17**12 | 34000 | 19 | 9 | 34000 | 25800 | 75.88% | 2 | 0 | 11.7 |  |  |  | No | R-410A | 2.8333 | Residential & Commercial | Ducted CEE Tier 1
216056504 | Central HP <5.4 tons | YORK | HRCU-A-CB (Split System: Heat Pump with Remote Outdoor Unit-Air-Source) | HH836E2S11 | ASPEN |  | C(A,C,D,E)36B3K+TDR | TM8E100B12MP11 | 30800 | 18 | 8.5 | 31200 | 25400 | 81.41% | 2 | 0 | 10.5 |  |  |  | No | R-454B | 2.5667 | Residential & Commercial | Ducted CEE Tier 1
216056834 | Central HP <5.4 tons | YORK | HRCU-A-CB (Split System: Heat Pump with Remote Outdoor Unit-Air-Source) | HH860E2S11 | ASPEN |  | C(A,C,D,E)60A3K+TDR | TM9Y080C16MP11 | 40500 | 17 | 8.5 | 44000 | 33800 | 76.82% | 2 | 0 | 10.5 |  |  |  | No | R-454B | 3.375 | Residential & Commercial | Ducted CEE Tier 1
212578205 | Central HP <5.4 tons | CARRIER | HRCU-A-CB (Split System: Heat Pump with Remote Outdoor Unit-Air-Source) | 25VNA424A*031* | ADP |  | H,PG9J936 | 58TN*A045C17**12 | 23400 | 20 | 9.5 | 25000 | 19600 | 78.4% | 2.42 | 0 | 13 |  |  |  | No | R-410A | 1.95 | Residential & Commercial | Ducted CEE Tier 1
212578222 | Central HP <5.4 tons | CARRIER | HRCU-A-CB (Split System: Heat Pump with Remote Outdoor Unit-Air-Source) | 25VNA424A*031* | ADP |  | H,PG32936 | 59MN7B060C17**14 | 22600 | 19 | 10.5 | 25200 | 19600 | 77.78% | 2.42 | 0 | 12.5 |  |  |  | No | R-410A | 1.8833 | Residential & Commercial | Ducted CEE Tier 1
212578225 | Central HP <5.4 tons | CARRIER | HRCU-A-CB (Split System: Heat Pump with Remote Outdoor Unit-Air-Source) | 25VNA424A*031* | ADP |  | H,PG24936 | 59MN7B060C21**20 | 22600 | 20 | 10 | 25000 | 19500 | 78% | 2.4 | 0 | 12.5 |  |  |  | No | R-410A | 1.8833 | Residential & Commercial | Ducted CEE Tier 1
212380550 | Central HP <5.4 tons | CARRIER | HRCU-A-CB (Split System: Heat Pump with Remote Outdoor Unit-Air-Source) | 25VNA424A*031* | ADP |  | PL36H175P159 | 58TN*A090C17**16 | 23600 | 21 | 8.5 | 24800 | 19300 | 77.82% | 2.48 | 0 | 13.5 |  |  |  | No | R-410A | 1.9667 | Residential & Commercial | Ducted CEE Tier 1
216056734 | Central HP <5.4 tons | YORK | HRCU-A-CB (Split System: Heat Pump with Remote Outdoor Unit-Air-Source) | HH860E2S11 | ASPEN |  | C(A,C,D,E)48A3K+TDR | TM9E080C20MP12 | 41500 | 16.5 | 8.1 | 46000 | 35000 | 76.09% | 2 | 0 | 10.5 |  |  |  | No | R-454B | 3.4583 | Residential & Commercial | Ducted CEE Tier 1
216056752 | Central HP <5.4 tons | YORK | HRCU-A-CB (Split System: Heat Pump with Remote Outdoor Unit-Air-Source) | HH860E2S11 | ASPEN |  | C(A,C,D,E)48A3K+TDR | TMLE130D20MP11 | 41500 | 16.5 | 8.1 | 46000 | 35200 | 76.52% | 2 | 0 | 10.5 |  |  |  | No | R-454B | 3.4583 | Residential & Commercial | Ducted CEE Tier 1
216056759 | Central HP <5.4 tons | YORK | HRCU-A-CB (Split System: Heat Pump with Remote Outdoor Unit-Air-Source) | HH860E2S11 | ASPEN |  | C(A,C,D,E)48A3K+TDR | TPLC080C16MP13 | 39500 | 16.5 | 8.1 | 43500 | 33400 | 76.78% | 2 | 0 | 11.2 |  |  |  | No | R-454B | 3.2917 | Residential & Commercial | Ducted CEE Tier 1
214627758 | Central HP <5.4 tons | CARRIER | HRCU-A-CB (Split System: Heat Pump with Remote Outdoor Unit-Air-Source) | 38MURAQ18AB3* | ADP |  | PL36H175P149 | 59SC6A060M17**16 | 17200 | 16 | 8.5 | 16500 | 19000 | 115.2% | 2.32 | 0 | 10.5 |  |  |  | No | R-410A | 1.4333 | Residential & Commercial | Ducted CEE Tier 1
214627772 | Central HP <5.4 tons | CARRIER | HRCU-A-CB (Split System: Heat Pump with Remote Outdoor Unit-Air-Source) | 38MURAQ18AB3* | ADP |  | C36A***L159 | 59SC6A060M17**16 | 17300 | 16 | 8.5 | 16400 | 18300 | 111.6% | 2.24 | 0 | 10.5 |  |  |  | No | R-410A | 1.4417 | Residential & Commercial | Ducted CEE Tier 1
214627662 | Central HP <5.4 tons | CARRIER | HRCU-A-CB (Split System: Heat Pump with Remote Outdoor Unit-Air-Source) | 38MURAQ18AB3* | ADP |  | V,C36H***P429 | 59SC6A040M14**10 | 17300 | 16 | 8.5 | 16900 | 19100 | 113% | 2.34 | 0 | 10.5 |  |  |  | No | R-410A | 1.4417 | Residential & Commercial | Ducted CEE Tier 1
214627721 | Central HP <5.4 tons | CARRIER | HRCU-A-CB (Split System: Heat Pump with Remote Outdoor Unit-Air-Source) | 38MURAQ18AB3* | ADP |  | V,C36H***P429 | 59SC6A060M14**12 | 17400 | 16 | 8.5 | 17000 | 19400 | 114.1% | 2.38 | 0 | 10.5 |  |  |  | No | R-410A | 1.45 | Residential & Commercial | Ducted CEE Tier 1
214229293 | Central HP <5.4 tons | COMFORTMAKER | HRCU-A-CB (Split System: Heat Pump with Remote Outdoor Unit-Air-Source) | DLCURAH36ABK |  |  | EA*4X37L17A* | *80MSU0601716A* | 36000 | 16 | 8.5 | 38500 | 34800 | 90.39% | 2.02 | 0 | 10 |  |  |  | No | R-410A | 3 | Residential & Commercial | Ducted CEE Tier 1
212975721 | Central HP <5.4 tons | COMFORTMAKER | HRCU-A-CB (Split System: Heat Pump with Remote Outdoor Unit-Air-Source) | DLCURAH24ABK |  |  | EN(A,D)4X24L17** | *96VTN0601412B* | 23200 | 16.5 | 8.5 | 26800 | 25400 | 94.78% | 2.12 | 0 | 10 |  |  |  | No | R-410A | 1.9333 | Residential & Commercial | Ducted CEE Tier 1
212976037 | Central HP <5.4 tons | COMFORTMAKER | HRCU-A-CB (Split System: Heat Pump with Remote Outdoor Unit-Air-Source) | DLCURAH24ABK |  |  | EA*4X36L17A* | *96VTN0801716B* | 23600 | 17 | 8.5 | 26000 | 24200 | 93.08% | 2.02 | 0 | 10 |  |  |  | No | R-410A | 1.9667 | Residential & Commercial | Ducted CEE Tier 1
214574170 | Central HP <5.4 tons | HEIL | HRCU-A-CB (Split System: Heat Pump with Remote Outdoor Unit-Air-Source) | HVH837GKA2* |  |  | EA*4X61L24A*+WALLCON | *95CSU1002122B* | 33200 | 18.5 | 8.5 | 31800 | 24800 | 77.99% | 2 | 0 | 11.5 |  |  |  | No | R-410A | 2.7667 | Residential & Commercial | Ducted CEE Tier 1
212969780 | Central HP <5.4 tons | COMFORTMAKER | HRCU-A-CB (Split System: Heat Pump with Remote Outdoor Unit-Air-Source) | DLCURAH24ABK |  |  | EA*4X36L17A* | *80VSL0451412B* | 23600 | 17 | 8.5 | 26000 | 24200 | 93.08% | 2 | 0 | 10 |  |  |  | No | R-410A | 1.9667 | Residential & Commercial | Ducted CEE Tier 1
212971235 | Central HP <5.4 tons | COMFORTMAKER | HRCU-A-CB (Split System: Heat Pump with Remote Outdoor Unit-Air-Source) | DLCURAH24ABK |  |  | EN(A,D)4X30L17** | *80VTL0451412B* | 23600 | 17 | 8.5 | 26200 | 24600 | 93.89% | 2.04 | 0 | 10.5 |  |  |  | No | R-410A | 1.9667 | Residential & Commercial | Ducted CEE Tier 1
211804285 | Central HP <5.4 tons | MIDEA | HRCU-A-C (Split System: Heat Pump with Remote Outdoor Unit with No Indoor Fan --Air Source) | MOVA-36HDN1-M20G | ADP |  | H,YG36(1,2)36+TXV+TD |  | 23400 | 15.2 | 9 | 22400 | 15900 | 70.98% | 1.82 | 0 | 12 |  |  |  | No | R-410A | 1.95 | Residential & Commercial | Ducted CEE Tier 1
214572670 | Central HP <5.4 tons | HEIL | HRCU-A-CB (Split System: Heat Pump with Remote Outdoor Unit-Air-Source) | HVH837GKA** |  |  | EA*4X42L24A*+WALLCON | *95CSU1002122B* | 31800 | 17.5 | 8.5 | 32800 | 24400 | 74.39% | 1.9 | 0 | 11 |  |  |  | No | R-410A | 2.65 | Residential & Commercial | Ducted CEE Tier 1
213780088 | Central HP <5.4 tons | AIRQUEST | HRCU-A-CB (Split System: Heat Pump with Remote Outdoor Unit-Air-Source) | HVH837GKA** |  |  | EHD4X42AAL+WALLCON | *97CMN1202422B* | 32400 | 16.5 | 8.1 | 32800 | 24800 | 75.61% | 1.94 | 0 | 11 |  |  |  | No | R-410A | 2.7 | Residential & Commercial | Ducted CEE Tier 1
216056507 | Central HP <5.4 tons | YORK | HRCU-A-CB (Split System: Heat Pump with Remote Outdoor Unit-Air-Source) | HH836E2S11 | ASPEN |  | C(A,C,D,E)36B3K+TDR | TM8E120C16MP11 | 30600 | 18 | 8.5 | 30200 | 24800 | 82.12% | 2 | 0 | 11 |  |  |  | No | R-454B | 2.55 | Residential & Commercial | Ducted CEE Tier 1
216056524 | Central HP <5.4 tons | YORK | HRCU-A-CB (Split System: Heat Pump with Remote Outdoor Unit-Air-Source) | HH836E2S11 | ASPEN |  | C(A,C,D,E)36B3K+TDR | TM9V080B12MP12 | 30600 | 18 | 8.5 | 30800 | 25200 | 81.82% | 2 | 0 | 10.5 |  |  |  | No | R-454B | 2.55 | Residential & Commercial | Ducted CEE Tier 1
216056589 | Central HP <5.4 tons | YORK | HRCU-A-CB (Split System: Heat Pump with Remote Outdoor Unit-Air-Source) | HH836E2S11 | ASPEN |  | D(A,C,E)36A4K+TDR | TM8E100C16MP11 | 31000 | 18 | 8.5 | 31200 | 25200 | 80.77% | 2 | 0 | 10.5 |  |  |  | No | R-454B | 2.5833 | Residential & Commercial | Ducted CEE Tier 1
216056605 | Central HP <5.4 tons | YORK | HRCU-A-CB (Split System: Heat Pump with Remote Outdoor Unit-Air-Source) | HH836E2S11 | ASPEN |  | D(A,C,E)36A4K+TDR | TM9E100C16MP12 | 30800 | 18 | 8.5 | 31200 | 25200 | 80.77% | 2 | 0 | 10.5 |  |  |  | No | R-454B | 2.5667 | Residential & Commercial | Ducted CEE Tier 1
216056657 | Central HP <5.4 tons | YORK | HRCU-A-CB (Split System: Heat Pump with Remote Outdoor Unit-Air-Source) | HH836E2S11 | ASPEN |  | C(A,C,D,E)48A3K+TDR | TM8E080B12MP11 | 31000 | 18 | 8.1 | 31400 | 25400 | 80.89% | 2 | 0 | 10.5 |  |  |  | No | R-454B | 2.5833 | Residential & Commercial | Ducted CEE Tier 1
216056688 | Central HP <5.4 tons | YORK | HRCU-A-CB (Split System: Heat Pump with Remote Outdoor Unit-Air-Source) | HH836E2S11 | ASPEN |  | C(A,C,D,E)48A3K+TDR | TMLE100C16MP11 | 31400 | 18 | 8.1 | 31200 | 25200 | 80.77% | 2 | 0 | 10.5 |  |  |  | No | R-454B | 2.6167 | Residential & Commercial | Ducted CEE Tier 1
216056704 | Central HP <5.4 tons | YORK | HRCU-A-CB (Split System: Heat Pump with Remote Outdoor Unit-Air-Source) | HH836E2S11 | ASPEN |  | C(A,C,D,E)48A3K+TDR | Y91E080C20SMPS1 | 31400 | 18 | 8.1 | 31800 | 24200 | 76.1% | 2 | 0 | 10.5 |  |  |  | No | R-454B | 2.6167 | Residential & Commercial | Ducted CEE Tier 1
216056707 | Central HP <5.4 tons | YORK | HRCU-A-CB (Split System: Heat Pump with Remote Outdoor Unit-Air-Source) | HH836E2S11 | ASPEN |  | C(A,C,D,E)48A3K+TDR | YP9C080B12MP13 | 33000 | 18 | 8.1 | 30800 | 25200 | 81.82% | 2 | 0 | 11 |  |  |  | No | R-454B | 2.75 | Residential & Commercial | Ducted CEE Tier 1
216056761 | Central HP <5.4 tons | YORK | HRCU-A-CB (Split System: Heat Pump with Remote Outdoor Unit-Air-Source) | HH860E2S11 | ASPEN |  | C(A,C,D,E)48A3K+TDR | TPLC100C20MP13 | 40000 | 17.5 | 8.1 | 44500 | 33800 | 75.96% | 2 | 0 | 10.5 |  |  |  | No | R-454B | 3.3333 | Residential & Commercial | Ducted CEE Tier 1
216056775 | Central HP <5.4 tons | YORK | HRCU-A-CB (Split System: Heat Pump with Remote Outdoor Unit-Air-Source) | HH860E2S11 | ASPEN |  | C(A,C,D,E)48A3K+TDR | YPLC100C16MP13 | 30400 | 16.5 | 8.1 | 44000 | 33400 | 75.91% | 2 | 0 | 11.2 |  |  |  | No | R-454B | 2.5333 | Residential & Commercial | Ducted CEE Tier 1
216056784 | Central HP <5.4 tons | YORK | HRCU-A-CB (Split System: Heat Pump with Remote Outdoor Unit-Air-Source) | HH860E2S11 | ASPEN |  | C(A,C,D,E)60A3K+TDR | TL9E100C20UH11 | 41000 | 17 | 8.1 | 44000 | 33400 | 75.91% | 2 | 0 | 11.5 |  |  |  | No | R-454B | 3.4167 | Residential & Commercial | Ducted CEE Tier 1
216056827 | Central HP <5.4 tons | YORK | HRCU-A-CB (Split System: Heat Pump with Remote Outdoor Unit-Air-Source) | HH860E2S11 | ASPEN |  | D(A,C,E)60A3K+TDR | TM9V080C16MP12 | 40500 | 17 | 8.5 | 43500 | 33600 | 77.24% | 2 | 0 | 10.5 |  |  |  | No | R-454B | 3.375 | Residential & Commercial | Ducted CEE Tier 1
216056877 | Central HP <5.4 tons | YORK | HRCU-A-CB (Split System: Heat Pump with Remote Outdoor Unit-Air-Source) | HH860E2S11 | ASPEN |  | D(A,C,E)60A3K+TDR | Y81E120C20SMPS1 | 41500 | 17.5 | 8.1 | 45000 | 34000 | 75.56% | 2 | 0 | 11.5 |  |  |  | No | R-454B | 3.4583 | Residential & Commercial | Ducted CEE Tier 1
216055946 | Central HP <5.4 tons | CHAMPION HEATING AND COOLING | HRCU-A-CB (Split System: Heat Pump with Remote Outdoor Unit-Air-Source) | HH860E2S11 | ASPEN |  | C(A,C,D,E)48A3K+TDR | TMLE100C16MP11 | 40000 | 17.5 | 8.1 | 45000 | 34200 | 76% | 2 | 0 | 10.5 |  |  |  | No | R-454B | 3.3333 | Residential & Commercial | Ducted CEE Tier 1
212578230 | Central HP <5.4 tons | CARRIER | HRCU-A-CB (Split System: Heat Pump with Remote Outdoor Unit-Air-Source) | 25VNA424A*031* | ADP |  | H,PG24936 | 59MN7B080C17**14 | 22800 | 20 | 10 | 25200 | 19600 | 77.78% | 2.36 | 0 | 12.5 |  |  |  | No | R-410A | 1.9 | Residential & Commercial | Ducted CEE Tier 1
212578233 | Central HP <5.4 tons | CARRIER | HRCU-A-CB (Split System: Heat Pump with Remote Outdoor Unit-Air-Source) | 25VNA424A*031* | ADP |  | H,PG9J936 | 59MN7B080C17**14 | 23400 | 20 | 10.5 | 25000 | 19500 | 78% | 2.44 | 0 | 13 |  |  |  | No | R-410A | 1.95 | Residential & Commercial | Ducted CEE Tier 1
214627828 | Central HP <5.4 tons | CARRIER | HRCU-A-CB (Split System: Heat Pump with Remote Outdoor Unit-Air-Source) | 38MURAQ18AB3* | ADP |  | PL36H175P159 | 59SU5B060M17**16 | 17500 | 16 | 8.1 | 16500 | 18300 | 110.9% | 2.24 | 0 | 11 |  |  |  | No | R-410A | 1.4583 | Residential & Commercial | Ducted CEE Tier 1
215318922 | Central HP <5.4 tons | COMFORTMAKER | HRCU-A-CB (Split System: Heat Pump with Remote Outdoor Unit-Air-Source) | D5CUHAH60AAK |  |  | D5FUHAH60XAK |  | 54000 | 17.5 | 9.5 | 55000 | 54000 | 98.18% | 1.9 | 0 | 12 |  |  |  | No | R-454B | 4.5 | Residential & Commercial | Ducted CEE Tier 1
212609374 | Central HP <5.4 tons | RUUD | HRCU-A-CB (Split System: Heat Pump with Remote Outdoor Unit-Air-Source) | UP18AZ48AJVC |  |  | RCFZ6021SEAAM | R802V0755A21UHN | 44500 | 18 | 8.1 | 43500 | 45000 | 103.4% | 2 | 0 | 10 |  |  |  | No | R-410A | 3.7083 | Residential & Commercial | Ducted CEE Tier 1
215864870 | Central HP <5.4 tons | AMERICAN STANDARD | HRCU-A-CB (Split System: Heat Pump with Remote Outdoor Unit-Air-Source) | 5A6V8X48A1 |  |  | 5PX*D008AS3 | S8V2C100M5PDB | 45500 | 18.1 | 8.5 | 45500 | 35200 | 77.36% | 2.1 | 0 | 10 |  |  |  | No | R-454B | 3.7917 | Residential & Commercial | Ducted CEE Tier 1
215864890 | Central HP <5.4 tons | AMERICAN STANDARD | HRCU-A-CB (Split System: Heat Pump with Remote Outdoor Unit-Air-Source) | 5A6V8X48A1 |  |  | 5PX*D010AS3 | S9V2C100U5PSC+LRP | 46000 | 18.1 | 8.5 | 45500 | 34800 | 76.48% | 2.1 | 0 | 10.5 |  |  |  | No | R-454B | 3.8333 | Residential & Commercial | Ducted CEE Tier 1
215864940 | Central HP <5.4 tons | AMERICAN STANDARD | HRCU-A-CB (Split System: Heat Pump with Remote Outdoor Unit-Air-Source) | 5A6V8X48A1 |  |  | 5TXCC009AS3 | S9V2C100U4VSB+LRP | 46000 | 18.1 | 8.5 | 45500 | 34800 | 76.48% | 2.1 | 0 | 10.5 |  |  |  | No | R-454B | 3.8333 | Residential & Commercial | Ducted CEE Tier 1
215869125 | Central HP <5.4 tons | AMERICAN STANDARD | HRCU-A-CB (Split System: Heat Pump with Remote Outdoor Unit-Air-Source) | 5A6V8X60A1 |  |  | 5PX*C007AS3 | S9V2C080U5VSB+LRP | 53000 | 18.1 | 8.5 | 56000 | 40500 | 72.32% | 2 | 0 | 10 |  |  |  | No | R-454B | 4.4167 | Residential & Commercial | Ducted CEE Tier 1
215869127 | Central HP <5.4 tons | AMERICAN STANDARD | HRCU-A-CB (Split System: Heat Pump with Remote Outdoor Unit-Air-Source) | 5A6V8X60A1 |  |  | 5PX*C007AS3 | S9V2C100U5VSB+LRP | 53000 | 18.1 | 8.5 | 56000 | 40000 | 71.43% | 2 | 0 | 10 |  |  |  | No | R-454B | 4.4167 | Residential & Commercial | Ducted CEE Tier 1
215654015 | Central HP <5.4 tons | YORK | HRCU-A-CB (Split System: Heat Pump with Remote Outdoor Unit-Air-Source) | HH824E2S11 | ASPEN |  | CH24B3J+TDR | Y81E040A12SMPS1 | 20400 | 17.5 | 9 | 22400 | 18100 | 80.8% | 2 | 0 | 11.2 |  |  |  | No | R-454B | 1.7 | Residential & Commercial | Ducted CEE Tier 1
216055594 | Central HP <5.4 tons | CHAMPION HEATING AND COOLING | HRCU-A-CB (Split System: Heat Pump with Remote Outdoor Unit-Air-Source) | HH824E2S11 | ASPEN |  | D(A,C,E)36A4K+TDR | Z8ES060A12SMPS1 | 21200 | 17.5 | 8.5 | 22600 | 17300 | 76.55% | 2 | 0 | 11.7 |  |  |  | No | R-454B | 1.7667 | Residential & Commercial | Ducted CEE Tier 1
216056097 | Central HP <5.4 tons | YORK | HRCU-A-CB (Split System: Heat Pump with Remote Outdoor Unit-Air-Source) | HH824E2S11 | ASPEN |  | C(A,C,D,E)24A3K+TDR | TM9E060B12MP12 | 21600 | 17 | 8.1 | 22600 | 18300 | 80.97% | 2 | 0 | 11 |  |  |  | No | R-454B | 1.8 | Residential & Commercial | Ducted CEE Tier 1
215654023 | Central HP <5.4 tons | YORK | HRCU-A-CB (Split System: Heat Pump with Remote Outdoor Unit-Air-Source) | HH824E2S11 | ASPEN |  | CH36A3J+TDR | Y81E100B12SMPS1 | 20800 | 18.9 | 9.5 | 22800 | 18000 | 78.95% | 2 | 0 | 11.2 |  |  |  | No | R-454B | 1.7333 | Residential & Commercial | Ducted CEE Tier 1
216056729 | Central HP <5.4 tons | YORK | HRCU-A-CB (Split System: Heat Pump with Remote Outdoor Unit-Air-Source) | HH860E2S11 | ASPEN |  | C(A,C,D,E)48A3K+TDR | TM8Y080C16MP11 | 40000 | 17.5 | 8.1 | 43500 | 33400 | 76.78% | 2 | 0 | 11.2 |  |  |  | No | R-454B | 3.3333 | Residential & Commercial | Ducted CEE Tier 1
216056746 | Central HP <5.4 tons | YORK | HRCU-A-CB (Split System: Heat Pump with Remote Outdoor Unit-Air-Source) | HH860E2S11 | ASPEN |  | C(A,C,D,E)48A3K+TDR | TMLE080C16MP11 | 40000 | 17.5 | 8.1 | 45000 | 34200 | 76% | 2 | 0 | 10.5 |  |  |  | No | R-454B | 3.3333 | Residential & Commercial | Ducted CEE Tier 1
216056763 | Central HP <5.4 tons | YORK | HRCU-A-CB (Split System: Heat Pump with Remote Outdoor Unit-Air-Source) | HH860E2S11 | ASPEN |  | C(A,C,D,E)48A3K+TDR | Y81E120C16SMPS1 | 40000 | 17.5 | 8.1 | 43000 | 33000 | 76.74% | 2 | 0 | 11.5 |  |  |  | No | R-454B | 3.3333 | Residential & Commercial | Ducted CEE Tier 1
216056815 | Central HP <5.4 tons | YORK | HRCU-A-CB (Split System: Heat Pump with Remote Outdoor Unit-Air-Source) | HH860E2S11 | ASPEN |  | D(A,C,E)60A3K+TDR | TM8Y120C20MP11 | 41000 | 17.5 | 8.1 | 44500 | 33800 | 75.96% | 2 | 0 | 11.5 |  |  |  | No | R-454B | 3.4167 | Residential & Commercial | Ducted CEE Tier 1
216056830 | Central HP <5.4 tons | YORK | HRCU-A-CB (Split System: Heat Pump with Remote Outdoor Unit-Air-Source) | HH860E2S11 | ASPEN |  | C(A,C,D,E)60A3K+TDR | TM9V100C20MP12 | 41000 | 18 | 8.5 | 44500 | 33800 | 75.96% | 2 | 0 | 10.5 |  |  |  | No | R-454B | 3.4167 | Residential & Commercial | Ducted CEE Tier 1
212578210 | Central HP <5.4 tons | CARRIER | HRCU-A-CB (Split System: Heat Pump with Remote Outdoor Unit-Air-Source) | 25VNA424A*031* | ADP |  | H,PG53936 | 58TN*A070C14**12 | 24200 | 21 | 9.5 | 24800 | 19300 | 77.82% | 2.54 | 0 | 13.5 |  |  |  | No | R-410A | 2.0167 | Residential & Commercial | Ducted CEE Tier 1
216056737 | Central HP <5.4 tons | YORK | HRCU-A-CB (Split System: Heat Pump with Remote Outdoor Unit-Air-Source) | HH860E2S11 | ASPEN |  | C(A,C,D,E)48A3K+TDR | TM9E120D20MP12 | 40500 | 16.5 | 8.1 | 46000 | 35000 | 76.09% | 2 | 0 | 10.5 |  |  |  | No | R-454B | 3.375 | Residential & Commercial | Ducted CEE Tier 1
214328286 | Central HP <5.4 tons | CONTINENTAL | HRCU-A-CB (Split System: Heat Pump with Remote Outdoor Unit-Air-Source) | WSEHV2436RA1-C | ADP |  | H,A,DG35936 | WPV070T3AA | 22000 | 17 | 8.5 | 23400 | 17100 | 73.08% | 1.8 | 0 | 10 |  |  |  | No | R-410A | 1.8333 | Residential & Commercial | Ducted CEE Tier 1
214328290 | Central HP <5.4 tons | CONTINENTAL | HRCU-A-CB (Split System: Heat Pump with Remote Outdoor Unit-Air-Source) | WSEHV2436RA1-C | ADP |  | H,A,DG35936 | WUV050T3AA | 22000 | 17 | 8.5 | 23400 | 17100 | 73.08% | 1.8 | 0 | 10 |  |  |  | No | R-410A | 1.8333 | Residential & Commercial | Ducted CEE Tier 1
214328292 | Central HP <5.4 tons | CONTINENTAL | HRCU-A-CB (Split System: Heat Pump with Remote Outdoor Unit-Air-Source) | WSEHV2436RA1-C | ADP |  | H,A,DE35936 | WUV060T3AA | 22000 | 17 | 8.5 | 23400 | 17100 | 73.08% | 1.8 | 0 | 10 |  |  |  | No | R-410A | 1.8333 | Residential & Commercial | Ducted CEE Tier 1
216056530 | Central HP <5.4 tons | YORK | HRCU-A-CB (Split System: Heat Pump with Remote Outdoor Unit-Air-Source) | HH836E2S11 | ASPEN |  | C(A,C,D,E)36B3K+TDR | TM9Y080C16MP11 | 31200 | 18 | 8.5 | 32000 | 25800 | 80.62% | 2 | 0 | 10.5 |  |  |  | No | R-454B | 2.6 | Residential & Commercial | Ducted CEE Tier 1
216056531 | Central HP <5.4 tons | YORK | HRCU-A-CB (Split System: Heat Pump with Remote Outdoor Unit-Air-Source) | HH836E2S11 | ASPEN |  | C(A,C,D,E)36B3K+TDR | TM9Y100C16MP11 | 30800 | 18 | 8.5 | 31000 | 25200 | 81.29% | 2 | 0 | 10.5 |  |  |  | No | R-454B | 2.5667 | Residential & Commercial | Ducted CEE Tier 1
216056597 | Central HP <5.4 tons | YORK | HRCU-A-CB (Split System: Heat Pump with Remote Outdoor Unit-Air-Source) | HH836E2S11 | ASPEN |  | D(A,C,E)36A4K+TDR | TM8Y080C16MP11 | 30800 | 18 | 8.5 | 30400 | 25000 | 82.24% | 2 | 0 | 11 |  |  |  | No | R-454B | 2.5667 | Residential & Commercial | Ducted CEE Tier 1
216056615 | Central HP <5.4 tons | YORK | HRCU-A-CB (Split System: Heat Pump with Remote Outdoor Unit-Air-Source) | HH836E2S11 | ASPEN |  | D(A,C,E)36A4K+TDR | TM9Y100C16MP11 | 30800 | 18 | 8.5 | 31000 | 25200 | 81.29% | 2 | 0 | 10.5 |  |  |  | No | R-454B | 2.5667 | Residential & Commercial | Ducted CEE Tier 1
216056629 | Central HP <5.4 tons | YORK | HRCU-A-CB (Split System: Heat Pump with Remote Outdoor Unit-Air-Source) | HH836E2S11 | ASPEN |  | D(A,C,E)36A4K+TDR | TP9C100C16MP13 | 30800 | 18 | 8.5 | 31000 | 25200 | 81.29% | 2 | 0 | 10.5 |  |  |  | No | R-454B | 2.5667 | Residential & Commercial | Ducted CEE Tier 1
216056647 | Central HP <5.4 tons | YORK | HRCU-A-CB (Split System: Heat Pump with Remote Outdoor Unit-Air-Source) | HH836E2S11 | ASPEN |  | D(A,C,E)36A4K+TDR | YP9C080B12MP13 | 30600 | 18 | 8.5 | 30800 | 25200 | 81.82% | 2 | 0 | 10.5 |  |  |  | No | R-454B | 2.55 | Residential & Commercial | Ducted CEE Tier 1
216056665 | Central HP <5.4 tons | YORK | HRCU-A-CB (Split System: Heat Pump with Remote Outdoor Unit-Air-Source) | HH836E2S11 | ASPEN |  | C(A,C,D,E)48A3K+TDR | TM8V080C16MP12 | 31200 | 18 | 8.1 | 31200 | 25400 | 81.41% | 2 | 0 | 10.5 |  |  |  | No | R-454B | 2.6 | Residential & Commercial | Ducted CEE Tier 1
216056666 | Central HP <5.4 tons | YORK | HRCU-A-CB (Split System: Heat Pump with Remote Outdoor Unit-Air-Source) | HH836E2S11 | ASPEN |  | C(A,C,D,E)48A3K+TDR | TM8V100C16MP12 | 31200 | 18 | 8.1 | 31200 | 25400 | 81.41% | 2 | 0 | 10.5 |  |  |  | No | R-454B | 2.6 | Residential & Commercial | Ducted CEE Tier 1
216056769 | Central HP <5.4 tons | YORK | HRCU-A-CB (Split System: Heat Pump with Remote Outdoor Unit-Air-Source) | HH860E2S11 | ASPEN |  | C(A,C,D,E)48A3K+TDR | Y91E120D20SMPS1 | 42000 | 17.5 | 8.1 | 46500 | 34200 | 73.55% | 2 | 0 | 11.2 |  |  |  | No | R-454B | 3.5 | Residential & Commercial | Ducted CEE Tier 1
216056778 | Central HP <5.4 tons | YORK | HRCU-A-CB (Split System: Heat Pump with Remote Outdoor Unit-Air-Source) | HH860E2S11 | ASPEN |  | C(A,C,D,E)60A3K+TDR | TL8E080C16UH11 | 41000 | 17 | 8.5 | 44000 | 33600 | 76.36% | 2 | 0 | 11.5 |  |  |  | No | R-454B | 3.4167 | Residential & Commercial | Ducted CEE Tier 1
216056810 | Central HP <5.4 tons | YORK | HRCU-A-CB (Split System: Heat Pump with Remote Outdoor Unit-Air-Source) | HH860E2S11 | ASPEN |  | C(A,C,D,E)60A3K+TDR | TM8Y100C16MP11 | 41000 | 17 | 8.1 | 43500 | 33400 | 76.78% | 2 | 0 | 11 |  |  |  | No | R-454B | 3.4167 | Residential & Commercial | Ducted CEE Tier 1
216056835 | Central HP <5.4 tons | YORK | HRCU-A-CB (Split System: Heat Pump with Remote Outdoor Unit-Air-Source) | HH860E2S11 | ASPEN |  | D(A,C,E)60A3K+TDR | TM9Y080C16MP11 | 40500 | 17 | 8.5 | 44000 | 33800 | 76.82% | 2 | 0 | 10.5 |  |  |  | No | R-454B | 3.375 | Residential & Commercial | Ducted CEE Tier 1
216056862 | Central HP <5.4 tons | YORK | HRCU-A-CB (Split System: Heat Pump with Remote Outdoor Unit-Air-Source) | HH860E2S11 | ASPEN |  | C(A,C,D,E)60A3K+TDR | TP9C100C16MP13 | 40500 | 17 | 8.5 | 43500 | 33200 | 76.32% | 2 | 0 | 11 |  |  |  | No | R-454B | 3.375 | Residential & Commercial | Ducted CEE Tier 1
215850820 | Central HP <5.4 tons | COLEMAN | HRCU-A-CB (Split System: Heat Pump with Remote Outdoor Unit-Air-Source) | HH860E2S11 | ASPEN |  | D(A,C,E)60B3K+TDR | TM8V100C16MP12 | 41000 | 17 | 8.5 | 43500 | 33400 | 76.78% | 2 | 0 | 11.5 |  |  |  | No | R-454B | 3.4167 | Residential & Commercial | Ducted CEE Tier 1
215851113 | Central HP <5.4 tons | COLEMAN | HRCU-A-CB (Split System: Heat Pump with Remote Outdoor Unit-Air-Source) | HH860E2S11 | ASPEN |  | D(A,C,E)60A3K+TDR | TMLV120C20MP12 | 41000 | 18 | 8.5 | 44500 | 33800 | 75.96% | 2 | 0 | 10.5 |  |  |  | No | R-454B | 3.4167 | Residential & Commercial | Ducted CEE Tier 1
216056836 | Central HP <5.4 tons | YORK | HRCU-A-CB (Split System: Heat Pump with Remote Outdoor Unit-Air-Source) | HH860E2S11 | ASPEN |  | C(A,C,D,E)60A3K+TDR | TM9Y100C16MP11 | 40500 | 17 | 8.5 | 44000 | 33800 | 76.82% | 2 | 0 | 10.5 |  |  |  | No | R-454B | 3.375 | Residential & Commercial | Ducted CEE Tier 1
214609877 | Central HP <5.4 tons | CARRIER | HRCU-A-C (Split System: Heat Pump with Remote Outdoor Unit with No Indoor Fan --Air Source) | 38MURAQ18AB3 | ASPEN |  | D(A,C,E)24A24+TDR |  | 15500 | 15.2 | 9.3 | 18900 | 15000 | 79.37% | 2.2 | 0 | 11 |  |  |  | No | R-410A | 1.2917 | Residential & Commercial | Ducted CEE Tier 1
216056502 | Central HP <5.4 tons | YORK | HRCU-A-CB (Split System: Heat Pump with Remote Outdoor Unit-Air-Source) | HH836E2S11 | ASPEN |  | C(A,C,D,E)36B3K+TDR | TM8E080C16MP11 | 31000 | 18 | 8.5 | 31000 | 25200 | 81.29% | 2 | 0 | 10.5 |  |  |  | No | R-454B | 2.5833 | Residential & Commercial | Ducted CEE Tier 1
216056543 | Central HP <5.4 tons | YORK | HRCU-A-CB (Split System: Heat Pump with Remote Outdoor Unit-Air-Source) | HH836E2S11 | ASPEN |  | C(A,C,D,E)36B3K+TDR | TP9C080B12MP13 | 30600 | 18 | 8.5 | 30800 | 25200 | 81.82% | 2 | 0 | 10.5 |  |  |  | No | R-454B | 2.55 | Residential & Commercial | Ducted CEE Tier 1
216056568 | Central HP <5.4 tons | YORK | HRCU-A-CB (Split System: Heat Pump with Remote Outdoor Unit-Air-Source) | HH836E2S11 | ASPEN |  | C(A,C,D,E)36B3K+TDR | YPLC080C16MP13 | 31800 | 18 | 8.5 | 31200 | 25400 | 81.41% | 2 | 0 | 11 |  |  |  | No | R-454B | 2.65 | Residential & Commercial | Ducted CEE Tier 1
216056584 | Central HP <5.4 tons | YORK | HRCU-A-CB (Split System: Heat Pump with Remote Outdoor Unit-Air-Source) | HH836E2S11 | ASPEN |  | D(A,C,E)36A4K+TDR | TL9E100C20UH11 | 31200 | 17 | 8.5 | 31600 | 25400 | 80.38% | 2 | 0 | 10.5 |  |  |  | No | R-454B | 2.6 | Residential & Commercial | Ducted CEE Tier 1
216056600 | Central HP <5.4 tons | YORK | HRCU-A-CB (Split System: Heat Pump with Remote Outdoor Unit-Air-Source) | HH836E2S11 | ASPEN |  | D(A,C,E)36A4K+TDR | TM8Y120C20MP11 | 30800 | 18 | 8.5 | 30600 | 25000 | 81.7% | 2 | 0 | 11 |  |  |  | No | R-454B | 2.5667 | Residential & Commercial | Ducted CEE Tier 1
216056627 | Central HP <5.4 tons | YORK | HRCU-A-CB (Split System: Heat Pump with Remote Outdoor Unit-Air-Source) | HH836E2S11 | ASPEN |  | D(A,C,E)36A4K+TDR | TP9C080B12MP13 | 30600 | 18 | 8.5 | 30800 | 25200 | 81.82% | 2 | 0 | 10.5 |  |  |  | No | R-454B | 2.55 | Residential & Commercial | Ducted CEE Tier 1
214092899 | Central HP <5.4 tons | YORK | HRCU-A-CB (Split System: Heat Pump with Remote Outdoor Unit-Air-Source) | HMH72B341 | ASPEN |  | D(A,C,E)42A46+TDR | YP9C080C16MP13 | 32600 | 17.5 | 8.1 | 33800 | 27400 | 81.07% | 2.65 | 0 | 10 |  |  |  | No | R-410A | 2.7167 | Residential & Commercial | Ducted CEE Tier 1
216056501 | Central HP <5.4 tons | YORK | HRCU-A-CB (Split System: Heat Pump with Remote Outdoor Unit-Air-Source) | HH836E2S11 | ASPEN |  | C(A,C,D,E)36B3K+TDR | TM8E080B12MP11 | 30800 | 18 | 8.5 | 31400 | 25400 | 80.89% | 2 | 0 | 10.5 |  |  |  | No | R-454B | 2.5667 | Residential & Commercial | Ducted CEE Tier 1
216056510 | Central HP <5.4 tons | YORK | HRCU-A-CB (Split System: Heat Pump with Remote Outdoor Unit-Air-Source) | HH836E2S11 | ASPEN |  | C(A,C,D,E)36B3K+TDR | TM8V080C16MP12 | 31000 | 18 | 8.5 | 31200 | 25400 | 81.41% | 2 | 0 | 10.5 |  |  |  | No | R-454B | 2.5833 | Residential & Commercial | Ducted CEE Tier 1
216056544 | Central HP <5.4 tons | YORK | HRCU-A-CB (Split System: Heat Pump with Remote Outdoor Unit-Air-Source) | HH836E2S11 | ASPEN |  | C(A,C,D,E)36B3K+TDR | TP9C080C16MP13 | 30800 | 18 | 8.5 | 31400 | 25400 | 80.89% | 2 | 0 | 10.5 |  |  |  | No | R-454B | 2.5667 | Residential & Commercial | Ducted CEE Tier 1
216056558 | Central HP <5.4 tons | YORK | HRCU-A-CB (Split System: Heat Pump with Remote Outdoor Unit-Air-Source) | HH836E2S11 | ASPEN |  | C(A,C,D,E)36B3K+TDR | Y82E080B12LMPS1 | 30600 | 19 | 8.5 | 30000 | 24800 | 82.67% | 2 | 0 | 11 |  |  |  | No | R-454B | 2.55 | Residential & Commercial | Ducted CEE Tier 1
216056594 | Central HP <5.4 tons | YORK | HRCU-A-CB (Split System: Heat Pump with Remote Outdoor Unit-Air-Source) | HH836E2S11 | ASPEN |  | D(A,C,E)36A4K+TDR | TM8V080C16MP12 | 31000 | 18 | 8.5 | 31200 | 25400 | 81.41% | 2 | 0 | 10.5 |  |  |  | No | R-454B | 2.5833 | Residential & Commercial | Ducted CEE Tier 1
216056608 | Central HP <5.4 tons | YORK | HRCU-A-CB (Split System: Heat Pump with Remote Outdoor Unit-Air-Source) | HH836E2S11 | ASPEN |  | D(A,C,E)36A4K+TDR | TM9V080B12MP12 | 30600 | 18 | 8.5 | 30800 | 25200 | 81.82% | 2 | 0 | 10.5 |  |  |  | No | R-454B | 2.55 | Residential & Commercial | Ducted CEE Tier 1
216056617 | Central HP <5.4 tons | YORK | HRCU-A-CB (Split System: Heat Pump with Remote Outdoor Unit-Air-Source) | HH836E2S11 | ASPEN |  | D(A,C,E)36A4K+TDR | TMLE080B12MP11 | 30600 | 18 | 8.5 | 31400 | 25400 | 80.89% | 2 | 0 | 10.5 |  |  |  | No | R-454B | 2.55 | Residential & Commercial | Ducted CEE Tier 1
216056628 | Central HP <5.4 tons | YORK | HRCU-A-CB (Split System: Heat Pump with Remote Outdoor Unit-Air-Source) | HH836E2S11 | ASPEN |  | D(A,C,E)36A4K+TDR | TP9C080C16MP13 | 30800 | 18 | 8.5 | 31400 | 25400 | 80.89% | 2 | 0 | 10.5 |  |  |  | No | R-454B | 2.5667 | Residential & Commercial | Ducted CEE Tier 1
216056843 | Central HP <5.4 tons | YORK | HRCU-A-CB (Split System: Heat Pump with Remote Outdoor Unit-Air-Source) | HH860E2S11 | ASPEN |  | D(A,C,E)60A3K+TDR | TMLE080C16MP11 | 41000 | 18 | 8.5 | 45000 | 34200 | 76% | 2 | 0 | 10.5 |  |  |  | No | R-454B | 3.4167 | Residential & Commercial | Ducted CEE Tier 1
216055882 | Central HP <5.4 tons | CHAMPION HEATING AND COOLING | HRCU-A-CB (Split System: Heat Pump with Remote Outdoor Unit-Air-Source) | HH860E2S11 | ASPEN |  | D(A,C,E)60A3K+TDR | TM8V100C16MP12 | 40500 | 16.5 | 8.1 | 43500 | 33400 | 76.78% | 2 | 0 | 11.2 |  |  |  | No | R-454B | 3.375 | Residential & Commercial | Ducted CEE Tier 1
216056720 | Central HP <5.4 tons | YORK | HRCU-A-CB (Split System: Heat Pump with Remote Outdoor Unit-Air-Source) | HH860E2S11 | ASPEN |  | C(A,C,D,E)48A3K+TDR | TM8E100C16MP11 | 40000 | 17.5 | 8.1 | 45000 | 34200 | 76% | 2 | 0 | 10.5 |  |  |  | No | R-454B | 3.3333 | Residential & Commercial | Ducted CEE Tier 1
216056736 | Central HP <5.4 tons | YORK | HRCU-A-CB (Split System: Heat Pump with Remote Outdoor Unit-Air-Source) | HH860E2S11 | ASPEN |  | C(A,C,D,E)48A3K+TDR | TM9E100C20MP12 | 41000 | 16.5 | 8.1 | 46000 | 35000 | 76.09% | 2 | 0 | 10.5 |  |  |  | No | R-454B | 3.4167 | Residential & Commercial | Ducted CEE Tier 1
216056750 | Central HP <5.4 tons | YORK | HRCU-A-CB (Split System: Heat Pump with Remote Outdoor Unit-Air-Source) | HH860E2S11 | ASPEN |  | C(A,C,D,E)48A3K+TDR | TMLE120C16MP11 | 40000 | 17.5 | 8.1 | 45000 | 34200 | 76% | 2 | 0 | 10.5 |  |  |  | No | R-454B | 3.3333 | Residential & Commercial | Ducted CEE Tier 1
214630353 | Central HP <5.4 tons | CARRIER | HRCU-A-CB (Split System: Heat Pump with Remote Outdoor Unit-Air-Source) | 25VNA825A*032* | ADP |  | C36A***L159 | 58CU*A040C17**12 | 23800 | 17 | 8.1 | 19800 | 16200 | 81.82% | 1.96 | 0 | 11 |  |  |  | No | R-410A | 1.9833 | Residential & Commercial | Ducted CEE Tier 1
214630408 | Central HP <5.4 tons | CARRIER | HRCU-A-CB (Split System: Heat Pump with Remote Outdoor Unit-Air-Source) | 25VNA825A*032* | ADP |  | PL36H175P149 | 59MN7C060C17**14 | 23400 | 16 | 8.1 | 20000 | 16300 | 81.5% | 1.94 | 0 | 11 |  |  |  | No | R-410A | 1.95 | Residential & Commercial | Ducted CEE Tier 1
216056211 | Central HP <5.4 tons | YORK | HRCU-A-CB (Split System: Heat Pump with Remote Outdoor Unit-Air-Source) | HH824E2S11 | ASPEN |  | C(A,C,D,E)24D2K+TDR | TM9Y060B12MP11 | 21000 | 17 | 8.5 | 22800 | 18400 | 80.7% | 2 | 0 | 11.2 |  |  |  | No | R-454B | 1.75 | Residential & Commercial | Ducted CEE Tier 1
216056231 | Central HP <5.4 tons | YORK | HRCU-A-CB (Split System: Heat Pump with Remote Outdoor Unit-Air-Source) | HH824E2S11 | ASPEN |  | C(A,C,D,E)24D2K+TDR | TP9C080B12MP13 | 21000 | 17 | 8.5 | 22800 | 18300 | 80.26% | 2 | 0 | 11.7 |  |  |  | No | R-454B | 1.75 | Residential & Commercial | Ducted CEE Tier 1
216056245 | Central HP <5.4 tons | YORK | HRCU-A-CB (Split System: Heat Pump with Remote Outdoor Unit-Air-Source) | HH824E2S11 | ASPEN |  | C(A,C,D,E)24D2K+TDR | Y81E100B12SMPS1 | 19500 | 18 | 9.5 | 22800 | 18000 | 78.95% | 2 | 0 | 11 |  |  |  | No | R-454B | 1.625 | Residential & Commercial | Ducted CEE Tier 1
216056263 | Central HP <5.4 tons | YORK | HRCU-A-CB (Split System: Heat Pump with Remote Outdoor Unit-Air-Source) | HH824E2S11 | ASPEN |  | C(A,C,D,E)24D2K+TDR | Y91E060B12SMPS1 | 21000 | 17 | 8.5 | 22800 | 18600 | 81.58% | 2 | 0 | 11.2 |  |  |  | No | R-454B | 1.75 | Residential & Commercial | Ducted CEE Tier 1
213307918 | Central HP <5.4 tons | LBG Products | HRCU-A-CB (Split System: Heat Pump with Remote Outdoor Unit-Air-Source) | LCUHB18DO |  |  | LCHB18DHNI |  | 18000 | 18 | 9.3 | 19000 | 16500 | 86.84% | 2.04 | 12.5 | 12.4 |  |  |  | No | R-410A | 1.5 | Residential & Commercial | Ducted CEE Tier 1
216056634 | Central HP <5.4 tons | YORK | HRCU-A-CB (Split System: Heat Pump with Remote Outdoor Unit-Air-Source) | HH836E2S11 | ASPEN |  | D(A,C,E)36A4K+TDR | Y81E080B12SMPS1 | 30400 | 18 | 8.5 | 30000 | 24800 | 82.67% | 2 | 0 | 11.2 |  |  |  | No | R-454B | 2.5333 | Residential & Commercial | Ducted CEE Tier 1
216056636 | Central HP <5.4 tons | YORK | HRCU-A-CB (Split System: Heat Pump with Remote Outdoor Unit-Air-Source) | HH836E2S11 | ASPEN |  | D(A,C,E)36A4K+TDR | Y81E080C20SMPS1 | 32000 | 19 | 8.5 | 32200 | 25800 | 80.12% | 2 | 0 | 10.5 |  |  |  | No | R-454B | 2.6667 | Residential & Commercial | Ducted CEE Tier 1
216056652 | Central HP <5.4 tons | YORK | HRCU-A-CB (Split System: Heat Pump with Remote Outdoor Unit-Air-Source) | HH836E2S11 | ASPEN |  | D(A,C,E)36A4K+TDR | YPLC080C16MP13 | 31000 | 18 | 8.5 | 31200 | 25400 | 81.41% | 2 | 0 | 10.5 |  |  |  | No | R-454B | 2.5833 | Residential & Commercial | Ducted CEE Tier 1
216056675 | Central HP <5.4 tons | YORK | HRCU-A-CB (Split System: Heat Pump with Remote Outdoor Unit-Air-Source) | HH836E2S11 | ASPEN |  | C(A,C,D,E)48A3K+TDR | TM9V080B12MP12 | 30800 | 18 | 8.1 | 30800 | 25200 | 81.82% | 2 | 0 | 10.5 |  |  |  | No | R-454B | 2.5667 | Residential & Commercial | Ducted CEE Tier 1
216056702 | Central HP <5.4 tons | YORK | HRCU-A-CB (Split System: Heat Pump with Remote Outdoor Unit-Air-Source) | HH836E2S11 | ASPEN |  | C(A,C,D,E)48A3K+TDR | Y81E120C20SMPS1 | 31600 | 18 | 8.5 | 31400 | 25400 | 80.89% | 2 | 0 | 10.5 |  |  |  | No | R-454B | 2.6333 | Residential & Commercial | Ducted CEE Tier 1
216056768 | Central HP <5.4 tons | YORK | HRCU-A-CB (Split System: Heat Pump with Remote Outdoor Unit-Air-Source) | HH860E2S11 | ASPEN |  | C(A,C,D,E)48A3K+TDR | Y91E100C20SMPS1 | 41000 | 17.5 | 8.1 | 46500 | 34000 | 73.12% | 2 | 0 | 11.2 |  |  |  | No | R-454B | 3.4167 | Residential & Commercial | Ducted CEE Tier 1
215654059 | Central HP <5.4 tons | YORK | HRCU-A-CB (Split System: Heat Pump with Remote Outdoor Unit-Air-Source) | HH860E2S11 | ASPEN |  | CH60B3J+TDR | TM8V100C20MP12 | 42500 | 18 | 8.5 | 44500 | 33800 | 75.96% | 2 | 0 | 11 |  |  |  | No | R-454B | 3.5417 | Residential & Commercial | Ducted CEE Tier 1
215654060 | Central HP <5.4 tons | YORK | HRCU-A-CB (Split System: Heat Pump with Remote Outdoor Unit-Air-Source) | HH860E2S11 | ASPEN |  | CH60B3J+TDR | TM8V120C20MP12 | 42500 | 18 | 8.5 | 44500 | 33800 | 75.96% | 2 | 0 | 11 |  |  |  | No | R-454B | 3.5417 | Residential & Commercial | Ducted CEE Tier 1
215654062 | Central HP <5.4 tons | YORK | HRCU-A-CB (Split System: Heat Pump with Remote Outdoor Unit-Air-Source) | HH860E2S11 | ASPEN |  | CH60B3J+TDR | Y81E080C20SMPS1 | 40500 | 17.5 | 8.1 | 44000 | 33400 | 75.91% | 2 | 0 | 11.7 |  |  |  | No | R-454B | 3.375 | Residential & Commercial | Ducted CEE Tier 1
216056732 | Central HP <5.4 tons | YORK | HRCU-A-CB (Split System: Heat Pump with Remote Outdoor Unit-Air-Source) | HH860E2S11 | ASPEN |  | C(A,C,D,E)48A3K+TDR | TM8Y120C20MP11 | 40000 | 17.5 | 8.1 | 44500 | 33800 | 75.96% | 2 | 0 | 11.2 |  |  |  | No | R-454B | 3.3333 | Residential & Commercial | Ducted CEE Tier 1
216056748 | Central HP <5.4 tons | YORK | HRCU-A-CB (Split System: Heat Pump with Remote Outdoor Unit-Air-Source) | HH860E2S11 | ASPEN |  | C(A,C,D,E)48A3K+TDR | TMLE100C16MP11 | 40000 | 17.5 | 8.1 | 45000 | 34200 | 76% | 2 | 0 | 10.5 |  |  |  | No | R-454B | 3.3333 | Residential & Commercial | Ducted CEE Tier 1
216056765 | Central HP <5.4 tons | YORK | HRCU-A-CB (Split System: Heat Pump with Remote Outdoor Unit-Air-Source) | HH860E2S11 | ASPEN |  | C(A,C,D,E)48A3K+TDR | Y91E080C16SMPS1 | 40500 | 17.5 | 8.1 | 46500 | 33800 | 72.69% | 2 | 0 | 11.2 |  |  |  | No | R-454B | 3.375 | Residential & Commercial | Ducted CEE Tier 1
216056766 | Central HP <5.4 tons | YORK | HRCU-A-CB (Split System: Heat Pump with Remote Outdoor Unit-Air-Source) | HH860E2S11 | ASPEN |  | C(A,C,D,E)48A3K+TDR | Y91E080C20SMPS1 | 40500 | 17.5 | 8.1 | 46000 | 33400 | 72.61% | 2 | 0 | 11.2 |  |  |  | No | R-454B | 3.375 | Residential & Commercial | Ducted CEE Tier 1
216056599 | Central HP <5.4 tons | YORK | HRCU-A-CB (Split System: Heat Pump with Remote Outdoor Unit-Air-Source) | HH836E2S11 | ASPEN |  | D(A,C,E)36A4K+TDR | TM8Y100C20MP11 | 30800 | 18 | 8.5 | 30600 | 25000 | 81.7% | 2 | 0 | 11 |  |  |  | No | R-454B | 2.5667 | Residential & Commercial | Ducted CEE Tier 1
216056613 | Central HP <5.4 tons | YORK | HRCU-A-CB (Split System: Heat Pump with Remote Outdoor Unit-Air-Source) | HH836E2S11 | ASPEN |  | D(A,C,E)36A4K+TDR | TM9Y080B12MP11 | 30600 | 18 | 8.5 | 31000 | 25400 | 81.94% | 2 | 0 | 10.5 |  |  |  | No | R-454B | 2.55 | Residential & Commercial | Ducted CEE Tier 1
216056614 | Central HP <5.4 tons | YORK | HRCU-A-CB (Split System: Heat Pump with Remote Outdoor Unit-Air-Source) | HH836E2S11 | ASPEN |  | D(A,C,E)36A4K+TDR | TM9Y080C16MP11 | 31200 | 18 | 8.5 | 32000 | 25800 | 80.62% | 2 | 0 | 10.5 |  |  |  | No | R-454B | 2.6 | Residential & Commercial | Ducted CEE Tier 1
216056814 | Central HP <5.4 tons | YORK | HRCU-A-CB (Split System: Heat Pump with Remote Outdoor Unit-Air-Source) | HH860E2S11 | ASPEN |  | C(A,C,D,E)60A3K+TDR | TM8Y120C20MP11 | 41000 | 17.5 | 8.1 | 44500 | 33800 | 75.96% | 2 | 0 | 11.5 |  |  |  | No | R-454B | 3.4167 | Residential & Commercial | Ducted CEE Tier 1
216055889 | Central HP <5.4 tons | CHAMPION HEATING AND COOLING | HRCU-A-CB (Split System: Heat Pump with Remote Outdoor Unit-Air-Source) | HH860E2S11 | ASPEN |  | C(A,C,D,E)48A3K+TDR | TM8Y080C16MP11 | 40000 | 17.5 | 8.1 | 43500 | 33400 | 76.78% | 2 | 0 | 11.2 |  |  |  | No | R-454B | 3.3333 | Residential & Commercial | Ducted CEE Tier 1
216056722 | Central HP <5.4 tons | YORK | HRCU-A-CB (Split System: Heat Pump with Remote Outdoor Unit-Air-Source) | HH860E2S11 | ASPEN |  | C(A,C,D,E)48A3K+TDR | TM8E120C16MP11 | 40000 | 17.5 | 8.1 | 45000 | 34200 | 76% | 2 | 0 | 10.5 |  |  |  | No | R-454B | 3.3333 | Residential & Commercial | Ducted CEE Tier 1
216056740 | Central HP <5.4 tons | YORK | HRCU-A-CB (Split System: Heat Pump with Remote Outdoor Unit-Air-Source) | HH860E2S11 | ASPEN |  | C(A,C,D,E)48A3K+TDR | TM9V100C20MP12 | 40000 | 17.5 | 8.1 | 44500 | 33800 | 75.96% | 2 | 0 | 10.5 |  |  |  | No | R-454B | 3.3333 | Residential & Commercial | Ducted CEE Tier 1
216056415 | Central HP <5.4 tons | YORK | HRCU-A-CB (Split System: Heat Pump with Remote Outdoor Unit-Air-Source) | HH824E2S11 | ASPEN |  | D(A,C,E)36A3K+TDR | TM9E026A08MP12 | 20800 | 16.5 | 8.5 | 22800 | 17600 | 77.19% | 2 | 0 | 10.5 |  |  |  | No | R-454B | 1.7333 | Residential & Commercial | Ducted CEE Tier 1
216056462 | Central HP <5.4 tons | YORK | HRCU-A-CB (Split System: Heat Pump with Remote Outdoor Unit-Air-Source) | HH824E2S11 | ASPEN |  | D(A,C,E)24B4K+TDR | TM8V080B12MP12 | 22400 | 17 | 8.5 | 22800 | 17700 | 77.63% | 2 | 0 | 12 |  |  |  | No | R-454B | 1.8667 | Residential & Commercial | Ducted CEE Tier 1
216056463 | Central HP <5.4 tons | YORK | HRCU-A-CB (Split System: Heat Pump with Remote Outdoor Unit-Air-Source) | HH824E2S11 | ASPEN |  | D(A,C,E)24B4K+TDR | TM8Y060A12MP11 | 21000 | 18 | 9 | 22800 | 18400 | 80.7% | 2 | 0 | 10.5 |  |  |  | No | R-454B | 1.75 | Residential & Commercial | Ducted CEE Tier 1
216056243 | Central HP <5.4 tons | YORK | HRCU-A-CB (Split System: Heat Pump with Remote Outdoor Unit-Air-Source) | HH824E2S11 | ASPEN |  | C(A,C,D,E)24D2K+TDR | Y81E080B12SMPS1 | 21000 | 17.5 | 8.5 | 22800 | 18500 | 81.14% | 2 | 0 | 11.7 |  |  |  | No | R-454B | 1.75 | Residential & Commercial | Ducted CEE Tier 1
216056821 | Central HP <5.4 tons | YORK | HRCU-A-CB (Split System: Heat Pump with Remote Outdoor Unit-Air-Source) | HH860E2S11 | ASPEN |  | D(A,C,E)60A3K+TDR | TM9E100C16MP12 | 41000 | 18 | 8.5 | 45500 | 34400 | 75.6% | 2 | 0 | 10.5 |  |  |  | No | R-454B | 3.4167 | Residential & Commercial | Ducted CEE Tier 1
216056831 | Central HP <5.4 tons | YORK | HRCU-A-CB (Split System: Heat Pump with Remote Outdoor Unit-Air-Source) | HH860E2S11 | ASPEN |  | D(A,C,E)60A3K+TDR | TM9V100C20MP12 | 41000 | 18 | 8.5 | 44500 | 33800 | 75.96% | 2 | 0 | 10.5 |  |  |  | No | R-454B | 3.4167 | Residential & Commercial | Ducted CEE Tier 1
216056847 | Central HP <5.4 tons | YORK | HRCU-A-CB (Split System: Heat Pump with Remote Outdoor Unit-Air-Source) | HH860E2S11 | ASPEN |  | D(A,C,E)60A3K+TDR | TMLE100C16MP11 | 41000 | 18 | 8.5 | 45000 | 34200 | 76% | 2 | 0 | 10.5 |  |  |  | No | R-454B | 3.4167 | Residential & Commercial | Ducted CEE Tier 1
216056850 | Central HP <5.4 tons | YORK | HRCU-A-CB (Split System: Heat Pump with Remote Outdoor Unit-Air-Source) | HH860E2S11 | ASPEN |  | C(A,C,D,E)60A3K+TDR | TMLE120C16MP11 | 41000 | 18 | 8.5 | 45000 | 34200 | 76% | 2 | 0 | 10.5 |  |  |  | No | R-454B | 3.4167 | Residential & Commercial | Ducted CEE Tier 1
216056033 | Central HP <5.4 tons | CHAMPION HEATING AND COOLING | HRCU-A-CB (Split System: Heat Pump with Remote Outdoor Unit-Air-Source) | HH860E2S11 | ASPEN |  | D(A,C,E)60A3K+TDR | Z9ES080C16SMPS1 | 41500 | 17.5 | 8.1 | 46500 | 33800 | 72.69% | 2 | 0 | 11.5 |  |  |  | No | R-454B | 3.4583 | Residential & Commercial | Ducted CEE Tier 1
216056065 | Central HP <5.4 tons | CHAMPION HEATING AND COOLING | HRCU-A-CB (Split System: Heat Pump with Remote Outdoor Unit-Air-Source) | HH860E2S11 | ASPEN |  | C(A,C,D,E)60A3K+TDR | Z9ES120D20SMPS1 | 43000 | 17.5 | 8.1 | 46500 | 34200 | 73.55% | 2 | 0 | 11.5 |  |  |  | No | R-454B | 3.5833 | Residential & Commercial | Ducted CEE Tier 1
215654047 | Central HP <5.4 tons | YORK | HRCU-A-CB (Split System: Heat Pump with Remote Outdoor Unit-Air-Source) | HH860E2S11 | ASPEN |  | CH60A3J+TDR | TM8V100C16MP12 | 41000 | 17 | 8.5 | 43500 | 33400 | 76.78% | 2 | 0 | 11.5 |  |  |  | No | R-454B | 3.4167 | Residential & Commercial | Ducted CEE Tier 1
216056266 | Central HP <5.4 tons | YORK | HRCU-A-CB (Split System: Heat Pump with Remote Outdoor Unit-Air-Source) | HH824E2S11 | ASPEN |  | C(A,C,D,E)24D2K+TDR | Y91E080B12SMPS1 | 21000 | 17 | 8.5 | 22800 | 18100 | 79.39% | 2 | 0 | 11.7 |  |  |  | No | R-454B | 1.75 | Residential & Commercial | Ducted CEE Tier 1
216056286 | Central HP <5.4 tons | YORK | HRCU-A-CB (Split System: Heat Pump with Remote Outdoor Unit-Air-Source) | HH824E2S11 | ASPEN |  | D(A,C,E)24B3K+TDR | TM8E060A12MP11 | 20400 | 17.5 | 8.5 | 22800 | 17900 | 78.51% | 2 | 0 | 11.2 |  |  |  | No | R-454B | 1.7 | Residential & Commercial | Ducted CEE Tier 1
216056334 | Central HP <5.4 tons | YORK | HRCU-A-CB (Split System: Heat Pump with Remote Outdoor Unit-Air-Source) | HH824E2S11 | ASPEN |  | D(A,C,E)24B3K+TDR | TM9Y080B12MP11 | 22000 | 17 | 8.5 | 22600 | 18500 | 81.86% | 2 | 0 | 11.7 |  |  |  | No | R-454B | 1.8333 | Residential & Commercial | Ducted CEE Tier 1
216056217 | Central HP <5.4 tons | YORK | HRCU-A-CB (Split System: Heat Pump with Remote Outdoor Unit-Air-Source) | HH824E2S11 | ASPEN |  | C(A,C,D,E)24D2K+TDR | TMLE040A12MP11 | 19800 | 16 | 9 | 22600 | 17200 | 76.11% | 2 | 0 | 11.2 |  |  |  | No | R-454B | 1.65 | Residential & Commercial | Ducted CEE Tier 1
216056260 | Central HP <5.4 tons | YORK | HRCU-A-CB (Split System: Heat Pump with Remote Outdoor Unit-Air-Source) | HH824E2S11 | ASPEN |  | C(A,C,D,E)24D2K+TDR | Y91E060A10SMPS1 | 19600 | 17 | 8.5 | 23000 | 17600 | 76.52% | 2 | 0 | 11.2 |  |  |  | No | R-454B | 1.6333 | Residential & Commercial | Ducted CEE Tier 1
216056367 | Central HP <5.4 tons | YORK | HRCU-A-CB (Split System: Heat Pump with Remote Outdoor Unit-Air-Source) | HH824E2S11 | ASPEN |  | D(A,C,E)24B3K+TDR | Y81E100B12SMPS1 | 20400 | 18.7 | 9.5 | 22600 | 18000 | 79.65% | 2 | 0 | 11.2 |  |  |  | No | R-454B | 1.7 | Residential & Commercial | Ducted CEE Tier 1
216056383 | Central HP <5.4 tons | YORK | HRCU-A-CB (Split System: Heat Pump with Remote Outdoor Unit-Air-Source) | HH824E2S11 | ASPEN |  | D(A,C,E)24B3K+TDR | Y91E060A10SMPS1 | 20600 | 17.5 | 8.1 | 22800 | 17600 | 77.19% | 2 | 0 | 11 |  |  |  | No | R-454B | 1.7167 | Residential & Commercial | Ducted CEE Tier 1
216056491 | Central HP <5.4 tons | YORK | HRCU-A-CB (Split System: Heat Pump with Remote Outdoor Unit-Air-Source) | HH824E2S11 | ASPEN |  | D(A,C,E)24B4K+TDR | Y91E060A10SMPS1 | 21000 | 17.5 | 8.5 | 23000 | 17600 | 76.52% | 2 | 0 | 11.7 |  |  |  | No | R-454B | 1.75 | Residential & Commercial | Ducted CEE Tier 1
215654028 | Central HP <5.4 tons | YORK | HRCU-A-CB (Split System: Heat Pump with Remote Outdoor Unit-Air-Source) | HH836E2S11 | ASPEN |  | CH36B3J+TDR | Y81E080C16SMPS1 | 31000 | 17.5 | 8.1 | 30600 | 25000 | 81.7% | 2 | 0 | 11.2 |  |  |  | No | R-454B | 2.5833 | Residential & Commercial | Ducted CEE Tier 1
216056570 | Central HP <5.4 tons | YORK | HRCU-A-CB (Split System: Heat Pump with Remote Outdoor Unit-Air-Source) | HH824E2S11 | ASPEN |  | D(A,C,E)36A4K+TDR | TL8E060A12UH11 | 21000 | 17.5 | 9 | 22800 | 17900 | 78.51% | 2 | 0 | 11.2 |  |  |  | No | R-454B | 1.75 | Residential & Commercial | Ducted CEE Tier 1
216056484 | Central HP <5.4 tons | YORK | HRCU-A-CB (Split System: Heat Pump with Remote Outdoor Unit-Air-Source) | HH824E2S11 | ASPEN |  | D(A,C,E)24B4K+TDR | Y81E060A12SMPS1 | 21000 | 17.5 | 9 | 22600 | 17300 | 76.55% | 2 | 0 | 11.7 |  |  |  | No | R-454B | 1.75 | Residential & Commercial | Ducted CEE Tier 1
216056575 | Central HP <5.4 tons | YORK | HRCU-A-CB (Split System: Heat Pump with Remote Outdoor Unit-Air-Source) | HH824E2S11 | ASPEN |  | D(A,C,E)36A4K+TDR | TM9E060A10MP12 | 21000 | 17 | 9 | 22800 | 18100 | 79.39% | 2 | 0 | 10.5 |  |  |  | No | R-454B | 1.75 | Residential & Commercial | Ducted CEE Tier 1
216056496 | Central HP <5.4 tons | YORK | HRCU-A-CB (Split System: Heat Pump with Remote Outdoor Unit-Air-Source) | HH824E2S11 | ASPEN |  | D(A,C,E)24B4K+TDR | YPLC080B12MP13 | 22400 | 17 | 8.5 | 22800 | 17700 | 77.63% | 2 | 0 | 12 |  |  |  | No | R-454B | 1.8667 | Residential & Commercial | Ducted CEE Tier 1
216056579 | Central HP <5.4 tons | YORK | HRCU-A-CB (Split System: Heat Pump with Remote Outdoor Unit-Air-Source) | HH824E2S11 | ASPEN |  | D(A,C,E)36A4K+TDR | Y81E040A12SMPS1 | 21000 | 17.5 | 9.5 | 22800 | 18100 | 79.39% | 2 | 0 | 11.2 |  |  |  | No | R-454B | 1.75 | Residential & Commercial | Ducted CEE Tier 1
216056433 | Central HP <5.4 tons | YORK | HRCU-A-CB (Split System: Heat Pump with Remote Outdoor Unit-Air-Source) | HH824E2S11 | ASPEN |  | D(A,C,E)36A3K+TDR | TM9Y040A10MP11 | 21000 | 16.5 | 8.1 | 22400 | 17300 | 77.23% | 2 | 0 | 10.5 |  |  |  | No | R-454B | 1.75 | Residential & Commercial | Ducted CEE Tier 1
216056458 | Central HP <5.4 tons | YORK | HRCU-A-CB (Split System: Heat Pump with Remote Outdoor Unit-Air-Source) | HH824E2S11 | ASPEN |  | D(A,C,E)24B4K+TDR | TM8E040A12MP11 | 21000 | 16.5 | 9 | 22600 | 17200 | 76.11% | 2 | 0 | 11.7 |  |  |  | No | R-454B | 1.75 | Residential & Commercial | Ducted CEE Tier 1
214630420 | Central HP <5.4 tons | CARRIER | HRCU-A-CB (Split System: Heat Pump with Remote Outdoor Unit-Air-Source) | 25VNA825A*032* | ADP |  | PL36H175P159 | 59TN6B060C17**14 | 23800 | 16 | 8.1 | 19400 | 16200 | 83.51% | 2 | 0 | 11 |  |  |  | No | R-410A | 1.9833 | Residential & Commercial | Ducted CEE Tier 1
215654021 | Central HP <5.4 tons | YORK | HRCU-A-CB (Split System: Heat Pump with Remote Outdoor Unit-Air-Source) | HH824E2S11 | ASPEN |  | CH36A3J+TDR | Y81E060A12SMPS1 | 21000 | 17.5 | 8.5 | 22600 | 17300 | 76.55% | 2 | 0 | 11.7 |  |  |  | No | R-454B | 1.75 | Residential & Commercial | Ducted CEE Tier 1
216055614 | Central HP <5.4 tons | CHAMPION HEATING AND COOLING | HRCU-A-CB (Split System: Heat Pump with Remote Outdoor Unit-Air-Source) | HH824E2S11 | ASPEN |  | C(A,C,D,E)24D2K+TDR | Z8ET080B12LMPS1 | 21000 | 17.5 | 8.5 | 22800 | 18500 | 81.14% | 2 | 0 | 11.7 |  |  |  | No | R-454B | 1.75 | Residential & Commercial | Ducted CEE Tier 1
216055616 | Central HP <5.4 tons | CHAMPION HEATING AND COOLING | HRCU-A-CB (Split System: Heat Pump with Remote Outdoor Unit-Air-Source) | HH824E2S11 | ASPEN |  | D(A,C,E)24B4K+TDR | Z8ET080B12LMPS1 | 22600 | 18 | 8.5 | 22800 | 18500 | 81.14% | 2 | 0 | 12 |  |  |  | No | R-454B | 1.8833 | Residential & Commercial | Ducted CEE Tier 1
207826597 | Central HP <5.4 tons | COMFORTMAKER | HRCU-A-CB (Split System: Heat Pump with Remote Outdoor Unit-Air-Source) | DLCSRBH18AAK |  |  | DLFSABH18XBK |  | 18000 | 17.6 | 9.6 | 19000 | 17000 | 89.47% | 2 | 12.5 | 11.7 |  |  |  | No | R-410A | 1.5 | Residential & Commercial | Ducted CEE Tier 1
215374850 | Central HP <5.4 tons | DUCANE | HRCU-A-CB (Split System: Heat Pump with Remote Outdoor Unit-Air-Source) | 4HP18V36P | ADP |  | H,A,DP13(1,2)36+TXV | EFV12BCA | 23400 | 18 | 8.5 | 22400 | 16000 | 71.43% | 2.18 | 0 | 12 |  |  |  | No | R-410A | 1.95 | Residential & Commercial | Ducted CEE Tier 1
215318931 | Central HP <5.4 tons | COMFORTMAKER | HRCU-A-CB (Split System: Heat Pump with Remote Outdoor Unit-Air-Source) | D5CUHAH48AAK |  |  | D5FUHAH60XAK |  | 48000 | 17.5 | 9.5 | 48000 | 48000 | 100% | 2 | 0 | 12 |  |  |  | No | R-454B | 4 | Residential & Commercial | Ducted CEE Tier 1
213163976 | Central HP <5.4 tons | RUUD | HRCU-A-CB (Split System: Heat Pump with Remote Outdoor Unit-Air-Source) | UP18AZ24AJVC |  |  | RCFZ2421HEAAM | U98MV0855A21UPS | 22800 | 20 | 8.5 | 22800 | 26000 | 114% | 2.1 | 0 | 12.5 |  |  |  | No | R-410A | 1.9 | Residential & Commercial | Ducted CEE Tier 1
215399949 | Central HP <5.4 tons | YORK | HRCU-A-C (Split System: Heat Pump with Remote Outdoor Unit with No Indoor Fan --Air Source) | HH824E2S11 | ASPEN |  | D(A,C,E)36A4K+TDR |  | 22600 | 15.2 | 8.5 | 22800 | 21200 | 92.98% | 2.69 | 0 | 11 |  |  |  | No | R-454B | 1.8833 | Residential & Commercial | Ducted CEE Tier 1
212550166 | Central HP <5.4 tons | ARMSTRONG AIR | HRCU-A-CB (Split System: Heat Pump with Remote Outdoor Unit-Air-Source) | 4SHP18LX136P | ADP |  | A30VBA+TXV | A96DS2V070B16 | 23200 | 18 | 8.1 | 22400 | 16200 | 72.32% | 2.12 | 0 | 12 |  |  |  | No | R-410A | 1.9333 | Residential & Commercial | Ducted CEE Tier 1
215374849 | Central HP <5.4 tons | DUCANE | HRCU-A-CB (Split System: Heat Pump with Remote Outdoor Unit-Air-Source) | 4HP18V36P | ADP |  | H,A,DP13(1,2)36+TXV | EFV08BCA | 23000 | 17 | 8.5 | 22400 | 16100 | 71.88% | 2.14 | 0 | 12 |  |  |  | No | R-410A | 1.9167 | Residential & Commercial | Ducted CEE Tier 1
214630474 | Central HP <5.4 tons | CARRIER | HRCU-A-CB (Split System: Heat Pump with Remote Outdoor Unit-Air-Source) | 25VNA837A*030* | ADP |  | C36A***L539 | 59MN7B060C21**20 | 32200 | 17 | 8.5 | 30800 | 24800 | 80.52% | 1.98 | 0 | 11.5 |  |  |  | No | R-410A | 2.6833 | Residential & Commercial | Ducted CEE Tier 1
216056735 | Central HP <5.4 tons | YORK | HRCU-A-CB (Split System: Heat Pump with Remote Outdoor Unit-Air-Source) | HH860E2S11 | ASPEN |  | C(A,C,D,E)48A3K+TDR | TM9E100C16MP12 | 40000 | 17.5 | 8.1 | 45500 | 34400 | 75.6% | 2 | 0 | 10.5 |  |  |  | No | R-454B | 3.3333 | Residential & Commercial | Ducted CEE Tier 1
216056744 | Central HP <5.4 tons | YORK | HRCU-A-CB (Split System: Heat Pump with Remote Outdoor Unit-Air-Source) | HH860E2S11 | ASPEN |  | C(A,C,D,E)48A3K+TDR | TM9Y100C20MP11 | 40000 | 16.5 | 8.1 | 45500 | 34800 | 76.48% | 2 | 0 | 10.5 |  |  |  | No | R-454B | 3.3333 | Residential & Commercial | Ducted CEE Tier 1
216056762 | Central HP <5.4 tons | YORK | HRCU-A-CB (Split System: Heat Pump with Remote Outdoor Unit-Air-Source) | HH860E2S11 | ASPEN |  | C(A,C,D,E)48A3K+TDR | TPLC120C20MP13 | 40000 | 17.5 | 8.1 | 44500 | 33800 | 75.96% | 2 | 0 | 10.5 |  |  |  | No | R-454B | 3.3333 | Residential & Commercial | Ducted CEE Tier 1
216056787 | Central HP <5.4 tons | YORK | HRCU-A-CB (Split System: Heat Pump with Remote Outdoor Unit-Air-Source) | HH860E2S11 | ASPEN |  | D(A,C,E)60A3K+TDR | TM8E080C16MP11 | 41000 | 18 | 8.5 | 45000 | 34200 | 76% | 2 | 0 | 10.5 |  |  |  | No | R-454B | 3.4167 | Residential & Commercial | Ducted CEE Tier 1
216056812 | Central HP <5.4 tons | YORK | HRCU-A-CB (Split System: Heat Pump with Remote Outdoor Unit-Air-Source) | HH860E2S11 | ASPEN |  | C(A,C,D,E)60A3K+TDR | TM8Y100C20MP11 | 41000 | 17.5 | 8.1 | 44500 | 33800 | 75.96% | 2 | 0 | 11.5 |  |  |  | No | R-454B | 3.4167 | Residential & Commercial | Ducted CEE Tier 1
214626806 | Central HP <5.4 tons | CARRIER | HRCU-A-CB (Split System: Heat Pump with Remote Outdoor Unit-Air-Source) | 25VNA424A*031* | ADP |  | PL36H175P149 | 58CU*A040C17**12 | 23400 | 21 | 10.5 | 25000 | 19400 | 77.6% | 2.44 | 0 | 13.5 |  |  |  | No | R-410A | 1.95 | Residential & Commercial | Ducted CEE Tier 1
216056739 | Central HP <5.4 tons | YORK | HRCU-A-CB (Split System: Heat Pump with Remote Outdoor Unit-Air-Source) | HH860E2S11 | ASPEN |  | C(A,C,D,E)48A3K+TDR | TM9V100C16MP12 | 39500 | 16.5 | 8.1 | 43500 | 33200 | 76.32% | 2 | 0 | 11.2 |  |  |  | No | R-454B | 3.2917 | Residential & Commercial | Ducted CEE Tier 1
216056754 | Central HP <5.4 tons | YORK | HRCU-A-CB (Split System: Heat Pump with Remote Outdoor Unit-Air-Source) | HH860E2S11 | ASPEN |  | C(A,C,D,E)48A3K+TDR | TMLV120C20MP12 | 40000 | 17.5 | 8.1 | 44500 | 33800 | 75.96% | 2 | 0 | 10.5 |  |  |  | No | R-454B | 3.3333 | Residential & Commercial | Ducted CEE Tier 1
214570500 | Central HP <5.4 tons | HEIL | HRCU-A-CB (Split System: Heat Pump with Remote Outdoor Unit-Air-Source) | HVH825GKA3* |  |  | EA*4X42L21A*+WALLCON | *95CSU0802120B* | 23800 | 16.5 | 8.1 | 21400 | 16700 | 78.04% | 1.96 | 0 | 10.5 |  |  |  | No | R-410A | 1.9833 | Residential & Commercial | Ducted CEE Tier 1
213203988 | Central HP <5.4 tons | TEMPSTAR | HRCU-A-CB (Split System: Heat Pump with Remote Outdoor Unit-Air-Source) | DLCURAH18ABK | ASPEN |  | D(A,C,E)24B44+TDR | *95ESN0601412A* | 17200 | 16.4 | 8.5 | 18300 | 14000 | 76.5% | 2.3 | 0 | 10.8 |  |  |  | No | R-410A | 1.4333 | Residential & Commercial | Ducted CEE Tier 1
212970851 | Central HP <5.4 tons | COMFORTMAKER | HRCU-A-CB (Split System: Heat Pump with Remote Outdoor Unit-Air-Source) | DLCURAH18ABK |  |  | EA*4X19L17A* | *80VTL0451412B* | 18200 | 16.5 | 8.5 | 18100 | 17700 | 97.79% | 2.14 | 0 | 11 |  |  |  | No | R-410A | 1.5167 | Residential & Commercial | Ducted CEE Tier 1
215289560 | Central HP <5.4 tons | AIRQUEST | HRCU-A-CB (Split System: Heat Pump with Remote Outdoor Unit-Air-Source) | DLCURAH18ABK | ADP |  | H,GE24936 | *92MSN0401712A* | 17200 | 15.2 | 8.1 | 16700 | 18900 | 113.2% | 2.3 | 0 | 10.5 |  |  |  | No | R-410A | 1.4333 | Residential & Commercial | Ducted CEE Tier 1
216056116 | Central HP <5.4 tons | YORK | HRCU-A-CB (Split System: Heat Pump with Remote Outdoor Unit-Air-Source) | HH824E2S11 | ASPEN |  | C(A,C,D,E)24A3K+TDR | TMLE060A12MP11 | 20200 | 17.5 | 8.5 | 22600 | 17900 | 79.2% | 2 | 0 | 11.2 |  |  |  | No | R-454B | 1.6833 | Residential & Commercial | Ducted CEE Tier 1
215289561 | Central HP <5.4 tons | AIRQUEST | HRCU-A-CB (Split System: Heat Pump with Remote Outdoor Unit-Air-Source) | DLCURAH18ABK | ADP |  | H,GG31924 | *92MSN0401712A* | 16500 | 15.2 | 8.1 | 16700 | 18900 | 113.2% | 2.3 | 0 | 10 |  |  |  | No | R-410A | 1.375 | Residential & Commercial | Ducted CEE Tier 1
215289595 | Central HP <5.4 tons | AIRQUEST | HRCU-A-CB (Split System: Heat Pump with Remote Outdoor Unit-Air-Source) | DLCURAH18ABK | ADP |  | H,GE8J936 | *92MSN0401712A* | 17100 | 15.2 | 8.1 | 16700 | 18900 | 113.2% | 2.3 | 0 | 10.5 |  |  |  | No | R-410A | 1.425 | Residential & Commercial | Ducted CEE Tier 1
215289628 | Central HP <5.4 tons | AIRQUEST | HRCU-A-CB (Split System: Heat Pump with Remote Outdoor Unit-Air-Source) | DLCURAH18ABK | ADP |  | H,GG35936 | *92MSN0601412A* | 17500 | 16 | 8.5 | 16900 | 18800 | 111.2% | 2.3 | 0 | 11 |  |  |  | No | R-410A | 1.4583 | Residential & Commercial | Ducted CEE Tier 1
215289629 | Central HP <5.4 tons | AIRQUEST | HRCU-A-CB (Split System: Heat Pump with Remote Outdoor Unit-Air-Source) | DLCURAH18ABK | ADP |  | HG35936 | *92MSN0601412A* | 17500 | 16 | 8.5 | 16900 | 18800 | 111.2% | 2.3 | 0 | 11 |  |  |  | No | R-410A | 1.4583 | Residential & Commercial | Ducted CEE Tier 1
215289646 | Central HP <5.4 tons | AIRQUEST | HRCU-A-CB (Split System: Heat Pump with Remote Outdoor Unit-Air-Source) | DLCURAH18ABK | ADP |  | HG80936 | *92MSN0601412A* | 17500 | 16 | 8.5 | 16900 | 18800 | 111.2% | 2.3 | 0 | 11 |  |  |  | No | R-410A | 1.4583 | Residential & Commercial | Ducted CEE Tier 1
215289678 | Central HP <5.4 tons | AIRQUEST | HRCU-A-CB (Split System: Heat Pump with Remote Outdoor Unit-Air-Source) | DLCURAH18ABK | ADP |  | HE30924 | *92MSN0601714A* | 16700 | 16 | 8.5 | 16900 | 19000 | 112.4% | 2.34 | 0 | 10 |  |  |  | No | R-410A | 1.3917 | Residential & Commercial | Ducted CEE Tier 1
215289679 | Central HP <5.4 tons | AIRQUEST | HRCU-A-CB (Split System: Heat Pump with Remote Outdoor Unit-Air-Source) | DLCURAH18ABK | ADP |  | HG7J924 | *92MSN0601714A* | 17000 | 16 | 8.1 | 16700 | 18200 | 109% | 2.24 | 0 | 10.5 |  |  |  | No | R-410A | 1.4167 | Residential & Commercial | Ducted CEE Tier 1
215289714 | Central HP <5.4 tons | AIRQUEST | HRCU-A-CB (Split System: Heat Pump with Remote Outdoor Unit-Air-Source) | DLCURAH18ABK | ADP |  | H,GG34936 | *92MSN0801716A* | 17700 | 16 | 8.5 | 17100 | 18700 | 109.4% | 2.3 | 0 | 11 |  |  |  | No | R-410A | 1.475 | Residential & Commercial | Ducted CEE Tier 1
216056573 | Central HP <5.4 tons | YORK | HRCU-A-CB (Split System: Heat Pump with Remote Outdoor Unit-Air-Source) | HH824E2S11 | ASPEN |  | D(A,C,E)36A4K+TDR | TM9E026A08MP12 | 21200 | 17 | 8.5 | 23000 | 17600 | 76.52% | 2 | 0 | 10.5 |  |  |  | No | R-454B | 1.7667 | Residential & Commercial | Ducted CEE Tier 1
215289728 | Central HP <5.4 tons | AIRQUEST | HRCU-A-CB (Split System: Heat Pump with Remote Outdoor Unit-Air-Source) | DLCURAH18ABK | ADP |  | HE7J936 | *92MSN0801716A* | 17600 | 16 | 8.5 | 17100 | 18900 | 110.5% | 2.32 | 0 | 10.5 |  |  |  | No | R-410A | 1.4667 | Residential & Commercial | Ducted CEE Tier 1
215289747 | Central HP <5.4 tons | AIRQUEST | HRCU-A-CB (Split System: Heat Pump with Remote Outdoor Unit-Air-Source) | DLCURAH18ABK | ADP |  | HE31930 | *96MSN0261410A* | 16600 | 19 | 8.1 | 16700 | 18800 | 112.6% | 2.3 | 0 | 10 |  |  |  | No | R-410A | 1.3833 | Residential & Commercial | Ducted CEE Tier 1
215289762 | Central HP <5.4 tons | AIRQUEST | HRCU-A-CB (Split System: Heat Pump with Remote Outdoor Unit-Air-Source) | DLCURAH18ABK | ADP |  | HE34936 | *96MSN0261410A* | 17300 | 20 | 8.1 | 16700 | 18800 | 112.6% | 2.3 | 0 | 10.5 |  |  |  | No | R-410A | 1.4417 | Residential & Commercial | Ducted CEE Tier 1
215289763 | Central HP <5.4 tons | AIRQUEST | HRCU-A-CB (Split System: Heat Pump with Remote Outdoor Unit-Air-Source) | DLCURAH18ABK | ADP |  | H,GG35936 | *96MSN0261410A* | 17300 | 20 | 8.1 | 16700 | 18800 | 112.6% | 2.3 | 0 | 10.5 |  |  |  | No | R-410A | 1.4417 | Residential & Commercial | Ducted CEE Tier 1
215289781 | Central HP <5.4 tons | AIRQUEST | HRCU-A-CB (Split System: Heat Pump with Remote Outdoor Unit-Air-Source) | DLCURAH18ABK | ADP |  | HG80936 | *96MSN0261410A* | 17300 | 20 | 8.1 | 16700 | 18800 | 112.6% | 2.3 | 0 | 10.5 |  |  |  | No | R-410A | 1.4417 | Residential & Commercial | Ducted CEE Tier 1
215289812 | Central HP <5.4 tons | AIRQUEST | HRCU-A-CB (Split System: Heat Pump with Remote Outdoor Unit-Air-Source) | DLCURAH18ABK | ADP |  | H,GE30924 | *96MSN0401410A* | 16600 | 15.2 | 8.5 | 16900 | 19400 | 114.8% | 2.38 | 0 | 10 |  |  |  | No | R-410A | 1.3833 | Residential & Commercial | Ducted CEE Tier 1
215289844 | Central HP <5.4 tons | AIRQUEST | HRCU-A-CB (Split System: Heat Pump with Remote Outdoor Unit-Air-Source) | DLCURAH18ABK | ADP |  | HE32936 | *96MSN0401712A* | 17200 | 15.2 | 8.5 | 17100 | 18800 | 109.9% | 2.3 | 0 | 10 |  |  |  | No | R-410A | 1.4333 | Residential & Commercial | Ducted CEE Tier 1
215289848 | Central HP <5.4 tons | AIRQUEST | HRCU-A-CB (Split System: Heat Pump with Remote Outdoor Unit-Air-Source) | DLCURAH18ABK | ADP |  | HE33936 | *96MSN0401712A* | 17400 | 15.2 | 8.5 | 17100 | 18800 | 109.9% | 2.3 | 0 | 10.5 |  |  |  | No | R-410A | 1.45 | Residential & Commercial | Ducted CEE Tier 1
214061501 | Central HP <5.4 tons | DUCANE | HRCU-A-CB (Split System: Heat Pump with Remote Outdoor Unit-Air-Source) | 4HP18V36P | ADP |  | A36VDA+TXV | 97G2DF070BE16 | 23800 | 18 | 8.5 | 22400 | 16300 | 72.77% | 2.16 | 0 | 12 |  |  |  | No | R-410A | 1.9833 | Residential & Commercial | Ducted CEE Tier 1
216056537 | Central HP <5.4 tons | YORK | HRCU-A-CB (Split System: Heat Pump with Remote Outdoor Unit-Air-Source) | HH836E2S11 | ASPEN |  | C(A,C,D,E)36B3K+TDR | TMLE100C16MP11 | 31000 | 18 | 8.5 | 31200 | 25200 | 80.77% | 2 | 0 | 10.5 |  |  |  | No | R-454B | 2.5833 | Residential & Commercial | Ducted CEE Tier 1
216056539 | Central HP <5.4 tons | YORK | HRCU-A-CB (Split System: Heat Pump with Remote Outdoor Unit-Air-Source) | HH836E2S11 | ASPEN |  | C(A,C,D,E)36B3K+TDR | TMLE120C16MP11 | 30600 | 18 | 8.5 | 30200 | 24800 | 82.12% | 2 | 0 | 11 |  |  |  | No | R-454B | 2.55 | Residential & Commercial | Ducted CEE Tier 1
216056623 | Central HP <5.4 tons | YORK | HRCU-A-CB (Split System: Heat Pump with Remote Outdoor Unit-Air-Source) | HH836E2S11 | ASPEN |  | D(A,C,E)36A4K+TDR | TMLE120C16MP11 | 30400 | 18 | 8.5 | 30200 | 24800 | 82.12% | 2 | 0 | 11.2 |  |  |  | No | R-454B | 2.5333 | Residential & Commercial | Ducted CEE Tier 1
216056516 | Central HP <5.4 tons | YORK | HRCU-A-CB (Split System: Heat Pump with Remote Outdoor Unit-Air-Source) | HH836E2S11 | ASPEN |  | C(A,C,D,E)36B3K+TDR | TM8Y120C20MP11 | 30800 | 18 | 8.5 | 30600 | 25000 | 81.7% | 2 | 0 | 11 |  |  |  | No | R-454B | 2.5667 | Residential & Commercial | Ducted CEE Tier 1
216056534 | Central HP <5.4 tons | YORK | HRCU-A-CB (Split System: Heat Pump with Remote Outdoor Unit-Air-Source) | HH836E2S11 | ASPEN |  | C(A,C,D,E)36B3K+TDR | TMLE080C16MP11 | 31000 | 18 | 8.5 | 31000 | 25200 | 81.29% | 2 | 0 | 10.5 |  |  |  | No | R-454B | 2.5833 | Residential & Commercial | Ducted CEE Tier 1
215289864 | Central HP <5.4 tons | AIRQUEST | HRCU-A-CB (Split System: Heat Pump with Remote Outdoor Unit-Air-Source) | DLCURAH18ABK | ADP |  | HG8J936 | *96MSN0401712A* | 17500 | 15.2 | 8.5 | 17100 | 18800 | 109.9% | 2.3 | 0 | 10.5 |  |  |  | No | R-410A | 1.4583 | Residential & Commercial | Ducted CEE Tier 1
215289880 | Central HP <5.4 tons | AIRQUEST | HRCU-A-CB (Split System: Heat Pump with Remote Outdoor Unit-Air-Source) | DLCURAH18ABK | ADP |  | H,GE31930 | *96MSN0601412A* | 17100 | 16 | 8.5 | 17000 | 19400 | 114.1% | 2.38 | 0 | 10 |  |  |  | No | R-410A | 1.425 | Residential & Commercial | Ducted CEE Tier 1
215289929 | Central HP <5.4 tons | AIRQUEST | HRCU-A-CB (Split System: Heat Pump with Remote Outdoor Unit-Air-Source) | DLCURAH18ABK | ADP |  | H,GG32936 | *96MSN0601716A* | 16800 | 16 | 8.5 | 16500 | 19000 | 115.2% | 2.32 | 0 | 10 |  |  |  | No | R-410A | 1.4 | Residential & Commercial | Ducted CEE Tier 1
215289947 | Central HP <5.4 tons | AIRQUEST | HRCU-A-CB (Split System: Heat Pump with Remote Outdoor Unit-Air-Source) | DLCURAH18ABK | ADP |  | H,GE30924 | *96MSN0601716A* | 16600 | 15.2 | 8.5 | 16900 | 18600 | 110.1% | 2.28 | 0 | 10 |  |  |  | No | R-410A | 1.3833 | Residential & Commercial | Ducted CEE Tier 1
215289963 | Central HP <5.4 tons | AIRQUEST | HRCU-A-CB (Split System: Heat Pump with Remote Outdoor Unit-Air-Source) | DLCURAH18ABK | ADP |  | H,GE23936 | *96MSN0801716A* | 17300 | 16 | 8.5 | 17000 | 18700 | 110% | 2.3 | 0 | 10.5 |  |  |  | No | R-410A | 1.4417 | Residential & Commercial | Ducted CEE Tier 1
215289979 | Central HP <5.4 tons | AIRQUEST | HRCU-A-CB (Split System: Heat Pump with Remote Outdoor Unit-Air-Source) | DLCURAH18ABK | ADP |  | HE32936 | *96MSN0801716A* | 17300 | 16 | 8.5 | 17000 | 18700 | 110% | 2.3 | 0 | 10.5 |  |  |  | No | R-410A | 1.4417 | Residential & Commercial | Ducted CEE Tier 1
215289997 | Central HP <5.4 tons | AIRQUEST | HRCU-A-CB (Split System: Heat Pump with Remote Outdoor Unit-Air-Source) | DLCURAH18ABK | ADP |  | H,GE7J936 | *96MSN0801716A* | 17600 | 16 | 8.5 | 17000 | 19000 | 111.8% | 2.32 | 0 | 10.5 |  |  |  | No | R-410A | 1.4667 | Residential & Commercial | Ducted CEE Tier 1
215290031 | Central HP <5.4 tons | AIRQUEST | HRCU-A-CB (Split System: Heat Pump with Remote Outdoor Unit-Air-Source) | DLCURAH18ABK | ADP |  | HE34936 | *96VTN0401410A* | 17400 | 16 | 8.5 | 16700 | 18800 | 112.6% | 2.3 | 0 | 10.5 |  |  |  | No | R-410A | 1.45 | Residential & Commercial | Ducted CEE Tier 1
214061500 | Central HP <5.4 tons | DUCANE | HRCU-A-CB (Split System: Heat Pump with Remote Outdoor Unit-Air-Source) | 4HP18V36P | ADP |  | A30VBA+TXV | 97G2DF070BE16 | 23400 | 17 | 8.35 | 22400 | 16300 | 72.77% | 2.12 | 0 | 12 |  |  |  | No | R-410A | 1.95 | Residential & Commercial | Ducted CEE Tier 1
216056397 | Central HP <5.4 tons | YORK | HRCU-A-CB (Split System: Heat Pump with Remote Outdoor Unit-Air-Source) | HH824E2S11 | ASPEN |  | D(A,C,E)24B3K+TDR | YPLC080B12MP13 | 22000 | 17 | 8.1 | 22600 | 17700 | 78.32% | 2 | 0 | 12 |  |  |  | No | R-454B | 1.8333 | Residential & Commercial | Ducted CEE Tier 1
215290095 | Central HP <5.4 tons | AIRQUEST | HRCU-A-CB (Split System: Heat Pump with Remote Outdoor Unit-Air-Source) | DLCURAH18ABK | ADP |  | H,GG24936 | *96VTN0401712A* | 17700 | 15.2 | 8.5 | 17100 | 18400 | 107.6% | 2.26 | 0 | 10.5 |  |  |  | No | R-410A | 1.475 | Residential & Commercial | Ducted CEE Tier 1
215290098 | Central HP <5.4 tons | AIRQUEST | HRCU-A-CB (Split System: Heat Pump with Remote Outdoor Unit-Air-Source) | DLCURAH18ABK | ADP |  | H,GG31930 | *96VTN0401712A* | 17200 | 15.2 | 8.5 | 17100 | 18700 | 109.4% | 2.28 | 0 | 10 |  |  |  | No | R-410A | 1.4333 | Residential & Commercial | Ducted CEE Tier 1
215290113 | Central HP <5.4 tons | AIRQUEST | HRCU-A-CB (Split System: Heat Pump with Remote Outdoor Unit-Air-Source) | DLCURAH18ABK | ADP |  | HE33936 | *96VTN0401712A* | 17700 | 15.2 | 8.5 | 17100 | 18400 | 107.6% | 2.26 | 0 | 10.5 |  |  |  | No | R-410A | 1.475 | Residential & Commercial | Ducted CEE Tier 1
215290163 | Central HP <5.4 tons | AIRQUEST | HRCU-A-CB (Split System: Heat Pump with Remote Outdoor Unit-Air-Source) | DLCURAH18ABK | ADP |  | H,GG30924 | *96VTN0401712B* | 16600 | 15.2 | 8.5 | 17000 | 18800 | 110.6% | 2.3 | 0 | 10 |  |  |  | No | R-410A | 1.3833 | Residential & Commercial | Ducted CEE Tier 1
215290195 | Central HP <5.4 tons | AIRQUEST | HRCU-A-CB (Split System: Heat Pump with Remote Outdoor Unit-Air-Source) | DLCURAH18ABK | ADP |  | HE32936 | *96VTN0601412A* | 17700 | 16 | 8.5 | 17200 | 18600 | 108.1% | 2.28 | 0 | 10 |  |  |  | No | R-410A | 1.475 | Residential & Commercial | Ducted CEE Tier 1
215290198 | Central HP <5.4 tons | AIRQUEST | HRCU-A-CB (Split System: Heat Pump with Remote Outdoor Unit-Air-Source) | DLCURAH18ABK | ADP |  | H,GE33936 | *96VTN0601412A* | 17900 | 16 | 8.5 | 17200 | 18600 | 108.1% | 2.28 | 0 | 10.5 |  |  |  | No | R-410A | 1.4917 | Residential & Commercial | Ducted CEE Tier 1
216056465 | Central HP <5.4 tons | YORK | HRCU-A-CB (Split System: Heat Pump with Remote Outdoor Unit-Air-Source) | HH824E2S11 | ASPEN |  | D(A,C,E)24B4K+TDR | TM9E026A08MP12 | 21000 | 17 | 9 | 23000 | 17600 | 76.52% | 2 | 0 | 10.5 |  |  |  | No | R-454B | 1.75 | Residential & Commercial | Ducted CEE Tier 1
214061498 | Central HP <5.4 tons | DUCANE | HRCU-A-CB (Split System: Heat Pump with Remote Outdoor Unit-Air-Source) | 4HP18V36P | ADP |  | A30VBA+TXV | 97G2DF045BE12 | 23600 | 17 | 8.35 | 22400 | 16300 | 72.77% | 2.12 | 0 | 12 |  |  |  | No | R-410A | 1.9667 | Residential & Commercial | Ducted CEE Tier 1
214630442 | Central HP <5.4 tons | CARRIER | HRCU-A-CB (Split System: Heat Pump with Remote Outdoor Unit-Air-Source) | 25VNA825A*032* | ADP |  | PL36H210P749 | 59TN6C060C17**14 | 23400 | 16 | 8.1 | 20000 | 16300 | 81.5% | 1.94 | 0 | 11 |  |  |  | No | R-410A | 1.95 | Residential & Commercial | Ducted CEE Tier 1
216056757 | Central HP <5.4 tons | YORK | HRCU-A-CB (Split System: Heat Pump with Remote Outdoor Unit-Air-Source) | HH860E2S11 | ASPEN |  | C(A,C,D,E)48A3K+TDR | TP9C100C20MP13 | 40000 | 17.5 | 8.1 | 44500 | 33800 | 75.96% | 2 | 0 | 10.5 |  |  |  | No | R-454B | 3.3333 | Residential & Commercial | Ducted CEE Tier 1
216056807 | Central HP <5.4 tons | YORK | HRCU-A-CB (Split System: Heat Pump with Remote Outdoor Unit-Air-Source) | HH860E2S11 | ASPEN |  | D(A,C,E)60A3K+TDR | TM8V120C20MP12 | 41000 | 18 | 8.5 | 44500 | 33800 | 75.96% | 2 | 0 | 10.5 |  |  |  | No | R-454B | 3.4167 | Residential & Commercial | Ducted CEE Tier 1
216056839 | Central HP <5.4 tons | YORK | HRCU-A-CB (Split System: Heat Pump with Remote Outdoor Unit-Air-Source) | HH860E2S11 | ASPEN |  | D(A,C,E)60A3K+TDR | TM9Y100C20MP11 | 41000 | 17 | 8.5 | 46000 | 34800 | 75.65% | 2 | 0 | 10.5 |  |  |  | No | R-454B | 3.4167 | Residential & Commercial | Ducted CEE Tier 1
216056841 | Central HP <5.4 tons | YORK | HRCU-A-CB (Split System: Heat Pump with Remote Outdoor Unit-Air-Source) | HH860E2S11 | ASPEN |  | D(A,C,E)60A3K+TDR | TM9Y120D20MP11 | 41000 | 17.5 | 8.1 | 43500 | 33400 | 76.78% | 2 | 0 | 11.5 |  |  |  | No | R-454B | 3.4167 | Residential & Commercial | Ducted CEE Tier 1
216056857 | Central HP <5.4 tons | YORK | HRCU-A-CB (Split System: Heat Pump with Remote Outdoor Unit-Air-Source) | HH860E2S11 | ASPEN |  | D(A,C,E)60A3K+TDR | TMLV100C16MP12 | 40500 | 16.5 | 8.1 | 43500 | 33400 | 76.78% | 2 | 0 | 11.2 |  |  |  | No | R-454B | 3.375 | Residential & Commercial | Ducted CEE Tier 1
216056725 | Central HP <5.4 tons | YORK | HRCU-A-CB (Split System: Heat Pump with Remote Outdoor Unit-Air-Source) | HH860E2S11 | ASPEN |  | C(A,C,D,E)48A3K+TDR | TM8V080C16MP12 | 39500 | 16.5 | 8.1 | 43500 | 33400 | 76.78% | 2 | 0 | 11.2 |  |  |  | No | R-454B | 3.2917 | Residential & Commercial | Ducted CEE Tier 1
216056727 | Central HP <5.4 tons | YORK | HRCU-A-CB (Split System: Heat Pump with Remote Outdoor Unit-Air-Source) | HH860E2S11 | ASPEN |  | C(A,C,D,E)48A3K+TDR | TM8V100C20MP12 | 40000 | 17.5 | 8.1 | 44500 | 33800 | 75.96% | 2 | 0 | 10.5 |  |  |  | No | R-454B | 3.3333 | Residential & Commercial | Ducted CEE Tier 1
215399950 | Central HP <5.4 tons | YORK | HRCU-A-C (Split System: Heat Pump with Remote Outdoor Unit with No Indoor Fan --Air Source) | HH836E2S11 | ASPEN |  | C(A,C,D,E)36B3K+TDR |  | 30600 | 15.2 | 8.1 | 31000 | 31600 | 101.9% | 2.56 | 0 | 10.5 |  |  |  | No | R-454B | 2.55 | Residential & Commercial | Ducted CEE Tier 1
216056545 | Central HP <5.4 tons | YORK | HRCU-A-CB (Split System: Heat Pump with Remote Outdoor Unit-Air-Source) | HH836E2S11 | ASPEN |  | C(A,C,D,E)36B3K+TDR | TP9C100C16MP13 | 31000 | 18 | 8.5 | 31000 | 25200 | 81.29% | 2 | 0 | 10.5 |  |  |  | No | R-454B | 2.5833 | Residential & Commercial | Ducted CEE Tier 1
216056550 | Central HP <5.4 tons | YORK | HRCU-A-CB (Split System: Heat Pump with Remote Outdoor Unit-Air-Source) | HH836E2S11 | ASPEN |  | C(A,C,D,E)36B3K+TDR | Y81E080B12SMPS1 | 30600 | 18 | 8.5 | 30000 | 24800 | 82.67% | 2 | 0 | 11 |  |  |  | No | R-454B | 2.55 | Residential & Commercial | Ducted CEE Tier 1
216056618 | Central HP <5.4 tons | YORK | HRCU-A-CB (Split System: Heat Pump with Remote Outdoor Unit-Air-Source) | HH836E2S11 | ASPEN |  | D(A,C,E)36A4K+TDR | TMLE080C16MP11 | 31000 | 18 | 8.5 | 31000 | 25200 | 81.29% | 2 | 0 | 10.5 |  |  |  | No | R-454B | 2.5833 | Residential & Commercial | Ducted CEE Tier 1
216056512 | Central HP <5.4 tons | YORK | HRCU-A-CB (Split System: Heat Pump with Remote Outdoor Unit-Air-Source) | HH836E2S11 | ASPEN |  | C(A,C,D,E)36B3K+TDR | TM8Y080B12MP11 | 30600 | 18 | 8.5 | 30800 | 25200 | 81.82% | 2 | 0 | 10.5 |  |  |  | No | R-454B | 2.55 | Residential & Commercial | Ducted CEE Tier 1
216056513 | Central HP <5.4 tons | YORK | HRCU-A-CB (Split System: Heat Pump with Remote Outdoor Unit-Air-Source) | HH836E2S11 | ASPEN |  | C(A,C,D,E)36B3K+TDR | TM8Y080C16MP11 | 30800 | 18 | 8.5 | 30400 | 25000 | 82.24% | 2 | 0 | 11 |  |  |  | No | R-454B | 2.5667 | Residential & Commercial | Ducted CEE Tier 1
216056549 | Central HP <5.4 tons | YORK | HRCU-A-CB (Split System: Heat Pump with Remote Outdoor Unit-Air-Source) | HH836E2S11 | ASPEN |  | C(A,C,D,E)36B3K+TDR | TPLC100C16MP13 | 31000 | 18 | 8.5 | 31200 | 25400 | 81.41% | 2 | 0 | 10.5 |  |  |  | No | R-454B | 2.5833 | Residential & Commercial | Ducted CEE Tier 1
216056582 | Central HP <5.4 tons | YORK | HRCU-A-CB (Split System: Heat Pump with Remote Outdoor Unit-Air-Source) | HH836E2S11 | ASPEN |  | D(A,C,E)36A4K+TDR | TL8E100C20UH11 | 31000 | 17 | 8.5 | 30800 | 25000 | 81.17% | 2 | 0 | 11 |  |  |  | No | R-454B | 2.5833 | Residential & Commercial | Ducted CEE Tier 1
215290212 | Central HP <5.4 tons | AIRQUEST | HRCU-A-CB (Split System: Heat Pump with Remote Outdoor Unit-Air-Source) | DLCURAH18ABK | ADP |  | HE7J936 | *96VTN0601412A* | 17800 | 16 | 8.5 | 17200 | 18600 | 108.1% | 2.28 | 0 | 10.5 |  |  |  | No | R-410A | 1.4833 | Residential & Commercial | Ducted CEE Tier 1
215290229 | Central HP <5.4 tons | AIRQUEST | HRCU-A-CB (Split System: Heat Pump with Remote Outdoor Unit-Air-Source) | DLCURAH18ABK | ADP |  | HE31924 | *96VTN0601412B* | 17000 | 16 | 8.5 | 16900 | 19400 | 114.8% | 2.38 | 0 | 10 |  |  |  | No | R-410A | 1.4167 | Residential & Commercial | Ducted CEE Tier 1
215290246 | Central HP <5.4 tons | AIRQUEST | HRCU-A-CB (Split System: Heat Pump with Remote Outdoor Unit-Air-Source) | DLCURAH18ABK | ADP |  | H,GG35936 | *96VTN0601412B* | 17500 | 16 | 8.5 | 16900 | 18800 | 111.2% | 2.3 | 0 | 10.5 |  |  |  | No | R-410A | 1.4583 | Residential & Commercial | Ducted CEE Tier 1
215290249 | Central HP <5.4 tons | AIRQUEST | HRCU-A-CB (Split System: Heat Pump with Remote Outdoor Unit-Air-Source) | DLCURAH18ABK | ADP |  | H,GG30924 | *96VTN0601412B* | 16100 | 16 | 8.1 | 16400 | 18300 | 111.6% | 2.24 | 0 | 10 |  |  |  | No | R-410A | 1.3417 | Residential & Commercial | Ducted CEE Tier 1
215290298 | Central HP <5.4 tons | AIRQUEST | HRCU-A-CB (Split System: Heat Pump with Remote Outdoor Unit-Air-Source) | DLCURAH18ABK | ADP |  | HE7J936 | *96VTN0601714A* | 17200 | 16 | 8.5 | 16800 | 18100 | 107.7% | 2.22 | 0 | 10 |  |  |  | No | R-410A | 1.4333 | Residential & Commercial | Ducted CEE Tier 1
215290313 | Central HP <5.4 tons | AIRQUEST | HRCU-A-CB (Split System: Heat Pump with Remote Outdoor Unit-Air-Source) | DLCURAH18ABK | ADP |  | H,GE31924 | *96VTN0601716B* | 16800 | 15.2 | 8.5 | 16800 | 19100 | 113.7% | 2.34 | 0 | 10 |  |  |  | No | R-410A | 1.4 | Residential & Commercial | Ducted CEE Tier 1
215290314 | Central HP <5.4 tons | AIRQUEST | HRCU-A-CB (Split System: Heat Pump with Remote Outdoor Unit-Air-Source) | DLCURAH18ABK | ADP |  | H,GE31930 | *96VTN0601716B* | 16800 | 15.2 | 8.5 | 16800 | 19100 | 113.7% | 2.34 | 0 | 10 |  |  |  | No | R-410A | 1.4 | Residential & Commercial | Ducted CEE Tier 1
215290346 | Central HP <5.4 tons | AIRQUEST | HRCU-A-CB (Split System: Heat Pump with Remote Outdoor Unit-Air-Source) | DLCURAH18ABK | ADP |  | H,GG9J936 | *96VTN0601716B* | 17400 | 16 | 8.5 | 16800 | 19100 | 113.7% | 2.34 | 0 | 10.5 |  |  |  | No | R-410A | 1.45 | Residential & Commercial | Ducted CEE Tier 1
216056109 | Central HP <5.4 tons | YORK | HRCU-A-CB (Split System: Heat Pump with Remote Outdoor Unit-Air-Source) | HH824E2S11 | ASPEN |  | C(A,C,D,E)24A3K+TDR | TM9Y060B12MP11 | 21600 | 17 | 8.1 | 22600 | 18400 | 81.42% | 2 | 0 | 11 |  |  |  | No | R-454B | 1.8 | Residential & Commercial | Ducted CEE Tier 1
216056168 | Central HP <5.4 tons | YORK | HRCU-A-CB (Split System: Heat Pump with Remote Outdoor Unit-Air-Source) | HH824E2S11 | ASPEN |  | C(A,C,D,E)24D2K+TDR | TM8E060A12MP11 | 19500 | 17 | 9 | 23000 | 17900 | 77.83% | 2 | 0 | 11 |  |  |  | No | R-454B | 1.625 | Residential & Commercial | Ducted CEE Tier 1
216056177 | Central HP <5.4 tons | YORK | HRCU-A-CB (Split System: Heat Pump with Remote Outdoor Unit-Air-Source) | HH824E2S11 | ASPEN |  | C(A,C,D,E)24D2K+TDR | TM8V080B12MP12 | 21200 | 17 | 8.5 | 22800 | 17700 | 77.63% | 2 | 0 | 11.7 |  |  |  | No | R-454B | 1.7667 | Residential & Commercial | Ducted CEE Tier 1
215399947 | Central HP <5.4 tons | YORK | HRCU-A-C (Split System: Heat Pump with Remote Outdoor Unit with No Indoor Fan --Air Source) | HH824E2S11 | ASPEN |  | C(A,C,D,E)24A3K+TDR |  | 21600 | 15.2 | 8.1 | 22600 | 21200 | 93.81% | 2.63 | 0 | 11 |  |  |  | No | R-454B | 1.8 | Residential & Commercial | Ducted CEE Tier 1
212632699 | Central HP <5.4 tons | LENNOX | HRCU-A-CB (Split System: Heat Pump with Remote Outdoor Unit-Air-Source) | SL25XPV-036-230A** | ADP |  | LD30/36Z9 | EL296DF045XV36B* | 33200 | 21 | 8.7 | 34400 | 29600 | 86.05% | 1.76 | 0 | 12.5 |  |  |  | No | R-410A | 2.7667 | Residential & Commercial | Ducted CEE Tier 1
212632746 | Central HP <5.4 tons | LENNOX | HRCU-A-CB (Split System: Heat Pump with Remote Outdoor Unit-Air-Source) | SL25XPV-036-230A** | ADP |  | LD24/35Y9 | SL280DF110V60C* | 33600 | 20 | 8.7 | 34400 | 28800 | 83.72% | 1.76 | 0 | 13 |  |  |  | No | R-410A | 2.8 | Residential & Commercial | Ducted CEE Tier 1
212632747 | Central HP <5.4 tons | LENNOX | HRCU-A-CB (Split System: Heat Pump with Remote Outdoor Unit-Air-Source) | SL25XPV-036-230A** | ADP |  | LD30/36Z9 | SL280DF110V60C* | 33600 | 20 | 8.7 | 34400 | 28800 | 83.72% | 1.76 | 0 | 13 |  |  |  | No | R-410A | 2.8 | Residential & Commercial | Ducted CEE Tier 1
215654020 | Central HP <5.4 tons | YORK | HRCU-A-CB (Split System: Heat Pump with Remote Outdoor Unit-Air-Source) | HH824E2S11 | ASPEN |  | CH36A3J+TDR | Y81E040A12SMPS1 | 20800 | 17.5 | 9.5 | 22800 | 18100 | 79.39% | 2 | 0 | 11.2 |  |  |  | No | R-454B | 1.7333 | Residential & Commercial | Ducted CEE Tier 1
214651020 | Central HP <5.4 tons | JOHNSON CONTROLS | HRCU-A-CB (Split System: Heat Pump with Remote Outdoor Unit-Air-Source) | HH824E2S11 |  |  | CTU36B5XDS1+TXV | TP9C080B12MP13 | 23000 | 18 | 9.5 | 23000 | 18400 | 80% | 2 | 0 | 12 |  |  |  | No | R-454B | 1.9167 | Residential & Commercial | Ducted CEE Tier 1
216057056 | Central HP <5.4 tons | YORK | HRCU-A-C (Split System: Heat Pump with Remote Outdoor Unit with No Indoor Fan --Air Source) | HH824E2S11 | ASPEN |  | D(A,C,E)24B3K+TDR |  | 22000 | 15.2 | 8.1 | 22600 | 21200 | 93.81% | 2.67 | 0 | 11 |  |  |  | No | R-454B | 1.8333 | Residential & Commercial | Ducted CEE Tier 1
216056795 | Central HP <5.4 tons | YORK | HRCU-A-CB (Split System: Heat Pump with Remote Outdoor Unit-Air-Source) | HH860E2S11 | ASPEN |  | D(A,C,E)60A3K+TDR | TM8E120C16MP11 | 41000 | 18 | 8.5 | 45000 | 34200 | 76% | 2 | 0 | 10.5 |  |  |  | No | R-454B | 3.4167 | Residential & Commercial | Ducted CEE Tier 1
216056811 | Central HP <5.4 tons | YORK | HRCU-A-CB (Split System: Heat Pump with Remote Outdoor Unit-Air-Source) | HH860E2S11 | ASPEN |  | D(A,C,E)60A3K+TDR | TM8Y100C16MP11 | 41000 | 17 | 8.1 | 43500 | 33400 | 76.78% | 2 | 0 | 11 |  |  |  | No | R-454B | 3.4167 | Residential & Commercial | Ducted CEE Tier 1
216056820 | Central HP <5.4 tons | YORK | HRCU-A-CB (Split System: Heat Pump with Remote Outdoor Unit-Air-Source) | HH860E2S11 | ASPEN |  | C(A,C,D,E)60A3K+TDR | TM9E100C16MP12 | 41000 | 18 | 8.5 | 45500 | 34400 | 75.6% | 2 | 0 | 10.5 |  |  |  | No | R-454B | 3.4167 | Residential & Commercial | Ducted CEE Tier 1
216056829 | Central HP <5.4 tons | YORK | HRCU-A-CB (Split System: Heat Pump with Remote Outdoor Unit-Air-Source) | HH860E2S11 | ASPEN |  | D(A,C,E)60A3K+TDR | TM9V100C16MP12 | 40500 | 16.5 | 8.1 | 43500 | 33200 | 76.32% | 2 | 0 | 11.2 |  |  |  | No | R-454B | 3.375 | Residential & Commercial | Ducted CEE Tier 1
216056859 | Central HP <5.4 tons | YORK | HRCU-A-CB (Split System: Heat Pump with Remote Outdoor Unit-Air-Source) | HH860E2S11 | ASPEN |  | D(A,C,E)60A3K+TDR | TMLV120C20MP12 | 41000 | 18 | 8.5 | 44500 | 33800 | 75.96% | 2 | 0 | 10.5 |  |  |  | No | R-454B | 3.4167 | Residential & Commercial | Ducted CEE Tier 1
216056045 | Central HP <5.4 tons | CHAMPION HEATING AND COOLING | HRCU-A-CB (Split System: Heat Pump with Remote Outdoor Unit-Air-Source) | HH860E2S11 | ASPEN |  | C(A,C,D,E)48A3K+TDR | Z9ES100C16SMPS1 | 41000 | 17.5 | 8.1 | 46500 | 34200 | 73.55% | 2 | 0 | 10.5 |  |  |  | No | R-454B | 3.4167 | Residential & Commercial | Ducted CEE Tier 1
214609883 | Central HP <5.4 tons | CARRIER | HRCU-A-C (Split System: Heat Pump with Remote Outdoor Unit with No Indoor Fan --Air Source) | 38MURAQ30AB3 | ASPEN |  | D(A,C,E)42D24+TDR |  | 28000 | 15.2 | 9.5 | 33400 | 27000 | 80.84% | 1.85 | 0 | 10.3 |  |  |  | No | R-410A | 2.3333 | Residential & Commercial | Ducted CEE Tier 1
216056715 | Central HP <5.4 tons | YORK | HRCU-A-CB (Split System: Heat Pump with Remote Outdoor Unit-Air-Source) | HH860E2S11 | ASPEN |  | C(A,C,D,E)48A3K+TDR | TL8E100C20UH11 | 40500 | 17.5 | 8.1 | 45000 | 34000 | 75.56% | 2 | 0 | 11.2 |  |  |  | No | R-454B | 3.375 | Residential & Commercial | Ducted CEE Tier 1
216056731 | Central HP <5.4 tons | YORK | HRCU-A-CB (Split System: Heat Pump with Remote Outdoor Unit-Air-Source) | HH860E2S11 | ASPEN |  | C(A,C,D,E)48A3K+TDR | TM8Y100C20MP11 | 40000 | 17.5 | 8.1 | 44500 | 33800 | 75.96% | 2 | 0 | 11.2 |  |  |  | No | R-454B | 3.3333 | Residential & Commercial | Ducted CEE Tier 1
216056764 | Central HP <5.4 tons | YORK | HRCU-A-CB (Split System: Heat Pump with Remote Outdoor Unit-Air-Source) | HH860E2S11 | ASPEN |  | C(A,C,D,E)48A3K+TDR | Y81E120C20SMPS1 | 40500 | 17.5 | 8.1 | 45000 | 34000 | 75.56% | 2 | 0 | 11.2 |  |  |  | No | R-454B | 3.375 | Residential & Commercial | Ducted CEE Tier 1
216056781 | Central HP <5.4 tons | YORK | HRCU-A-CB (Split System: Heat Pump with Remote Outdoor Unit-Air-Source) | HH860E2S11 | ASPEN |  | D(A,C,E)60A3K+TDR | TL8E100C20UH11 | 41500 | 18 | 8.5 | 45000 | 34000 | 75.56% | 2 | 0 | 11.5 |  |  |  | No | R-454B | 3.4583 | Residential & Commercial | Ducted CEE Tier 1
216056782 | Central HP <5.4 tons | YORK | HRCU-A-CB (Split System: Heat Pump with Remote Outdoor Unit-Air-Source) | HH860E2S11 | ASPEN |  | C(A,C,D,E)60A3K+TDR | TL9E080C16UH11 | 41000 | 18 | 8.5 | 45500 | 34400 | 75.6% | 2 | 0 | 10.5 |  |  |  | No | R-454B | 3.4167 | Residential & Commercial | Ducted CEE Tier 1
216056813 | Central HP <5.4 tons | YORK | HRCU-A-CB (Split System: Heat Pump with Remote Outdoor Unit-Air-Source) | HH860E2S11 | ASPEN |  | D(A,C,E)60A3K+TDR | TM8Y100C20MP11 | 41000 | 17.5 | 8.1 | 44500 | 33800 | 75.96% | 2 | 0 | 11.5 |  |  |  | No | R-454B | 3.4167 | Residential & Commercial | Ducted CEE Tier 1
216056833 | Central HP <5.4 tons | YORK | HRCU-A-CB (Split System: Heat Pump with Remote Outdoor Unit-Air-Source) | HH860E2S11 | ASPEN |  | D(A,C,E)60A3K+TDR | TM9V120D20MP12 | 41000 | 17.5 | 8.1 | 44000 | 33400 | 75.91% | 2 | 0 | 11.5 |  |  |  | No | R-454B | 3.4167 | Residential & Commercial | Ducted CEE Tier 1
216056881 | Central HP <5.4 tons | YORK | HRCU-A-CB (Split System: Heat Pump with Remote Outdoor Unit-Air-Source) | HH860E2S11 | ASPEN |  | D(A,C,E)60A3K+TDR | Y91E080C20SMPS1 | 41500 | 17.5 | 8.1 | 46000 | 33400 | 72.61% | 2 | 0 | 11.5 |  |  |  | No | R-454B | 3.4583 | Residential & Commercial | Ducted CEE Tier 1
216056898 | Central HP <5.4 tons | YORK | HRCU-A-CB (Split System: Heat Pump with Remote Outdoor Unit-Air-Source) | HH860E2S11 | ASPEN |  | C(A,C,D,E)60A3K+TDR | YPLC100C16MP13 | 30000 | 17 | 8.5 | 44000 | 33400 | 75.91% | 2 | 0 | 11.2 |  |  |  | No | R-454B | 2.5 | Residential & Commercial | Ducted CEE Tier 1
216056194 | Central HP <5.4 tons | YORK | HRCU-A-CB (Split System: Heat Pump with Remote Outdoor Unit-Air-Source) | HH824E2S11 | ASPEN |  | C(A,C,D,E)24D2K+TDR | TM9E060B12MP12 | 21000 | 17 | 8.5 | 22800 | 18300 | 80.26% | 2 | 0 | 11.2 |  |  |  | No | R-454B | 1.75 | Residential & Commercial | Ducted CEE Tier 1
216056208 | Central HP <5.4 tons | YORK | HRCU-A-CB (Split System: Heat Pump with Remote Outdoor Unit-Air-Source) | HH824E2S11 | ASPEN |  | C(A,C,D,E)24D2K+TDR | TM9Y040A10MP11 | 19900 | 16 | 8.5 | 22600 | 17300 | 76.55% | 2 | 0 | 10 |  |  |  | No | R-454B | 1.6583 | Residential & Commercial | Ducted CEE Tier 1
216056596 | Central HP <5.4 tons | YORK | HRCU-A-CB (Split System: Heat Pump with Remote Outdoor Unit-Air-Source) | HH836E2S11 | ASPEN |  | D(A,C,E)36A4K+TDR | TM8Y080B12MP11 | 30600 | 18 | 8.5 | 30800 | 25200 | 81.82% | 2 | 0 | 10.5 |  |  |  | No | R-454B | 2.55 | Residential & Commercial | Ducted CEE Tier 1
216056632 | Central HP <5.4 tons | YORK | HRCU-A-CB (Split System: Heat Pump with Remote Outdoor Unit-Air-Source) | HH836E2S11 | ASPEN |  | D(A,C,E)36A4K+TDR | TPLC080C16MP13 | 31000 | 18 | 8.5 | 31200 | 25400 | 81.41% | 2 | 0 | 10.5 |  |  |  | No | R-454B | 2.5833 | Residential & Commercial | Ducted CEE Tier 1
216056648 | Central HP <5.4 tons | YORK | HRCU-A-CB (Split System: Heat Pump with Remote Outdoor Unit-Air-Source) | HH836E2S11 | ASPEN |  | D(A,C,E)36A4K+TDR | YP9C080C16MP13 | 30800 | 18 | 8.5 | 31400 | 25400 | 80.89% | 2 | 0 | 10.5 |  |  |  | No | R-454B | 2.5667 | Residential & Commercial | Ducted CEE Tier 1
216056681 | Central HP <5.4 tons | YORK | HRCU-A-CB (Split System: Heat Pump with Remote Outdoor Unit-Air-Source) | HH836E2S11 | ASPEN |  | C(A,C,D,E)48A3K+TDR | TM9Y080C16MP11 | 31400 | 18 | 8.5 | 31800 | 25800 | 81.13% | 2 | 0 | 10.5 |  |  |  | No | R-454B | 2.6167 | Residential & Commercial | Ducted CEE Tier 1
216056541 | Central HP <5.4 tons | YORK | HRCU-A-CB (Split System: Heat Pump with Remote Outdoor Unit-Air-Source) | HH836E2S11 | ASPEN |  | C(A,C,D,E)36B3K+TDR | TMLV100C16MP12 | 31000 | 18 | 8.5 | 31200 | 25400 | 81.41% | 2 | 0 | 10.5 |  |  |  | No | R-454B | 2.5833 | Residential & Commercial | Ducted CEE Tier 1
216056609 | Central HP <5.4 tons | YORK | HRCU-A-CB (Split System: Heat Pump with Remote Outdoor Unit-Air-Source) | HH836E2S11 | ASPEN |  | D(A,C,E)36A4K+TDR | TM9V080C16MP12 | 30800 | 18 | 8.5 | 31400 | 25400 | 80.89% | 2 | 0 | 10.5 |  |  |  | No | R-454B | 2.5667 | Residential & Commercial | Ducted CEE Tier 1
216056620 | Central HP <5.4 tons | YORK | HRCU-A-CB (Split System: Heat Pump with Remote Outdoor Unit-Air-Source) | HH836E2S11 | ASPEN |  | D(A,C,E)36A4K+TDR | TMLE100B12MP11 | 30600 | 18 | 8.5 | 31200 | 25400 | 81.41% | 2 | 0 | 10.5 |  |  |  | No | R-454B | 2.55 | Residential & Commercial | Ducted CEE Tier 1
216056625 | Central HP <5.4 tons | YORK | HRCU-A-CB (Split System: Heat Pump with Remote Outdoor Unit-Air-Source) | HH836E2S11 | ASPEN |  | D(A,C,E)36A4K+TDR | TMLV100C16MP12 | 31000 | 18 | 8.5 | 31200 | 25400 | 81.41% | 2 | 0 | 10.5 |  |  |  | No | R-454B | 2.5833 | Residential & Commercial | Ducted CEE Tier 1
215912405 | Central HP <5.4 tons | YORK | HRCU-A-CB (Split System: Heat Pump with Remote Outdoor Unit-Air-Source) | HH824E2S11 | ASPEN |  | D(A,C,E)36A3K+TDR | TP9C080B12MP13 | 22200 | 17 | 8.1 | 22600 | 18300 | 80.97% | 2 | 0 | 12 |  |  |  | No | R-454B | 1.85 | Residential & Commercial | Ducted CEE Tier 1
216056301 | Central HP <5.4 tons | YORK | HRCU-A-CB (Split System: Heat Pump with Remote Outdoor Unit-Air-Source) | HH824E2S11 | ASPEN |  | D(A,C,E)24B3K+TDR | TM8Y080B12MP11 | 22000 | 17 | 8.1 | 22600 | 18300 | 80.97% | 2 | 0 | 12 |  |  |  | No | R-454B | 1.8333 | Residential & Commercial | Ducted CEE Tier 1
216056392 | Central HP <5.4 tons | YORK | HRCU-A-CB (Split System: Heat Pump with Remote Outdoor Unit-Air-Source) | HH824E2S11 | ASPEN |  | D(A,C,E)24B3K+TDR | YP9C060B12MP13 | 22000 | 17 | 8.1 | 22600 | 18000 | 79.65% | 2 | 0 | 12 |  |  |  | No | R-454B | 1.8333 | Residential & Commercial | Ducted CEE Tier 1
216056460 | Central HP <5.4 tons | YORK | HRCU-A-CB (Split System: Heat Pump with Remote Outdoor Unit-Air-Source) | HH824E2S11 | ASPEN |  | D(A,C,E)24B4K+TDR | TM8E080B12MP11 | 22600 | 17 | 8.5 | 22800 | 18000 | 78.95% | 2 | 0 | 12 |  |  |  | No | R-454B | 1.8833 | Residential & Commercial | Ducted CEE Tier 1
216056578 | Central HP <5.4 tons | YORK | HRCU-A-CB (Split System: Heat Pump with Remote Outdoor Unit-Air-Source) | HH824E2S11 | ASPEN |  | D(A,C,E)36A4K+TDR | TMLE060A12MP11 | 21000 | 17.5 | 9 | 23000 | 17900 | 77.83% | 2 | 0 | 11.2 |  |  |  | No | R-454B | 1.75 | Residential & Commercial | Ducted CEE Tier 1
216057057 | Central HP <5.4 tons | YORK | HRCU-A-C (Split System: Heat Pump with Remote Outdoor Unit with No Indoor Fan --Air Source) | HH824E2S11 | ASPEN |  | D(A,C,E)24B4K+TDR |  | 22600 | 15.2 | 8.5 | 22800 | 21200 | 92.98% | 2.72 | 0 | 11 |  |  |  | No | R-454B | 1.8833 | Residential & Commercial | Ducted CEE Tier 1
216056171 | Central HP <5.4 tons | YORK | HRCU-A-CB (Split System: Heat Pump with Remote Outdoor Unit-Air-Source) | HH824E2S11 | ASPEN |  | C(A,C,D,E)24D2K+TDR | TM8E080B12MP11 | 21000 | 17 | 8.5 | 22800 | 18000 | 78.95% | 2 | 0 | 11.7 |  |  |  | No | R-454B | 1.75 | Residential & Commercial | Ducted CEE Tier 1
216056405 | Central HP <5.4 tons | YORK | HRCU-A-CB (Split System: Heat Pump with Remote Outdoor Unit-Air-Source) | HH824E2S11 | ASPEN |  | D(A,C,E)36A3K+TDR | TM8E060A12MP11 | 20800 | 17.5 | 8.5 | 22800 | 17900 | 78.51% | 2 | 0 | 11.2 |  |  |  | No | R-454B | 1.7333 | Residential & Commercial | Ducted CEE Tier 1
216056422 | Central HP <5.4 tons | YORK | HRCU-A-CB (Split System: Heat Pump with Remote Outdoor Unit-Air-Source) | HH824E2S11 | ASPEN |  | D(A,C,E)36A3K+TDR | TM9E060A10MP12 | 20600 | 16.5 | 8.5 | 22600 | 18100 | 80.09% | 2 | 0 | 10.5 |  |  |  | No | R-454B | 1.7167 | Residential & Commercial | Ducted CEE Tier 1
216056472 | Central HP <5.4 tons | YORK | HRCU-A-CB (Split System: Heat Pump with Remote Outdoor Unit-Air-Source) | HH824E2S11 | ASPEN |  | D(A,C,E)24B4K+TDR | TM9V080B12MP12 | 22600 | 17 | 8.5 | 22800 | 18300 | 80.26% | 2 | 0 | 12 |  |  |  | No | R-454B | 1.8833 | Residential & Commercial | Ducted CEE Tier 1
216056234 | Central HP <5.4 tons | YORK | HRCU-A-CB (Split System: Heat Pump with Remote Outdoor Unit-Air-Source) | HH824E2S11 | ASPEN |  | C(A,C,D,E)24D2K+TDR | TPLC080B12MP13 | 21200 | 17 | 8.5 | 22800 | 17700 | 77.63% | 2 | 0 | 11.7 |  |  |  | No | R-454B | 1.7667 | Residential & Commercial | Ducted CEE Tier 1
216056277 | Central HP <5.4 tons | YORK | HRCU-A-CB (Split System: Heat Pump with Remote Outdoor Unit-Air-Source) | HH824E2S11 | ASPEN |  | D(A,C,E)24B3K+TDR | TL8E060A12UH11 | 20400 | 17.5 | 8.5 | 22800 | 17900 | 78.51% | 2 | 0 | 11.2 |  |  |  | No | R-454B | 1.7 | Residential & Commercial | Ducted CEE Tier 1
216056452 | Central HP <5.4 tons | YORK | HRCU-A-CB (Split System: Heat Pump with Remote Outdoor Unit-Air-Source) | HH824E2S11 | ASPEN |  | D(A,C,E)36A3K+TDR | Y81E100B12SMPS1 | 20600 | 18.8 | 9 | 22600 | 18000 | 79.65% | 2 | 0 | 11.2 |  |  |  | No | R-454B | 1.7167 | Residential & Commercial | Ducted CEE Tier 1
216056461 | Central HP <5.4 tons | YORK | HRCU-A-CB (Split System: Heat Pump with Remote Outdoor Unit-Air-Source) | HH824E2S11 | ASPEN |  | D(A,C,E)24B4K+TDR | TM8E100B12MP11 | 22600 | 17 | 8.5 | 22800 | 18000 | 78.95% | 2 | 0 | 12 |  |  |  | No | R-454B | 1.8833 | Residential & Commercial | Ducted CEE Tier 1
216056474 | Central HP <5.4 tons | YORK | HRCU-A-CB (Split System: Heat Pump with Remote Outdoor Unit-Air-Source) | HH824E2S11 | ASPEN |  | D(A,C,E)24B4K+TDR | TM9Y060B12MP11 | 22600 | 17 | 8.5 | 22800 | 18400 | 80.7% | 2 | 0 | 11.7 |  |  |  | No | R-454B | 1.8833 | Residential & Commercial | Ducted CEE Tier 1
216056468 | Central HP <5.4 tons | YORK | HRCU-A-CB (Split System: Heat Pump with Remote Outdoor Unit-Air-Source) | HH824E2S11 | ASPEN |  | D(A,C,E)24B4K+TDR | TM9E060B12MP12 | 22600 | 17 | 8.5 | 22800 | 18300 | 80.26% | 2 | 0 | 11.7 |  |  |  | No | R-454B | 1.8833 | Residential & Commercial | Ducted CEE Tier 1
215374950 | Central HP <5.4 tons | DUCANE | HRCU-A-CB (Split System: Heat Pump with Remote Outdoor Unit-Air-Source) | 4HP18V36P | ADP |  | H,A,DP15(1,2)36+TXV | EFV12BCA | 23400 | 19 | 8.5 | 22400 | 16000 | 71.43% | 2.18 | 0 | 12 |  |  |  | No | R-410A | 1.95 | Residential & Commercial | Ducted CEE Tier 1
212632764 | Central HP <5.4 tons | LENNOX | HRCU-A-CB (Split System: Heat Pump with Remote Outdoor Unit-Air-Source) | SL25XPV-036-230A** | ADP |  | LD24/35Y9 | SLP99DF090XV60C* | 33400 | 20 | 8.7 | 34400 | 29400 | 85.47% | 1.76 | 0 | 13 |  |  |  | No | R-410A | 2.7833 | Residential & Commercial | Ducted CEE Tier 1
214630388 | Central HP <5.4 tons | CARRIER | HRCU-A-CB (Split System: Heat Pump with Remote Outdoor Unit-Air-Source) | 25VNA825A*032* | ADP |  | PL36H175P159 | 59CU5B060C17**16 | 23600 | 16 | 8.1 | 19800 | 16300 | 82.32% | 1.96 | 0 | 11 |  |  |  | No | R-410A | 1.9667 | Residential & Commercial | Ducted CEE Tier 1
214630404 | Central HP <5.4 tons | CARRIER | HRCU-A-CB (Split System: Heat Pump with Remote Outdoor Unit-Air-Source) | 25VNA825A*032* | ADP |  | C36A***L159 | 59MN7B060C21**20 | 23600 | 16 | 8.1 | 19800 | 16300 | 82.32% | 1.96 | 0 | 11 |  |  |  | No | R-410A | 1.9667 | Residential & Commercial | Ducted CEE Tier 1
214630441 | Central HP <5.4 tons | CARRIER | HRCU-A-CB (Split System: Heat Pump with Remote Outdoor Unit-Air-Source) | 25VNA825A*032* | ADP |  | V,C36H175P159 | 59TN6C060C17**14 | 23600 | 16 | 8.1 | 19800 | 16300 | 82.32% | 1.98 | 0 | 11 |  |  |  | No | R-410A | 1.9667 | Residential & Commercial | Ducted CEE Tier 1
216056486 | Central HP <5.4 tons | YORK | HRCU-A-CB (Split System: Heat Pump with Remote Outdoor Unit-Air-Source) | HH824E2S11 | ASPEN |  | D(A,C,E)24B4K+TDR | Y81E100B12SMPS1 | 21000 | 19 | 9.5 | 22800 | 18000 | 78.95% | 2 | 0 | 11.2 |  |  |  | No | R-454B | 1.75 | Residential & Commercial | Ducted CEE Tier 1
216056180 | Central HP <5.4 tons | YORK | HRCU-A-CB (Split System: Heat Pump with Remote Outdoor Unit-Air-Source) | HH824E2S11 | ASPEN |  | C(A,C,D,E)24D2K+TDR | TM8Y060A12MP11 | 19500 | 17 | 9 | 22800 | 18400 | 80.7% | 2 | 0 | 10 |  |  |  | No | R-454B | 1.625 | Residential & Commercial | Ducted CEE Tier 1
216056196 | Central HP <5.4 tons | YORK | HRCU-A-CB (Split System: Heat Pump with Remote Outdoor Unit-Air-Source) | HH824E2S11 | ASPEN |  | C(A,C,D,E)24D2K+TDR | TM9E080B12MP12 | 21000 | 17 | 9 | 22600 | 18700 | 82.74% | 2 | 0 | 11.2 |  |  |  | No | R-454B | 1.75 | Residential & Commercial | Ducted CEE Tier 1
216056313 | Central HP <5.4 tons | YORK | HRCU-A-CB (Split System: Heat Pump with Remote Outdoor Unit-Air-Source) | HH824E2S11 | ASPEN |  | D(A,C,E)24B3K+TDR | TM9E060B12MP12 | 22000 | 17 | 8.1 | 22600 | 18300 | 80.97% | 2 | 0 | 11.7 |  |  |  | No | R-454B | 1.8333 | Residential & Commercial | Ducted CEE Tier 1
216056464 | Central HP <5.4 tons | YORK | HRCU-A-CB (Split System: Heat Pump with Remote Outdoor Unit-Air-Source) | HH824E2S11 | ASPEN |  | D(A,C,E)24B4K+TDR | TM8Y080B12MP11 | 22600 | 17 | 8.5 | 22800 | 18300 | 80.26% | 2 | 0 | 12 |  |  |  | No | R-454B | 1.8833 | Residential & Commercial | Ducted CEE Tier 1
216056479 | Central HP <5.4 tons | YORK | HRCU-A-CB (Split System: Heat Pump with Remote Outdoor Unit-Air-Source) | HH824E2S11 | ASPEN |  | D(A,C,E)24B4K+TDR | TMLE100B12MP11 | 22600 | 17 | 8.5 | 22800 | 18000 | 78.95% | 2 | 0 | 12 |  |  |  | No | R-454B | 1.8833 | Residential & Commercial | Ducted CEE Tier 1
216056481 | Central HP <5.4 tons | YORK | HRCU-A-CB (Split System: Heat Pump with Remote Outdoor Unit-Air-Source) | HH824E2S11 | ASPEN |  | D(A,C,E)24B4K+TDR | TP9C080B12MP13 | 22600 | 17 | 8.5 | 22800 | 18300 | 80.26% | 2 | 0 | 12 |  |  |  | No | R-454B | 1.8833 | Residential & Commercial | Ducted CEE Tier 1
216056132 | Central HP <5.4 tons | YORK | HRCU-A-CB (Split System: Heat Pump with Remote Outdoor Unit-Air-Source) | HH824E2S11 | ASPEN |  | C(A,C,D,E)24A3K+TDR | Y81E100B12SMPS1 | 20000 | 18.5 | 9 | 22600 | 18000 | 79.65% | 2 | 0 | 11.2 |  |  |  | No | R-454B | 1.6667 | Residential & Commercial | Ducted CEE Tier 1
216056225 | Central HP <5.4 tons | YORK | HRCU-A-CB (Split System: Heat Pump with Remote Outdoor Unit-Air-Source) | HH824E2S11 | ASPEN |  | C(A,C,D,E)24D2K+TDR | TMLE100B12MP11 | 21000 | 17 | 8.5 | 22800 | 18000 | 78.95% | 2 | 0 | 11.7 |  |  |  | No | R-454B | 1.75 | Residential & Commercial | Ducted CEE Tier 1
216056257 | Central HP <5.4 tons | YORK | HRCU-A-CB (Split System: Heat Pump with Remote Outdoor Unit-Air-Source) | HH824E2S11 | ASPEN |  | C(A,C,D,E)24D2K+TDR | Y91E040A10SMPS1 | 19500 | 17 | 8.5 | 23000 | 17800 | 77.39% | 2 | 0 | 11.2 |  |  |  | No | R-454B | 1.625 | Residential & Commercial | Ducted CEE Tier 1
211644112 | Central HP <5.4 tons | ECO-AIR | HRCU-A-CB (Split System: Heat Pump with Remote Outdoor Unit-Air-Source) | MOX430-17HFN1-MT0W |  |  | MVC-18HWFN1-MW(GA) |  | 18000 | 17.6 | 9.6 | 19000 | 17000 | 89.47% | 2 | 12.5 | 11.7 |  |  |  | No | R-410A | 1.5 | Residential & Commercial | Ducted CEE Tier 1
213372383 | Central HP <5.4 tons | RUUD | HRCU-A-CB (Split System: Heat Pump with Remote Outdoor Unit-Air-Source) | UP18AZ36AJVC |  |  | RCFZ3621MEAAM | R951V0603A17UHU | 34200 | 19 | 8.5 | 34200 | 43500 | 127.2% | 2.2 | 0 | 12.5 |  |  |  | No | R-410A | 2.85 | Residential & Commercial | Ducted CEE Tier 1
211627627 | Central HP <5.4 tons | YORK | HRCU-A-CB (Split System: Heat Pump with Remote Outdoor Unit-Air-Source) | HMH72B341 | ASPEN |  | D(A,C,E)36D36+TDR | TM8E040A12MP11 | 32800 | 18 | 8.1 | 33600 | 27200 | 80.95% | 2.5 | 0 | 10 |  |  |  | No | R-410A | 2.7333 | Residential & Commercial | Ducted CEE Tier 1
216056162 | Central HP <5.4 tons | YORK | HRCU-A-CB (Split System: Heat Pump with Remote Outdoor Unit-Air-Source) | HH824E2S11 | ASPEN |  | C(A,C,D,E)24D2K+TDR | TL9E060B12UH11 | 21200 | 17 | 8.5 | 22800 | 18000 | 78.95% | 2 | 0 | 11.7 |  |  |  | No | R-454B | 1.7667 | Residential & Commercial | Ducted CEE Tier 1
216056228 | Central HP <5.4 tons | YORK | HRCU-A-CB (Split System: Heat Pump with Remote Outdoor Unit-Air-Source) | HH824E2S11 | ASPEN |  | C(A,C,D,E)24D2K+TDR | TP9C060B12MP13 | 21200 | 17 | 8.5 | 22800 | 18000 | 78.95% | 2 | 0 | 11.7 |  |  |  | No | R-454B | 1.7667 | Residential & Commercial | Ducted CEE Tier 1
216056248 | Central HP <5.4 tons | YORK | HRCU-A-CB (Split System: Heat Pump with Remote Outdoor Unit-Air-Source) | HH824E2S11 | ASPEN |  | C(A,C,D,E)24D2K+TDR | Y82E060A12LMPS1 | 19500 | 18 | 9 | 23000 | 17700 | 76.96% | 2 | 0 | 11.2 |  |  |  | No | R-454B | 1.625 | Residential & Commercial | Ducted CEE Tier 1
216056295 | Central HP <5.4 tons | YORK | HRCU-A-CB (Split System: Heat Pump with Remote Outdoor Unit-Air-Source) | HH824E2S11 | ASPEN |  | D(A,C,E)24B3K+TDR | TM8V080B12MP12 | 22000 | 17 | 8.1 | 22600 | 17700 | 78.32% | 2 | 0 | 12 |  |  |  | No | R-454B | 1.8333 | Residential & Commercial | Ducted CEE Tier 1
216056548 | Central HP <5.4 tons | YORK | HRCU-A-CB (Split System: Heat Pump with Remote Outdoor Unit-Air-Source) | HH836E2S11 | ASPEN |  | C(A,C,D,E)36B3K+TDR | TPLC080C16MP13 | 31000 | 18 | 8.5 | 31200 | 25400 | 81.41% | 2 | 0 | 10.5 |  |  |  | No | R-454B | 2.5833 | Residential & Commercial | Ducted CEE Tier 1
216056598 | Central HP <5.4 tons | YORK | HRCU-A-CB (Split System: Heat Pump with Remote Outdoor Unit-Air-Source) | HH836E2S11 | ASPEN |  | D(A,C,E)36A4K+TDR | TM8Y100C16MP11 | 30800 | 18 | 8.5 | 30400 | 25000 | 82.24% | 2 | 0 | 11 |  |  |  | No | R-454B | 2.5667 | Residential & Commercial | Ducted CEE Tier 1
212971703 | Central HP <5.4 tons | COMFORTMAKER | HRCU-A-CB (Split System: Heat Pump with Remote Outdoor Unit-Air-Source) | DLCURAH24ABK |  |  | EN(A,D)4X24L17** | *80VTL0701716B* | 23200 | 16.5 | 8.5 | 26800 | 25200 | 94.03% | 2.1 | 0 | 10 |  |  |  | No | R-410A | 1.9333 | Residential & Commercial | Ducted CEE Tier 1
213076109 | Central HP <5.4 tons | HEIL | HRCU-A-CB (Split System: Heat Pump with Remote Outdoor Unit-Air-Source) | DLCURAH24ABK |  |  | EA*4X37L21A* | *95MSU1002120A* | 24400 | 17 | 8.5 | 25200 | 21200 | 84.13% | 1.8 | 0 | 10.5 |  |  |  | No | R-410A | 2.0333 | Residential & Commercial | Ducted CEE Tier 1
214229194 | Central HP <5.4 tons | COMFORTMAKER | HRCU-A-CB (Split System: Heat Pump with Remote Outdoor Unit-Air-Source) | DLCURAH24ABK |  |  | EN(A,D)4X30L17** | *80MSU0601716A* | 23600 | 17 | 8.5 | 25600 | 24000 | 93.75% | 2 | 0 | 10.5 |  |  |  | No | R-410A | 1.9667 | Residential & Commercial | Ducted CEE Tier 1
214573940 | Central HP <5.4 tons | HEIL | HRCU-A-CB (Split System: Heat Pump with Remote Outdoor Unit-Air-Source) | HVH837GKA2* |  |  | EA*4X48L21A*+WALLCON | *97CMN0602120B* | 32200 | 17 | 8.5 | 32600 | 25200 | 77.3% | 1.96 | 0 | 11 |  |  |  | No | R-410A | 2.6833 | Residential & Commercial | Ducted CEE Tier 1
212973006 | Central HP <5.4 tons | COMFORTMAKER | HRCU-A-CB (Split System: Heat Pump with Remote Outdoor Unit-Air-Source) | DLCURAH24ABK |  |  | EN(A,D,W)4X36L17** | *96VSN0401410B* | 23400 | 16 | 8.1 | 26400 | 24600 | 93.18% | 2.02 | 0 | 10 |  |  |  | No | R-410A | 1.95 | Residential & Commercial | Ducted CEE Tier 1
212973206 | Central HP <5.4 tons | COMFORTMAKER | HRCU-A-CB (Split System: Heat Pump with Remote Outdoor Unit-Air-Source) | DLCURAH24ABK |  |  | EA*4X30L17A* | *96VSN0401712B* | 23200 | 16 | 8.5 | 26400 | 25200 | 95.45% | 2.08 | 0 | 10 |  |  |  | No | R-410A | 1.9333 | Residential & Commercial | Ducted CEE Tier 1
213386478 | Central HP <5.4 tons | ECO-AIR | HRCU-A-C (Split System: Heat Pump with Remote Outdoor Unit with No Indoor Fan --Air Source) | MOD30-20HFN1-MW |  |  | MVBM-24A18T3N1 |  | 20000 | 16.3 | 10.2 | 25000 | 20000 | 80% | 2 | 0 | 11.7 |  |  |  | No | R-410A | 1.6667 | Residential & Commercial | Ducted CEE Tier 1
215290348 | Central HP <5.4 tons | AIRQUEST | HRCU-A-CB (Split System: Heat Pump with Remote Outdoor Unit-Air-Source) | DLCURAH18ABK | ADP |  | H,GE9J936 | *96VTN0601716B* | 17400 | 16 | 8.5 | 16800 | 19100 | 113.7% | 2.34 | 0 | 10.5 |  |  |  | No | R-410A | 1.45 | Residential & Commercial | Ducted CEE Tier 1
215290349 | Central HP <5.4 tons | AIRQUEST | HRCU-A-CB (Split System: Heat Pump with Remote Outdoor Unit-Air-Source) | DLCURAH18ABK | ADP |  | H,GG80936 | *96VTN0601716B* | 17400 | 16 | 8.5 | 16800 | 19100 | 113.7% | 2.34 | 0 | 10.5 |  |  |  | No | R-410A | 1.45 | Residential & Commercial | Ducted CEE Tier 1
215290363 | Central HP <5.4 tons | AIRQUEST | HRCU-A-CB (Split System: Heat Pump with Remote Outdoor Unit-Air-Source) | DLCURAH18ABK | ADP |  | HG32924 | *96VTN0801716A* | 17100 | 16 | 8.5 | 16700 | 18800 | 112.6% | 2.3 | 0 | 10 |  |  |  | No | R-410A | 1.425 | Residential & Commercial | Ducted CEE Tier 1
215290364 | Central HP <5.4 tons | AIRQUEST | HRCU-A-CB (Split System: Heat Pump with Remote Outdoor Unit-Air-Source) | DLCURAH18ABK | ADP |  | HG32936 | *96VTN0801716A* | 17100 | 16 | 8.5 | 16700 | 18800 | 112.6% | 2.3 | 0 | 10 |  |  |  | No | R-410A | 1.425 | Residential & Commercial | Ducted CEE Tier 1
215290382 | Central HP <5.4 tons | AIRQUEST | HRCU-A-CB (Split System: Heat Pump with Remote Outdoor Unit-Air-Source) | DLCURAH18ABK | ADP |  | H,GE7J924 | *96VTN0801716A* | 17200 | 16 | 8.5 | 16700 | 18800 | 112.6% | 2.3 | 0 | 10 |  |  |  | No | R-410A | 1.4333 | Residential & Commercial | Ducted CEE Tier 1
215290413 | Central HP <5.4 tons | AIRQUEST | HRCU-A-CB (Split System: Heat Pump with Remote Outdoor Unit-Air-Source) | DLCURAH18ABK | ADP |  | HE33936 | *96VTN0801716B* | 17600 | 16 | 8.5 | 17100 | 18700 | 109.4% | 2.3 | 0 | 11 |  |  |  | No | R-410A | 1.4667 | Residential & Commercial | Ducted CEE Tier 1
212971483 | Central HP <5.4 tons | COMFORTMAKER | HRCU-A-CB (Split System: Heat Pump with Remote Outdoor Unit-Air-Source) | DLCURAH18ABK |  |  | EN(A,D)4X24L17** | *80VTL0701716B* | 17500 | 16 | 8.5 | 18500 | 19200 | 103.8% | 2.3 | 0 | 10.5 |  |  |  | No | R-410A | 1.4583 | Residential & Commercial | Ducted CEE Tier 1
212972756 | Central HP <5.4 tons | COMFORTMAKER | HRCU-A-CB (Split System: Heat Pump with Remote Outdoor Unit-Air-Source) | DLCURAH18ABK |  |  | EN(A,D)4X30L14** | *96VSN0401410B* | 17400 | 16 | 8.1 | 18000 | 18700 | 103.9% | 2.24 | 0 | 10.5 |  |  |  | No | R-410A | 1.45 | Residential & Commercial | Ducted CEE Tier 1
211198243 | Central HP <5.4 tons | CARRIER | HRCU-A-CB (Split System: Heat Pump with Remote Outdoor Unit-Air-Source) | 25VNA436A*031* | ADP |  | H,PG9J936 | 59TN6B120C24**22 | 32400 | 20 | 9 | 33200 | 25000 | 75.3% | 2.02 | 0 | 11.7 |  |  |  | No | R-410A | 2.7 | Residential & Commercial | Ducted CEE Tier 1
214627089 | Central HP <5.4 tons | CARRIER | HRCU-A-CB (Split System: Heat Pump with Remote Outdoor Unit-Air-Source) | 25VNA436A*031* | ADP |  | C36A***L539 | 59CU5A100C21**22 | 34400 | 20 | 9 | 32800 | 24600 | 75% | 2.02 | 0 | 12.5 |  |  |  | No | R-410A | 2.8667 | Residential & Commercial | Ducted CEE Tier 1
216056621 | Central HP <5.4 tons | YORK | HRCU-A-CB (Split System: Heat Pump with Remote Outdoor Unit-Air-Source) | HH836E2S11 | ASPEN |  | D(A,C,E)36A4K+TDR | TMLE100C16MP11 | 31000 | 18 | 8.5 | 31200 | 25200 | 80.77% | 2 | 0 | 10.5 |  |  |  | No | R-454B | 2.5833 | Residential & Commercial | Ducted CEE Tier 1
216056899 | Central HP <5.4 tons | YORK | HRCU-A-CB (Split System: Heat Pump with Remote Outdoor Unit-Air-Source) | HH860E2S11 | ASPEN |  | D(A,C,E)60A3K+TDR | YPLC100C16MP13 | 40500 | 17 | 8.5 | 44000 | 33400 | 75.91% | 2 | 0 | 11 |  |  |  | No | R-454B | 3.375 | Residential & Commercial | Ducted CEE Tier 1
216056714 | Central HP <5.4 tons | YORK | HRCU-A-CB (Split System: Heat Pump with Remote Outdoor Unit-Air-Source) | HH860E2S11 | ASPEN |  | C(A,C,D,E)48A3K+TDR | TL8E080C16UH11 | 40000 | 16.5 | 8.1 | 44000 | 33600 | 76.36% | 2 | 0 | 11.2 |  |  |  | No | R-454B | 3.3333 | Residential & Commercial | Ducted CEE Tier 1
216056733 | Central HP <5.4 tons | YORK | HRCU-A-CB (Split System: Heat Pump with Remote Outdoor Unit-Air-Source) | HH860E2S11 | ASPEN |  | C(A,C,D,E)48A3K+TDR | TM9E080C16MP12 | 40000 | 17.5 | 8.1 | 45000 | 34400 | 76.44% | 2 | 0 | 10.5 |  |  |  | No | R-454B | 3.3333 | Residential & Commercial | Ducted CEE Tier 1
216056749 | Central HP <5.4 tons | YORK | HRCU-A-CB (Split System: Heat Pump with Remote Outdoor Unit-Air-Source) | HH860E2S11 | ASPEN |  | C(A,C,D,E)48A3K+TDR | TMLE100C20MP11 | 41000 | 16.5 | 8.1 | 46000 | 35000 | 76.09% | 2 | 0 | 10.5 |  |  |  | No | R-454B | 3.4167 | Residential & Commercial | Ducted CEE Tier 1
216056780 | Central HP <5.4 tons | YORK | HRCU-A-CB (Split System: Heat Pump with Remote Outdoor Unit-Air-Source) | HH860E2S11 | ASPEN |  | C(A,C,D,E)60A3K+TDR | TL8E100C20UH11 | 41500 | 18 | 8.5 | 45000 | 34000 | 75.56% | 2 | 0 | 11.5 |  |  |  | No | R-454B | 3.4583 | Residential & Commercial | Ducted CEE Tier 1
216056816 | Central HP <5.4 tons | YORK | HRCU-A-CB (Split System: Heat Pump with Remote Outdoor Unit-Air-Source) | HH860E2S11 | ASPEN |  | C(A,C,D,E)60A3K+TDR | TM9E080C16MP12 | 41000 | 18 | 8.5 | 45000 | 34400 | 76.44% | 2 | 0 | 10.5 |  |  |  | No | R-454B | 3.4167 | Residential & Commercial | Ducted CEE Tier 1
212973256 | Central HP <5.4 tons | COMFORTMAKER | HRCU-A-CB (Split System: Heat Pump with Remote Outdoor Unit-Air-Source) | DLCURAH24ABK |  |  | EN(A,D)4X24L17** | *96VSN0401712B* | 23200 | 15.5 | 8.5 | 27000 | 25000 | 92.59% | 2.06 | 0 | 10 |  |  |  | No | R-410A | 1.9333 | Residential & Commercial | Ducted CEE Tier 1
214574471 | Central HP <5.4 tons | AIRQUEST | HRCU-A-CB (Split System: Heat Pump with Remote Outdoor Unit-Air-Source) | HVH837GKA2* |  |  | EN(A,D)4X36L21**+WALLCON | *95CSU1002122B* | 31400 | 17 | 8.1 | 33000 | 24000 | 72.73% | 1.84 | 0 | 11 |  |  |  | No | R-410A | 2.6167 | Residential & Commercial | Ducted CEE Tier 1
213780808 | Central HP <5.4 tons | AIRQUEST | HRCU-A-CB (Split System: Heat Pump with Remote Outdoor Unit-Air-Source) | HVH837GKA2* |  |  | EA*4X36L21A*+WALLCON | *97CMN1002122B* | 31600 | 17 | 8.1 | 32800 | 24200 | 73.78% | 1.86 | 0 | 11 |  |  |  | No | R-410A | 2.6333 | Residential & Commercial | Ducted CEE Tier 1
213780978 | Central HP <5.4 tons | AIRQUEST | HRCU-A-CB (Split System: Heat Pump with Remote Outdoor Unit-Air-Source) | HVH837GKA2* |  |  | EA*4X42L21A*+WALLCON | *80CTL0701716B* | 31400 | 17 | 8.1 | 33200 | 24400 | 73.49% | 1.86 | 0 | 10.5 |  |  |  | No | R-410A | 2.6167 | Residential & Commercial | Ducted CEE Tier 1
213781028 | Central HP <5.4 tons | AIRQUEST | HRCU-A-CB (Split System: Heat Pump with Remote Outdoor Unit-Air-Source) | HVH837GKA2* |  |  | EA*4X42L21A*+WALLCON | *97CMN0601714B* | 31600 | 16.5 | 8.1 | 33200 | 24600 | 74.1% | 1.84 | 0 | 10.5 |  |  |  | No | R-410A | 2.6333 | Residential & Commercial | Ducted CEE Tier 1
213781178 | Central HP <5.4 tons | AIRQUEST | HRCU-A-CB (Split System: Heat Pump with Remote Outdoor Unit-Air-Source) | HVH837GKA2* |  |  | EA*4X43L21A*+WALLCON | *80CTL0901716B* | 33000 | 17 | 8.5 | 32800 | 25000 | 76.22% | 1.98 | 0 | 11 |  |  |  | No | R-410A | 2.75 | Residential & Commercial | Ducted CEE Tier 1
216056395 | Central HP <5.4 tons | YORK | HRCU-A-CB (Split System: Heat Pump with Remote Outdoor Unit-Air-Source) | HH824E2S11 | ASPEN |  | D(A,C,E)24B3K+TDR | YP9C080B12MP13 | 22000 | 17 | 8.1 | 22600 | 18300 | 80.97% | 2 | 0 | 12 |  |  |  | No | R-454B | 1.8333 | Residential & Commercial | Ducted CEE Tier 1
216056482 | Central HP <5.4 tons | YORK | HRCU-A-CB (Split System: Heat Pump with Remote Outdoor Unit-Air-Source) | HH824E2S11 | ASPEN |  | D(A,C,E)24B4K+TDR | TPLC080B12MP13 | 22400 | 17 | 8.5 | 22800 | 17700 | 77.63% | 2 | 0 | 12 |  |  |  | No | R-454B | 1.8667 | Residential & Commercial | Ducted CEE Tier 1
216056580 | Central HP <5.4 tons | YORK | HRCU-A-CB (Split System: Heat Pump with Remote Outdoor Unit-Air-Source) | HH824E2S11 | ASPEN |  | D(A,C,E)36A4K+TDR | Y81E100B12SMPS1 | 21000 | 19 | 9.5 | 22800 | 18000 | 78.95% | 2 | 0 | 11.2 |  |  |  | No | R-454B | 1.75 | Residential & Commercial | Ducted CEE Tier 1
216056574 | Central HP <5.4 tons | YORK | HRCU-A-CB (Split System: Heat Pump with Remote Outdoor Unit-Air-Source) | HH824E2S11 | ASPEN |  | D(A,C,E)36A4K+TDR | TM9E040A10MP12 | 21000 | 17 | 9 | 23000 | 18100 | 78.7% | 2 | 0 | 10.5 |  |  |  | No | R-454B | 1.75 | Residential & Commercial | Ducted CEE Tier 1
216056682 | Central HP <5.4 tons | YORK | HRCU-A-CB (Split System: Heat Pump with Remote Outdoor Unit-Air-Source) | HH836E2S11 | ASPEN |  | C(A,C,D,E)48A3K+TDR | TM9Y100C16MP11 | 31000 | 18 | 8.1 | 31000 | 25200 | 81.29% | 2 | 0 | 10.5 |  |  |  | No | R-454B | 2.5833 | Residential & Commercial | Ducted CEE Tier 1
216056699 | Central HP <5.4 tons | YORK | HRCU-A-CB (Split System: Heat Pump with Remote Outdoor Unit-Air-Source) | HH836E2S11 | ASPEN |  | C(A,C,D,E)48A3K+TDR | TPLC100C16MP13 | 31200 | 18 | 8.1 | 31200 | 25400 | 81.41% | 2 | 0 | 10.5 |  |  |  | No | R-454B | 2.6 | Residential & Commercial | Ducted CEE Tier 1
216505459 | Central HP <5.4 tons | YORK | HRCU-A-CB (Split System: Heat Pump with Remote Outdoor Unit-Air-Source) | HMH72B341 | ASPEN |  | AE*S+CM36B34+TDR |  | 31400 | 17 | 8.1 | 32200 | 26400 | 81.99% | 2.75 | 0 | 10 |  |  |  | No | R-410A | 2.6167 | Residential & Commercial | Ducted CEE Tier 1
213350114 | Central HP <5.4 tons | YORK | HRCU-A-CB (Split System: Heat Pump with Remote Outdoor Unit-Air-Source) | HMH72B341 | ASPEN |  | C(A,C,D,E)36B34+TDR | Y81E040A12SMPS1 | 33200 | 18 | 8.2 | 32800 | 29800 | 90.85% | 2.72 | 0 | 10 |  |  |  | No | R-410A | 2.7667 | Residential & Commercial | Ducted CEE Tier 1
215654029 | Central HP <5.4 tons | YORK | HRCU-A-CB (Split System: Heat Pump with Remote Outdoor Unit-Air-Source) | HH836E2S11 | ASPEN |  | CH36B3J+TDR | Y81E080C20SMPS1 | 31600 | 19 | 8.5 | 32000 | 25800 | 80.62% | 2 | 0 | 10.5 |  |  |  | No | R-454B | 2.6333 | Residential & Commercial | Ducted CEE Tier 1
215654045 | Central HP <5.4 tons | YORK | HRCU-A-CB (Split System: Heat Pump with Remote Outdoor Unit-Air-Source) | HH836E2S11 | ASPEN |  | CH48A3J+TDR | Y81E120C20SMPS1 | 31600 | 18 | 8.5 | 31400 | 25400 | 80.89% | 2 | 0 | 10.5 |  |  |  | No | R-454B | 2.6333 | Residential & Commercial | Ducted CEE Tier 1
214269891 | Central HP <5.4 tons | DUCANE | HRCU-A-CB (Split System: Heat Pump with Remote Outdoor Unit-Air-Source) | 4HP18V36P | ADP |  | H,A,DG9J936 | EFV12BCA | 23400 | 19 | 8.5 | 22400 | 16000 | 71.43% | 2.18 | 0 | 12 |  |  |  | No | R-410A | 1.95 | Residential & Commercial | Ducted CEE Tier 1
215912385 | Central HP <5.4 tons | YORK | HRCU-A-CB (Split System: Heat Pump with Remote Outdoor Unit-Air-Source) | HH824E2S11 | ASPEN |  | C(A,C,D,E)24A3K+TDR | TM9V080B12MP12 | 21600 | 17 | 8.1 | 22600 | 18300 | 80.97% | 2 | 0 | 12 |  |  |  | No | R-454B | 1.8 | Residential & Commercial | Ducted CEE Tier 1
215912418 | Central HP <5.4 tons | YORK | HRCU-A-CB (Split System: Heat Pump with Remote Outdoor Unit-Air-Source) | HH824E2S11 | ASPEN |  | D(A,C,E)36A3K+TDR | Y82E080B12LMPS1 | 22200 | 18 | 8.1 | 22400 | 18500 | 82.59% | 2 | 0 | 12 |  |  |  | No | R-454B | 1.85 | Residential & Commercial | Ducted CEE Tier 1
216056832 | Central HP <5.4 tons | YORK | HRCU-A-CB (Split System: Heat Pump with Remote Outdoor Unit-Air-Source) | HH860E2S11 | ASPEN |  | C(A,C,D,E)60A3K+TDR | TM9V120D20MP12 | 41000 | 17.5 | 8.1 | 44000 | 33400 | 75.91% | 2 | 0 | 11.5 |  |  |  | No | R-454B | 3.4167 | Residential & Commercial | Ducted CEE Tier 1
214651104 | Central HP <5.4 tons | JOHNSON CONTROLS | HRCU-A-CB (Split System: Heat Pump with Remote Outdoor Unit-Air-Source) | HH860E2S11 |  |  | CTU60D5XHS1+TXV | TMLE130D20MP11 | 54000 | 19 | 8.5 | 55000 | 38500 | 70% | 2 | 0 | 11.7 |  |  |  | No | R-454B | 4.5 | Residential & Commercial | Ducted CEE Tier 1
216056741 | Central HP <5.4 tons | YORK | HRCU-A-CB (Split System: Heat Pump with Remote Outdoor Unit-Air-Source) | HH860E2S11 | ASPEN |  | C(A,C,D,E)48A3K+TDR | TM9V120D20MP12 | 40000 | 17.5 | 8.1 | 44000 | 33400 | 75.91% | 2 | 0 | 11.2 |  |  |  | No | R-454B | 3.3333 | Residential & Commercial | Ducted CEE Tier 1
216056755 | Central HP <5.4 tons | YORK | HRCU-A-CB (Split System: Heat Pump with Remote Outdoor Unit-Air-Source) | HH860E2S11 | ASPEN |  | C(A,C,D,E)48A3K+TDR | TP9C080C16MP13 | 39500 | 16.5 | 8.1 | 43500 | 33600 | 77.24% | 2 | 0 | 10.5 |  |  |  | No | R-454B | 3.2917 | Residential & Commercial | Ducted CEE Tier 1
216056758 | Central HP <5.4 tons | YORK | HRCU-A-CB (Split System: Heat Pump with Remote Outdoor Unit-Air-Source) | HH860E2S11 | ASPEN |  | C(A,C,D,E)48A3K+TDR | TP9C120D20MP13 | 40000 | 17.5 | 8.1 | 44000 | 33400 | 75.91% | 2 | 0 | 11.2 |  |  |  | No | R-454B | 3.3333 | Residential & Commercial | Ducted CEE Tier 1
215912374 | Central HP <5.4 tons | YORK | HRCU-A-CB (Split System: Heat Pump with Remote Outdoor Unit-Air-Source) | HH824E2S11 | ASPEN |  | C(A,C,D,E)24A3K+TDR | TM8Y080B12MP11 | 21600 | 17 | 8.1 | 22600 | 18300 | 80.97% | 2 | 0 | 12 |  |  |  | No | R-454B | 1.8 | Residential & Commercial | Ducted CEE Tier 1
215912388 | Central HP <5.4 tons | YORK | HRCU-A-CB (Split System: Heat Pump with Remote Outdoor Unit-Air-Source) | HH824E2S11 | ASPEN |  | D(A,C,E)36A3K+TDR | TM9Y060B12MP11 | 22200 | 17 | 8.1 | 22600 | 18400 | 81.42% | 2 | 0 | 11.7 |  |  |  | No | R-454B | 1.85 | Residential & Commercial | Ducted CEE Tier 1
208130405 | Central HP <5.4 tons | ECO-AIR | HRCU-A-CB (Split System: Heat Pump with Remote Outdoor Unit-Air-Source) | MOE31U-36HFN1-M |  |  | MVC-36HWFN1-M |  | 36000 | 16 | 9.5 | 40000 | 34400 | 86% | 1.97 | 10.5 | 10 |  |  |  | No | R-410A | 3 | Residential & Commercial | Ducted CEE Tier 1
211227107 | Central HP <5.4 tons | COMFORTMAKER | HRCU-A-CB (Split System: Heat Pump with Remote Outdoor Unit-Air-Source) | DLCURAH36ABK |  |  | EA*4X37L21A* | *96VSN0801716A* | 36800 | 15.2 | 8.5 | 38500 | 35000 | 90.91% | 2.1 | 0 | 10 |  |  |  | No | R-410A | 3.0667 | Residential & Commercial | Ducted CEE Tier 1
213350115 | Central HP <5.4 tons | YORK | HRCU-A-CB (Split System: Heat Pump with Remote Outdoor Unit-Air-Source) | HMH72B341 | ASPEN |  | D(A,C,E)36A34+TDR | Y81E040A12SMPS1 | 33200 | 18 | 8.1 | 32600 | 29800 | 91.41% | 2.71 | 0 | 10 |  |  |  | No | R-410A | 2.7667 | Residential & Commercial | Ducted CEE Tier 1
214091962 | Central HP <5.4 tons | YORK | HRCU-A-CB (Split System: Heat Pump with Remote Outdoor Unit-Air-Source) | HMH72B341 | ASPEN |  | D(A,C,E)42A44+TDR | TM8E060A12MP11 | 32600 | 18 | 8.1 | 33800 | 27400 | 81.07% | 2.63 | 0 | 10 |  |  |  | No | R-410A | 2.7167 | Residential & Commercial | Ducted CEE Tier 1
215654046 | Central HP <5.4 tons | YORK | HRCU-A-CB (Split System: Heat Pump with Remote Outdoor Unit-Air-Source) | HH860E2S11 | ASPEN |  | CH60A3J+TDR | TM8V080C16MP12 | 41000 | 17 | 8.1 | 43500 | 33400 | 76.78% | 2 | 0 | 11.5 |  |  |  | No | R-454B | 3.4167 | Residential & Commercial | Ducted CEE Tier 1
215654061 | Central HP <5.4 tons | YORK | HRCU-A-CB (Split System: Heat Pump with Remote Outdoor Unit-Air-Source) | HH860E2S11 | ASPEN |  | CH60B3J+TDR | Y81E080C16SMPS1 | 41000 | 17.5 | 8.1 | 44000 | 33400 | 75.91% | 2 | 0 | 11.7 |  |  |  | No | R-454B | 3.4167 | Residential & Commercial | Ducted CEE Tier 1
216056861 | Central HP <5.4 tons | YORK | HRCU-A-CB (Split System: Heat Pump with Remote Outdoor Unit-Air-Source) | HH860E2S11 | ASPEN |  | D(A,C,E)60A3K+TDR | TP9C080C16MP13 | 40500 | 17 | 8.5 | 43500 | 33600 | 77.24% | 2 | 0 | 10.5 |  |  |  | No | R-454B | 3.375 | Residential & Commercial | Ducted CEE Tier 1
215912364 | Central HP <5.4 tons | YORK | HRCU-A-CB (Split System: Heat Pump with Remote Outdoor Unit-Air-Source) | HH824E2S11 | ASPEN |  | D(A,C,E)36A4K+TDR | TM8E040A12MP11 | 21200 | 17 | 8.5 | 22600 | 17200 | 76.11% | 2 | 0 | 11.7 |  |  |  | No | R-454B | 1.7667 | Residential & Commercial | Ducted CEE Tier 1
216056280 | Central HP <5.4 tons | YORK | HRCU-A-CB (Split System: Heat Pump with Remote Outdoor Unit-Air-Source) | HH824E2S11 | ASPEN |  | D(A,C,E)24B3K+TDR | TL9E060B12UH11 | 22000 | 17 | 8.1 | 22600 | 18000 | 79.65% | 2 | 0 | 12 |  |  |  | No | R-454B | 1.8333 | Residential & Commercial | Ducted CEE Tier 1
214092031 | Central HP <5.4 tons | YORK | HRCU-A-CB (Split System: Heat Pump with Remote Outdoor Unit-Air-Source) | HMH72B341 | ASPEN |  | D(A,C,E)48B34+TDR | TM9E100C16MP12 | 32800 | 18 | 8.1 | 33600 | 27200 | 80.95% | 2.65 | 0 | 10 |  |  |  | No | R-410A | 2.7333 | Residential & Commercial | Ducted CEE Tier 1
214092045 | Central HP <5.4 tons | YORK | HRCU-A-CB (Split System: Heat Pump with Remote Outdoor Unit-Air-Source) | HMH72B341 | ASPEN |  | D(A,C,E)42A44+TDR | TM9V080C16MP12 | 32600 | 17.5 | 8.1 | 33800 | 27400 | 81.07% | 2.65 | 0 | 10 |  |  |  | No | R-410A | 2.7167 | Residential & Commercial | Ducted CEE Tier 1
214092046 | Central HP <5.4 tons | YORK | HRCU-A-CB (Split System: Heat Pump with Remote Outdoor Unit-Air-Source) | HMH72B341 | ASPEN |  | D(A,C,E)48B34+TDR | TM9V080C16MP12 | 32800 | 17.5 | 8.1 | 33800 | 27400 | 81.07% | 2.65 | 0 | 10 |  |  |  | No | R-410A | 2.7333 | Residential & Commercial | Ducted CEE Tier 1
214092112 | Central HP <5.4 tons | YORK | HRCU-A-CB (Split System: Heat Pump with Remote Outdoor Unit-Air-Source) | HMH72B341 | ASPEN |  | D(A,C,E)48B34+TDR | TP9C080C16MP13 | 32800 | 17.5 | 8.1 | 33800 | 27400 | 81.07% | 2.65 | 0 | 10 |  |  |  | No | R-410A | 2.7333 | Residential & Commercial | Ducted CEE Tier 1
214092115 | Central HP <5.4 tons | YORK | HRCU-A-CB (Split System: Heat Pump with Remote Outdoor Unit-Air-Source) | HMH72B341 | ASPEN |  | D(A,C,E)48B34+TDR | TP9C100C16MP13 | 32600 | 17.5 | 8.5 | 34000 | 27400 | 80.59% | 2.66 | 0 | 10 |  |  |  | No | R-410A | 2.7167 | Residential & Commercial | Ducted CEE Tier 1
214092132 | Central HP <5.4 tons | YORK | HRCU-A-CB (Split System: Heat Pump with Remote Outdoor Unit-Air-Source) | HMH72B341 | ASPEN |  | D(A,C,E)42A44+TDR | TPLC100C16MP13 | 32400 | 17.5 | 8.5 | 33800 | 27400 | 81.07% | 2.66 | 0 | 10 |  |  |  | No | R-410A | 2.7 | Residential & Commercial | Ducted CEE Tier 1
211227586 | Central HP <5.4 tons | COMFORTMAKER | HRCU-A-CB (Split System: Heat Pump with Remote Outdoor Unit-Air-Source) | DLCURAH36ABK |  |  | EA*4X42L21A* | *95ESN1002122A* | 36600 | 15.2 | 8.5 | 40000 | 35200 | 88% | 1.94 | 0 | 10 |  |  |  | No | R-410A | 3.05 | Residential & Commercial | Ducted CEE Tier 1
211227852 | Central HP <5.4 tons | COMFORTMAKER | HRCU-A-CB (Split System: Heat Pump with Remote Outdoor Unit-Air-Source) | DLCURAH36ABK |  |  | EA*4X42L24A* | *80ES(N,L)1552420A* | 36400 | 15.5 | 8.1 | 39500 | 35200 | 89.11% | 1.94 | 0 | 10 |  |  |  | No | R-410A | 3.0333 | Residential & Commercial | Ducted CEE Tier 1
211228368 | Central HP <5.4 tons | COMFORTMAKER | HRCU-A-CB (Split System: Heat Pump with Remote Outdoor Unit-Air-Source) | DLCURAH36ABK |  |  | EA*4X43L21A* | *80ESU1002120A* | 36400 | 16 | 8.5 | 38500 | 34800 | 90.39% | 2.08 | 0 | 10 |  |  |  | No | R-410A | 3.0333 | Residential & Commercial | Ducted CEE Tier 1
211228438 | Central HP <5.4 tons | COMFORTMAKER | HRCU-A-CB (Split System: Heat Pump with Remote Outdoor Unit-Air-Source) | DLCURAH36ABK |  |  | EA*4X43L21A* | *92ESN0601714A* | 36400 | 16 | 8.5 | 38500 | 34800 | 90.39% | 2.08 | 0 | 10 |  |  |  | No | R-410A | 3.0333 | Residential & Commercial | Ducted CEE Tier 1
216056856 | Central HP <5.4 tons | YORK | HRCU-A-CB (Split System: Heat Pump with Remote Outdoor Unit-Air-Source) | HH860E2S11 | ASPEN |  | C(A,C,D,E)60A3K+TDR | TMLV100C16MP12 | 40500 | 16.5 | 8.1 | 43500 | 33400 | 76.78% | 2 | 0 | 11.2 |  |  |  | No | R-454B | 3.375 | Residential & Commercial | Ducted CEE Tier 1
216056871 | Central HP <5.4 tons | YORK | HRCU-A-CB (Split System: Heat Pump with Remote Outdoor Unit-Air-Source) | HH860E2S11 | ASPEN |  | D(A,C,E)60A3K+TDR | TPLC100C16MP13 | 40500 | 16.5 | 8.1 | 43500 | 33400 | 76.78% | 2 | 0 | 11.5 |  |  |  | No | R-454B | 3.375 | Residential & Commercial | Ducted CEE Tier 1
216056873 | Central HP <5.4 tons | YORK | HRCU-A-CB (Split System: Heat Pump with Remote Outdoor Unit-Air-Source) | HH860E2S11 | ASPEN |  | D(A,C,E)60A3K+TDR | TPLC100C20MP13 | 41000 | 18 | 8.5 | 44500 | 33800 | 75.96% | 2 | 0 | 10.5 |  |  |  | No | R-454B | 3.4167 | Residential & Commercial | Ducted CEE Tier 1
216056889 | Central HP <5.4 tons | YORK | HRCU-A-CB (Split System: Heat Pump with Remote Outdoor Unit-Air-Source) | HH860E2S11 | ASPEN |  | D(A,C,E)60A3K+TDR | YP9C080C16MP13 | 40500 | 17 | 8.5 | 44000 | 33600 | 76.36% | 2 | 0 | 10.5 |  |  |  | No | R-454B | 3.375 | Residential & Commercial | Ducted CEE Tier 1
215654058 | Central HP <5.4 tons | YORK | HRCU-A-CB (Split System: Heat Pump with Remote Outdoor Unit-Air-Source) | HH860E2S11 | ASPEN |  | CH60B3J+TDR | TM8V100C16MP12 | 41000 | 17 | 8.5 | 43500 | 33400 | 76.78% | 2 | 0 | 11.7 |  |  |  | No | R-454B | 3.4167 | Residential & Commercial | Ducted CEE Tier 1
216056677 | Central HP <5.4 tons | YORK | HRCU-A-CB (Split System: Heat Pump with Remote Outdoor Unit-Air-Source) | HH836E2S11 | ASPEN |  | C(A,C,D,E)48A3K+TDR | TM9V100C16MP12 | 31200 | 18 | 8.1 | 31000 | 25200 | 81.29% | 2 | 0 | 10.5 |  |  |  | No | R-454B | 2.6 | Residential & Commercial | Ducted CEE Tier 1
216056684 | Central HP <5.4 tons | YORK | HRCU-A-CB (Split System: Heat Pump with Remote Outdoor Unit-Air-Source) | HH836E2S11 | ASPEN |  | C(A,C,D,E)48A3K+TDR | TMLE080B12MP11 | 31000 | 18 | 8.1 | 31400 | 25400 | 80.89% | 2 | 0 | 10.5 |  |  |  | No | R-454B | 2.5833 | Residential & Commercial | Ducted CEE Tier 1
216056709 | Central HP <5.4 tons | YORK | HRCU-A-CB (Split System: Heat Pump with Remote Outdoor Unit-Air-Source) | HH836E2S11 | ASPEN |  | C(A,C,D,E)48A3K+TDR | YP9C100C16MP13 | 33000 | 18 | 8.1 | 31000 | 25200 | 81.29% | 2 | 0 | 11 |  |  |  | No | R-454B | 2.75 | Residential & Commercial | Ducted CEE Tier 1
214092197 | Central HP <5.4 tons | YORK | HRCU-A-CB (Split System: Heat Pump with Remote Outdoor Unit-Air-Source) | HMH72B341 | ASPEN |  | D(A,C,E)48B34+TDR | YP9C100C16MP13 | 32600 | 17.5 | 8.5 | 34000 | 27400 | 80.59% | 2.66 | 0 | 10 |  |  |  | No | R-410A | 2.7167 | Residential & Commercial | Ducted CEE Tier 1
214092212 | Central HP <5.4 tons | YORK | HRCU-A-CB (Split System: Heat Pump with Remote Outdoor Unit-Air-Source) | HMH72B341 | ASPEN |  | D(A,C,E)48B34+TDR | YPLC080C16MP13 | 32800 | 17.5 | 8.5 | 33800 | 27400 | 81.07% | 2.66 | 0 | 10 |  |  |  | No | R-410A | 2.7333 | Residential & Commercial | Ducted CEE Tier 1
211228513 | Central HP <5.4 tons | COMFORTMAKER | HRCU-A-CB (Split System: Heat Pump with Remote Outdoor Unit-Air-Source) | DLCURAH36ABK |  |  | EA*4X43L21A* | *95ESN1002120A* | 37000 | 15.5 | 8.5 | 38500 | 34800 | 90.39% | 2.1 | 0 | 10 |  |  |  | No | R-410A | 3.0833 | Residential & Commercial | Ducted CEE Tier 1
211228686 | Central HP <5.4 tons | COMFORTMAKER | HRCU-A-CB (Split System: Heat Pump with Remote Outdoor Unit-Air-Source) | DLCURAH36ABK |  |  | EA*4X43L21A* | OMV098J12* | 36200 | 15.2 | 8.5 | 38500 | 35000 | 90.91% | 2.06 | 0 | 10 |  |  |  | No | R-410A | 3.0167 | Residential & Commercial | Ducted CEE Tier 1
211228997 | Central HP <5.4 tons | COMFORTMAKER | HRCU-A-CB (Split System: Heat Pump with Remote Outdoor Unit-Air-Source) | DLCURAH36ABK |  |  | EA*4X48L21A* | *92ESN1002120A* | 35600 | 16.5 | 8.5 | 37800 | 34600 | 91.53% | 2.04 | 0 | 10 |  |  |  | No | R-410A | 2.9667 | Residential & Commercial | Ducted CEE Tier 1
211229322 | Central HP <5.4 tons | COMFORTMAKER | HRCU-A-CB (Split System: Heat Pump with Remote Outdoor Unit-Air-Source) | DLCURAH36ABK |  |  | EA*4X48L24A* | *80ES(N,L)1352420A* | 36200 | 16 | 8.5 | 38500 | 34600 | 89.87% | 2.06 | 0 | 10 |  |  |  | No | R-410A | 3.0167 | Residential & Commercial | Ducted CEE Tier 1
211229463 | Central HP <5.4 tons | COMFORTMAKER | HRCU-A-CB (Split System: Heat Pump with Remote Outdoor Unit-Air-Source) | DLCURAH36ABK |  |  | EA*4X48L24A* | *92ESN1002122A* | 37400 | 15.5 | 8.5 | 38500 | 35000 | 90.91% | 2.12 | 0 | 10 |  |  |  | No | R-410A | 3.1167 | Residential & Commercial | Ducted CEE Tier 1
211229633 | Central HP <5.4 tons | COMFORTMAKER | HRCU-A-CB (Split System: Heat Pump with Remote Outdoor Unit-Air-Source) | DLCURAH36ABK |  |  | EA*4X48L24A* | OLV112A16A | 35800 | 15.5 | 8.5 | 38500 | 34800 | 90.39% | 2.04 | 0 | 10 |  |  |  | No | R-410A | 2.9833 | Residential & Commercial | Ducted CEE Tier 1
211229983 | Central HP <5.4 tons | COMFORTMAKER | HRCU-A-CB (Split System: Heat Pump with Remote Outdoor Unit-Air-Source) | DLCURAH36ABK |  |  | EN(A,D,W)4X48L21** | *80VSL0451716A* | 35800 | 15.5 | 8.1 | 38500 | 35000 | 90.91% | 2 | 0 | 10 |  |  |  | No | R-410A | 2.9833 | Residential & Commercial | Ducted CEE Tier 1
214629069 | Central HP <5.4 tons | CARRIER | HRCU-A-CB (Split System: Heat Pump with Remote Outdoor Unit-Air-Source) | 38MURAQ36AB3* | ADP |  | PL36H210P299 | 58S(B,C)*B070M21**16 | 36400 | 16 | 8.5 | 36400 | 34400 | 94.51% | 2.06 | 0 | 10 |  |  |  | No | R-410A | 3.0333 | Residential & Commercial | Ducted CEE Tier 1
214092784 | Central HP <5.4 tons | YORK | HRCU-A-CB (Split System: Heat Pump with Remote Outdoor Unit-Air-Source) | HMH72B341 | ASPEN |  | D(A,C,E)42A46+TDR | TMLE060A12MP11 | 32600 | 18 | 8.1 | 33800 | 27400 | 81.07% | 2.63 | 0 | 10 |  |  |  | No | R-410A | 2.7167 | Residential & Commercial | Ducted CEE Tier 1
214092831 | Central HP <5.4 tons | YORK | HRCU-A-CB (Split System: Heat Pump with Remote Outdoor Unit-Air-Source) | HMH72B341 | ASPEN |  | D(A,C,E)48B36+TDR | Y81E040A12SMPS1 | 33200 | 18 | 8.2 | 32800 | 29800 | 90.85% | 2.73 | 0 | 10 |  |  |  | No | R-410A | 2.7667 | Residential & Commercial | Ducted CEE Tier 1
214092914 | Central HP <5.4 tons | YORK | HRCU-A-CB (Split System: Heat Pump with Remote Outdoor Unit-Air-Source) | HMH72B341 | ASPEN |  | D(A,C,E)48B36+TDR | YPLC100C16MP13 | 32800 | 17.5 | 8.5 | 33800 | 27400 | 81.07% | 2.66 | 0 | 10 |  |  |  | No | R-410A | 2.7333 | Residential & Commercial | Ducted CEE Tier 1
214609880 | Central HP <5.4 tons | CARRIER | HRCU-A-C (Split System: Heat Pump with Remote Outdoor Unit with No Indoor Fan --Air Source) | 38MURAQ30AB3 | ASPEN |  | D(A,C,E)36A34+TDR |  | 28600 | 15.2 | 9.5 | 33200 | 27000 | 81.33% | 1.85 | 0 | 10.4 |  |  |  | No | R-410A | 2.3833 | Residential & Commercial | Ducted CEE Tier 1
216056851 | Central HP <5.4 tons | YORK | HRCU-A-CB (Split System: Heat Pump with Remote Outdoor Unit-Air-Source) | HH860E2S11 | ASPEN |  | D(A,C,E)60A3K+TDR | TMLE120C16MP11 | 41000 | 18 | 8.5 | 45000 | 34200 | 76% | 2 | 0 | 10.5 |  |  |  | No | R-454B | 3.4167 | Residential & Commercial | Ducted CEE Tier 1
216056885 | Central HP <5.4 tons | YORK | HRCU-A-CB (Split System: Heat Pump with Remote Outdoor Unit-Air-Source) | HH860E2S11 | ASPEN |  | D(A,C,E)60A3K+TDR | Y91E100C20SMPS1 | 42000 | 17.5 | 8.1 | 46500 | 34000 | 73.12% | 2 | 0 | 11.5 |  |  |  | No | R-454B | 3.5 | Residential & Commercial | Ducted CEE Tier 1
216056865 | Central HP <5.4 tons | YORK | HRCU-A-CB (Split System: Heat Pump with Remote Outdoor Unit-Air-Source) | HH860E2S11 | ASPEN |  | D(A,C,E)60A3K+TDR | TP9C100C20MP13 | 41000 | 18 | 8.5 | 44500 | 33800 | 75.96% | 2 | 0 | 10.5 |  |  |  | No | R-454B | 3.4167 | Residential & Commercial | Ducted CEE Tier 1
216056880 | Central HP <5.4 tons | YORK | HRCU-A-CB (Split System: Heat Pump with Remote Outdoor Unit-Air-Source) | HH860E2S11 | ASPEN |  | C(A,C,D,E)60A3K+TDR | Y91E080C20SMPS1 | 41500 | 17.5 | 8.1 | 46000 | 33400 | 72.61% | 2 | 0 | 11.5 |  |  |  | No | R-454B | 3.4583 | Residential & Commercial | Ducted CEE Tier 1
216056882 | Central HP <5.4 tons | YORK | HRCU-A-CB (Split System: Heat Pump with Remote Outdoor Unit-Air-Source) | HH860E2S11 | ASPEN |  | C(A,C,D,E)60A3K+TDR | Y91E100C16SMPS1 | 42000 | 18 | 8.5 | 46500 | 34200 | 73.55% | 2 | 0 | 10.5 |  |  |  | No | R-454B | 3.5 | Residential & Commercial | Ducted CEE Tier 1
215912454 | Central HP <5.4 tons | YORK | HRCU-A-CB (Split System: Heat Pump with Remote Outdoor Unit-Air-Source) | HH860E2S11 | ASPEN |  | C(A,C,D,E)60A3K+TDR | Y81E080C16SMPS1 | 41500 | 18 | 8.5 | 44000 | 33400 | 75.91% | 2 | 0 | 11.7 |  |  |  | No | R-454B | 3.4583 | Residential & Commercial | Ducted CEE Tier 1
213781278 | Central HP <5.4 tons | AIRQUEST | HRCU-A-CB (Split System: Heat Pump with Remote Outdoor Unit-Air-Source) | HVH837GKA2* |  |  | EA*4X48L21A*+WALLCON | *80CTL0451712B* | 32000 | 16.5 | 8.1 | 32800 | 25200 | 76.83% | 1.92 | 0 | 10.5 |  |  |  | No | R-410A | 2.6667 | Residential & Commercial | Ducted CEE Tier 1
211245941 | Central HP <5.4 tons | COMFORTMAKER | HRCU-A-CB (Split System: Heat Pump with Remote Outdoor Unit-Air-Source) | DLCURAH24ABK |  |  | FM(C,U)4Z24**AL* |  | 23800 | 17.5 | 9 | 27200 | 25800 | 94.85% | 2.18 | 0 | 10 |  |  |  | No | R-410A | 1.9833 | Residential & Commercial | Ducted CEE Tier 1
211245984 | Central HP <5.4 tons | COMFORTMAKER | HRCU-A-CB (Split System: Heat Pump with Remote Outdoor Unit-Air-Source) | DLCURAH24ABK |  |  | FVM4X36***L |  | 24400 | 17.5 | 8.5 | 26000 | 22400 | 86.15% | 1.88 | 0 | 10.5 |  |  |  | No | R-410A | 2.0333 | Residential & Commercial | Ducted CEE Tier 1
214574140 | Central HP <5.4 tons | HEIL | HRCU-A-CB (Split System: Heat Pump with Remote Outdoor Unit-Air-Source) | HVH837GKA2* |  |  | EA*4X61L21A*+WALLCON | *96CTN0802120B* | 33200 | 18.5 | 8.5 | 31800 | 24800 | 77.99% | 2 | 0 | 11.5 |  |  |  | No | R-410A | 2.7667 | Residential & Commercial | Ducted CEE Tier 1
214574190 | Central HP <5.4 tons | HEIL | HRCU-A-CB (Split System: Heat Pump with Remote Outdoor Unit-Air-Source) | HVH837GKA2* |  |  | EA*4X61L24A*+WALLCON | *97CMN0802120B* | 33200 | 17.5 | 8.5 | 31800 | 24800 | 77.99% | 2 | 0 | 11.5 |  |  |  | No | R-410A | 2.7667 | Residential & Commercial | Ducted CEE Tier 1
213781358 | Central HP <5.4 tons | AIRQUEST | HRCU-A-CB (Split System: Heat Pump with Remote Outdoor Unit-Air-Source) | HVH837GKA2* |  |  | EA*4X48L21A*+WALLCON | *97CMN1002122B* | 32400 | 17 | 8.1 | 32600 | 24800 | 76.07% | 1.98 | 0 | 11 |  |  |  | No | R-410A | 2.7 | Residential & Commercial | Ducted CEE Tier 1
213781508 | Central HP <5.4 tons | AIRQUEST | HRCU-A-CB (Split System: Heat Pump with Remote Outdoor Unit-Air-Source) | HVH837GKA2* |  |  | EA*4X60L24A*+WALLCON | *97CMN1202422B* | 32800 | 17.5 | 8.1 | 31600 | 24600 | 77.85% | 1.98 | 0 | 11.5 |  |  |  | No | R-410A | 2.7333 | Residential & Commercial | Ducted CEE Tier 1
212973056 | Central HP <5.4 tons | COMFORTMAKER | HRCU-A-CB (Split System: Heat Pump with Remote Outdoor Unit-Air-Source) | DLCURAH18ABK |  |  | EN(A,D)4X24L17** | *96VSN0401712B* | 17500 | 15.5 | 8.5 | 18600 | 19200 | 103.2% | 2.3 | 0 | 10.5 |  |  |  | No | R-410A | 1.4583 | Residential & Commercial | Ducted CEE Tier 1
214628293 | Central HP <5.4 tons | CARRIER | HRCU-A-CB (Split System: Heat Pump with Remote Outdoor Unit-Air-Source) | 38MURAQ24AB3* | ADP |  | A36VCA+TXV | 58TP*B070V17**16 | 23600 | 17 | 8.5 | 24800 | 23800 | 95.97% | 2.02 | 0 | 10.5 |  |  |  | No | R-410A | 1.9667 | Residential & Commercial | Ducted CEE Tier 1
211240933 | Central HP <5.4 tons | BRYANT HEATING AND COOLING SYSTEMS | HRCU-A-CB (Split System: Heat Pump with Remote Outdoor Unit-Air-Source) | 38MURAQ24AB3* |  |  | CAP**2517AL* | 83*SA36040E17*** | 24600 | 17.5 | 8.5 | 25400 | 21200 | 83.46% | 1.8 | 0 | 10.5 |  |  |  | No | R-410A | 2.05 | Residential & Commercial | Ducted CEE Tier 1
211240999 | Central HP <5.4 tons | BRYANT HEATING AND COOLING SYSTEMS | HRCU-A-CB (Split System: Heat Pump with Remote Outdoor Unit-Air-Source) | 38MURAQ24AB3* |  |  | CAP**2517AL* | 915SB36040E17*** | 24600 | 15.2 | 8.5 | 25800 | 21200 | 82.17% | 1.76 | 0 | 10 |  |  |  | No | R-410A | 2.05 | Residential & Commercial | Ducted CEE Tier 1
212348387 | Central HP <5.4 tons | CARRIER | HRCU-A-CB (Split System: Heat Pump with Remote Outdoor Unit-Air-Source) | 38MURAQ24AB3* | ASPEN |  | A(E,F)W244+TDR |  | 23000 | 16 | 8.8 | 26000 | 23400 | 90% | 2.77 | 0 | 10 |  |  |  | No | R-410A | 1.9167 | Residential & Commercial | Ducted CEE Tier 1
216056346 | Central HP <5.4 tons | YORK | HRCU-A-CB (Split System: Heat Pump with Remote Outdoor Unit-Air-Source) | HH824E2S11 | ASPEN |  | D(A,C,E)24B3K+TDR | TMLE100B12MP11 | 22000 | 17 | 8.1 | 22600 | 18000 | 79.65% | 2 | 0 | 12 |  |  |  | No | R-454B | 1.8333 | Residential & Commercial | Ducted CEE Tier 1
216056379 | Central HP <5.4 tons | YORK | HRCU-A-CB (Split System: Heat Pump with Remote Outdoor Unit-Air-Source) | HH824E2S11 | ASPEN |  | D(A,C,E)24B3K+TDR | Y91E040A10SMPS1 | 20600 | 17.5 | 8.1 | 22800 | 17800 | 78.07% | 2 | 0 | 11 |  |  |  | No | R-454B | 1.7167 | Residential & Commercial | Ducted CEE Tier 1
216056448 | Central HP <5.4 tons | YORK | HRCU-A-CB (Split System: Heat Pump with Remote Outdoor Unit-Air-Source) | HH824E2S11 | ASPEN |  | D(A,C,E)36A3K+TDR | Y81E040A12SMPS1 | 20600 | 17.5 | 9 | 22600 | 18100 | 80.09% | 2 | 0 | 11.2 |  |  |  | No | R-454B | 1.7167 | Residential & Commercial | Ducted CEE Tier 1
216056316 | Central HP <5.4 tons | YORK | HRCU-A-CB (Split System: Heat Pump with Remote Outdoor Unit-Air-Source) | HH824E2S11 | ASPEN |  | D(A,C,E)24B3K+TDR | TM9E080B12MP12 | 22000 | 17 | 8.5 | 22400 | 18700 | 83.48% | 2 | 0 | 11.7 |  |  |  | No | R-454B | 1.8333 | Residential & Commercial | Ducted CEE Tier 1
213613571 | Central HP <5.4 tons | BRYANT HEATING AND COOLING SYSTEMS | HRCU-A-CB (Split System: Heat Pump with Remote Outdoor Unit-Air-Source) | 38MURAQ18AB3* | ASPEN |  | L(E,G)M36A4 |  | 18000 | 15.2 | 9 | 19300 | 18300 | 94.82% | 2.2 | 0 | 10 |  |  |  | No | R-410A | 1.5 | Residential & Commercial | Ducted CEE Tier 1
213613575 | Central HP <5.4 tons | BRYANT HEATING AND COOLING SYSTEMS | HRCU-A-CB (Split System: Heat Pump with Remote Outdoor Unit-Air-Source) | 38MURAQ18AB3* | ASPEN |  | L(E,G)M36E4 |  | 18000 | 15.2 | 8.5 | 19300 | 18300 | 94.82% | 2.2 | 0 | 10 |  |  |  | No | R-410A | 1.5 | Residential & Commercial | Ducted CEE Tier 1
214630488 | Central HP <5.4 tons | CARRIER | HRCU-A-CB (Split System: Heat Pump with Remote Outdoor Unit-Air-Source) | 25VNA837A*030* | ADP |  | V,C36H175P459 | 59TN6B080C17**14 | 32200 | 17 | 8.1 | 31200 | 24800 | 79.49% | 1.96 | 0 | 11 |  |  |  | No | R-410A | 2.6833 | Residential & Commercial | Ducted CEE Tier 1
214302976 | Central HP <5.4 tons | RUUD | HRCU-A-CB (Split System: Heat Pump with Remote Outdoor Unit-Air-Source) | RD17AZ36AJ3N | ADP |  | H,RG47936 | R801V0504A17UHN | 34200 | 18 | 8.1 | 32600 | 29400 | 90.18% | 1.9 | 0 | 10 |  |  |  | No | R-410A | 2.85 | Residential & Commercial | Ducted CEE Tier 1
211230042 | Central HP <5.4 tons | COMFORTMAKER | HRCU-A-CB (Split System: Heat Pump with Remote Outdoor Unit-Air-Source) | DLCURAH36ABK |  |  | EN(A,D,W)4X48L21** | *80ESU0802120A | 37400 | 15.5 | 8.5 | 39500 | 35000 | 88.61% | 2.1 | 0 | 10.5 |  |  |  | No | R-410A | 3.1167 | Residential & Commercial | Ducted CEE Tier 1
211230076 | Central HP <5.4 tons | COMFORTMAKER | HRCU-A-CB (Split System: Heat Pump with Remote Outdoor Unit-Air-Source) | DLCURAH36ABK |  |  | EN(A,D,W)4X48L21** | *80VTL0902120A* | 35800 | 16.5 | 8.1 | 38500 | 34800 | 90.39% | 2 | 0 | 10 |  |  |  | No | R-410A | 2.9833 | Residential & Commercial | Ducted CEE Tier 1
211230285 | Central HP <5.4 tons | COMFORTMAKER | HRCU-A-CB (Split System: Heat Pump with Remote Outdoor Unit-Air-Source) | DLCURAH36ABK |  |  | EN(A,D,W)4X48L21** | *95ESU1002120A* | 36400 | 16 | 8.1 | 38500 | 34800 | 90.39% | 2.04 | 0 | 10.5 |  |  |  | No | R-410A | 3.0333 | Residential & Commercial | Ducted CEE Tier 1
211230444 | Central HP <5.4 tons | COMFORTMAKER | HRCU-A-CB (Split System: Heat Pump with Remote Outdoor Unit-Air-Source) | DLCURAH36ABK |  |  | EN(A,D)4X48L24** | *80ES(N,L)0902420A* | 36200 | 16.5 | 8.1 | 38500 | 34800 | 90.39% | 2.02 | 0 | 10.5 |  |  |  | No | R-410A | 3.0167 | Residential & Commercial | Ducted CEE Tier 1
213781608 | Central HP <5.4 tons | AIRQUEST | HRCU-A-CB (Split System: Heat Pump with Remote Outdoor Unit-Air-Source) | HVH837GKA2* |  |  | EA*4X61L21A*+WALLCON | *97CMN0801714B* | 33000 | 17 | 8.1 | 32200 | 25000 | 77.64% | 1.96 | 0 | 11 |  |  |  | No | R-410A | 2.75 | Residential & Commercial | Ducted CEE Tier 1
213782058 | Central HP <5.4 tons | AIRQUEST | HRCU-A-CB (Split System: Heat Pump with Remote Outdoor Unit-Air-Source) | HVH837GKA2* |  |  | EHD4X48AAL+WALLCON | *80CTL0701412B* | 32600 | 16.5 | 8.1 | 33200 | 25000 | 75.3% | 1.94 | 0 | 11 |  |  |  | No | R-410A | 2.7167 | Residential & Commercial | Ducted CEE Tier 1
213353773 | Central HP <5.4 tons | HEIL | HRCU-A-CB (Split System: Heat Pump with Remote Outdoor Unit-Air-Source) | DLCURAH24ABK |  |  | F5MA4*24L*B* |  | 24400 | 17 | 9.5 | 26600 | 22800 | 85.71% | 1.9 | 0 | 10 |  |  |  | No | R-410A | 2.0333 | Residential & Commercial | Ducted CEE Tier 1
210597353 | Central HP <5.4 tons | COMFORTMAKER | HRCU-A-CB (Split System: Heat Pump with Remote Outdoor Unit-Air-Source) | CVH837GKA** |  |  | EA*4X36L21A*+WALLCON | *95CSU0802120A* | 31600 | 17 | 8.1 | 33200 | 24200 | 72.89% | 1.86 | 0 | 11 |  |  |  | No | R-410A | 2.6333 | Residential & Commercial | Ducted CEE Tier 1
210597404 | Central HP <5.4 tons | COMFORTMAKER | HRCU-A-CB (Split System: Heat Pump with Remote Outdoor Unit-Air-Source) | CVH837GKA** |  |  | EA*4X60L24A*+WALLCON | *97CMN1202422A* | 32800 | 17.5 | 8.5 | 32000 | 24800 | 77.5% | 1.98 | 0 | 11.7 |  |  |  | No | R-410A | 2.7333 | Residential & Commercial | Ducted CEE Tier 1
213204925 | Central HP <5.4 tons | TEMPSTAR | HRCU-A-CB (Split System: Heat Pump with Remote Outdoor Unit-Air-Source) | DLCURAH24ABK | ASPEN |  | D(A,C,E)36B34+TDR | *95ESN0401410A* | 23800 | 15.2 | 8.5 | 26600 | 20600 | 77.44% | 2.84 | 0 | 10 |  |  |  | No | R-410A | 1.9833 | Residential & Commercial | Ducted CEE Tier 1
216056716 | Central HP <5.4 tons | YORK | HRCU-A-CB (Split System: Heat Pump with Remote Outdoor Unit-Air-Source) | HH860E2S11 | ASPEN |  | C(A,C,D,E)48A3K+TDR | TL9E080C16UH11 | 40000 | 17.5 | 8.1 | 45500 | 34400 | 75.6% | 2 | 0 | 10.5 |  |  |  | No | R-454B | 3.3333 | Residential & Commercial | Ducted CEE Tier 1
216056730 | Central HP <5.4 tons | YORK | HRCU-A-CB (Split System: Heat Pump with Remote Outdoor Unit-Air-Source) | HH860E2S11 | ASPEN |  | C(A,C,D,E)48A3K+TDR | TM8Y100C16MP11 | 40000 | 17.5 | 8.1 | 43500 | 33400 | 76.78% | 2 | 0 | 11.2 |  |  |  | No | R-454B | 3.3333 | Residential & Commercial | Ducted CEE Tier 1
216056747 | Central HP <5.4 tons | YORK | HRCU-A-CB (Split System: Heat Pump with Remote Outdoor Unit-Air-Source) | HH860E2S11 | ASPEN |  | C(A,C,D,E)48A3K+TDR | TMLE080C20MP11 | 41000 | 16.5 | 8.1 | 46000 | 35000 | 76.09% | 2 | 0 | 10.5 |  |  |  | No | R-454B | 3.4167 | Residential & Commercial | Ducted CEE Tier 1
216056895 | Central HP <5.4 tons | YORK | HRCU-A-CB (Split System: Heat Pump with Remote Outdoor Unit-Air-Source) | HH860E2S11 | ASPEN |  | D(A,C,E)60A3K+TDR | YP9C120D20MP13 | 41000 | 18 | 8.5 | 44500 | 33400 | 75.06% | 2 | 0 | 11 |  |  |  | No | R-454B | 3.4167 | Residential & Commercial | Ducted CEE Tier 1
216056800 | Central HP <5.4 tons | YORK | HRCU-A-CB (Split System: Heat Pump with Remote Outdoor Unit-Air-Source) | HH860E2S11 | ASPEN |  | C(A,C,D,E)60A3K+TDR | TM8V080C16MP12 | 40500 | 16.5 | 8.1 | 43500 | 33400 | 76.78% | 2 | 0 | 11.2 |  |  |  | No | R-454B | 3.375 | Residential & Commercial | Ducted CEE Tier 1
215912458 | Central HP <5.4 tons | YORK | HRCU-A-CB (Split System: Heat Pump with Remote Outdoor Unit-Air-Source) | HH860E2S11 | ASPEN |  | C(A,C,D,E)48A3K+TDR | Y81E080C20SMPS1 | 40000 | 17.5 | 8.1 | 44000 | 33400 | 75.91% | 2 | 0 | 11.7 |  |  |  | No | R-454B | 3.3333 | Residential & Commercial | Ducted CEE Tier 1
216056783 | Central HP <5.4 tons | YORK | HRCU-A-CB (Split System: Heat Pump with Remote Outdoor Unit-Air-Source) | HH860E2S11 | ASPEN |  | D(A,C,E)60A3K+TDR | TL9E080C16UH11 | 41000 | 18 | 8.5 | 45500 | 34400 | 75.6% | 2 | 0 | 10.5 |  |  |  | No | R-454B | 3.4167 | Residential & Commercial | Ducted CEE Tier 1
216056887 | Central HP <5.4 tons | YORK | HRCU-A-CB (Split System: Heat Pump with Remote Outdoor Unit-Air-Source) | HH860E2S11 | ASPEN |  | D(A,C,E)60A3K+TDR | Y91E120D20SMPS1 | 43000 | 17.5 | 8.1 | 46500 | 34200 | 73.55% | 2 | 0 | 11.5 |  |  |  | No | R-454B | 3.5833 | Residential & Commercial | Ducted CEE Tier 1
216056903 | Central HP <5.4 tons | YORK | HRCU-A-CB (Split System: Heat Pump with Remote Outdoor Unit-Air-Source) | HH860E2S11 | ASPEN |  | D(A,C,E)60A3K+TDR | YPLC120C20MP13 | 41000 | 18 | 8.5 | 45000 | 33800 | 75.11% | 2 | 0 | 10.5 |  |  |  | No | R-454B | 3.4167 | Residential & Commercial | Ducted CEE Tier 1
215912466 | Central HP <5.4 tons | YORK | HRCU-A-CB (Split System: Heat Pump with Remote Outdoor Unit-Air-Source) | HH860E2S11 | ASPEN |  | D(A,C,E)60A3K+TDR | Y81E100C16SMPS1 | 41000 | 17 | 8.5 | 43500 | 33200 | 76.32% | 2 | 0 | 11.7 |  |  |  | No | R-454B | 3.4167 | Residential & Commercial | Ducted CEE Tier 1
215912480 | Central HP <5.4 tons | YORK | HRCU-A-CB (Split System: Heat Pump with Remote Outdoor Unit-Air-Source) | HH860E2S11 | ASPEN |  | D(A,C,E)60A3K+TDR | Y81E130D20SMPS1 | 41500 | 18 | 9 | 44500 | 33600 | 75.51% | 2 | 0 | 11.7 |  |  |  | No | R-454B | 3.4583 | Residential & Commercial | Ducted CEE Tier 1
214279732 | Central HP <5.4 tons | TEMPSTAR | HRCU-A-CB (Split System: Heat Pump with Remote Outdoor Unit-Air-Source) | DLCURAH18ABK |  |  | EA*4X19L17A* | *96MSN0601716A* | 17700 | 16.5 | 8.5 | 17700 | 17900 | 101.1% | 2.16 | 0 | 10.5 |  |  |  | No | R-410A | 1.475 | Residential & Commercial | Ducted CEE Tier 1
213500968 | Central HP <5.4 tons | YORK | HRCU-A-CB (Split System: Heat Pump with Remote Outdoor Unit-Air-Source) | YH2F48TB21 | ASPEN |  | D(A,C,E)60B44+TDR | TM9E080C16MP12 | 43000 | 16.1 | 8.3 | 44500 | 31200 | 70.11% | 3.14 | 0 | 11 |  |  |  | No | R-410A | 3.5833 | Residential & Commercial | Ducted CEE Tier 1
212987062 | Central HP <5.4 tons | COMFORTMAKER | HRCU-A-CB (Split System: Heat Pump with Remote Outdoor Unit-Air-Source) | DLCURAH18ABK |  |  | EN(A,D)4X24L17** | *96MSN0601412A* | 17300 | 16 | 8.1 | 18300 | 19200 | 104.9% | 2.32 | 0 | 10.5 |  |  |  | No | R-410A | 1.4417 | Residential & Commercial | Ducted CEE Tier 1
212978770 | Central HP <5.4 tons | HEIL | HRCU-A-CB (Split System: Heat Pump with Remote Outdoor Unit-Air-Source) | DLCURAH18ABK |  |  | EA*4X25L17A* | *80MS(N,L)0701712A* | 18000 | 17 | 8.5 | 17800 | 17700 | 99.44% | 2.14 | 0 | 11 |  |  |  | No | R-410A | 1.5 | Residential & Commercial | Ducted CEE Tier 1
214570650 | Central HP <5.4 tons | HEIL | HRCU-A-CB (Split System: Heat Pump with Remote Outdoor Unit-Air-Source) | HVH825GKA3* |  |  | EA*4X43L21A*+WALLCON | *97CMN0802120B* | 24400 | 16.5 | 8.5 | 21200 | 16600 | 78.3% | 2.04 | 0 | 11 |  |  |  | No | R-410A | 2.0333 | Residential & Commercial | Ducted CEE Tier 1
214571150 | Central HP <5.4 tons | HEIL | HRCU-A-CB (Split System: Heat Pump with Remote Outdoor Unit-Air-Source) | HVH825GKA3* |  |  | EN(A,D,W)4X42L21**+WALLCON | *80CTL0702120B* | 23800 | 16.5 | 8.1 | 21400 | 16700 | 78.04% | 1.96 | 0 | 11 |  |  |  | No | R-410A | 1.9833 | Residential & Commercial | Ducted CEE Tier 1
214572570 | Central HP <5.4 tons | HEIL | HRCU-A-CB (Split System: Heat Pump with Remote Outdoor Unit-Air-Source) | HVH837GKA** |  |  | EA*4X37L21A*+WALLCON | *97CMN0802120B* | 32800 | 17.5 | 8.5 | 32800 | 25200 | 76.83% | 2 | 0 | 11.5 |  |  |  | No | R-410A | 2.7333 | Residential & Commercial | Ducted CEE Tier 1
213780408 | Central HP <5.4 tons | AIRQUEST | HRCU-A-CB (Split System: Heat Pump with Remote Outdoor Unit-Air-Source) | HVH837GKA** |  |  | EHD4X60AAL+WALLCON | *97CMN1202422B* | 33000 | 16.5 | 8.1 | 32200 | 24800 | 77.02% | 2 | 0 | 11 |  |  |  | No | R-410A | 2.75 | Residential & Commercial | Ducted CEE Tier 1
215323726 | Central HP <5.4 tons | COMFORTMAKER | HRCU-A-CB (Split System: Heat Pump with Remote Outdoor Unit-Air-Source) | D5CUHAH36AAK |  |  | D5FUHAH36XAK |  | 36000 | 18 | 10 | 37000 | 37400 | 101.1% | 1.9 | 0 | 12 |  |  |  | No | R-454B | 3 | Residential & Commercial | Ducted CEE Tier 1
216056325 | Central HP <5.4 tons | YORK | HRCU-A-CB (Split System: Heat Pump with Remote Outdoor Unit-Air-Source) | HH824E2S11 | ASPEN |  | D(A,C,E)24B3K+TDR | TM9V080B12MP12 | 22000 | 17 | 8.1 | 22600 | 18300 | 80.97% | 2 | 0 | 12 |  |  |  | No | R-454B | 1.8333 | Residential & Commercial | Ducted CEE Tier 1
216056459 | Central HP <5.4 tons | YORK | HRCU-A-CB (Split System: Heat Pump with Remote Outdoor Unit-Air-Source) | HH824E2S11 | ASPEN |  | D(A,C,E)24B4K+TDR | TM8E060A12MP11 | 21000 | 17.5 | 9 | 23000 | 17900 | 77.83% | 2 | 0 | 11.2 |  |  |  | No | R-454B | 1.75 | Residential & Commercial | Ducted CEE Tier 1
215912365 | Central HP <5.4 tons | YORK | HRCU-A-CB (Split System: Heat Pump with Remote Outdoor Unit-Air-Source) | HH824E2S11 | ASPEN |  | C(A,C,D,E)24A3K+TDR | TM8E080B12MP11 | 21600 | 17 | 8.1 | 22600 | 18000 | 79.65% | 2 | 0 | 12 |  |  |  | No | R-454B | 1.8 | Residential & Commercial | Ducted CEE Tier 1
215912398 | Central HP <5.4 tons | YORK | HRCU-A-CB (Split System: Heat Pump with Remote Outdoor Unit-Air-Source) | HH824E2S11 | ASPEN |  | C(A,C,D,E)24A3K+TDR | TMLE100B12MP11 | 21600 | 17 | 8.1 | 22600 | 18000 | 79.65% | 2 | 0 | 12 |  |  |  | No | R-454B | 1.8 | Residential & Commercial | Ducted CEE Tier 1
215912423 | Central HP <5.4 tons | YORK | HRCU-A-CB (Split System: Heat Pump with Remote Outdoor Unit-Air-Source) | HH824E2S11 | ASPEN |  | D(A,C,E)36A4K+TDR | Y91E040A10SMPS1 | 21000 | 17.5 | 8.5 | 23000 | 17800 | 77.39% | 2 | 0 | 11.7 |  |  |  | No | R-454B | 1.75 | Residential & Commercial | Ducted CEE Tier 1
215912424 | Central HP <5.4 tons | YORK | HRCU-A-CB (Split System: Heat Pump with Remote Outdoor Unit-Air-Source) | HH824E2S11 | ASPEN |  | D(A,C,E)36A3K+TDR | Y91E060A10SMPS1 | 20800 | 17.5 | 8.1 | 22800 | 17600 | 77.19% | 2 | 0 | 11.7 |  |  |  | No | R-454B | 1.7333 | Residential & Commercial | Ducted CEE Tier 1
213205026 | Central HP <5.4 tons | TEMPSTAR | HRCU-A-CB (Split System: Heat Pump with Remote Outdoor Unit-Air-Source) | DLCURAH24ABK | ASPEN |  | D(A,C,E)24B44+TDR | *96VTN0601714A* | 23600 | 16.5 | 8.5 | 26000 | 20400 | 78.46% | 2.91 | 0 | 10 |  |  |  | No | R-410A | 1.9667 | Residential & Commercial | Ducted CEE Tier 1
213205075 | Central HP <5.4 tons | TEMPSTAR | HRCU-A-CB (Split System: Heat Pump with Remote Outdoor Unit-Air-Source) | DLCURAH24ABK | ASPEN |  | D(A,C,E)24B44+TDR | *96VTN1002122A* | 23400 | 17 | 8.1 | 25800 | 20000 | 77.52% | 2.85 | 0 | 10.5 |  |  |  | No | R-410A | 1.95 | Residential & Commercial | Ducted CEE Tier 1
214574560 | Central HP <5.4 tons | HEIL | HRCU-A-CB (Split System: Heat Pump with Remote Outdoor Unit-Air-Source) | HVH837GKA2* |  |  | EN(A,D,W)4X42L21**+WALLCON | *96CTN0802120B* | 31800 | 17 | 8.1 | 33000 | 24400 | 73.94% | 1.9 | 0 | 11.5 |  |  |  | No | R-410A | 2.65 | Residential & Commercial | Ducted CEE Tier 1
213781998 | Central HP <5.4 tons | AIRQUEST | HRCU-A-CB (Split System: Heat Pump with Remote Outdoor Unit-Air-Source) | HVH837GKA2* |  |  | EHD4X42AAL+WALLCON | *97CMN1202422B* | 32400 | 16.5 | 8.1 | 32800 | 24800 | 75.61% | 1.94 | 0 | 11 |  |  |  | No | R-410A | 2.7 | Residential & Commercial | Ducted CEE Tier 1
213781578 | Central HP <5.4 tons | AIRQUEST | HRCU-A-CB (Split System: Heat Pump with Remote Outdoor Unit-Air-Source) | HVH837GKA2* |  |  | EA*4X61L21A*+WALLCON | *80CTL1102120B* | 33200 | 17.5 | 8.5 | 32000 | 24800 | 77.5% | 1.98 | 0 | 11.5 |  |  |  | No | R-410A | 2.7667 | Residential & Commercial | Ducted CEE Tier 1
213885817 | Central HP <5.4 tons | HEIL | HRCU-A-CB (Split System: Heat Pump with Remote Outdoor Unit-Air-Source) | HVH837GKA2* | ASPEN |  | AE(D,N,U)+CM48E34+TDR |  | 31600 | 18.5 | 8.2 | 31200 | 38000 | 121.8% | 2.85 | 0 | 11.9 |  |  |  | No | R-410A | 2.6333 | Residential & Commercial | Ducted CEE Tier 1
212986942 | Central HP <5.4 tons | COMFORTMAKER | HRCU-A-CB (Split System: Heat Pump with Remote Outdoor Unit-Air-Source) | DLCURAH24ABK |  |  | EN(A,D)4X24L17** | *96MSN0601412A* | 23200 | 16.5 | 8.5 | 27000 | 25200 | 93.33% | 2.1 | 0 | 10 |  |  |  | No | R-410A | 1.9333 | Residential & Commercial | Ducted CEE Tier 1
214328310 | Central HP <5.4 tons | CONTINENTAL | HRCU-A-CB (Split System: Heat Pump with Remote Outdoor Unit-Air-Source) | WSEHV4860RA1-C | ADP |  | H,A,DE50960 | WUV080T4BA | 46000 | 17 | 8.5 | 48000 | 34600 | 72.08% | 1.8 | 0 | 10 |  |  |  | No | R-410A | 3.8333 | Residential & Commercial | Ducted CEE Tier 1
214328304 | Central HP <5.4 tons | CONTINENTAL | HRCU-A-CB (Split System: Heat Pump with Remote Outdoor Unit-Air-Source) | WSEHV4860RA1-C | ADP |  | H,A,DE50960 | WPV080T4BA | 46000 | 17 | 8.5 | 48000 | 34600 | 72.08% | 1.8 | 0 | 10 |  |  |  | No | R-410A | 3.8333 | Residential & Commercial | Ducted CEE Tier 1
212578275 | Central HP <5.4 tons | CARRIER | HRCU-A-CB (Split System: Heat Pump with Remote Outdoor Unit-Air-Source) | 25VNA448A*031* | ADP |  | H,PG3K960 | 58TN*A090C21**20 | 44000 | 21 | 9 | 44500 | 35800 | 80.45% | 2.28 | 0 | 12 |  |  |  | No | R-410A | 3.6667 | Residential & Commercial | Ducted CEE Tier 1
212380981 | Central HP <5.4 tons | CARRIER | HRCU-A-CB (Split System: Heat Pump with Remote Outdoor Unit-Air-Source) | 25VNA448A*031* | ADP |  | V,C60H210P179 | 58TN*A090C21**20 | 44500 | 21 | 8.5 | 44000 | 35800 | 81.36% | 2.36 | 0 | 12 |  |  |  | No | R-410A | 3.7083 | Residential & Commercial | Ducted CEE Tier 1
214331336 | Central HP <5.4 tons | CONTINENTAL | HRCU-A-CB (Split System: Heat Pump with Remote Outdoor Unit-Air-Source) | WSEHV4860RA1-C | ADP |  | H,A,DG50960 | WPV080T4BA | 46000 | 17 | 8.5 | 48000 | 34600 | 72.08% | 1.8 | 0 | 10 |  |  |  | No | R-410A | 3.8333 | Residential & Commercial | Ducted CEE Tier 1
214627145 | Central HP <5.4 tons | CARRIER | HRCU-A-CB (Split System: Heat Pump with Remote Outdoor Unit-Air-Source) | 25VNA448A*031* | ADP |  | V,C48H210P169 | 58CU*A100C21**20 | 43500 | 21 | 9 | 44500 | 36000 | 80.9% | 2.28 | 0 | 11.7 |  |  |  | No | R-410A | 3.625 | Residential & Commercial | Ducted CEE Tier 1
211176752 | Central HP <5.4 tons | RUUD | HRCU-A-CB (Split System: Heat Pump with Remote Outdoor Unit-Air-Source) | UP18AZ60AJVC |  |  | RCFZ6021SEAAM | U98MV1005A21UPS | 52500 | 18 | 8.1 | 52000 | 49500 | 95.19% | 2 | 0 | 10 |  |  |  | No | R-410A | 4.375 | Residential & Commercial | Ducted CEE Tier 1
213821628 | Central HP <5.4 tons | TEMPSTAR | HRCU-A-CB (Split System: Heat Pump with Remote Outdoor Unit-Air-Source) | DLCURAH36ABK | ASPEN |  | D(A,C,E)36B34+TDR | *92MSN1002122A* | 34800 | 16.5 | 8.1 | 38500 | 31800 | 82.6% | 2.72 | 0 | 10.5 |  |  |  | No | R-410A | 2.9 | Residential & Commercial | Ducted CEE Tier 1
210692712 | Central HP <5.4 tons | GOODMAN | HRCU-A-CB (Split System: Heat Pump with Remote Outdoor Unit-Air-Source) | GSZV903610A* |  |  | CA*F3743*6D*+TXV | G*VC800804C*A* | 33600 | 19 | 8.2 | 34000 | 24400 | 71.76% | 1.8 | 0 | 12 |  |  |  | No | R-410A | 2.8 | Residential & Commercial | Ducted CEE Tier 1
210692737 | Central HP <5.4 tons | GOODMAN | HRCU-A-CB (Split System: Heat Pump with Remote Outdoor Unit-Air-Source) | GSZV903610A* |  |  | CHPF3642C6C*+TXV | G*VC960403BNB* | 33400 | 18 | 8.2 | 34000 | 24400 | 71.76% | 1.8 | 0 | 11 |  |  |  | No | R-410A | 2.7833 | Residential & Commercial | Ducted CEE Tier 1
210692762 | Central HP <5.4 tons | GOODMAN | HRCU-A-CB (Split System: Heat Pump with Remote Outdoor Unit-Air-Source) | GSZV903610A* |  |  | CHPF3743C6B*+TXV | G*VC961005CNB* | 33400 | 18 | 8.2 | 34000 | 24400 | 71.76% | 1.8 | 0 | 11 |  |  |  | No | R-410A | 2.7833 | Residential & Commercial | Ducted CEE Tier 1
210692778 | Central HP <5.4 tons | GOODMAN | HRCU-A-CB (Split System: Heat Pump with Remote Outdoor Unit-Air-Source) | GSZV903610A* |  |  | CSCF3642N6D*+TXV | G*VC960803BNB* | 33800 | 18.5 | 8.2 | 34000 | 24400 | 71.76% | 1.8 | 0 | 11.5 |  |  |  | No | R-410A | 2.8167 | Residential & Commercial | Ducted CEE Tier 1
216056897 | Central HP <5.4 tons | YORK | HRCU-A-CB (Split System: Heat Pump with Remote Outdoor Unit-Air-Source) | HH860E2S11 | ASPEN |  | D(A,C,E)60A3K+TDR | YPLC080C16MP13 | 40500 | 17 | 8.5 | 44000 | 33400 | 75.91% | 2 | 0 | 11 |  |  |  | No | R-454B | 3.375 | Residential & Commercial | Ducted CEE Tier 1
216056804 | Central HP <5.4 tons | YORK | HRCU-A-CB (Split System: Heat Pump with Remote Outdoor Unit-Air-Source) | HH860E2S11 | ASPEN |  | C(A,C,D,E)60A3K+TDR | TM8V100C20MP12 | 41000 | 18 | 8.5 | 44500 | 33800 | 75.96% | 2 | 0 | 10.5 |  |  |  | No | R-454B | 3.4167 | Residential & Commercial | Ducted CEE Tier 1
212578209 | Central HP <5.4 tons | CARRIER | HRCU-A-CB (Split System: Heat Pump with Remote Outdoor Unit-Air-Source) | 25VNA424A*031* | ADP |  | H,PG9J936 | 58TN*A070C14**12 | 23400 | 21 | 9.5 | 25000 | 19400 | 77.6% | 2.42 | 0 | 13.5 |  |  |  | No | R-410A | 1.95 | Residential & Commercial | Ducted CEE Tier 1
216056828 | Central HP <5.4 tons | YORK | HRCU-A-CB (Split System: Heat Pump with Remote Outdoor Unit-Air-Source) | HH860E2S11 | ASPEN |  | C(A,C,D,E)60A3K+TDR | TM9V100C16MP12 | 40500 | 16.5 | 8.1 | 43500 | 33200 | 76.32% | 2 | 0 | 11.2 |  |  |  | No | R-454B | 3.375 | Residential & Commercial | Ducted CEE Tier 1
214269890 | Central HP <5.4 tons | DUCANE | HRCU-A-CB (Split System: Heat Pump with Remote Outdoor Unit-Air-Source) | 4HP18V36P | ADP |  | H,A,DG9J(1,2)36+TXV | EFV12BCA | 23400 | 19 | 8.5 | 22400 | 16000 | 71.43% | 2.18 | 0 | 12 |  |  |  | No | R-410A | 1.95 | Residential & Commercial | Ducted CEE Tier 1
215912360 | Central HP <5.4 tons | YORK | HRCU-A-CB (Split System: Heat Pump with Remote Outdoor Unit-Air-Source) | HH824E2S11 | ASPEN |  | C(A,C,D,E)24A3K+TDR | TL9E060B12UH11 | 21600 | 17 | 8.1 | 22600 | 18000 | 79.65% | 2 | 0 | 12 |  |  |  | No | R-454B | 1.8 | Residential & Commercial | Ducted CEE Tier 1
215912394 | Central HP <5.4 tons | YORK | HRCU-A-CB (Split System: Heat Pump with Remote Outdoor Unit-Air-Source) | HH824E2S11 | ASPEN |  | D(A,C,E)36A4K+TDR | TMLE040A12MP11 | 21200 | 17 | 8.5 | 22600 | 17200 | 76.11% | 2 | 0 | 11.7 |  |  |  | No | R-454B | 1.7667 | Residential & Commercial | Ducted CEE Tier 1
215912410 | Central HP <5.4 tons | YORK | HRCU-A-CB (Split System: Heat Pump with Remote Outdoor Unit-Air-Source) | HH824E2S11 | ASPEN |  | D(A,C,E)36A3K+TDR | Y81E060A12SMPS1 | 20800 | 17.5 | 8.5 | 22400 | 17300 | 77.23% | 2 | 0 | 11.7 |  |  |  | No | R-454B | 1.7333 | Residential & Commercial | Ducted CEE Tier 1
215912411 | Central HP <5.4 tons | YORK | HRCU-A-CB (Split System: Heat Pump with Remote Outdoor Unit-Air-Source) | HH824E2S11 | ASPEN |  | D(A,C,E)36A4K+TDR | Y81E060A12SMPS1 | 21200 | 17.5 | 8.5 | 22600 | 17300 | 76.55% | 2 | 0 | 11.7 |  |  |  | No | R-454B | 1.7667 | Residential & Commercial | Ducted CEE Tier 1
211467457 | Central HP <5.4 tons | YORK | HRCU-A-CB (Split System: Heat Pump with Remote Outdoor Unit-Air-Source) | YH2F48TB21 | ASPEN |  | D(A,C,E)48B44+TDR | TM8V080C16MP12 | 42500 | 15.9 | 8.2 | 44000 | 30800 | 70% | 3.13 | 0 | 11.5 |  |  |  | No | R-410A | 3.5417 | Residential & Commercial | Ducted CEE Tier 1
215912372 | Central HP <5.4 tons | YORK | HRCU-A-CB (Split System: Heat Pump with Remote Outdoor Unit-Air-Source) | HH824E2S11 | ASPEN |  | D(A,C,E)36A3K+TDR | TM8V080B12MP12 | 22400 | 17 | 8.1 | 22600 | 17700 | 78.32% | 2 | 0 | 12 |  |  |  | No | R-454B | 1.8667 | Residential & Commercial | Ducted CEE Tier 1
215912408 | Central HP <5.4 tons | YORK | HRCU-A-CB (Split System: Heat Pump with Remote Outdoor Unit-Air-Source) | HH824E2S11 | ASPEN |  | D(A,C,E)36A3K+TDR | TPLC080B12MP13 | 22400 | 17 | 8.1 | 22600 | 17700 | 78.32% | 2 | 0 | 12 |  |  |  | No | R-454B | 1.8667 | Residential & Commercial | Ducted CEE Tier 1
212977084 | Central HP <5.4 tons | HEIL | HRCU-A-CB (Split System: Heat Pump with Remote Outdoor Unit-Air-Source) | DLCURAH36ABK |  |  | EA*4X48L21A* | *96VTN1002122B* | 35800 | 16.5 | 8.5 | 37800 | 34600 | 91.53% | 2.02 | 0 | 10 |  |  |  | No | R-410A | 2.9833 | Residential & Commercial | Ducted CEE Tier 1
212983290 | Central HP <5.4 tons | HEIL | HRCU-A-CB (Split System: Heat Pump with Remote Outdoor Unit-Air-Source) | DLCURAH18ABK |  |  | EA*4X30L17A* | *92MSN0401712A* | 17300 | 15.5 | 8.5 | 18100 | 18800 | 103.9% | 2.24 | 0 | 10.5 |  |  |  | No | R-410A | 1.4417 | Residential & Commercial | Ducted CEE Tier 1
212982439 | Central HP <5.4 tons | HEIL | HRCU-A-CB (Split System: Heat Pump with Remote Outdoor Unit-Air-Source) | DLCURAH18ABK |  |  | EN(A,D)4X30L17** | *80MSU0401712A* | 17500 | 16 | 8.1 | 18200 | 18500 | 101.6% | 2.22 | 0 | 10.5 |  |  |  | No | R-410A | 1.4583 | Residential & Commercial | Ducted CEE Tier 1
211467458 | Central HP <5.4 tons | YORK | HRCU-A-CB (Split System: Heat Pump with Remote Outdoor Unit-Air-Source) | YH2F48TB21 | ASPEN |  | D(A,C,E)48B44+TDR | TM8V100C16MP12 | 42500 | 15.9 | 8.2 | 44000 | 30800 | 70% | 3.13 | 0 | 11.5 |  |  |  | No | R-410A | 3.5417 | Residential & Commercial | Ducted CEE Tier 1
215864122 | Central HP <5.4 tons | Cooper&Hunter | HRCU-A-CB (Split System: Heat Pump with Remote Outdoor Unit-Air-Source) | CH-PQ33-230VO |  |  | CH-PQ33AHU |  | 30000 | 17.2 | 10.8 | 33000 | 33200 | 100.6% | 1.97 | 0 | 12 |  |  |  | No | R-454B | 2.5 | Residential & Commercial | Ducted CEE Tier 1
215318926 | Central HP <5.4 tons | COMFORTMAKER | HRCU-A-CB (Split System: Heat Pump with Remote Outdoor Unit-Air-Source) | D5CURAH36AAK |  |  | D5FUAAH36XAK |  | 36000 | 16.2 | 8.7 | 36000 | 27000 | 75% | 2 | 0 | 10 |  |  |  | No | R-454B | 3 | Residential & Commercial | Ducted CEE Tier 1
215912382 | Central HP <5.4 tons | YORK | HRCU-A-CB (Split System: Heat Pump with Remote Outdoor Unit-Air-Source) | HH824E2S11 | ASPEN |  | C(A,C,D,E)24A3K+TDR | TM9V060B12MP12 | 21600 | 17 | 8.1 | 22600 | 18000 | 79.65% | 2 | 0 | 12 |  |  |  | No | R-454B | 1.8 | Residential & Commercial | Ducted CEE Tier 1
215912432 | Central HP <5.4 tons | YORK | HRCU-A-CB (Split System: Heat Pump with Remote Outdoor Unit-Air-Source) | HH824E2S11 | ASPEN |  | D(A,C,E)36A3K+TDR | YP9C060B12MP13 | 22400 | 17 | 8.1 | 22600 | 18000 | 79.65% | 2 | 0 | 12 |  |  |  | No | R-454B | 1.8667 | Residential & Commercial | Ducted CEE Tier 1
212984210 | Central HP <5.4 tons | COMFORTMAKER | HRCU-A-CB (Split System: Heat Pump with Remote Outdoor Unit-Air-Source) | DLCURAH18ABK |  |  | EN(A,D)4X24L17** | *92MSN0601714A* | 17500 | 16 | 8.5 | 18500 | 19200 | 103.8% | 2.3 | 0 | 10.5 |  |  |  | No | R-410A | 1.4583 | Residential & Commercial | Ducted CEE Tier 1
212985948 | Central HP <5.4 tons | COMFORTMAKER | HRCU-A-CB (Split System: Heat Pump with Remote Outdoor Unit-Air-Source) | DLCURAH18ABK |  |  | EN(A,D)4X24L14** | *96MSN0261410A* | 17300 | 20 | 8.1 | 18300 | 19200 | 104.9% | 2.3 | 0 | 10.5 |  |  |  | No | R-410A | 1.4417 | Residential & Commercial | Ducted CEE Tier 1
214572920 | Central HP <5.4 tons | HEIL | HRCU-A-CB (Split System: Heat Pump with Remote Outdoor Unit-Air-Source) | HVH837GKA** |  |  | EA*4X60L24A*+WALLCON | *97CMN0602120B* | 32600 | 17.5 | 8.5 | 31800 | 25000 | 78.62% | 1.96 | 0 | 11 |  |  |  | No | R-410A | 2.7167 | Residential & Commercial | Ducted CEE Tier 1
214573020 | Central HP <5.4 tons | HEIL | HRCU-A-CB (Split System: Heat Pump with Remote Outdoor Unit-Air-Source) | HVH837GKA** |  |  | EA*4X61L24A*+WALLCON | *95CSU0802120B* | 33200 | 17.5 | 8.5 | 32000 | 24800 | 77.5% | 2 | 0 | 11.5 |  |  |  | No | R-410A | 2.7667 | Residential & Commercial | Ducted CEE Tier 1
214573320 | Central HP <5.4 tons | HEIL | HRCU-A-CB (Split System: Heat Pump with Remote Outdoor Unit-Air-Source) | HVH837GKA** |  |  | EN(A,D)4X36L21**+WALLCON | *95CSU0802120B* | 31400 | 16.5 | 8.1 | 33200 | 24200 | 72.89% | 1.82 | 0 | 11 |  |  |  | No | R-410A | 2.6167 | Residential & Commercial | Ducted CEE Tier 1
214570380 | Central HP <5.4 tons | HEIL | HRCU-A-CB (Split System: Heat Pump with Remote Outdoor Unit-Air-Source) | HVH825GKA3* |  |  | EA*4X36L21A*+WALLCON | *95CSU0802120B* | 23600 | 16.5 | 8.1 | 21400 | 16700 | 78.04% | 1.94 | 0 | 10.5 |  |  |  | No | R-410A | 1.9667 | Residential & Commercial | Ducted CEE Tier 1
211176460 | Central HP <5.4 tons | COMFORT-AIRE | HRCU-A-CB (Split System: Heat Pump with Remote Outdoor Unit-Air-Source) | HRG1548S1R-**A | COMFORT-AIRE |  | MCG48T(C,D)2M | GUH96T090C3M | 45500 | 15.2 | 8.1 | 45000 | 31600 | 70.22% | 2.8 | 0 | 12.3 |  |  |  | No | R-410A | 3.7917 | Residential & Commercial | Ducted CEE Tier 1
210692743 | Central HP <5.4 tons | GOODMAN | HRCU-A-CB (Split System: Heat Pump with Remote Outdoor Unit-Air-Source) | GSZV903610A* |  |  | CHPF3642C6C*+TXV | G*VC961005CNB* | 33400 | 18 | 8.2 | 34000 | 24400 | 71.76% | 1.8 | 0 | 11 |  |  |  | No | R-410A | 2.7833 | Residential & Commercial | Ducted CEE Tier 1
214328295 | Central HP <5.4 tons | CONTINENTAL | HRCU-A-CB (Split System: Heat Pump with Remote Outdoor Unit-Air-Source) | WSEHV2436RA1-C | ADP |  | H,A,DE34936 | WUV070T3AA | 22000 | 17 | 8.5 | 23400 | 17100 | 73.08% | 1.8 | 0 | 10 |  |  |  | No | R-410A | 1.8333 | Residential & Commercial | Ducted CEE Tier 1
214861453 | Central HP <5.4 tons | RUUD | HRCU-A-CB (Split System: Heat Pump with Remote Outdoor Unit-Air-Source) | RD17AZ24AJ3N | ADP |  | H,RE7J936 | R951V0403A17M4S | 21600 | 16 | 9.5 | 21000 | 16500 | 78.57% | 2 | 0 | 10.5 |  |  |  | No | R-410A | 1.8 | Residential & Commercial | Ducted CEE Tier 1
215935934 | Central HP <5.4 tons | CARRIER | HRCU-A-CB (Split System: Heat Pump with Remote Outdoor Unit-Air-Source) | 27VNA336A*030* |  |  | CVAVA4217XMA*+UI | 59TN6C060C17**14 | 34200 | 20.5 | 8.5 | 38000 | 27400 | 72.11% | 2 | 0 | 11 |  |  |  | No | R-454B | 2.85 | Residential & Commercial | Ducted CEE Tier 1
215936434 | Central HP <5.4 tons | CARRIER | HRCU-A-CB (Split System: Heat Pump with Remote Outdoor Unit-Air-Source) | 27VNA336A*030* |  |  | CVAVA4924XMA*+UI | 58TN*B070C21**20 | 35400 | 21.5 | 8.5 | 38000 | 28600 | 75.26% | 2.04 | 0 | 12 |  |  |  | No | R-454B | 2.95 | Residential & Commercial | Ducted CEE Tier 1
212979174 | Central HP <5.4 tons | HEIL | HRCU-A-CB (Split System: Heat Pump with Remote Outdoor Unit-Air-Source) | DLCURAH24ABK |  |  | EA*4X36L21A* | *80MS(N,L)0701716A* | 23800 | 17.5 | 8.5 | 26200 | 23600 | 90.08% | 1.98 | 0 | 10 |  |  |  | No | R-410A | 1.9833 | Residential & Commercial | Ducted CEE Tier 1
212989134 | Central HP <5.4 tons | COMFORTMAKER | HRCU-A-CB (Split System: Heat Pump with Remote Outdoor Unit-Air-Source) | DLCURAH24ABK |  |  | EA*4X24L17A* | *95MSU0601716A* | 23400 | 17 | 9 | 26800 | 26400 | 98.51% | 2.24 | 0 | 10 |  |  |  | No | R-410A | 1.95 | Residential & Commercial | Ducted CEE Tier 1
212989218 | Central HP <5.4 tons | COMFORTMAKER | HRCU-A-CB (Split System: Heat Pump with Remote Outdoor Unit-Air-Source) | DLCURAH24ABK |  |  | EN(A,D)4X24L17** | *95MSU0601716A* | 23200 | 16.5 | 8.5 | 26800 | 25400 | 94.78% | 2.14 | 0 | 10 |  |  |  | No | R-410A | 1.9333 | Residential & Commercial | Ducted CEE Tier 1
212983543 | Central HP <5.4 tons | HEIL | HRCU-A-CB (Split System: Heat Pump with Remote Outdoor Unit-Air-Source) | DLCURAH24ABK |  |  | EA*4X30L14A* | *92MSN0601412A* | 23800 | 16.5 | 8.5 | 26400 | 24200 | 91.67% | 2 | 0 | 10 |  |  |  | No | R-410A | 1.9833 | Residential & Commercial | Ducted CEE Tier 1
212983191 | Central HP <5.4 tons | HEIL | HRCU-A-CB (Split System: Heat Pump with Remote Outdoor Unit-Air-Source) | DLCURAH24ABK |  |  | EA*4X37L17A* | *92MSN0401712A* | 23800 | 16 | 8.5 | 25800 | 22600 | 87.6% | 1.86 | 0 | 10 |  |  |  | No | R-410A | 1.9833 | Residential & Commercial | Ducted CEE Tier 1
212984042 | Central HP <5.4 tons | COMFORTMAKER | HRCU-A-CB (Split System: Heat Pump with Remote Outdoor Unit-Air-Source) | DLCURAH24ABK |  |  | EA*4X25L17A* | *92MSN0601714A* | 24200 | 17 | 8.5 | 25200 | 21800 | 86.51% | 1.82 | 0 | 10 |  |  |  | No | R-410A | 2.0167 | Residential & Commercial | Ducted CEE Tier 1
212984594 | Central HP <5.4 tons | COMFORTMAKER | HRCU-A-CB (Split System: Heat Pump with Remote Outdoor Unit-Air-Source) | DLCURAH24ABK |  |  | EA*4X30L17A* | *92MSN0801716A* | 23400 | 17.5 | 8.5 | 26200 | 24800 | 94.66% | 2.08 | 0 | 10 |  |  |  | No | R-410A | 1.95 | Residential & Commercial | Ducted CEE Tier 1
216056842 | Central HP <5.4 tons | YORK | HRCU-A-CB (Split System: Heat Pump with Remote Outdoor Unit-Air-Source) | HH860E2S11 | ASPEN |  | C(A,C,D,E)60A3K+TDR | TMLE080C16MP11 | 41000 | 18 | 8.5 | 45000 | 34200 | 76% | 2 | 0 | 10.5 |  |  |  | No | R-454B | 3.4167 | Residential & Commercial | Ducted CEE Tier 1
216056884 | Central HP <5.4 tons | YORK | HRCU-A-CB (Split System: Heat Pump with Remote Outdoor Unit-Air-Source) | HH860E2S11 | ASPEN |  | C(A,C,D,E)60A3K+TDR | Y91E100C20SMPS1 | 42000 | 17.5 | 8.1 | 46500 | 34000 | 73.12% | 2 | 0 | 11.2 |  |  |  | No | R-454B | 3.5 | Residential & Commercial | Ducted CEE Tier 1
215912456 | Central HP <5.4 tons | YORK | HRCU-A-CB (Split System: Heat Pump with Remote Outdoor Unit-Air-Source) | HH860E2S11 | ASPEN |  | D(A,C,E)60A3K+TDR | Y81E080C16SMPS1 | 41500 | 18 | 8.5 | 44000 | 33400 | 75.91% | 2 | 0 | 11.7 |  |  |  | No | R-454B | 3.4583 | Residential & Commercial | Ducted CEE Tier 1
216056863 | Central HP <5.4 tons | YORK | HRCU-A-CB (Split System: Heat Pump with Remote Outdoor Unit-Air-Source) | HH860E2S11 | ASPEN |  | D(A,C,E)60A3K+TDR | TP9C100C16MP13 | 40500 | 17 | 8.5 | 43500 | 33200 | 76.32% | 2 | 0 | 11 |  |  |  | No | R-454B | 3.375 | Residential & Commercial | Ducted CEE Tier 1
214328300 | Central HP <5.4 tons | CONTINENTAL | HRCU-A-CB (Split System: Heat Pump with Remote Outdoor Unit-Air-Source) | WSEHV4860RA1-C | ADP |  | H,A,DE48960 | WPV070T4BA | 46000 | 17 | 8.5 | 48000 | 34600 | 72.08% | 1.8 | 0 | 10 |  |  |  | No | R-410A | 3.8333 | Residential & Commercial | Ducted CEE Tier 1
214328305 | Central HP <5.4 tons | CONTINENTAL | HRCU-A-CB (Split System: Heat Pump with Remote Outdoor Unit-Air-Source) | WSEHV4860RA1-C | ADP |  | H,A,DE37960 | WUV070T4BA | 46000 | 17 | 8.5 | 48000 | 34600 | 72.08% | 1.8 | 0 | 10 |  |  |  | No | R-410A | 3.8333 | Residential & Commercial | Ducted CEE Tier 1
214570430 | Central HP <5.4 tons | HEIL | HRCU-A-CB (Split System: Heat Pump with Remote Outdoor Unit-Air-Source) | HVH825GKA3* |  |  | EA*4X37L21A*+WALLCON | *80CTL0702120B* | 24400 | 16.5 | 8.5 | 21200 | 16600 | 78.3% | 2.02 | 0 | 11 |  |  |  | No | R-410A | 2.0333 | Residential & Commercial | Ducted CEE Tier 1
214570460 | Central HP <5.4 tons | HEIL | HRCU-A-CB (Split System: Heat Pump with Remote Outdoor Unit-Air-Source) | HVH825GKA3* |  |  | EA*4X37L21A*+WALLCON | *97CMN0602120B* | 24400 | 16.5 | 8.5 | 21200 | 16700 | 78.77% | 2.02 | 0 | 11 |  |  |  | No | R-410A | 2.0333 | Residential & Commercial | Ducted CEE Tier 1
214570480 | Central HP <5.4 tons | HEIL | HRCU-A-CB (Split System: Heat Pump with Remote Outdoor Unit-Air-Source) | HVH825GKA3* |  |  | EA*4X37L21A*+WALLCON | *96CTN0802120B* | 24400 | 17 | 8.5 | 21200 | 16600 | 78.3% | 2.04 | 0 | 11 |  |  |  | No | R-410A | 2.0333 | Residential & Commercial | Ducted CEE Tier 1
214570730 | Central HP <5.4 tons | HEIL | HRCU-A-CB (Split System: Heat Pump with Remote Outdoor Unit-Air-Source) | HVH825GKA3* |  |  | EA*4X48L24A*+WALLCON | *80CTL0702120B* | 24000 | 17 | 8.5 | 21000 | 16500 | 78.57% | 2.02 | 0 | 11 |  |  |  | No | R-410A | 2 | Residential & Commercial | Ducted CEE Tier 1
213780238 | Central HP <5.4 tons | AIRQUEST | HRCU-A-CB (Split System: Heat Pump with Remote Outdoor Unit-Air-Source) | HVH837GKA** |  |  | EHD4X48AAL+WALLCON | *97CMN1002122B* | 32600 | 16.5 | 8.1 | 33000 | 24800 | 75.15% | 1.96 | 0 | 11 |  |  |  | No | R-410A | 2.7167 | Residential & Commercial | Ducted CEE Tier 1
214573360 | Central HP <5.4 tons | HEIL | HRCU-A-CB (Split System: Heat Pump with Remote Outdoor Unit-Air-Source) | HVH837GKA** |  |  | EN(A,D)4X36L21**+WALLCON | *96CTN0802120B* | 31400 | 17 | 8.1 | 33000 | 24000 | 72.73% | 1.84 | 0 | 11 |  |  |  | No | R-410A | 2.6167 | Residential & Commercial | Ducted CEE Tier 1
216056515 | Central HP <5.4 tons | YORK | HRCU-A-CB (Split System: Heat Pump with Remote Outdoor Unit-Air-Source) | HH836E2S11 | ASPEN |  | C(A,C,D,E)36B3K+TDR | TM8Y100C20MP11 | 30800 | 18 | 8.5 | 30600 | 25000 | 81.7% | 2 | 0 | 11 |  |  |  | No | R-454B | 2.5667 | Residential & Commercial | Ducted CEE Tier 1
216056563 | Central HP <5.4 tons | YORK | HRCU-A-CB (Split System: Heat Pump with Remote Outdoor Unit-Air-Source) | HH836E2S11 | ASPEN |  | C(A,C,D,E)36B3K+TDR | YP9C080B12MP13 | 31800 | 18 | 8.5 | 30800 | 25200 | 81.82% | 2 | 0 | 11 |  |  |  | No | R-454B | 2.65 | Residential & Commercial | Ducted CEE Tier 1
216056565 | Central HP <5.4 tons | YORK | HRCU-A-CB (Split System: Heat Pump with Remote Outdoor Unit-Air-Source) | HH836E2S11 | ASPEN |  | C(A,C,D,E)36B3K+TDR | YP9C100C16MP13 | 31800 | 18 | 8.5 | 31000 | 25200 | 81.29% | 2 | 0 | 11 |  |  |  | No | R-454B | 2.65 | Residential & Commercial | Ducted CEE Tier 1
216056581 | Central HP <5.4 tons | YORK | HRCU-A-CB (Split System: Heat Pump with Remote Outdoor Unit-Air-Source) | HH836E2S11 | ASPEN |  | D(A,C,E)36A4K+TDR | TL8E080C16UH11 | 31200 | 18 | 8.5 | 31800 | 25600 | 80.5% | 2 | 0 | 10.5 |  |  |  | No | R-454B | 2.6 | Residential & Commercial | Ducted CEE Tier 1
215912438 | Central HP <5.4 tons | YORK | HRCU-A-CB (Split System: Heat Pump with Remote Outdoor Unit-Air-Source) | HH836E2S11 | ASPEN |  | C(A,C,D,E)48A3K+TDR | TL8E100C20UH11 | 31200 | 17 | 8.5 | 30800 | 25000 | 81.17% | 2 | 0 | 11.7 |  |  |  | No | R-454B | 2.6 | Residential & Commercial | Ducted CEE Tier 1
215912449 | Central HP <5.4 tons | YORK | HRCU-A-CB (Split System: Heat Pump with Remote Outdoor Unit-Air-Source) | HH836E2S11 | ASPEN |  | C(A,C,D,E)48A3K+TDR | Y81E120C16SMPS1 | 31600 | 18 | 8.5 | 31200 | 25200 | 80.77% | 2 | 0 | 11.7 |  |  |  | No | R-454B | 2.6333 | Residential & Commercial | Ducted CEE Tier 1
215434214 | Central HP <5.4 tons | GOODMAN | HRCU-A-CB (Split System: Heat Pump with Remote Outdoor Unit-Air-Source) | GZV7SA3610A* |  |  | CA*EA6030*3A* | G*VT800805C*A* | 35000 | 18.5 | 8.5 | 35000 | 28400 | 81.14% | 2 | 0 | 10.5 |  |  |  | No | R-32 | 2.9167 | Residential & Commercial | Ducted CEE Tier 1
215434219 | Central HP <5.4 tons | GOODMAN | HRCU-A-CB (Split System: Heat Pump with Remote Outdoor Unit-Air-Source) | GZV7SA3610A* |  |  | CHPEA4830*3A* | G*VT961005DNA* | 35000 | 18.5 | 8.1 | 35000 | 28400 | 81.14% | 2 | 0 | 10.5 |  |  |  | No | R-32 | 2.9167 | Residential & Commercial | Ducted CEE Tier 1
211804287 | Central HP <5.4 tons | MIDEA | HRCU-A-C (Split System: Heat Pump with Remote Outdoor Unit with No Indoor Fan --Air Source) | MOVA-36HDN1-M20G | ADP |  | H,YG9J(1,2)36+TXV+TD |  | 23200 | 15.2 | 9 | 22400 | 15900 | 70.98% | 1.82 | 0 | 12 |  |  |  | No | R-410A | 1.9333 | Residential & Commercial | Ducted CEE Tier 1
216056883 | Central HP <5.4 tons | YORK | HRCU-A-CB (Split System: Heat Pump with Remote Outdoor Unit-Air-Source) | HH860E2S11 | ASPEN |  | D(A,C,E)60A3K+TDR | Y91E100C16SMPS1 | 42000 | 18 | 8.5 | 46500 | 34200 | 73.55% | 2 | 0 | 10.5 |  |  |  | No | R-454B | 3.5 | Residential & Commercial | Ducted CEE Tier 1
216056868 | Central HP <5.4 tons | YORK | HRCU-A-CB (Split System: Heat Pump with Remote Outdoor Unit-Air-Source) | HH860E2S11 | ASPEN |  | C(A,C,D,E)60A3K+TDR | TPLC080C16MP13 | 40500 | 16.5 | 8.1 | 43500 | 33400 | 76.78% | 2 | 0 | 11.5 |  |  |  | No | R-454B | 3.375 | Residential & Commercial | Ducted CEE Tier 1
216056886 | Central HP <5.4 tons | YORK | HRCU-A-CB (Split System: Heat Pump with Remote Outdoor Unit-Air-Source) | HH860E2S11 | ASPEN |  | C(A,C,D,E)60A3K+TDR | Y91E120D20SMPS1 | 43000 | 17.5 | 8.1 | 46500 | 34200 | 73.55% | 2 | 0 | 11.5 |  |  |  | No | R-454B | 3.5833 | Residential & Commercial | Ducted CEE Tier 1
216056893 | Central HP <5.4 tons | YORK | HRCU-A-CB (Split System: Heat Pump with Remote Outdoor Unit-Air-Source) | HH860E2S11 | ASPEN |  | D(A,C,E)60A3K+TDR | YP9C100C20MP13 | 41000 | 18 | 8.5 | 45000 | 33800 | 75.11% | 2 | 0 | 10.5 |  |  |  | No | R-454B | 3.4167 | Residential & Commercial | Ducted CEE Tier 1
216056858 | Central HP <5.4 tons | YORK | HRCU-A-CB (Split System: Heat Pump with Remote Outdoor Unit-Air-Source) | HH860E2S11 | ASPEN |  | C(A,C,D,E)60A3K+TDR | TMLV120C20MP12 | 41000 | 18 | 8.5 | 44500 | 33800 | 75.96% | 2 | 0 | 10.5 |  |  |  | No | R-454B | 3.4167 | Residential & Commercial | Ducted CEE Tier 1
215434105 | Central HP <5.4 tons | GOODMAN | HRCU-A-CB (Split System: Heat Pump with Remote Outdoor Unit-Air-Source) | GZV7SA2410A* |  |  | CA*EA3626*3A* | G*VT800603B*A* | 23200 | 19 | 8.6 | 23200 | 17000 | 73.28% | 2 | 0 | 11 |  |  |  | No | R-32 | 1.9333 | Residential & Commercial | Ducted CEE Tier 1
215434112 | Central HP <5.4 tons | GOODMAN | HRCU-A-CB (Split System: Heat Pump with Remote Outdoor Unit-Air-Source) | GZV7SA2410A* |  |  | CA*EA3626*3A* | G*VT960603BNA* | 23200 | 19 | 8.6 | 23200 | 17000 | 73.28% | 2 | 0 | 11 |  |  |  | No | R-32 | 1.9333 | Residential & Commercial | Ducted CEE Tier 1
214061499 | Central HP <5.4 tons | DUCANE | HRCU-A-CB (Split System: Heat Pump with Remote Outdoor Unit-Air-Source) | 4HP18V36P | ADP |  | A36VDA+TXV | 97G2DF045BE12 | 24000 | 18 | 8.5 | 22400 | 16300 | 72.77% | 2.16 | 0 | 12 |  |  |  | No | R-410A | 2 | Residential & Commercial | Ducted CEE Tier 1
215912415 | Central HP <5.4 tons | YORK | HRCU-A-CB (Split System: Heat Pump with Remote Outdoor Unit-Air-Source) | HH824E2S11 | ASPEN |  | D(A,C,E)36A3K+TDR | Y82E060A12LMPS1 | 20800 | 18.8 | 8.5 | 22800 | 17700 | 77.63% | 2 | 0 | 11.7 |  |  |  | No | R-454B | 1.7333 | Residential & Commercial | Ducted CEE Tier 1
216056872 | Central HP <5.4 tons | YORK | HRCU-A-CB (Split System: Heat Pump with Remote Outdoor Unit-Air-Source) | HH860E2S11 | ASPEN |  | C(A,C,D,E)60A3K+TDR | TPLC100C20MP13 | 41000 | 18 | 8.5 | 44500 | 33800 | 75.96% | 2 | 0 | 10.5 |  |  |  | No | R-454B | 3.4167 | Residential & Commercial | Ducted CEE Tier 1
216056874 | Central HP <5.4 tons | YORK | HRCU-A-CB (Split System: Heat Pump with Remote Outdoor Unit-Air-Source) | HH860E2S11 | ASPEN |  | C(A,C,D,E)60A3K+TDR | TPLC120C20MP13 | 41000 | 18 | 8.5 | 44500 | 33800 | 75.96% | 2 | 0 | 10.5 |  |  |  | No | R-454B | 3.4167 | Residential & Commercial | Ducted CEE Tier 1
212380564 | Central HP <5.4 tons | CARRIER | HRCU-A-CB (Split System: Heat Pump with Remote Outdoor Unit-Air-Source) | 25VNA424A*031* | ADP |  | PL36H210P749 | 59MN7B060C17**14 | 23200 | 19 | 8.1 | 25200 | 19600 | 77.78% | 2.42 | 0 | 12.5 |  |  |  | No | R-410A | 1.9333 | Residential & Commercial | Ducted CEE Tier 1
212380580 | Central HP <5.4 tons | CARRIER | HRCU-A-CB (Split System: Heat Pump with Remote Outdoor Unit-Air-Source) | 25VNA424A*031* | ADP |  | PL36H210P749 | 59MN7B080C17**14 | 23400 | 20 | 8.5 | 25000 | 19500 | 78% | 2.44 | 0 | 13 |  |  |  | No | R-410A | 1.95 | Residential & Commercial | Ducted CEE Tier 1
216056805 | Central HP <5.4 tons | YORK | HRCU-A-CB (Split System: Heat Pump with Remote Outdoor Unit-Air-Source) | HH860E2S11 | ASPEN |  | D(A,C,E)60A3K+TDR | TM8V100C20MP12 | 41000 | 18 | 8.5 | 44500 | 33800 | 75.96% | 2 | 0 | 10.5 |  |  |  | No | R-454B | 3.4167 | Residential & Commercial | Ducted CEE Tier 1
215912416 | Central HP <5.4 tons | YORK | HRCU-A-CB (Split System: Heat Pump with Remote Outdoor Unit-Air-Source) | HH824E2S11 | ASPEN |  | D(A,C,E)36A4K+TDR | Y82E060A12LMPS1 | 21000 | 19 | 9 | 23000 | 17700 | 76.96% | 2 | 0 | 11.7 |  |  |  | No | R-454B | 1.75 | Residential & Commercial | Ducted CEE Tier 1
215912421 | Central HP <5.4 tons | YORK | HRCU-A-CB (Split System: Heat Pump with Remote Outdoor Unit-Air-Source) | HH824E2S11 | ASPEN |  | D(A,C,E)36A4K+TDR | Y91E026A08SMPS1 | 21200 | 17.5 | 8.1 | 23000 | 17300 | 75.22% | 2 | 0 | 11.7 |  |  |  | No | R-454B | 1.7667 | Residential & Commercial | Ducted CEE Tier 1
214573460 | Central HP <5.4 tons | HEIL | HRCU-A-CB (Split System: Heat Pump with Remote Outdoor Unit-Air-Source) | HVH837GKA** |  |  | EN(A,D,W)4X48L21**+WALLCON | *97CMN0602120B* | 32200 | 17 | 8.1 | 33000 | 25000 | 75.76% | 1.94 | 0 | 11.5 |  |  |  | No | R-410A | 2.6833 | Residential & Commercial | Ducted CEE Tier 1
212986660 | Central HP <5.4 tons | COMFORTMAKER | HRCU-A-CB (Split System: Heat Pump with Remote Outdoor Unit-Air-Source) | DLCURAH18ABK |  |  | EA*4X19L17A* | *96MSN0401712A* | 17600 | 15.5 | 8.1 | 17800 | 17900 | 100.6% | 2.14 | 0 | 10.5 |  |  |  | No | R-410A | 1.4667 | Residential & Commercial | Ducted CEE Tier 1
212987042 | Central HP <5.4 tons | COMFORTMAKER | HRCU-A-CB (Split System: Heat Pump with Remote Outdoor Unit-Air-Source) | DLCURAH18ABK |  |  | EN(A,D)4X18L14** | *96MSN0601412A* | 17400 | 16 | 8.5 | 18600 | 19800 | 106.5% | 2.38 | 0 | 10.5 |  |  |  | No | R-410A | 1.45 | Residential & Commercial | Ducted CEE Tier 1
212973708 | Central HP <5.4 tons | HEIL | HRCU-A-CB (Split System: Heat Pump with Remote Outdoor Unit-Air-Source) | DLCURAH18ABK |  |  | EN(A,D)4X30L17** | *96VSN0801716B* | 17500 | 16 | 8.1 | 18000 | 18700 | 103.9% | 2.24 | 0 | 11 |  |  |  | No | R-410A | 1.4583 | Residential & Commercial | Ducted CEE Tier 1
214628307 | Central HP <5.4 tons | CARRIER | HRCU-A-CB (Split System: Heat Pump with Remote Outdoor Unit-Air-Source) | 38MURAQ24AB3* | ADP |  | PL36H175P159 | 58TP*B070V17**16 | 23600 | 17 | 8.5 | 24800 | 23800 | 95.97% | 2.02 | 0 | 10.5 |  |  |  | No | R-410A | 1.9667 | Residential & Commercial | Ducted CEE Tier 1
214628308 | Central HP <5.4 tons | CARRIER | HRCU-A-CB (Split System: Heat Pump with Remote Outdoor Unit-Air-Source) | 38MURAQ24AB3* | ADP |  | V,C36H175P159 | 58TP*B070V17**16 | 23600 | 17 | 8.5 | 24800 | 23800 | 95.97% | 2.02 | 0 | 10.5 |  |  |  | No | R-410A | 1.9667 | Residential & Commercial | Ducted CEE Tier 1
211467574 | Central HP <5.4 tons | YORK | HRCU-A-CB (Split System: Heat Pump with Remote Outdoor Unit-Air-Source) | YZT48B21 | ASPEN |  | D(A,C,E)48D44+TDR | TM9Y080C16MP11 | 44000 | 16.2 | 8.4 | 47500 | 34200 | 72% | 3.02 | 0 | 12 |  |  |  | No | R-410A | 3.6667 | Residential & Commercial | Ducted CEE Tier 1
216056680 | Central HP <5.4 tons | YORK | HRCU-A-CB (Split System: Heat Pump with Remote Outdoor Unit-Air-Source) | HH836E2S11 | ASPEN |  | C(A,C,D,E)48A3K+TDR | TM9Y080B12MP11 | 30800 | 18 | 8.1 | 31000 | 25400 | 81.94% | 2 | 0 | 10.5 |  |  |  | No | R-454B | 2.5667 | Residential & Commercial | Ducted CEE Tier 1
212984678 | Central HP <5.4 tons | COMFORTMAKER | HRCU-A-CB (Split System: Heat Pump with Remote Outdoor Unit-Air-Source) | DLCURAH24ABK |  |  | EN(A,D,W)4X36L17** | *92MSN0801716A* | 23600 | 17.5 | 8.5 | 26200 | 24600 | 93.89% | 2.04 | 0 | 10.5 |  |  |  | No | R-410A | 1.9667 | Residential & Commercial | Ducted CEE Tier 1
212986636 | Central HP <5.4 tons | COMFORTMAKER | HRCU-A-CB (Split System: Heat Pump with Remote Outdoor Unit-Air-Source) | DLCURAH24ABK |  |  | EN(A,D,W)4X36L17** | *96MSN0401712A* | 23200 | 15.5 | 8.1 | 26000 | 24400 | 93.85% | 2.02 | 0 | 10 |  |  |  | No | R-410A | 1.9333 | Residential & Commercial | Ducted CEE Tier 1
214574080 | Central HP <5.4 tons | HEIL | HRCU-A-CB (Split System: Heat Pump with Remote Outdoor Unit-Air-Source) | HVH837GKA2* |  |  | EA*4X60L24A*+WALLCON | *96CTN0802120B* | 32800 | 18 | 8.5 | 31600 | 24600 | 77.85% | 2 | 0 | 11.5 |  |  |  | No | R-410A | 2.7333 | Residential & Commercial | Ducted CEE Tier 1
214573680 | Central HP <5.4 tons | HEIL | HRCU-A-CB (Split System: Heat Pump with Remote Outdoor Unit-Air-Source) | HVH837GKA2* |  |  | EA*4X37L21A*+WALLCON | *95CSU0802120B* | 32800 | 17.5 | 8.5 | 32800 | 25200 | 76.83% | 2 | 0 | 11 |  |  |  | No | R-410A | 2.7333 | Residential & Commercial | Ducted CEE Tier 1
210597455 | Central HP <5.4 tons | COMFORTMAKER | HRCU-A-CB (Split System: Heat Pump with Remote Outdoor Unit-Air-Source) | CVH837GKA** |  |  | EA*4X61L24A*+WALLCON | *80CTL1352422A* | 33200 | 18 | 8.5 | 32000 | 24800 | 77.5% | 2.02 | 0 | 12 |  |  |  | No | R-410A | 2.7667 | Residential & Commercial | Ducted CEE Tier 1
216056660 | Central HP <5.4 tons | YORK | HRCU-A-CB (Split System: Heat Pump with Remote Outdoor Unit-Air-Source) | HH836E2S11 | ASPEN |  | C(A,C,D,E)48A3K+TDR | TM8E100B12MP11 | 31000 | 18 | 8.1 | 31200 | 25400 | 81.41% | 2 | 0 | 10.5 |  |  |  | No | R-454B | 2.5833 | Residential & Commercial | Ducted CEE Tier 1
216056694 | Central HP <5.4 tons | YORK | HRCU-A-CB (Split System: Heat Pump with Remote Outdoor Unit-Air-Source) | HH836E2S11 | ASPEN |  | C(A,C,D,E)48A3K+TDR | TP9C080C16MP13 | 31200 | 18 | 8.1 | 31400 | 25400 | 80.89% | 2 | 0 | 10.5 |  |  |  | No | R-454B | 2.6 | Residential & Commercial | Ducted CEE Tier 1
216056712 | Central HP <5.4 tons | YORK | HRCU-A-CB (Split System: Heat Pump with Remote Outdoor Unit-Air-Source) | HH836E2S11 | ASPEN |  | C(A,C,D,E)48A3K+TDR | YPLC080C16MP13 | 33400 | 18 | 8.1 | 31200 | 25400 | 81.41% | 2 | 0 | 11 |  |  |  | No | R-454B | 2.7833 | Residential & Commercial | Ducted CEE Tier 1
213296023 | Central HP <5.4 tons | YORK | HRCU-A-CB (Split System: Heat Pump with Remote Outdoor Unit-Air-Source) | HMH72B341 | ASPEN |  | D(A,C,E)36A3G+TXV+TDR | TM8E120C16MP11 | 33200 | 18 | 8.1 | 33600 | 28600 | 85.12% | 2.66 | 0 | 10 |  |  |  | No | R-410A | 2.7667 | Residential & Commercial | Ducted CEE Tier 1
211241052 | Central HP <5.4 tons | BRYANT HEATING AND COOLING SYSTEMS | HRCU-A-CB (Split System: Heat Pump with Remote Outdoor Unit-Air-Source) | 38MURAQ24AB3* |  |  | CAP**2517AL* | 926TB42060V17*** | 24600 | 16.5 | 8.5 | 25400 | 21400 | 84.25% | 1.78 | 0 | 10 |  |  |  | No | R-410A | 2.05 | Residential & Commercial | Ducted CEE Tier 1
211241199 | Central HP <5.4 tons | BRYANT HEATING AND COOLING SYSTEMS | HRCU-A-CB (Split System: Heat Pump with Remote Outdoor Unit-Air-Source) | 38MURAQ24AB3* |  |  | CAP**2517AL* | 83*SA48060E17*** | 25600 | 17 | 8.5 | 26000 | 20600 | 79.23% | 1.76 | 0 | 10.5 |  |  |  | No | R-410A | 2.1333 | Residential & Commercial | Ducted CEE Tier 1
211241219 | Central HP <5.4 tons | BRYANT HEATING AND COOLING SYSTEMS | HRCU-A-CB (Split System: Heat Pump with Remote Outdoor Unit-Air-Source) | 38MURAQ24AB3* |  |  | CAP**2517AL* | OVLAAB036098 | 24000 | 16.5 | 8.1 | 25000 | 21800 | 87.2% | 1.82 | 0 | 10 |  |  |  | No | R-410A | 2 | Residential & Commercial | Ducted CEE Tier 1
212632694 | Central HP <5.4 tons | LENNOX | HRCU-A-CB (Split System: Heat Pump with Remote Outdoor Unit-Air-Source) | SL25XPV-024-230A** | ADP |  | LD19/25Y9 | SLP99DF090XV48C* | 21400 | 19 | 9.2 | 20000 | 18400 | 92% | 1.76 | 0 | 11.7 |  |  |  | No | R-410A | 1.7833 | Residential & Commercial | Ducted CEE Tier 1
216558395 | Central HP <5.4 tons | YORK | HRCU-A-CB (Split System: Heat Pump with Remote Outdoor Unit-Air-Source) | HMH72B341 | ASPEN |  | AE*S+CM36B36+TDR |  | 31400 | 17 | 8.1 | 32200 | 26400 | 81.99% | 2.75 | 0 | 10 |  |  |  | No | R-410A | 2.6167 | Residential & Commercial | Ducted CEE Tier 1
213296053 | Central HP <5.4 tons | YORK | HRCU-A-CB (Split System: Heat Pump with Remote Outdoor Unit-Air-Source) | HMH72B341 | ASPEN |  | D(A,C,E)36A3G+TXV+TDR | TM9Y100C16MP11 | 32800 | 18 | 8.1 | 33600 | 28200 | 83.93% | 2.61 | 0 | 10 |  |  |  | No | R-410A | 2.7333 | Residential & Commercial | Ducted CEE Tier 1
216056693 | Central HP <5.4 tons | YORK | HRCU-A-CB (Split System: Heat Pump with Remote Outdoor Unit-Air-Source) | HH836E2S11 | ASPEN |  | C(A,C,D,E)48A3K+TDR | TP9C080B12MP13 | 30800 | 18 | 8.1 | 30800 | 25200 | 81.82% | 2 | 0 | 10.5 |  |  |  | No | R-454B | 2.5667 | Residential & Commercial | Ducted CEE Tier 1
216056695 | Central HP <5.4 tons | YORK | HRCU-A-CB (Split System: Heat Pump with Remote Outdoor Unit-Air-Source) | HH836E2S11 | ASPEN |  | C(A,C,D,E)48A3K+TDR | TP9C100C16MP13 | 31200 | 18 | 8.1 | 31000 | 25200 | 81.29% | 2 | 0 | 10.5 |  |  |  | No | R-454B | 2.6 | Residential & Commercial | Ducted CEE Tier 1
215912440 | Central HP <5.4 tons | YORK | HRCU-A-CB (Split System: Heat Pump with Remote Outdoor Unit-Air-Source) | HH836E2S11 | ASPEN |  | C(A,C,D,E)48A3K+TDR | TM8Y080C16MP11 | 31000 | 18 | 8.5 | 30400 | 25000 | 82.24% | 2 | 0 | 11.7 |  |  |  | No | R-454B | 2.5833 | Residential & Commercial | Ducted CEE Tier 1
213296020 | Central HP <5.4 tons | YORK | HRCU-A-CB (Split System: Heat Pump with Remote Outdoor Unit-Air-Source) | HMH72B341 | ASPEN |  | D(A,C,E)36A3G+TXV+TDR | TM8E080C16MP11 | 33000 | 18 | 8.1 | 33600 | 28200 | 83.93% | 2.63 | 0 | 10 |  |  |  | No | R-410A | 2.75 | Residential & Commercial | Ducted CEE Tier 1
213296182 | Central HP <5.4 tons | YORK | HRCU-A-CB (Split System: Heat Pump with Remote Outdoor Unit-Air-Source) | HMH72B341 | ASPEN |  | C(A,C,D,E)48C26+TDR | TM8E040A12MP11 | 32000 | 18 | 8.1 | 33400 | 29000 | 86.83% | 2.48 | 0 | 10 |  |  |  | No | R-410A | 2.6667 | Residential & Commercial | Ducted CEE Tier 1
215864126 | Central HP <5.4 tons | Cooper&Hunter | HRCU-A-CB (Split System: Heat Pump with Remote Outdoor Unit-Air-Source) | CH-RHP18-230VO |  |  | CH-RS18MAHU |  | 18000 | 18 | 10 | 19500 | 18000 | 92.31% | 2.2 | 0 | 12 |  |  |  | No | R-454B | 1.5 | Residential & Commercial | Ducted CEE Tier 1
212632233 | Central HP <5.4 tons | LENNOX | HRCU-A-CB (Split System: Heat Pump with Remote Outdoor Unit-Air-Source) | EL22XPV-024-230A** | ADP |  | LD19/36Z9 | SL280DF060NV36B* | 23800 | 20 | 8.5 | 22000 | 15400 | 70% | 1.92 | 0 | 13.5 |  |  |  | No | R-410A | 1.9833 | Residential & Commercial | Ducted CEE Tier 1
215912428 | Central HP <5.4 tons | YORK | HRCU-A-CB (Split System: Heat Pump with Remote Outdoor Unit-Air-Source) | HH824E2S11 | ASPEN |  | D(A,C,E)36A4K+TDR | Y91E060B12SMPS1 | 22600 | 17 | 8.5 | 22800 | 18600 | 81.58% | 2 | 0 | 11.7 |  |  |  | No | R-454B | 1.8833 | Residential & Commercial | Ducted CEE Tier 1
212578270 | Central HP <5.4 tons | CARRIER | HRCU-A-CB (Split System: Heat Pump with Remote Outdoor Unit-Air-Source) | 25VNA848A*031* | ADP |  | H,PG48960 | 58TN*A110C21**20 | 46000 | 17 | 8.1 | 44000 | 31600 | 71.82% | 2.26 | 0 | 10 |  |  |  | No | R-410A | 3.8333 | Residential & Commercial | Ducted CEE Tier 1
215912447 | Central HP <5.4 tons | YORK | HRCU-A-CB (Split System: Heat Pump with Remote Outdoor Unit-Air-Source) | HH836E2S11 | ASPEN |  | C(A,C,D,E)48A3K+TDR | Y81E100B12SMPS1 | 31000 | 18 | 8.5 | 30400 | 24800 | 81.58% | 2 | 0 | 11.7 |  |  |  | No | R-454B | 2.5833 | Residential & Commercial | Ducted CEE Tier 1
212632710 | Central HP <5.4 tons | LENNOX | HRCU-A-CB (Split System: Heat Pump with Remote Outdoor Unit-Air-Source) | SL25XPV-036-230A** | ADP |  | LD24/35Y9 | EL296DF090XV60C* | 33400 | 20 | 8.7 | 34400 | 29400 | 85.47% | 1.76 | 0 | 13 |  |  |  | No | R-410A | 2.7833 | Residential & Commercial | Ducted CEE Tier 1
212632735 | Central HP <5.4 tons | LENNOX | HRCU-A-CB (Split System: Heat Pump with Remote Outdoor Unit-Air-Source) | SL25XPV-036-230A** | ADP |  | LD30/36Z9 | SL280DF090V48B* | 33400 | 21 | 8.7 | 34400 | 29400 | 85.47% | 1.78 | 0 | 13 |  |  |  | No | R-410A | 2.7833 | Residential & Commercial | Ducted CEE Tier 1
212632742 | Central HP <5.4 tons | LENNOX | HRCU-A-CB (Split System: Heat Pump with Remote Outdoor Unit-Air-Source) | SL25XPV-036-230A** | ADP |  | LD30/36Y9 | SL280DF090V60C* | 33400 | 20 | 8.7 | 34400 | 28800 | 83.72% | 1.76 | 0 | 13 |  |  |  | No | R-410A | 2.7833 | Residential & Commercial | Ducted CEE Tier 1
212632769 | Central HP <5.4 tons | LENNOX | HRCU-A-CB (Split System: Heat Pump with Remote Outdoor Unit-Air-Source) | SL25XPV-036-230A** | ADP |  | LD19/36Y9 | SLP99DF110XV60C* | 33000 | 20 | 8.7 | 34400 | 29400 | 85.47% | 1.76 | 0 | 12.5 |  |  |  | No | R-410A | 2.75 | Residential & Commercial | Ducted CEE Tier 1
216056635 | Central HP <5.4 tons | YORK | HRCU-A-CB (Split System: Heat Pump with Remote Outdoor Unit-Air-Source) | HH836E2S11 | ASPEN |  | D(A,C,E)36A4K+TDR | Y81E080C16SMPS1 | 31000 | 18 | 8.5 | 30800 | 25000 | 81.17% | 2 | 0 | 11 |  |  |  | No | R-454B | 2.5833 | Residential & Commercial | Ducted CEE Tier 1
216056667 | Central HP <5.4 tons | YORK | HRCU-A-CB (Split System: Heat Pump with Remote Outdoor Unit-Air-Source) | HH836E2S11 | ASPEN |  | C(A,C,D,E)48A3K+TDR | TM8Y080B12MP11 | 30800 | 18 | 8.1 | 30800 | 25200 | 81.82% | 2 | 0 | 10.5 |  |  |  | No | R-454B | 2.5667 | Residential & Commercial | Ducted CEE Tier 1
214328317 | Central HP <5.4 tons | NAPOLEON | HRCU-A-CB (Split System: Heat Pump with Remote Outdoor Unit-Air-Source) | WSEHV2436RA1-N | ADP |  | H,A,DG33936 | WUV050T3AA | 22000 | 17 | 8.5 | 23400 | 17100 | 73.08% | 1.8 | 0 | 10 |  |  |  | No | R-410A | 1.8333 | Residential & Commercial | Ducted CEE Tier 1
215912439 | Central HP <5.4 tons | YORK | HRCU-A-CB (Split System: Heat Pump with Remote Outdoor Unit-Air-Source) | HH836E2S11 | ASPEN |  | C(A,C,D,E)48A3K+TDR | TM8E120C16MP11 | 30800 | 18 | 8.5 | 30200 | 24800 | 82.12% | 2 | 0 | 11.7 |  |  |  | No | R-454B | 2.5667 | Residential & Commercial | Ducted CEE Tier 1
215912446 | Central HP <5.4 tons | YORK | HRCU-A-CB (Split System: Heat Pump with Remote Outdoor Unit-Air-Source) | HH836E2S11 | ASPEN |  | C(A,C,D,E)48A3K+TDR | Y81E080C16SMPS1 | 31400 | 18 | 8.5 | 30800 | 25000 | 81.17% | 2 | 0 | 11.7 |  |  |  | No | R-454B | 2.6167 | Residential & Commercial | Ducted CEE Tier 1
214837918 | Central HP <5.4 tons | MIDEA | HRCU-A-CB (Split System: Heat Pump with Remote Outdoor Unit-Air-Source) | MOVB-36HDN1-M20G | ADP |  | CE3005C+TXV |  | 23200 | 15.2 | 8.8 | 22400 | 16500 | 73.66% | 1.96 | 0 | 12 |  |  |  | No | R-410A | 1.9333 | Residential & Commercial | Ducted CEE Tier 1
215936289 | Central HP <5.4 tons | COMFORTMAKER | HRCU-A-CB (Split System: Heat Pump with Remote Outdoor Unit-Air-Source) | C5H3V36*K*AAA* |  |  | EVD5X48M21A*+WALLCON | *96CTN0601714B* | 34600 | 20.5 | 8.5 | 38000 | 27600 | 72.63% | 2 | 0 | 11.5 |  |  |  | No | R-454B | 2.8833 | Residential & Commercial | Ducted CEE Tier 1
214630524 | Central HP <5.4 tons | CARRIER | HRCU-A-CB (Split System: Heat Pump with Remote Outdoor Unit-Air-Source) | 25VNA837A*031* | ADP |  | PL36H210P299 | 59CU5B060C17**16 | 32200 | 17 | 8.1 | 31400 | 24600 | 78.34% | 1.94 | 0 | 11.5 |  |  |  | No | R-410A | 2.6833 | Residential & Commercial | Ducted CEE Tier 1
214630538 | Central HP <5.4 tons | CARRIER | HRCU-A-CB (Split System: Heat Pump with Remote Outdoor Unit-Air-Source) | 25VNA837A*031* | ADP |  | V,C36H175P459 | 59MN7B080C17**14 | 31600 | 17 | 8.1 | 31800 | 24400 | 76.73% | 1.86 | 0 | 11 |  |  |  | No | R-410A | 2.6333 | Residential & Commercial | Ducted CEE Tier 1
214630541 | Central HP <5.4 tons | CARRIER | HRCU-A-CB (Split System: Heat Pump with Remote Outdoor Unit-Air-Source) | 25VNA837A*031* | ADP |  | PL36H210P299 | 59TN6B080C17**14 | 32200 | 17 | 8.1 | 31200 | 24800 | 79.49% | 1.96 | 0 | 11 |  |  |  | No | R-410A | 2.6833 | Residential & Commercial | Ducted CEE Tier 1
216056838 | Central HP <5.4 tons | YORK | HRCU-A-CB (Split System: Heat Pump with Remote Outdoor Unit-Air-Source) | HH860E2S11 | ASPEN |  | C(A,C,D,E)60A3K+TDR | TM9Y100C20MP11 | 41000 | 17 | 8.5 | 46000 | 34800 | 75.65% | 2 | 0 | 10.5 |  |  |  | No | R-454B | 3.4167 | Residential & Commercial | Ducted CEE Tier 1
216056840 | Central HP <5.4 tons | YORK | HRCU-A-CB (Split System: Heat Pump with Remote Outdoor Unit-Air-Source) | HH860E2S11 | ASPEN |  | C(A,C,D,E)60A3K+TDR | TM9Y120D20MP11 | 41000 | 17.5 | 8.1 | 43500 | 33400 | 76.78% | 2 | 0 | 11.5 |  |  |  | No | R-454B | 3.4167 | Residential & Commercial | Ducted CEE Tier 1
215912459 | Central HP <5.4 tons | YORK | HRCU-A-CB (Split System: Heat Pump with Remote Outdoor Unit-Air-Source) | HH860E2S11 | ASPEN |  | C(A,C,D,E)60A3K+TDR | Y81E080C20SMPS1 | 41000 | 18 | 8.5 | 44000 | 33400 | 75.91% | 2 | 0 | 11.7 |  |  |  | No | R-454B | 3.4167 | Residential & Commercial | Ducted CEE Tier 1
216056846 | Central HP <5.4 tons | YORK | HRCU-A-CB (Split System: Heat Pump with Remote Outdoor Unit-Air-Source) | HH860E2S11 | ASPEN |  | C(A,C,D,E)60A3K+TDR | TMLE100C16MP11 | 41000 | 18 | 8.5 | 45000 | 34200 | 76% | 2 | 0 | 10.5 |  |  |  | No | R-454B | 3.4167 | Residential & Commercial | Ducted CEE Tier 1
216056864 | Central HP <5.4 tons | YORK | HRCU-A-CB (Split System: Heat Pump with Remote Outdoor Unit-Air-Source) | HH860E2S11 | ASPEN |  | C(A,C,D,E)60A3K+TDR | TP9C100C20MP13 | 41000 | 18 | 8.5 | 44500 | 33800 | 75.96% | 2 | 0 | 10.5 |  |  |  | No | R-454B | 3.4167 | Residential & Commercial | Ducted CEE Tier 1
214091967 | Central HP <5.4 tons | YORK | HRCU-A-CB (Split System: Heat Pump with Remote Outdoor Unit-Air-Source) | HMH72B341 | ASPEN |  | D(A,C,E)36A34+TDR | TM8E080C16MP11 | 33000 | 18 | 8.1 | 33000 | 28600 | 86.67% | 2.65 | 0 | 10 |  |  |  | No | R-410A | 2.75 | Residential & Commercial | Ducted CEE Tier 1
214091999 | Central HP <5.4 tons | YORK | HRCU-A-CB (Split System: Heat Pump with Remote Outdoor Unit-Air-Source) | HMH72B341 | ASPEN |  | D(A,C,E)48B34+TDR | TM8Y060A12MP11 | 32800 | 18 | 8.1 | 33400 | 27400 | 82.04% | 2.63 | 0 | 10 |  |  |  | No | R-410A | 2.7333 | Residential & Commercial | Ducted CEE Tier 1
214092024 | Central HP <5.4 tons | YORK | HRCU-A-CB (Split System: Heat Pump with Remote Outdoor Unit-Air-Source) | HMH72B341 | ASPEN |  | D(A,C,E)42A44+TDR | TM9E080B12MP12 | 32600 | 17.5 | 8.1 | 33800 | 27400 | 81.07% | 2.63 | 0 | 10 |  |  |  | No | R-410A | 2.7167 | Residential & Commercial | Ducted CEE Tier 1
214092085 | Central HP <5.4 tons | YORK | HRCU-A-CB (Split System: Heat Pump with Remote Outdoor Unit-Air-Source) | HMH72B341 | ASPEN |  | D(A,C,E)48B34+TDR | TMLE080C16MP11 | 33000 | 18 | 8.2 | 33000 | 28600 | 86.67% | 2.7 | 0 | 10 |  |  |  | No | R-410A | 2.75 | Residential & Commercial | Ducted CEE Tier 1
211708528 | Central HP <5.4 tons | COLEMAN | HRCU-A-CB (Split System: Heat Pump with Remote Outdoor Unit-Air-Source) | THF2B48T21 | ASPEN |  | D(A,C,E)48D34+TDR | TPLC080C16MP13 | 45500 | 16 | 8.2 | 44000 | 30800 | 70% | 3.14 | 0 | 11.9 |  |  |  | No | R-410A | 3.7917 | Residential & Commercial | Ducted CEE Tier 1
210692736 | Central HP <5.4 tons | GOODMAN | HRCU-A-CB (Split System: Heat Pump with Remote Outdoor Unit-Air-Source) | GSZV903610A* |  |  | CHPF3642C6C*+TXV | G*VC801005C*A* | 33400 | 18 | 8.2 | 34000 | 24400 | 71.76% | 1.8 | 0 | 11 |  |  |  | No | R-410A | 2.7833 | Residential & Commercial | Ducted CEE Tier 1
210692754 | Central HP <5.4 tons | GOODMAN | HRCU-A-CB (Split System: Heat Pump with Remote Outdoor Unit-Air-Source) | GSZV903610A* |  |  | CHPF3743C6B*+TXV | G*VC800805C*A* | 33400 | 18 | 8.2 | 34000 | 24400 | 71.76% | 1.8 | 0 | 11 |  |  |  | No | R-410A | 2.7833 | Residential & Commercial | Ducted CEE Tier 1
210692761 | Central HP <5.4 tons | GOODMAN | HRCU-A-CB (Split System: Heat Pump with Remote Outdoor Unit-Air-Source) | GSZV903610A* |  |  | CHPF3743C6B*+TXV | G*VS960805CUA* | 33400 | 18 | 8.2 | 34000 | 24400 | 71.76% | 1.8 | 0 | 11 |  |  |  | No | R-410A | 2.7833 | Residential & Commercial | Ducted CEE Tier 1
210692775 | Central HP <5.4 tons | GOODMAN | HRCU-A-CB (Split System: Heat Pump with Remote Outdoor Unit-Air-Source) | GSZV903610A* |  |  | CSCF3642N6D*+TXV | G*VC960403BNB* | 33800 | 18.5 | 8.2 | 34000 | 24400 | 71.76% | 1.8 | 0 | 11.5 |  |  |  | No | R-410A | 2.8167 | Residential & Commercial | Ducted CEE Tier 1
215865074 | Central HP <5.4 tons | AMERICAN STANDARD | HRCU-A-CB (Split System: Heat Pump with Remote Outdoor Unit-Air-Source) | 5A6V8X60A1 |  |  | 5TXCC007AS3+P0V0C000M50SD+LRP |  | 53500 | 18.1 | 8.5 | 55500 | 41000 | 73.87% | 2 | 0 | 10 |  |  |  | No | R-454B | 4.4583 | Residential & Commercial | Ducted CEE Tier 1
215865104 | Central HP <5.4 tons | AMERICAN STANDARD | HRCU-A-CB (Split System: Heat Pump with Remote Outdoor Unit-Air-Source) | 5A6V8X48A1 |  |  | 5TXCC007AS3+P0V0C000M50SD+LRP |  | 45500 | 18.1 | 8.5 | 45500 | 35000 | 76.92% | 2.2 | 0 | 10.5 |  |  |  | No | R-454B | 3.7917 | Residential & Commercial | Ducted CEE Tier 1
210692747 | Central HP <5.4 tons | GOODMAN | HRCU-A-CB (Split System: Heat Pump with Remote Outdoor Unit-Air-Source) | GSZV903610A* |  |  | CHPF3642C6C*+TXV | G*VM971005CNB* | 33400 | 18 | 8.2 | 34000 | 24400 | 71.76% | 1.8 | 0 | 11 |  |  |  | No | R-410A | 2.7833 | Residential & Commercial | Ducted CEE Tier 1
210692780 | Central HP <5.4 tons | GOODMAN | HRCU-A-CB (Split System: Heat Pump with Remote Outdoor Unit-Air-Source) | GSZV903610A* |  |  | CSCF3642N6D*+TXV | G*VS960805CUA* | 33800 | 18.5 | 8.2 | 34000 | 24400 | 71.76% | 1.8 | 0 | 11.5 |  |  |  | No | R-410A | 2.8167 | Residential & Commercial | Ducted CEE Tier 1
215912399 | Central HP <5.4 tons | YORK | HRCU-A-CB (Split System: Heat Pump with Remote Outdoor Unit-Air-Source) | HH824E2S11 | ASPEN |  | D(A,C,E)36A3K+TDR | TMLE100B12MP11 | 22400 | 17 | 8.1 | 22600 | 18000 | 79.65% | 2 | 0 | 12 |  |  |  | No | R-454B | 1.8667 | Residential & Commercial | Ducted CEE Tier 1
214092133 | Central HP <5.4 tons | YORK | HRCU-A-CB (Split System: Heat Pump with Remote Outdoor Unit-Air-Source) | HMH72B341 | ASPEN |  | D(A,C,E)48B34+TDR | TPLC100C16MP13 | 32800 | 17.5 | 8.5 | 33800 | 27400 | 81.07% | 2.66 | 0 | 10 |  |  |  | No | R-410A | 2.7333 | Residential & Commercial | Ducted CEE Tier 1
214092153 | Central HP <5.4 tons | YORK | HRCU-A-CB (Split System: Heat Pump with Remote Outdoor Unit-Air-Source) | HMH72B341 | ASPEN |  | D(A,C,E)48B34+TDR | Y81E080C20LMPS1 | 32600 | 18 | 8.5 | 33400 | 28400 | 85.03% | 2.71 | 0 | 10 |  |  |  | No | R-410A | 2.7167 | Residential & Commercial | Ducted CEE Tier 1
211230519 | Central HP <5.4 tons | COMFORTMAKER | HRCU-A-CB (Split System: Heat Pump with Remote Outdoor Unit-Air-Source) | DLCURAH36ABK |  |  | EN(A,D)4X48L24** | *80VSL0902420A* | 35800 | 16.5 | 8.1 | 38500 | 34800 | 90.39% | 2 | 0 | 10 |  |  |  | No | R-410A | 2.9833 | Residential & Commercial | Ducted CEE Tier 1
211230560 | Central HP <5.4 tons | COMFORTMAKER | HRCU-A-CB (Split System: Heat Pump with Remote Outdoor Unit-Air-Source) | DLCURAH36ABK |  |  | EN(A,D)4X48L24** | *80VTL0902120A* | 35800 | 16.5 | 8.1 | 38500 | 34800 | 90.39% | 2 | 0 | 10 |  |  |  | No | R-410A | 2.9833 | Residential & Commercial | Ducted CEE Tier 1
211230819 | Central HP <5.4 tons | COMFORTMAKER | HRCU-A-CB (Split System: Heat Pump with Remote Outdoor Unit-Air-Source) | DLCURAH36ABK |  |  | FEM4P42**AL |  | 37000 | 16 | 8.1 | 38500 | 34800 | 90.39% | 2 | 0 | 10 |  |  |  | No | R-410A | 3.0833 | Residential & Commercial | Ducted CEE Tier 1
211227853 | Central HP <5.4 tons | DAY & NIGHT | HRCU-A-CB (Split System: Heat Pump with Remote Outdoor Unit-Air-Source) | DLCURAH36ABK |  |  | EA*4X42L24A* | *80ES(N,L)1552420A* | 36400 | 15.5 | 8.1 | 39500 | 35200 | 89.11% | 1.94 | 0 | 10 |  |  |  | No | R-410A | 3.0333 | Residential & Commercial | Ducted CEE Tier 1
211227910 | Central HP <5.4 tons | DAY & NIGHT | HRCU-A-CB (Split System: Heat Pump with Remote Outdoor Unit-Air-Source) | DLCURAH36ABK |  |  | EA*4X42L24A* | *80ESU1002120A* | 35600 | 16 | 8.1 | 38500 | 35000 | 90.91% | 1.88 | 0 | 10 |  |  |  | No | R-410A | 2.9667 | Residential & Commercial | Ducted CEE Tier 1
215912413 | Central HP <5.4 tons | YORK | HRCU-A-CB (Split System: Heat Pump with Remote Outdoor Unit-Air-Source) | HH824E2S11 | ASPEN |  | D(A,C,E)36A3K+TDR | Y81E080B12SMPS1 | 22200 | 18 | 8.1 | 22400 | 18500 | 82.59% | 2 | 0 | 12 |  |  |  | No | R-454B | 1.85 | Residential & Commercial | Ducted CEE Tier 1
215912422 | Central HP <5.4 tons | YORK | HRCU-A-CB (Split System: Heat Pump with Remote Outdoor Unit-Air-Source) | HH824E2S11 | ASPEN |  | D(A,C,E)36A3K+TDR | Y91E040A10SMPS1 | 20800 | 17.5 | 8.1 | 22800 | 17800 | 78.07% | 2 | 0 | 11.7 |  |  |  | No | R-454B | 1.7333 | Residential & Commercial | Ducted CEE Tier 1
213296211 | Central HP <5.4 tons | YORK | HRCU-A-CB (Split System: Heat Pump with Remote Outdoor Unit-Air-Source) | HMH72B341 | ASPEN |  | C(A,C,D,E)48C24+TDR | TM8E100C16MP11 | 32200 | 18 | 8.5 | 34000 | 28400 | 83.53% | 2.75 | 0 | 10 |  |  |  | No | R-410A | 2.6833 | Residential & Commercial | Ducted CEE Tier 1
214091957 | Central HP <5.4 tons | YORK | HRCU-A-CB (Split System: Heat Pump with Remote Outdoor Unit-Air-Source) | HMH72B341 | ASPEN |  | D(A,C,E)48B34+TDR | TL9E100C20UH11 | 33400 | 17 | 8.2 | 33400 | 29000 | 86.83% | 2.72 | 0 | 10 |  |  |  | No | R-410A | 2.7833 | Residential & Commercial | Ducted CEE Tier 1
214092084 | Central HP <5.4 tons | YORK | HRCU-A-CB (Split System: Heat Pump with Remote Outdoor Unit-Air-Source) | HMH72B341 | ASPEN |  | D(A,C,E)42A44+TDR | TMLE080C16MP11 | 33000 | 18 | 8.3 | 33000 | 29000 | 87.88% | 2.72 | 0 | 10 |  |  |  | No | R-410A | 2.75 | Residential & Commercial | Ducted CEE Tier 1
214092141 | Central HP <5.4 tons | YORK | HRCU-A-CB (Split System: Heat Pump with Remote Outdoor Unit-Air-Source) | HMH72B341 | ASPEN |  | D(A,C,E)48B34+TDR | Y81E040A12LMPS1 | 33200 | 18 | 8.2 | 32800 | 29800 | 90.85% | 2.73 | 0 | 10 |  |  |  | No | R-410A | 2.7667 | Residential & Commercial | Ducted CEE Tier 1
214092143 | Central HP <5.4 tons | YORK | HRCU-A-CB (Split System: Heat Pump with Remote Outdoor Unit-Air-Source) | HMH72B341 | ASPEN |  | D(A,C,E)48B34+TDR | Y81E040A12SMPS1 | 33200 | 18 | 8.2 | 32800 | 29800 | 90.85% | 2.73 | 0 | 10 |  |  |  | No | R-410A | 2.7667 | Residential & Commercial | Ducted CEE Tier 1
214092152 | Central HP <5.4 tons | YORK | HRCU-A-CB (Split System: Heat Pump with Remote Outdoor Unit-Air-Source) | HMH72B341 | ASPEN |  | D(A,C,E)42A44+TDR | Y81E080C20LMPS1 | 32400 | 18 | 8.5 | 33400 | 28400 | 85.03% | 2.71 | 0 | 10 |  |  |  | No | R-410A | 2.7 | Residential & Commercial | Ducted CEE Tier 1
214092695 | Central HP <5.4 tons | YORK | HRCU-A-CB (Split System: Heat Pump with Remote Outdoor Unit-Air-Source) | HMH72B341 | ASPEN |  | D(A,C,E)48B36+TDR | TL8E080C16UH11 | 32600 | 17.5 | 8.1 | 34000 | 27800 | 81.76% | 2.68 | 0 | 10 |  |  |  | No | R-410A | 2.7167 | Residential & Commercial | Ducted CEE Tier 1
213296218 | Central HP <5.4 tons | YORK | HRCU-A-CB (Split System: Heat Pump with Remote Outdoor Unit-Air-Source) | HMH72B341 | ASPEN |  | C(A,C,D,E)48C26+TDR | TM8E120C16MP11 | 32400 | 18 | 8.5 | 34000 | 28800 | 84.71% | 2.78 | 0 | 10 |  |  |  | No | R-410A | 2.7 | Residential & Commercial | Ducted CEE Tier 1
214092002 | Central HP <5.4 tons | YORK | HRCU-A-CB (Split System: Heat Pump with Remote Outdoor Unit-Air-Source) | HMH72B341 | ASPEN |  | D(A,C,E)48B34+TDR | TM8Y080B12MP11 | 32800 | 18 | 8.1 | 33400 | 27400 | 82.04% | 2.65 | 0 | 10 |  |  |  | No | R-410A | 2.7333 | Residential & Commercial | Ducted CEE Tier 1
213885801 | Central HP <5.4 tons | HEIL | HRCU-A-CB (Split System: Heat Pump with Remote Outdoor Unit-Air-Source) | HVH825GKA2* | ASPEN |  | AE(D,N,U)+CM36B34+TDR |  | 22200 | 17.3 | 8.4 | 20600 | 25000 | 121.4% | 2.8 | 0 | 11.4 |  |  |  | No | R-410A | 1.85 | Residential & Commercial | Ducted CEE Tier 1
216056495 | Central HP <5.4 tons | YORK | HRCU-A-CB (Split System: Heat Pump with Remote Outdoor Unit-Air-Source) | HH824E2S11 | ASPEN |  | D(A,C,E)24B4K+TDR | YP9C080B12MP13 | 22600 | 17 | 8.5 | 22800 | 18300 | 80.26% | 2 | 0 | 12 |  |  |  | No | R-454B | 1.8833 | Residential & Commercial | Ducted CEE Tier 1
214092150 | Central HP <5.4 tons | YORK | HRCU-A-CB (Split System: Heat Pump with Remote Outdoor Unit-Air-Source) | HMH72B341 | ASPEN |  | D(A,C,E)42A44+TDR | Y81E080C16SMPS1 | 32400 | 18 | 8.5 | 33400 | 27600 | 82.63% | 2.7 | 0 | 10 |  |  |  | No | R-410A | 2.7 | Residential & Commercial | Ducted CEE Tier 1
214092193 | Central HP <5.4 tons | YORK | HRCU-A-CB (Split System: Heat Pump with Remote Outdoor Unit-Air-Source) | HMH72B341 | ASPEN |  | D(A,C,E)42A44+TDR | YP9C080C16MP13 | 32600 | 17.5 | 8.1 | 33800 | 27400 | 81.07% | 2.65 | 0 | 10 |  |  |  | No | R-410A | 2.7167 | Residential & Commercial | Ducted CEE Tier 1
214092211 | Central HP <5.4 tons | YORK | HRCU-A-CB (Split System: Heat Pump with Remote Outdoor Unit-Air-Source) | HMH72B341 | ASPEN |  | D(A,C,E)42A44+TDR | YPLC080C16MP13 | 32400 | 17.5 | 8.5 | 33800 | 27400 | 81.07% | 2.66 | 0 | 10 |  |  |  | No | R-410A | 2.7 | Residential & Commercial | Ducted CEE Tier 1
214092713 | Central HP <5.4 tons | YORK | HRCU-A-CB (Split System: Heat Pump with Remote Outdoor Unit-Air-Source) | HMH72B341 | ASPEN |  | D(A,C,E)48B36+TDR | TM8E100B12MP11 | 32800 | 18 | 8.1 | 33800 | 27400 | 81.07% | 2.63 | 0 | 10 |  |  |  | No | R-410A | 2.7333 | Residential & Commercial | Ducted CEE Tier 1
214092736 | Central HP <5.4 tons | YORK | HRCU-A-CB (Split System: Heat Pump with Remote Outdoor Unit-Air-Source) | HMH72B341 | ASPEN |  | D(A,C,E)42A46+TDR | TM8Y100C16MP11 | 32400 | 18.5 | 8.5 | 34000 | 27400 | 80.59% | 2.66 | 0 | 10 |  |  |  | No | R-410A | 2.7 | Residential & Commercial | Ducted CEE Tier 1
214092752 | Central HP <5.4 tons | YORK | HRCU-A-CB (Split System: Heat Pump with Remote Outdoor Unit-Air-Source) | HMH72B341 | ASPEN |  | D(A,C,E)42A46+TDR | TM9E100C16MP12 | 32600 | 18 | 8.1 | 33600 | 27200 | 80.95% | 2.65 | 0 | 10 |  |  |  | No | R-410A | 2.7167 | Residential & Commercial | Ducted CEE Tier 1
216056643 | Central HP <5.4 tons | YORK | HRCU-A-CB (Split System: Heat Pump with Remote Outdoor Unit-Air-Source) | HH836E2S11 | ASPEN |  | D(A,C,E)36A4K+TDR | Y91E080C16SMPS1 | 29400 | 17.5 | 8.5 | 30400 | 23400 | 76.97% | 2 | 0 | 10.5 |  |  |  | No | R-454B | 2.45 | Residential & Commercial | Ducted CEE Tier 1
213296195 | Central HP <5.4 tons | YORK | HRCU-A-CB (Split System: Heat Pump with Remote Outdoor Unit-Air-Source) | HMH72B341 | ASPEN |  | C(A,C,D,E)36A44+TDR | TM8E080C16MP11 | 33000 | 18 | 8.2 | 33800 | 28200 | 83.43% | 2.68 | 0 | 10 |  |  |  | No | R-410A | 2.75 | Residential & Commercial | Ducted CEE Tier 1
212578263 | Central HP <5.4 tons | CARRIER | HRCU-A-CB (Split System: Heat Pump with Remote Outdoor Unit-Air-Source) | 25VNA837A*031* | ADP |  | H,PG53936 | 59MN7B060C21**20 | 32200 | 17 | 8.5 | 30800 | 24800 | 80.52% | 1.98 | 0 | 11.5 |  |  |  | No | R-410A | 2.6833 | Residential & Commercial | Ducted CEE Tier 1
210597470 | Central HP <5.4 tons | COMFORTMAKER | HRCU-A-CB (Split System: Heat Pump with Remote Outdoor Unit-Air-Source) | CVH837GKA** |  |  | EA*4X61L24A*+WALLCON | *96CTN1202422A* | 33200 | 18 | 8.5 | 32000 | 24800 | 77.5% | 2 | 0 | 12 |  |  |  | No | R-410A | 2.7667 | Residential & Commercial | Ducted CEE Tier 1
210597554 | Central HP <5.4 tons | COMFORTMAKER | HRCU-A-CB (Split System: Heat Pump with Remote Outdoor Unit-Air-Source) | CVH837GKA** |  |  | EHD4X60AAL+WALLCON | *97CMN1202422A* | 33000 | 17 | 8.1 | 32200 | 25000 | 77.64% | 2 | 0 | 11 |  |  |  | No | R-410A | 2.75 | Residential & Commercial | Ducted CEE Tier 1
215031253 | Central HP <5.4 tons | DAIKIN | HRCU-A-CB (Split System: Heat Pump with Remote Outdoor Unit-Air-Source) | DZ9VCA3610A* | ASPEN |  | CH48B34+TDR | D*96VC1005CNA* | 31600 | 19 | 8.1 | 34000 | 24400 | 71.76% | 1.8 | 0 | 11.9 |  |  |  | No | R-410A | 2.6333 | Residential & Commercial | Ducted CEE Tier 1
212987404 | Central HP <5.4 tons | COMFORTMAKER | HRCU-A-CB (Split System: Heat Pump with Remote Outdoor Unit-Air-Source) | DLCURAH24ABK |  |  | EA*4X36L17A* | *96MSN0801716A* | 23800 | 17 | 8.5 | 26400 | 23600 | 89.39% | 1.96 | 0 | 10 |  |  |  | No | R-410A | 1.9833 | Residential & Commercial | Ducted CEE Tier 1
212987452 | Central HP <5.4 tons | COMFORTMAKER | HRCU-A-CB (Split System: Heat Pump with Remote Outdoor Unit-Air-Source) | DLCURAH24ABK |  |  | EN(A,D)4X24L17** | *96MSN0801716A* | 23400 | 16.5 | 8.5 | 27000 | 25000 | 92.59% | 2.06 | 0 | 10 |  |  |  | No | R-410A | 1.95 | Residential & Commercial | Ducted CEE Tier 1
213885816 | Central HP <5.4 tons | HEIL | HRCU-A-CB (Split System: Heat Pump with Remote Outdoor Unit-Air-Source) | HVH837GKA2* | ASPEN |  | AE(D,N,U)+CM36B34+TDR |  | 32200 | 18.5 | 8.5 | 31400 | 38500 | 122.6% | 2.95 | 0 | 12 |  |  |  | No | R-410A | 2.6833 | Residential & Commercial | Ducted CEE Tier 1
212979864 | Central HP <5.4 tons | HEIL | HRCU-A-CB (Split System: Heat Pump with Remote Outdoor Unit-Air-Source) | DLCURAH24ABK |  |  | EA*4X36L21A* | *80MS(N,L)0901714A* | 23800 | 17.5 | 8.5 | 26200 | 23600 | 90.08% | 1.98 | 0 | 10 |  |  |  | No | R-410A | 1.9833 | Residential & Commercial | Ducted CEE Tier 1
214574610 | Central HP <5.4 tons | HEIL | HRCU-A-CB (Split System: Heat Pump with Remote Outdoor Unit-Air-Source) | HVH837GKA2* |  |  | EN(A,D,W)4X48L21**+WALLCON | *97CMN0802120B* | 32400 | 17.5 | 8.5 | 32800 | 24800 | 75.61% | 1.96 | 0 | 11.5 |  |  |  | No | R-410A | 2.7 | Residential & Commercial | Ducted CEE Tier 1
215434221 | Central HP <5.4 tons | GOODMAN | HRCU-A-CB (Split System: Heat Pump with Remote Outdoor Unit-Air-Source) | GZV7SA3610A* |  |  | CHPEA4830*3A* | G*VT960804CNA* | 35000 | 18.5 | 8.1 | 35000 | 28400 | 81.14% | 2 | 0 | 10.5 |  |  |  | No | R-32 | 2.9167 | Residential & Commercial | Ducted CEE Tier 1
215434228 | Central HP <5.4 tons | GOODMAN | HRCU-A-CB (Split System: Heat Pump with Remote Outdoor Unit-Air-Source) | GZV7SA3610A* |  |  | CHPEA4830*3A* | G*VM971205DNA* | 35000 | 18.5 | 8.1 | 35000 | 28400 | 81.14% | 2 | 0 | 10.5 |  |  |  | No | R-32 | 2.9167 | Residential & Commercial | Ducted CEE Tier 1
216056649 | Central HP <5.4 tons | YORK | HRCU-A-CB (Split System: Heat Pump with Remote Outdoor Unit-Air-Source) | HH836E2S11 | ASPEN |  | D(A,C,E)36A4K+TDR | YP9C100C16MP13 | 30800 | 18 | 8.5 | 31000 | 25200 | 81.29% | 2 | 0 | 10.5 |  |  |  | No | R-454B | 2.5667 | Residential & Commercial | Ducted CEE Tier 1
216056698 | Central HP <5.4 tons | YORK | HRCU-A-CB (Split System: Heat Pump with Remote Outdoor Unit-Air-Source) | HH836E2S11 | ASPEN |  | C(A,C,D,E)48A3K+TDR | TPLC080C16MP13 | 31200 | 18 | 8.1 | 31200 | 25400 | 81.41% | 2 | 0 | 10.5 |  |  |  | No | R-454B | 2.6 | Residential & Commercial | Ducted CEE Tier 1
216056713 | Central HP <5.4 tons | YORK | HRCU-A-CB (Split System: Heat Pump with Remote Outdoor Unit-Air-Source) | HH836E2S11 | ASPEN |  | C(A,C,D,E)48A3K+TDR | YPLC100C16MP13 | 30800 | 18 | 8.1 | 31200 | 25400 | 81.41% | 2 | 0 | 11 |  |  |  | No | R-454B | 2.5667 | Residential & Commercial | Ducted CEE Tier 1
213286671 | Central HP <5.4 tons | DAY & NIGHT | HRCU-A-CB (Split System: Heat Pump with Remote Outdoor Unit-Air-Source) | DLCURAH18ABK | ADP |  | CP1801A+TXV+TD |  | 17100 | 15.2 | 8.6 | 17000 | 19300 | 113.5% | 2.3 | 0 | 10.5 |  |  |  | No | R-410A | 1.425 | Residential & Commercial | Ducted CEE Tier 1
214092754 | Central HP <5.4 tons | YORK | HRCU-A-CB (Split System: Heat Pump with Remote Outdoor Unit-Air-Source) | HMH72B341 | ASPEN |  | D(A,C,E)42A46+TDR | TM9E100C20MP12 | 32400 | 15.5 | 8.1 | 33200 | 27000 | 81.33% | 2.62 | 0 | 10 |  |  |  | No | R-410A | 2.7 | Residential & Commercial | Ducted CEE Tier 1
215912433 | Central HP <5.4 tons | YORK | HRCU-A-CB (Split System: Heat Pump with Remote Outdoor Unit-Air-Source) | HH824E2S11 | ASPEN |  | D(A,C,E)36A4K+TDR | YP9C060B12MP13 | 22600 | 17 | 8.5 | 22800 | 18000 | 78.95% | 2 | 0 | 12 |  |  |  | No | R-454B | 1.8833 | Residential & Commercial | Ducted CEE Tier 1
216056637 | Central HP <5.4 tons | YORK | HRCU-A-CB (Split System: Heat Pump with Remote Outdoor Unit-Air-Source) | HH836E2S11 | ASPEN |  | D(A,C,E)36A4K+TDR | Y81E100B12SMPS1 | 30600 | 18 | 8.5 | 30400 | 24800 | 81.58% | 2 | 0 | 11 |  |  |  | No | R-454B | 2.55 | Residential & Commercial | Ducted CEE Tier 1
216056639 | Central HP <5.4 tons | YORK | HRCU-A-CB (Split System: Heat Pump with Remote Outdoor Unit-Air-Source) | HH836E2S11 | ASPEN |  | D(A,C,E)36A4K+TDR | Y81E100C20SMPS1 | 31600 | 18 | 8.5 | 31800 | 25400 | 79.87% | 2 | 0 | 10.5 |  |  |  | No | R-454B | 2.6333 | Residential & Commercial | Ducted CEE Tier 1
215912445 | Central HP <5.4 tons | YORK | HRCU-A-CB (Split System: Heat Pump with Remote Outdoor Unit-Air-Source) | HH836E2S11 | ASPEN |  | C(A,C,D,E)48A3K+TDR | Y81E080B12SMPS1 | 30800 | 18 | 8.5 | 30000 | 24800 | 82.67% | 2 | 0 | 11.7 |  |  |  | No | R-454B | 2.5667 | Residential & Commercial | Ducted CEE Tier 1
213286672 | Central HP <5.4 tons | DAY & NIGHT | HRCU-A-CB (Split System: Heat Pump with Remote Outdoor Unit-Air-Source) | DLCURAH18ABK | ADP |  | CP2301A+TXV+TD |  | 17100 | 15.2 | 8.6 | 17000 | 19300 | 113.5% | 2.3 | 0 | 10.5 |  |  |  | No | R-410A | 1.425 | Residential & Commercial | Ducted CEE Tier 1
213296016 | Central HP <5.4 tons | YORK | HRCU-A-CB (Split System: Heat Pump with Remote Outdoor Unit-Air-Source) | HMH72B341 | ASPEN |  | D(A,C,E)36A3G+TXV+TDR | TL9E100C20UH11 | 33400 | 17 | 8.1 | 33600 | 29000 | 86.31% | 2.71 | 0 | 10 |  |  |  | No | R-410A | 2.7833 | Residential & Commercial | Ducted CEE Tier 1
214574410 | Central HP <5.4 tons | HEIL | HRCU-A-CB (Split System: Heat Pump with Remote Outdoor Unit-Air-Source) | HVH837GKA2* |  |  | EHD4X60AAL+WALLCON | *95CSU1002122B* | 33000 | 18 | 8.5 | 32000 | 24800 | 77.5% | 2.02 | 0 | 11.5 |  |  |  | No | R-410A | 2.75 | Residential & Commercial | Ducted CEE Tier 1
212980592 | Central HP <5.4 tons | HEIL | HRCU-A-CB (Split System: Heat Pump with Remote Outdoor Unit-Air-Source) | DLCURAH24ABK |  |  | EA*4X37L21A* | *80MS(N,L)0902120A* | 24000 | 17.5 | 8.5 | 25200 | 21800 | 86.51% | 1.82 | 0 | 10 |  |  |  | No | R-410A | 2 | Residential & Commercial | Ducted CEE Tier 1
212982283 | Central HP <5.4 tons | HEIL | HRCU-A-CB (Split System: Heat Pump with Remote Outdoor Unit-Air-Source) | DLCURAH24ABK |  |  | EA*4X36L17A* | *80MSU0401712A* | 23400 | 17 | 8.5 | 25600 | 23400 | 91.41% | 1.94 | 0 | 10 |  |  |  | No | R-410A | 1.95 | Residential & Commercial | Ducted CEE Tier 1
213296196 | Central HP <5.4 tons | YORK | HRCU-A-CB (Split System: Heat Pump with Remote Outdoor Unit-Air-Source) | HMH72B341 | ASPEN |  | C(A,C,D,E)36A46+TDR | TM8E080C16MP11 | 33000 | 18 | 8.2 | 33800 | 28200 | 83.43% | 2.68 | 0 | 10 |  |  |  | No | R-410A | 2.75 | Residential & Commercial | Ducted CEE Tier 1
214091944 | Central HP <5.4 tons | YORK | HRCU-A-CB (Split System: Heat Pump with Remote Outdoor Unit-Air-Source) | HMH72B341 | ASPEN |  | D(A,C,E)42A44+TDR | TL8E080C16UH11 | 32400 | 17.5 | 8.1 | 34000 | 27800 | 81.76% | 2.68 | 0 | 10 |  |  |  | No | R-410A | 2.7 | Residential & Commercial | Ducted CEE Tier 1
214091969 | Central HP <5.4 tons | YORK | HRCU-A-CB (Split System: Heat Pump with Remote Outdoor Unit-Air-Source) | HMH72B341 | ASPEN |  | D(A,C,E)48B34+TDR | TM8E080C16MP11 | 33000 | 18 | 8.2 | 33000 | 28600 | 86.67% | 2.7 | 0 | 10 |  |  |  | No | R-410A | 2.75 | Residential & Commercial | Ducted CEE Tier 1
214609884 | Central HP <5.4 tons | CARRIER | HRCU-A-C (Split System: Heat Pump with Remote Outdoor Unit with No Indoor Fan --Air Source) | 38MURAQ36AB3 | ASPEN |  | D(A,C,E)36A34+TDR |  | 34600 | 15.2 | 8.6 | 38000 | 31600 | 83.16% | 1.85 | 0 | 10 |  |  |  | No | R-410A | 2.8833 | Residential & Commercial | Ducted CEE Tier 1
214092737 | Central HP <5.4 tons | YORK | HRCU-A-CB (Split System: Heat Pump with Remote Outdoor Unit-Air-Source) | HMH72B341 | ASPEN |  | D(A,C,E)48B36+TDR | TM8Y100C16MP11 | 32600 | 18.5 | 8.5 | 34000 | 27400 | 80.59% | 2.66 | 0 | 10 |  |  |  | No | R-410A | 2.7167 | Residential & Commercial | Ducted CEE Tier 1
214092751 | Central HP <5.4 tons | YORK | HRCU-A-CB (Split System: Heat Pump with Remote Outdoor Unit-Air-Source) | HMH72B341 | ASPEN |  | D(A,C,E)48B36+TDR | TM9E080C16MP12 | 33000 | 18 | 8.1 | 33000 | 29000 | 87.88% | 2.71 | 0 | 10 |  |  |  | No | R-410A | 2.75 | Residential & Commercial | Ducted CEE Tier 1
214092008 | Central HP <5.4 tons | YORK | HRCU-A-CB (Split System: Heat Pump with Remote Outdoor Unit-Air-Source) | HMH72B341 | ASPEN |  | D(A,C,E)48B34+TDR | TM8Y100C16MP11 | 32600 | 18.5 | 8.5 | 34000 | 27400 | 80.59% | 2.66 | 0 | 10 |  |  |  | No | R-410A | 2.7167 | Residential & Commercial | Ducted CEE Tier 1
213255486 | Central HP <5.4 tons | KERR | HRCU-A-C (Split System: Heat Pump with Remote Outdoor Unit with No Indoor Fan --Air Source) | A-KCD24SA-1 | ADP |  | *G21924+TD |  | 23000 | 16 | 8.8 | 23000 | 19600 | 85.22% | 1.84 | 0 | 10 |  |  |  | No | R-410A | 1.9167 | Residential & Commercial | Ducted CEE Tier 1
214092762 | Central HP <5.4 tons | YORK | HRCU-A-CB (Split System: Heat Pump with Remote Outdoor Unit-Air-Source) | HMH72B341 | ASPEN |  | D(A,C,E)42A46+TDR | TM9V080C16MP12 | 32600 | 17.5 | 8.1 | 33800 | 27400 | 81.07% | 2.65 | 0 | 10 |  |  |  | No | R-410A | 2.7167 | Residential & Commercial | Ducted CEE Tier 1
214092828 | Central HP <5.4 tons | YORK | HRCU-A-CB (Split System: Heat Pump with Remote Outdoor Unit-Air-Source) | HMH72B341 | ASPEN |  | D(A,C,E)48B36+TDR | Y81E040A12LMPS1 | 33200 | 18 | 8.2 | 32800 | 29800 | 90.85% | 2.73 | 0 | 10 |  |  |  | No | R-410A | 2.7667 | Residential & Commercial | Ducted CEE Tier 1
214092049 | Central HP <5.4 tons | YORK | HRCU-A-CB (Split System: Heat Pump with Remote Outdoor Unit-Air-Source) | HMH72B341 | ASPEN |  | D(A,C,E)48B34+TDR | TM9V100C16MP12 | 32600 | 17.5 | 8.5 | 34000 | 27400 | 80.59% | 2.66 | 0 | 10 |  |  |  | No | R-410A | 2.7167 | Residential & Commercial | Ducted CEE Tier 1
214092151 | Central HP <5.4 tons | YORK | HRCU-A-CB (Split System: Heat Pump with Remote Outdoor Unit-Air-Source) | HMH72B341 | ASPEN |  | D(A,C,E)48B34+TDR | Y81E080C16SMPS1 | 32600 | 18 | 8.5 | 33400 | 27600 | 82.63% | 2.7 | 0 | 10 |  |  |  | No | R-410A | 2.7167 | Residential & Commercial | Ducted CEE Tier 1
214092034 | Central HP <5.4 tons | YORK | HRCU-A-CB (Split System: Heat Pump with Remote Outdoor Unit-Air-Source) | HMH72B341 | ASPEN |  | D(A,C,E)48B34+TDR | TM9E100C20MP12 | 32600 | 15.5 | 8.1 | 33200 | 27000 | 81.33% | 2.62 | 0 | 10 |  |  |  | No | R-410A | 2.7167 | Residential & Commercial | Ducted CEE Tier 1
212380982 | Central HP <5.4 tons | CARRIER | HRCU-A-CB (Split System: Heat Pump with Remote Outdoor Unit-Air-Source) | 25VNA448A*031* | ADP |  | C48A***L169 | 58TN*A090C21**20 | 44000 | 21 | 8.1 | 44500 | 35800 | 80.45% | 2.28 | 0 | 12 |  |  |  | No | R-410A | 3.6667 | Residential & Commercial | Ducted CEE Tier 1
214092843 | Central HP <5.4 tons | YORK | HRCU-A-CB (Split System: Heat Pump with Remote Outdoor Unit-Air-Source) | HMH72B341 | ASPEN |  | D(A,C,E)48B36+TDR | Y81E080C16SMPS1 | 32600 | 18 | 8.5 | 33400 | 27600 | 82.63% | 2.7 | 0 | 10 |  |  |  | No | R-410A | 2.7167 | Residential & Commercial | Ducted CEE Tier 1
214092194 | Central HP <5.4 tons | YORK | HRCU-A-CB (Split System: Heat Pump with Remote Outdoor Unit-Air-Source) | HMH72B341 | ASPEN |  | D(A,C,E)48B34+TDR | YP9C080C16MP13 | 32800 | 17.5 | 8.1 | 33800 | 27400 | 81.07% | 2.65 | 0 | 10 |  |  |  | No | R-410A | 2.7333 | Residential & Commercial | Ducted CEE Tier 1
214092710 | Central HP <5.4 tons | YORK | HRCU-A-CB (Split System: Heat Pump with Remote Outdoor Unit-Air-Source) | HMH72B341 | ASPEN |  | D(A,C,E)42A46+TDR | TM8E080C16MP11 | 33000 | 18 | 8.3 | 33000 | 29000 | 87.88% | 2.72 | 0 | 10 |  |  |  | No | R-410A | 2.75 | Residential & Commercial | Ducted CEE Tier 1
214092794 | Central HP <5.4 tons | YORK | HRCU-A-CB (Split System: Heat Pump with Remote Outdoor Unit-Air-Source) | HMH72B341 | ASPEN |  | D(A,C,E)42A46+TDR | TMLE120C16MP11 | 33200 | 18 | 8.3 | 33000 | 29200 | 88.48% | 2.73 | 0 | 10 |  |  |  | No | R-410A | 2.7667 | Residential & Commercial | Ducted CEE Tier 1
214092830 | Central HP <5.4 tons | YORK | HRCU-A-CB (Split System: Heat Pump with Remote Outdoor Unit-Air-Source) | HMH72B341 | ASPEN |  | D(A,C,E)42A46+TDR | Y81E040A12SMPS1 | 33200 | 18 | 8.3 | 32800 | 30000 | 91.46% | 2.76 | 0 | 10 |  |  |  | No | R-410A | 2.7667 | Residential & Commercial | Ducted CEE Tier 1
214092912 | Central HP <5.4 tons | YORK | HRCU-A-CB (Split System: Heat Pump with Remote Outdoor Unit-Air-Source) | HMH72B341 | ASPEN |  | D(A,C,E)48B36+TDR | YPLC080C16MP13 | 32800 | 17.5 | 8.5 | 33800 | 27400 | 81.07% | 2.66 | 0 | 10 |  |  |  | No | R-410A | 2.7333 | Residential & Commercial | Ducted CEE Tier 1
213286688 | Central HP <5.4 tons | DAY & NIGHT | HRCU-A-CB (Split System: Heat Pump with Remote Outdoor Unit-Air-Source) | DLCURAH18ABK | ADP |  | CE2403C+TXV |  | 17700 | 17 | 8.7 | 17000 | 19400 | 114.1% | 2.32 | 0 | 11 |  |  |  | No | R-410A | 1.475 | Residential & Commercial | Ducted CEE Tier 1
214091945 | Central HP <5.4 tons | YORK | HRCU-A-CB (Split System: Heat Pump with Remote Outdoor Unit-Air-Source) | HMH72B341 | ASPEN |  | D(A,C,E)48B34+TDR | TL8E080C16UH11 | 32600 | 17.5 | 8.1 | 34000 | 27800 | 81.76% | 2.68 | 0 | 10 |  |  |  | No | R-410A | 2.7167 | Residential & Commercial | Ducted CEE Tier 1
214091947 | Central HP <5.4 tons | YORK | HRCU-A-CB (Split System: Heat Pump with Remote Outdoor Unit-Air-Source) | HMH72B341 | ASPEN |  | D(A,C,E)42A44+TDR | TL8E100C20UH11 | 32400 | 17.5 | 8.5 | 34000 | 27400 | 80.59% | 2.68 | 0 | 10 |  |  |  | No | R-410A | 2.7 | Residential & Commercial | Ducted CEE Tier 1
215912361 | Central HP <5.4 tons | YORK | HRCU-A-CB (Split System: Heat Pump with Remote Outdoor Unit-Air-Source) | HH824E2S11 | ASPEN |  | D(A,C,E)36A3K+TDR | TL9E060B12UH11 | 22400 | 17 | 8.1 | 22600 | 18000 | 79.65% | 2 | 0 | 12 |  |  |  | No | R-454B | 1.8667 | Residential & Commercial | Ducted CEE Tier 1
215912362 | Central HP <5.4 tons | YORK | HRCU-A-CB (Split System: Heat Pump with Remote Outdoor Unit-Air-Source) | HH824E2S11 | ASPEN |  | D(A,C,E)36A4K+TDR | TL9E060B12UH11 | 22600 | 17 | 8.5 | 22800 | 18000 | 78.95% | 2 | 0 | 12 |  |  |  | No | R-454B | 1.8833 | Residential & Commercial | Ducted CEE Tier 1
215912375 | Central HP <5.4 tons | YORK | HRCU-A-CB (Split System: Heat Pump with Remote Outdoor Unit-Air-Source) | HH824E2S11 | ASPEN |  | D(A,C,E)36A3K+TDR | TM8Y080B12MP11 | 22200 | 17 | 8.1 | 22600 | 18300 | 80.97% | 2 | 0 | 12 |  |  |  | No | R-454B | 1.85 | Residential & Commercial | Ducted CEE Tier 1
212982319 | Central HP <5.4 tons | HEIL | HRCU-A-CB (Split System: Heat Pump with Remote Outdoor Unit-Air-Source) | DLCURAH24ABK |  |  | EA*4X37L21A* | *80MSU0401712A* | 24400 | 17 | 8.5 | 25200 | 21400 | 84.92% | 1.8 | 0 | 10 |  |  |  | No | R-410A | 2.0333 | Residential & Commercial | Ducted CEE Tier 1
212983246 | Central HP <5.4 tons | HEIL | HRCU-A-CB (Split System: Heat Pump with Remote Outdoor Unit-Air-Source) | DLCURAH24ABK |  |  | EN(A,D)4X36L21** | *92MSN0401712A* | 23400 | 15.5 | 8.1 | 26200 | 24200 | 92.37% | 1.98 | 0 | 10 |  |  |  | No | R-410A | 1.95 | Residential & Commercial | Ducted CEE Tier 1
212983523 | Central HP <5.4 tons | HEIL | HRCU-A-CB (Split System: Heat Pump with Remote Outdoor Unit-Air-Source) | DLCURAH24ABK |  |  | EA*4X24L17A* | *92MSN0601412A* | 23600 | 16.5 | 9 | 27000 | 25400 | 94.07% | 2.12 | 0 | 10 |  |  |  | No | R-410A | 1.9667 | Residential & Commercial | Ducted CEE Tier 1
212983553 | Central HP <5.4 tons | HEIL | HRCU-A-CB (Split System: Heat Pump with Remote Outdoor Unit-Air-Source) | DLCURAH24ABK |  |  | EA*4X30L17A* | *92MSN0601412A* | 23800 | 17 | 8.5 | 26600 | 24000 | 90.23% | 1.98 | 0 | 10 |  |  |  | No | R-410A | 1.9833 | Residential & Commercial | Ducted CEE Tier 1
213782228 | Central HP <5.4 tons | AIRQUEST | HRCU-A-CB (Split System: Heat Pump with Remote Outdoor Unit-Air-Source) | HVH837GKA2* |  |  | EHD4X60AAL+WALLCON | *80CTL0701716B* | 32800 | 16.5 | 8.1 | 32400 | 25000 | 77.16% | 1.98 | 0 | 11 |  |  |  | No | R-410A | 2.7333 | Residential & Commercial | Ducted CEE Tier 1
214573780 | Central HP <5.4 tons | HEIL | HRCU-A-CB (Split System: Heat Pump with Remote Outdoor Unit-Air-Source) | HVH837GKA2* |  |  | EA*4X42L21A*+WALLCON | *96CTN0802120B* | 31800 | 17.5 | 8.5 | 32800 | 24400 | 74.39% | 1.9 | 0 | 11 |  |  |  | No | R-410A | 2.65 | Residential & Commercial | Ducted CEE Tier 1
214573880 | Central HP <5.4 tons | HEIL | HRCU-A-CB (Split System: Heat Pump with Remote Outdoor Unit-Air-Source) | HVH837GKA2* |  |  | EA*4X43L21A*+WALLCON | *97CMN0602120B* | 32800 | 17 | 8.5 | 33000 | 25400 | 76.97% | 1.98 | 0 | 11 |  |  |  | No | R-410A | 2.7333 | Residential & Commercial | Ducted CEE Tier 1
214092819 | Central HP <5.4 tons | YORK | HRCU-A-CB (Split System: Heat Pump with Remote Outdoor Unit-Air-Source) | HMH72B341 | ASPEN |  | D(A,C,E)48B36+TDR | TPLC080C16MP13 | 32800 | 17.5 | 8.5 | 33800 | 27400 | 81.07% | 2.66 | 0 | 10 |  |  |  | No | R-410A | 2.7333 | Residential & Commercial | Ducted CEE Tier 1
214092821 | Central HP <5.4 tons | YORK | HRCU-A-CB (Split System: Heat Pump with Remote Outdoor Unit-Air-Source) | HMH72B341 | ASPEN |  | D(A,C,E)48B36+TDR | TPLC100C16MP13 | 32800 | 17.5 | 8.5 | 33800 | 27400 | 81.07% | 2.66 | 0 | 10 |  |  |  | No | R-410A | 2.7333 | Residential & Commercial | Ducted CEE Tier 1
212608492 | Central HP <5.4 tons | DAY & NIGHT | HRCU-A-CB (Split System: Heat Pump with Remote Outdoor Unit-Air-Source) | DLCURAH18ABK | ADP |  | F,PE*G33925 |  | 17800 | 17 | 9 | 17100 | 19400 | 113.5% | 2.4 | 0 | 11 |  |  |  | No | R-410A | 1.4833 | Residential & Commercial | Ducted CEE Tier 1
214091978 | Central HP <5.4 tons | YORK | HRCU-A-CB (Split System: Heat Pump with Remote Outdoor Unit-Air-Source) | HMH72B341 | ASPEN |  | D(A,C,E)48B34+TDR | TM8E120C16MP11 | 33200 | 18 | 8.2 | 33000 | 29000 | 87.88% | 2.72 | 0 | 10 |  |  |  | No | R-410A | 2.7667 | Residential & Commercial | Ducted CEE Tier 1
214092048 | Central HP <5.4 tons | YORK | HRCU-A-CB (Split System: Heat Pump with Remote Outdoor Unit-Air-Source) | HMH72B341 | ASPEN |  | D(A,C,E)42A44+TDR | TM9V100C16MP12 | 32400 | 17.5 | 8.5 | 34000 | 27400 | 80.59% | 2.66 | 0 | 10 |  |  |  | No | R-410A | 2.7 | Residential & Commercial | Ducted CEE Tier 1
214837900 | Central HP <5.4 tons | RUUD | HRCU-A-CB (Split System: Heat Pump with Remote Outdoor Unit-Air-Source) | RD17AZ48AJ3N | ADP |  | F,PE*UU1960 |  | 45500 | 17 | 8.1 | 43500 | 39500 | 90.8% | 2.1 | 0 | 11.7 |  |  |  | No | R-410A | 3.7917 | Residential & Commercial | Ducted CEE Tier 1
215912392 | Central HP <5.4 tons | YORK | HRCU-A-CB (Split System: Heat Pump with Remote Outdoor Unit-Air-Source) | HH824E2S11 | ASPEN |  | D(A,C,E)36A4K+TDR | TM9Y080B12MP11 | 22600 | 17 | 8.5 | 22800 | 18500 | 81.14% | 2 | 0 | 11.7 |  |  |  | No | R-454B | 1.8833 | Residential & Commercial | Ducted CEE Tier 1
215912409 | Central HP <5.4 tons | YORK | HRCU-A-CB (Split System: Heat Pump with Remote Outdoor Unit-Air-Source) | HH824E2S11 | ASPEN |  | D(A,C,E)36A4K+TDR | TPLC080B12MP13 | 22600 | 17 | 8.5 | 22600 | 17700 | 78.32% | 2 | 0 | 12 |  |  |  | No | R-454B | 1.8833 | Residential & Commercial | Ducted CEE Tier 1
212632712 | Central HP <5.4 tons | LENNOX | HRCU-A-CB (Split System: Heat Pump with Remote Outdoor Unit-Air-Source) | SL25XPV-036-230A** | ADP |  | LD30/36Y9 | EL296DF090XV60C* | 33400 | 20 | 8.7 | 34400 | 29400 | 85.47% | 1.76 | 0 | 13 |  |  |  | No | R-410A | 2.7833 | Residential & Commercial | Ducted CEE Tier 1
212632719 | Central HP <5.4 tons | LENNOX | HRCU-A-CB (Split System: Heat Pump with Remote Outdoor Unit-Air-Source) | SL25XPV-036-230A** | ADP |  | LD31/36Z9 | EL296DF110XV60C* | 33400 | 20 | 8.7 | 34400 | 29400 | 85.47% | 1.76 | 0 | 13 |  |  |  | No | R-410A | 2.7833 | Residential & Commercial | Ducted CEE Tier 1
212632728 | Central HP <5.4 tons | LENNOX | HRCU-A-CB (Split System: Heat Pump with Remote Outdoor Unit-Air-Source) | SL25XPV-036-230A** | ADP |  | LD24/35Y9 | SL280DF080NV60C* | 33400 | 20 | 8.6 | 34400 | 28800 | 83.72% | 1.76 | 0 | 13 |  |  |  | No | R-410A | 2.7833 | Residential & Commercial | Ducted CEE Tier 1
214092033 | Central HP <5.4 tons | YORK | HRCU-A-CB (Split System: Heat Pump with Remote Outdoor Unit-Air-Source) | HMH72B341 | ASPEN |  | D(A,C,E)42A44+TDR | TM9E100C20MP12 | 32400 | 15.5 | 8.1 | 33200 | 27000 | 81.33% | 2.62 | 0 | 10 |  |  |  | No | R-410A | 2.7 | Residential & Commercial | Ducted CEE Tier 1
213296212 | Central HP <5.4 tons | YORK | HRCU-A-CB (Split System: Heat Pump with Remote Outdoor Unit-Air-Source) | HMH72B341 | ASPEN |  | C(A,C,D,E)48C26+TDR | TM8E100C16MP11 | 32200 | 18 | 8.5 | 34000 | 28400 | 83.53% | 2.75 | 0 | 10 |  |  |  | No | R-410A | 2.6833 | Residential & Commercial | Ducted CEE Tier 1
214091974 | Central HP <5.4 tons | YORK | HRCU-A-CB (Split System: Heat Pump with Remote Outdoor Unit-Air-Source) | HMH72B341 | ASPEN |  | D(A,C,E)42A44+TDR | TM8E100C16MP11 | 33000 | 18 | 8.3 | 32800 | 29000 | 88.41% | 2.71 | 0 | 10 |  |  |  | No | R-410A | 2.75 | Residential & Commercial | Ducted CEE Tier 1
214092026 | Central HP <5.4 tons | YORK | HRCU-A-CB (Split System: Heat Pump with Remote Outdoor Unit-Air-Source) | HMH72B341 | ASPEN |  | D(A,C,E)36A34+TDR | TM9E080C16MP12 | 33000 | 18 | 8.1 | 33000 | 29000 | 87.88% | 2.66 | 0 | 10 |  |  |  | No | R-410A | 2.75 | Residential & Commercial | Ducted CEE Tier 1
214092078 | Central HP <5.4 tons | YORK | HRCU-A-CB (Split System: Heat Pump with Remote Outdoor Unit-Air-Source) | HMH72B341 | ASPEN |  | D(A,C,E)42A44+TDR | TMLE060A12MP11 | 32600 | 18 | 8.1 | 33800 | 27400 | 81.07% | 2.63 | 0 | 10 |  |  |  | No | R-410A | 2.7167 | Residential & Commercial | Ducted CEE Tier 1
211467575 | Central HP <5.4 tons | YORK | HRCU-A-CB (Split System: Heat Pump with Remote Outdoor Unit-Air-Source) | YZT48B21 | ASPEN |  | D(A,C,E)48D44+TDR | TM9Y100C16MP11 | 44000 | 16.2 | 8.4 | 47500 | 34200 | 72% | 3.02 | 0 | 12 |  |  |  | No | R-410A | 3.6667 | Residential & Commercial | Ducted CEE Tier 1
215433944 | Central HP <5.4 tons | GOODMAN | HRCU-A-CB (Split System: Heat Pump with Remote Outdoor Unit-Air-Source) | GZV7SA4210A* |  |  | CHPEA4830*3A*+MBVK20DP1X00A* |  | 41000 | 17.5 | 8.8 | 41000 | 31000 | 75.61% | 2 | 0 | 10 |  |  |  | No | R-32 | 3.4167 | Residential & Commercial | Ducted CEE Tier 1
215865078 | Central HP <5.4 tons | AMERICAN STANDARD | HRCU-A-CB (Split System: Heat Pump with Remote Outdoor Unit-Air-Source) | 5A6V8X60A1 |  |  | 5TXCD008AS3+P0V0C000M50SD+LRP |  | 53500 | 18.1 | 8.5 | 55500 | 39500 | 71.17% | 2 | 0 | 10.5 |  |  |  | No | R-454B | 4.4583 | Residential & Commercial | Ducted CEE Tier 1
215865092 | Central HP <5.4 tons | AMERICAN STANDARD | HRCU-A-CB (Split System: Heat Pump with Remote Outdoor Unit-Air-Source) | 5A6V8X48A1 |  |  | 5PX*D008AS3+P0V0D000M50SD+LRP |  | 46000 | 18.1 | 8.5 | 45500 | 34800 | 76.48% | 2.2 | 0 | 11 |  |  |  | No | R-454B | 3.8333 | Residential & Commercial | Ducted CEE Tier 1
210692711 | Central HP <5.4 tons | GOODMAN | HRCU-A-CB (Split System: Heat Pump with Remote Outdoor Unit-Air-Source) | GSZV903610A* |  |  | CA*F3743*6D*+TXV | G*VC800604B*A* | 33600 | 19 | 8.2 | 34000 | 24400 | 71.76% | 1.8 | 0 | 12 |  |  |  | No | R-410A | 2.8 | Residential & Commercial | Ducted CEE Tier 1
210692718 | Central HP <5.4 tons | GOODMAN | HRCU-A-CB (Split System: Heat Pump with Remote Outdoor Unit-Air-Source) | GSZV903610A* |  |  | CA*F3743*6D*+TXV | G*VC960603BNB* | 33600 | 18.5 | 8.2 | 34000 | 24400 | 71.76% | 1.8 | 0 | 11.5 |  |  |  | No | R-410A | 2.8 | Residential & Commercial | Ducted CEE Tier 1
210692750 | Central HP <5.4 tons | GOODMAN | HRCU-A-CB (Split System: Heat Pump with Remote Outdoor Unit-Air-Source) | GSZV903610A* |  |  | CHPF3743C6B*+TXV | G*VS800604BUA* | 33400 | 18 | 8.2 | 34000 | 24400 | 71.76% | 1.8 | 0 | 11 |  |  |  | No | R-410A | 2.7833 | Residential & Commercial | Ducted CEE Tier 1
210692768 | Central HP <5.4 tons | GOODMAN | HRCU-A-CB (Split System: Heat Pump with Remote Outdoor Unit-Air-Source) | GSZV903610A* |  |  | CSCF3642N6D*+MBVC1601**-1A*+TXV |  | 33800 | 18.5 | 8.2 | 34000 | 24400 | 71.76% | 1.8 | 0 | 11.5 |  |  |  | No | R-410A | 2.8167 | Residential & Commercial | Ducted CEE Tier 1
216056577 | Central HP <5.4 tons | YORK | HRCU-A-CB (Split System: Heat Pump with Remote Outdoor Unit-Air-Source) | HH824E2S11 | ASPEN |  | D(A,C,E)36A4K+TDR | TM9Y040A10MP11 | 21200 | 17 | 8.1 | 22600 | 17300 | 76.55% | 2 | 0 | 10.5 |  |  |  | No | R-454B | 1.7667 | Residential & Commercial | Ducted CEE Tier 1
214092083 | Central HP <5.4 tons | YORK | HRCU-A-CB (Split System: Heat Pump with Remote Outdoor Unit-Air-Source) | HMH72B341 | ASPEN |  | D(A,C,E)36A34+TDR | TMLE080C16MP11 | 33000 | 18 | 8.1 | 33000 | 28600 | 86.67% | 2.65 | 0 | 10 |  |  |  | No | R-410A | 2.75 | Residential & Commercial | Ducted CEE Tier 1
212984174 | Central HP <5.4 tons | COMFORTMAKER | HRCU-A-CB (Split System: Heat Pump with Remote Outdoor Unit-Air-Source) | DLCURAH18ABK |  |  | EA*4X24L17A* | *92MSN0601714A* | 17500 | 16.5 | 8.5 | 18500 | 19400 | 104.9% | 2.34 | 0 | 10.5 |  |  |  | No | R-410A | 1.4583 | Residential & Commercial | Ducted CEE Tier 1
214571230 | Central HP <5.4 tons | HEIL | HRCU-A-CB (Split System: Heat Pump with Remote Outdoor Unit-Air-Source) | HVH825GKA3* |  |  | EN(A,D,W)4X48L21**+WALLCON | *95CSU1002122B* | 24200 | 17 | 8.1 | 21200 | 16600 | 78.3% | 2.02 | 0 | 11.5 |  |  |  | No | R-410A | 2.0167 | Residential & Commercial | Ducted CEE Tier 1
214572600 | Central HP <5.4 tons | HEIL | HRCU-A-CB (Split System: Heat Pump with Remote Outdoor Unit-Air-Source) | HVH837GKA** |  |  | EA*4X42L21A*+WALLCON | *95CSU0802120B* | 31800 | 17 | 8.5 | 33000 | 24400 | 73.94% | 1.9 | 0 | 11 |  |  |  | No | R-410A | 2.65 | Residential & Commercial | Ducted CEE Tier 1
214573060 | Central HP <5.4 tons | HEIL | HRCU-A-CB (Split System: Heat Pump with Remote Outdoor Unit-Air-Source) | HVH837GKA** |  |  | EA*4X61L24A*+WALLCON | *96CTN0802120B* | 33200 | 18.5 | 8.5 | 31800 | 24800 | 77.99% | 2.02 | 0 | 11.5 |  |  |  | No | R-410A | 2.7667 | Residential & Commercial | Ducted CEE Tier 1
214573230 | Central HP <5.4 tons | HEIL | HRCU-A-CB (Split System: Heat Pump with Remote Outdoor Unit-Air-Source) | HVH837GKA** |  |  | EHD4X48AAL+WALLCON | *97CMN0802120B* | 32600 | 17 | 8.5 | 32800 | 25000 | 76.22% | 1.98 | 0 | 11 |  |  |  | No | R-410A | 2.7167 | Residential & Commercial | Ducted CEE Tier 1
214092148 | Central HP <5.4 tons | YORK | HRCU-A-CB (Split System: Heat Pump with Remote Outdoor Unit-Air-Source) | HMH72B341 | ASPEN |  | D(A,C,E)42A44+TDR | Y81E080C16LMPS1 | 32400 | 18 | 8.5 | 33400 | 27600 | 82.63% | 2.7 | 0 | 10 |  |  |  | No | R-410A | 2.7 | Residential & Commercial | Ducted CEE Tier 1
214092149 | Central HP <5.4 tons | YORK | HRCU-A-CB (Split System: Heat Pump with Remote Outdoor Unit-Air-Source) | HMH72B341 | ASPEN |  | D(A,C,E)48B34+TDR | Y81E080C16LMPS1 | 32600 | 18 | 8.5 | 33400 | 27600 | 82.63% | 2.7 | 0 | 10 |  |  |  | No | R-410A | 2.7167 | Residential & Commercial | Ducted CEE Tier 1
214092093 | Central HP <5.4 tons | YORK | HRCU-A-CB (Split System: Heat Pump with Remote Outdoor Unit-Air-Source) | HMH72B341 | ASPEN |  | D(A,C,E)42A44+TDR | TMLE120C16MP11 | 33200 | 18 | 8.3 | 33000 | 29200 | 88.48% | 2.73 | 0 | 10 |  |  |  | No | R-410A | 2.7667 | Residential & Commercial | Ducted CEE Tier 1
212383270 | Central HP <5.4 tons | DAY & NIGHT | HRCU-A-CB (Split System: Heat Pump with Remote Outdoor Unit-Air-Source) | DLCURAH36ABK |  |  | EA*4X36L21A* | *80VTL1102122A* | 36000 | 15.5 | 8.1 | 39500 | 35200 | 89.11% | 1.84 | 0 | 10 |  |  |  | No | R-410A | 3 | Residential & Commercial | Ducted CEE Tier 1
212383393 | Central HP <5.4 tons | DAY & NIGHT | HRCU-A-CB (Split System: Heat Pump with Remote Outdoor Unit-Air-Source) | DLCURAH36ABK |  |  | EA*4X37L17A* | *80ESU0601716A | 36600 | 15.5 | 8.5 | 39500 | 35000 | 88.61% | 2.04 | 0 | 10 |  |  |  | No | R-410A | 3.05 | Residential & Commercial | Ducted CEE Tier 1
212383486 | Central HP <5.4 tons | DAY & NIGHT | HRCU-A-CB (Split System: Heat Pump with Remote Outdoor Unit-Air-Source) | DLCURAH36ABK |  |  | EA*4X48L21A* | *80ES(N,L)0701716A* | 35600 | 16 | 8.5 | 37800 | 34600 | 91.53% | 2.04 | 0 | 10 |  |  |  | No | R-410A | 2.9667 | Residential & Commercial | Ducted CEE Tier 1
213372121 | Central HP <5.4 tons | ARCOAIRE | HRCU-A-C (Split System: Heat Pump with Remote Outdoor Unit with No Indoor Fan --Air Source) | DLCURAH36ABK |  |  | DLFULAH36XCX + CI |  | 35000 | 15.2 | 10 | 39000 | 32000 | 82.05% | 2 | 10.2 | 10 |  |  |  | No | R-410A | 2.9167 | Residential & Commercial | Ducted CEE Tier 1
215912427 | Central HP <5.4 tons | YORK | HRCU-A-CB (Split System: Heat Pump with Remote Outdoor Unit-Air-Source) | HH824E2S11 | ASPEN |  | D(A,C,E)36A3K+TDR | Y91E060B12SMPS1 | 22200 | 17 | 8.1 | 22600 | 18600 | 82.3% | 2 | 0 | 11.7 |  |  |  | No | R-454B | 1.85 | Residential & Commercial | Ducted CEE Tier 1
214802732 | Central HP <5.4 tons | RHEEM | HRCU-A-CB (Split System: Heat Pump with Remote Outdoor Unit-Air-Source) | RP15AZ24AJ2N | ASPEN |  | D(A,C,E)24C34+TDR | R801V1004A17UHN | 22800 | 16 | 8.4 | 23000 | 16300 | 70.87% | 3.07 | 0 | 12 |  |  |  | No | R-410A | 1.9 | Residential & Commercial | Ducted CEE Tier 1
214802741 | Central HP <5.4 tons | RHEEM | HRCU-A-CB (Split System: Heat Pump with Remote Outdoor Unit-Air-Source) | RP15AZ24AJ2N | ASPEN |  | D(A,C,E)30A34+TDR | R801V1004A17UHS | 22400 | 16.4 | 8.1 | 22800 | 16200 | 71.05% | 2.95 | 0 | 11.8 |  |  |  | No | R-410A | 1.8667 | Residential & Commercial | Ducted CEE Tier 1
214595982 | Central HP <5.4 tons | MIDEA | HRCU-A-CB (Split System: Heat Pump with Remote Outdoor Unit-Air-Source) | MOVB-36HDN1-M20G | ADP |  | F,PE*G33930 |  | 23400 | 15.2 | 8.95 | 22400 | 16500 | 73.66% | 1.98 | 0 | 12 |  |  |  | No | R-410A | 1.95 | Residential & Commercial | Ducted CEE Tier 1
214627200 | Central HP <5.4 tons | CARRIER | HRCU-A-CB (Split System: Heat Pump with Remote Outdoor Unit-Air-Source) | 25VNA448A*031* | ADP |  | C60A***L189 | 59CU5A080C21**20 | 44000 | 21 | 8.5 | 44500 | 36000 | 80.9% | 2.18 | 0 | 12 |  |  |  | No | R-410A | 3.6667 | Residential & Commercial | Ducted CEE Tier 1
214328308 | Central HP <5.4 tons | CONTINENTAL | HRCU-A-CB (Split System: Heat Pump with Remote Outdoor Unit-Air-Source) | WSEHV4860RA1-C | ADP |  | H,A,DE37960 | WUV080T4BA | 46000 | 17 | 8.5 | 48000 | 34600 | 72.08% | 1.8 | 0 | 10 |  |  |  | No | R-410A | 3.8333 | Residential & Commercial | Ducted CEE Tier 1
209270314 | Central HP <5.4 tons | ECO-AIR | HRCU-A-C (Split System: Heat Pump with Remote Outdoor Unit with No Indoor Fan --Air Source) | MOX430U-24HFN1-MR0 |  |  | MAC-24HWDN1-MN0 |  | 24000 | 15.7 | 9.8 | 25600 | 18500 | 72.27% | 2.2 | 10.3 | 10 |  |  |  | No | R-410A | 2 | Residential & Commercial | Ducted CEE Tier 1
215912429 | Central HP <5.4 tons | YORK | HRCU-A-CB (Split System: Heat Pump with Remote Outdoor Unit-Air-Source) | HH824E2S11 | ASPEN |  | C(A,C,D,E)24A3K+TDR | Y91E080B12SMPS1 | 21600 | 17 | 8.1 | 22600 | 18100 | 80.09% | 2 | 0 | 12 |  |  |  | No | R-454B | 1.8 | Residential & Commercial | Ducted CEE Tier 1
214091948 | Central HP <5.4 tons | YORK | HRCU-A-CB (Split System: Heat Pump with Remote Outdoor Unit-Air-Source) | HMH72B341 | ASPEN |  | D(A,C,E)48B34+TDR | TL8E100C20UH11 | 32600 | 17.5 | 8.5 | 34000 | 27400 | 80.59% | 2.68 | 0 | 10 |  |  |  | No | R-410A | 2.7167 | Residential & Commercial | Ducted CEE Tier 1
214092079 | Central HP <5.4 tons | YORK | HRCU-A-CB (Split System: Heat Pump with Remote Outdoor Unit-Air-Source) | HMH72B341 | ASPEN |  | D(A,C,E)48B34+TDR | TMLE060A12MP11 | 32800 | 18 | 8.1 | 33800 | 27400 | 81.07% | 2.63 | 0 | 10 |  |  |  | No | R-410A | 2.7333 | Residential & Commercial | Ducted CEE Tier 1
214092129 | Central HP <5.4 tons | YORK | HRCU-A-CB (Split System: Heat Pump with Remote Outdoor Unit-Air-Source) | HMH72B341 | ASPEN |  | D(A,C,E)42A44+TDR | TPLC080C16MP13 | 32400 | 17.5 | 8.5 | 33800 | 27400 | 81.07% | 2.66 | 0 | 10 |  |  |  | No | R-410A | 2.7 | Residential & Commercial | Ducted CEE Tier 1
214092196 | Central HP <5.4 tons | YORK | HRCU-A-CB (Split System: Heat Pump with Remote Outdoor Unit-Air-Source) | HMH72B341 | ASPEN |  | D(A,C,E)42A44+TDR | YP9C100C16MP13 | 32400 | 17.5 | 8.5 | 34000 | 27400 | 80.59% | 2.66 | 0 | 10 |  |  |  | No | R-410A | 2.7 | Residential & Commercial | Ducted CEE Tier 1
215912404 | Central HP <5.4 tons | YORK | HRCU-A-CB (Split System: Heat Pump with Remote Outdoor Unit-Air-Source) | HH824E2S11 | ASPEN |  | C(A,C,D,E)24A3K+TDR | TP9C080B12MP13 | 21600 | 17 | 8.1 | 22600 | 18300 | 80.97% | 2 | 0 | 12 |  |  |  | No | R-454B | 1.8 | Residential & Commercial | Ducted CEE Tier 1
215912436 | Central HP <5.4 tons | YORK | HRCU-A-CB (Split System: Heat Pump with Remote Outdoor Unit-Air-Source) | HH824E2S11 | ASPEN |  | D(A,C,E)36A3K+TDR | YPLC080B12MP13 | 22400 | 17 | 8.1 | 22600 | 17700 | 78.32% | 2 | 0 | 12 |  |  |  | No | R-454B | 1.8667 | Residential & Commercial | Ducted CEE Tier 1
215413729 | Central HP <5.4 tons | DAY & NIGHT | HRCU-A-CB (Split System: Heat Pump with Remote Outdoor Unit-Air-Source) | DLCURAH18ABK | ADP |  | SM3919 |  | 16800 | 17 | 8.75 | 17000 | 19400 | 114.1% | 2.34 | 0 | 11 |  |  |  | No | R-410A | 1.4 | Residential & Commercial | Ducted CEE Tier 1
214092130 | Central HP <5.4 tons | YORK | HRCU-A-CB (Split System: Heat Pump with Remote Outdoor Unit-Air-Source) | HMH72B341 | ASPEN |  | D(A,C,E)48B34+TDR | TPLC080C16MP13 | 32800 | 17.5 | 8.5 | 33800 | 27400 | 81.07% | 2.66 | 0 | 10 |  |  |  | No | R-410A | 2.7333 | Residential & Commercial | Ducted CEE Tier 1
214092214 | Central HP <5.4 tons | YORK | HRCU-A-CB (Split System: Heat Pump with Remote Outdoor Unit-Air-Source) | HMH72B341 | ASPEN |  | D(A,C,E)42A44+TDR | YPLC100C16MP13 | 32400 | 17.5 | 8.5 | 33800 | 27400 | 81.07% | 2.66 | 0 | 10 |  |  |  | No | R-410A | 2.7 | Residential & Commercial | Ducted CEE Tier 1
214092215 | Central HP <5.4 tons | YORK | HRCU-A-CB (Split System: Heat Pump with Remote Outdoor Unit-Air-Source) | HMH72B341 | ASPEN |  | D(A,C,E)48B34+TDR | YPLC100C16MP13 | 32800 | 17.5 | 8.5 | 33800 | 27400 | 81.07% | 2.66 | 0 | 10 |  |  |  | No | R-410A | 2.7333 | Residential & Commercial | Ducted CEE Tier 1
214091973 | Central HP <5.4 tons | YORK | HRCU-A-CB (Split System: Heat Pump with Remote Outdoor Unit-Air-Source) | HMH72B341 | ASPEN |  | D(A,C,E)36A34+TDR | TM8E100C16MP11 | 33000 | 18 | 8.1 | 32600 | 28800 | 88.34% | 2.65 | 0 | 10 |  |  |  | No | R-410A | 2.75 | Residential & Commercial | Ducted CEE Tier 1
213829741 | Central HP <5.4 tons | RUUD | HRCU-A-CB (Split System: Heat Pump with Remote Outdoor Unit-Air-Source) | UP18AZ48AJVC |  |  | RCFZ6021SEAAM | R801V0504A17UHU | 45000 | 19 | 8.5 | 44000 | 45500 | 103.4% | 1.9 | 0 | 12 |  |  |  | No | R-410A | 3.75 | Residential & Commercial | Ducted CEE Tier 1
210692700 | Central HP <5.4 tons | GOODMAN | HRCU-A-CB (Split System: Heat Pump with Remote Outdoor Unit-Air-Source) | GSZV903610A* |  |  | CA*F3137*6A*+MBVC1201**-1A*+TXV |  | 34000 | 18.5 | 8.2 | 34000 | 24400 | 71.76% | 1.8 | 0 | 12 |  |  |  | No | R-410A | 2.8333 | Residential & Commercial | Ducted CEE Tier 1
215865066 | Central HP <5.4 tons | AMERICAN STANDARD | HRCU-A-CB (Split System: Heat Pump with Remote Outdoor Unit-Air-Source) | 5A6V8X48A1 |  |  | 5PX*C007AS3+P0V0C000M50SD+LRP |  | 45500 | 18.1 | 8.5 | 45500 | 35000 | 76.92% | 2.2 | 0 | 10.5 |  |  |  | No | R-454B | 3.7917 | Residential & Commercial | Ducted CEE Tier 1
215865096 | Central HP <5.4 tons | AMERICAN STANDARD | HRCU-A-CB (Split System: Heat Pump with Remote Outdoor Unit-Air-Source) | 5A6V8X48A1 |  |  | 5PX*D010AS3+P0V0D000M50SD+LRP |  | 46500 | 18.1 | 8.5 | 45000 | 34200 | 76% | 2.2 | 0 | 11 |  |  |  | No | R-454B | 3.875 | Residential & Commercial | Ducted CEE Tier 1
215865114 | Central HP <5.4 tons | AMERICAN STANDARD | HRCU-A-CB (Split System: Heat Pump with Remote Outdoor Unit-Air-Source) | 5A6V8X48A1 |  |  | 5TXCD010AS3+P0V0D000M50SD+LRP |  | 47000 | 18.1 | 8.5 | 45000 | 34200 | 76% | 2.2 | 0 | 11 |  |  |  | No | R-454B | 3.9167 | Residential & Commercial | Ducted CEE Tier 1
214091956 | Central HP <5.4 tons | YORK | HRCU-A-CB (Split System: Heat Pump with Remote Outdoor Unit-Air-Source) | HMH72B341 | ASPEN |  | D(A,C,E)42A44+TDR | TL9E100C20UH11 | 33400 | 17 | 8.3 | 33400 | 29400 | 88.02% | 2.78 | 0 | 10 |  |  |  | No | R-410A | 2.7833 | Residential & Commercial | Ducted CEE Tier 1
214092005 | Central HP <5.4 tons | YORK | HRCU-A-CB (Split System: Heat Pump with Remote Outdoor Unit-Air-Source) | HMH72B341 | ASPEN |  | D(A,C,E)48B34+TDR | TM8Y080C16MP11 | 32600 | 18.5 | 8.5 | 34000 | 27400 | 80.59% | 2.66 | 0 | 10 |  |  |  | No | R-410A | 2.7167 | Residential & Commercial | Ducted CEE Tier 1
215464924 | Central HP <5.4 tons | ARMSTRONG AIR | HRCU-A-CB (Split System: Heat Pump with Remote Outdoor Unit-Air-Source) | 4SHP18LX136P | ADP |  | H,A,DP15(1,2)36+TXV | A96DS2V070B16 | 23600 | 18 | 8.5 | 22400 | 16200 | 72.32% | 2.16 | 0 | 12 |  |  |  | No | R-410A | 1.9667 | Residential & Commercial | Ducted CEE Tier 1
215464991 | Central HP <5.4 tons | ARMSTRONG AIR | HRCU-A-CB (Split System: Heat Pump with Remote Outdoor Unit-Air-Source) | 4SHP18LX136P | ADP |  | H,A,DP15(1,2)36+TXV | A97DS2V045B12 | 23400 | 19 | 8.5 | 22400 | 16100 | 71.88% | 2.18 | 0 | 12 |  |  |  | No | R-410A | 1.95 | Residential & Commercial | Ducted CEE Tier 1
214092694 | Central HP <5.4 tons | YORK | HRCU-A-CB (Split System: Heat Pump with Remote Outdoor Unit-Air-Source) | HMH72B341 | ASPEN |  | D(A,C,E)42A46+TDR | TL8E080C16UH11 | 32400 | 17.5 | 8.1 | 34000 | 27800 | 81.76% | 2.68 | 0 | 10 |  |  |  | No | R-410A | 2.7 | Residential & Commercial | Ducted CEE Tier 1
213296213 | Central HP <5.4 tons | YORK | HRCU-A-CB (Split System: Heat Pump with Remote Outdoor Unit-Air-Source) | HMH72B341 | ASPEN |  | C(A,C,D,E)36A44+TDR | TM8E120C16MP11 | 33200 | 18 | 8.2 | 33800 | 28600 | 84.62% | 2.7 | 0 | 10 |  |  |  | No | R-410A | 2.7667 | Residential & Commercial | Ducted CEE Tier 1
213286685 | Central HP <5.4 tons | DAY & NIGHT | HRCU-A-CB (Split System: Heat Pump with Remote Outdoor Unit-Air-Source) | DLCURAH18ABK | ADP |  | CE2301C+TXV |  | 17400 | 17 | 8.6 | 17000 | 19300 | 113.5% | 2.3 | 0 | 10.5 |  |  |  | No | R-410A | 1.45 | Residential & Commercial | Ducted CEE Tier 1
214092731 | Central HP <5.4 tons | YORK | HRCU-A-CB (Split System: Heat Pump with Remote Outdoor Unit-Air-Source) | HMH72B341 | ASPEN |  | D(A,C,E)48B36+TDR | TM8Y060A12MP11 | 32800 | 18 | 8.1 | 33400 | 27400 | 82.04% | 2.63 | 0 | 10 |  |  |  | No | R-410A | 2.7333 | Residential & Commercial | Ducted CEE Tier 1
214092750 | Central HP <5.4 tons | YORK | HRCU-A-CB (Split System: Heat Pump with Remote Outdoor Unit-Air-Source) | HMH72B341 | ASPEN |  | D(A,C,E)42A46+TDR | TM9E080C16MP12 | 33000 | 18 | 8.1 | 33000 | 29200 | 88.48% | 2.71 | 0 | 10 |  |  |  | No | R-410A | 2.75 | Residential & Commercial | Ducted CEE Tier 1
214092722 | Central HP <5.4 tons | YORK | HRCU-A-CB (Split System: Heat Pump with Remote Outdoor Unit-Air-Source) | HMH72B341 | ASPEN |  | D(A,C,E)42A46+TDR | TM8V080C16MP12 | 32400 | 17.5 | 8.5 | 33800 | 27400 | 81.07% | 2.66 | 0 | 10 |  |  |  | No | R-410A | 2.7 | Residential & Commercial | Ducted CEE Tier 1
214092723 | Central HP <5.4 tons | YORK | HRCU-A-CB (Split System: Heat Pump with Remote Outdoor Unit-Air-Source) | HMH72B341 | ASPEN |  | D(A,C,E)48B36+TDR | TM8V080C16MP12 | 32600 | 17.5 | 8.5 | 33800 | 27400 | 81.07% | 2.66 | 0 | 10 |  |  |  | No | R-410A | 2.7167 | Residential & Commercial | Ducted CEE Tier 1
214573930 | Central HP <5.4 tons | HEIL | HRCU-A-CB (Split System: Heat Pump with Remote Outdoor Unit-Air-Source) | HVH837GKA2* |  |  | EA*4X48L21A*+WALLCON | *95CSU1002122B* | 32400 | 17.5 | 8.5 | 32400 | 24800 | 76.54% | 2 | 0 | 11.5 |  |  |  | No | R-410A | 2.7 | Residential & Commercial | Ducted CEE Tier 1
214573830 | Central HP <5.4 tons | HEIL | HRCU-A-CB (Split System: Heat Pump with Remote Outdoor Unit-Air-Source) | HVH837GKA2* |  |  | EA*4X42L24A*+WALLCON | *97CMN0802120B* | 31800 | 17 | 8.5 | 32800 | 24400 | 74.39% | 1.9 | 0 | 11 |  |  |  | No | R-410A | 2.65 | Residential & Commercial | Ducted CEE Tier 1
214573980 | Central HP <5.4 tons | HEIL | HRCU-A-CB (Split System: Heat Pump with Remote Outdoor Unit-Air-Source) | HVH837GKA2* |  |  | EA*4X48L24A*+WALLCON | *95CSU0802120B* | 32200 | 17.5 | 8.5 | 32400 | 25000 | 77.16% | 1.98 | 0 | 11 |  |  |  | No | R-410A | 2.6833 | Residential & Commercial | Ducted CEE Tier 1
215031218 | Central HP <5.4 tons | DAIKIN | HRCU-A-CB (Split System: Heat Pump with Remote Outdoor Unit-Air-Source) | DZ9VCA3610A* | ASPEN |  | CH48B34+TDR | D*80VC1005C*A* | 31600 | 19 | 8.1 | 34000 | 24400 | 71.76% | 1.8 | 0 | 11.9 |  |  |  | No | R-410A | 2.6333 | Residential & Commercial | Ducted CEE Tier 1
212984642 | Central HP <5.4 tons | COMFORTMAKER | HRCU-A-CB (Split System: Heat Pump with Remote Outdoor Unit-Air-Source) | DLCURAH24ABK |  |  | EA*4X37L21A* | *92MSN0801716A* | 24200 | 17.5 | 8.5 | 25000 | 21400 | 85.6% | 1.8 | 0 | 10.5 |  |  |  | No | R-410A | 2.0167 | Residential & Commercial | Ducted CEE Tier 1
214573970 | Central HP <5.4 tons | HEIL | HRCU-A-CB (Split System: Heat Pump with Remote Outdoor Unit-Air-Source) | HVH837GKA2* |  |  | EA*4X48L24A*+WALLCON | *80CTL0702120B* | 32400 | 17.5 | 8.5 | 32400 | 25000 | 77.16% | 1.98 | 0 | 11 |  |  |  | No | R-410A | 2.7 | Residential & Commercial | Ducted CEE Tier 1
211245350 | Central HP <5.4 tons | DAY & NIGHT | HRCU-A-CB (Split System: Heat Pump with Remote Outdoor Unit-Air-Source) | DLCURAH24ABK |  |  | EN(A,D)4X36L21** | *96VSN0801716A* | 24200 | 16.5 | 8.1 | 26200 | 23000 | 87.79% | 1.9 | 0 | 10.5 |  |  |  | No | R-410A | 2.0167 | Residential & Commercial | Ducted CEE Tier 1
214092087 | Central HP <5.4 tons | YORK | HRCU-A-CB (Split System: Heat Pump with Remote Outdoor Unit-Air-Source) | HMH72B341 | ASPEN |  | D(A,C,E)42A44+TDR | TMLE100B12MP11 | 32600 | 18 | 8.1 | 33800 | 27400 | 81.07% | 2.63 | 0 | 10 |  |  |  | No | R-410A | 2.7167 | Residential & Commercial | Ducted CEE Tier 1
214092088 | Central HP <5.4 tons | YORK | HRCU-A-CB (Split System: Heat Pump with Remote Outdoor Unit-Air-Source) | HMH72B341 | ASPEN |  | D(A,C,E)48B34+TDR | TMLE100B12MP11 | 32800 | 18 | 8.1 | 33800 | 27400 | 81.07% | 2.63 | 0 | 10 |  |  |  | No | R-410A | 2.7333 | Residential & Commercial | Ducted CEE Tier 1
214092089 | Central HP <5.4 tons | YORK | HRCU-A-CB (Split System: Heat Pump with Remote Outdoor Unit-Air-Source) | HMH72B341 | ASPEN |  | D(A,C,E)36A34+TDR | TMLE100C16MP11 | 33000 | 18 | 8.1 | 32600 | 28800 | 88.34% | 2.65 | 0 | 10 |  |  |  | No | R-410A | 2.75 | Residential & Commercial | Ducted CEE Tier 1
214092702 | Central HP <5.4 tons | YORK | HRCU-A-CB (Split System: Heat Pump with Remote Outdoor Unit-Air-Source) | HMH72B341 | ASPEN |  | D(A,C,E)42A46+TDR | TL9E100C20UH11 | 33400 | 17 | 8.3 | 33400 | 29400 | 88.02% | 2.78 | 0 | 10 |  |  |  | No | R-410A | 2.7833 | Residential & Commercial | Ducted CEE Tier 1
213255487 | Central HP <5.4 tons | KERR | HRCU-A-C (Split System: Heat Pump with Remote Outdoor Unit with No Indoor Fan --Air Source) | A-KCD30SA-1 | ADP |  | *E31930+TD |  | 28600 | 15.2 | 9.05 | 31000 | 26600 | 85.81% | 1.76 | 0 | 10 |  |  |  | No | R-410A | 2.3833 | Residential & Commercial | Ducted CEE Tier 1
216056870 | Central HP <5.4 tons | YORK | HRCU-A-CB (Split System: Heat Pump with Remote Outdoor Unit-Air-Source) | HH860E2S11 | ASPEN |  | C(A,C,D,E)60A3K+TDR | TPLC100C16MP13 | 40500 | 16.5 | 8.1 | 43500 | 33400 | 76.78% | 2 | 0 | 11.5 |  |  |  | No | R-454B | 3.375 | Residential & Commercial | Ducted CEE Tier 1
216056879 | Central HP <5.4 tons | YORK | HRCU-A-CB (Split System: Heat Pump with Remote Outdoor Unit-Air-Source) | HH860E2S11 | ASPEN |  | D(A,C,E)60A3K+TDR | Y91E080C16SMPS1 | 41500 | 17.5 | 8.1 | 46500 | 33800 | 72.69% | 2 | 0 | 11.5 |  |  |  | No | R-454B | 3.4583 | Residential & Commercial | Ducted CEE Tier 1
214263947 | Central HP <5.4 tons | ARMSTRONG AIR | HRCU-A-CB (Split System: Heat Pump with Remote Outdoor Unit-Air-Source) | 4SHP18LX136P | ADP |  | H,A,DG9J(1,2)36+TXV | A96DF1E045B12 | 24000 | 18 | 8.5 | 22400 | 16200 | 72.32% | 2.16 | 0 | 12 |  |  |  | No | R-410A | 2 | Residential & Commercial | Ducted CEE Tier 1
214573510 | Central HP <5.4 tons | HEIL | HRCU-A-CB (Split System: Heat Pump with Remote Outdoor Unit-Air-Source) | HVH837GKA** |  |  | EN(A,D)4X48L24**+WALLCON | *95CSU1002122B* | 32400 | 17.5 | 8.5 | 32600 | 24800 | 76.07% | 1.98 | 0 | 11.5 |  |  |  | No | R-410A | 2.7 | Residential & Commercial | Ducted CEE Tier 1
212986312 | Central HP <5.4 tons | COMFORTMAKER | HRCU-A-CB (Split System: Heat Pump with Remote Outdoor Unit-Air-Source) | DLCURAH18ABK |  |  | EA*4X30L14A* | *96MSN0401410A* | 17600 | 16 | 8.5 | 18300 | 18900 | 103.3% | 2.26 | 0 | 10.5 |  |  |  | No | R-410A | 1.4667 | Residential & Commercial | Ducted CEE Tier 1
214573420 | Central HP <5.4 tons | HEIL | HRCU-A-CB (Split System: Heat Pump with Remote Outdoor Unit-Air-Source) | HVH837GKA** |  |  | EN(A,D,W)4X42L21**+WALLCON | *96CTN0802120B* | 31800 | 17 | 8.1 | 33000 | 24400 | 73.94% | 1.9 | 0 | 11.5 |  |  |  | No | R-410A | 2.65 | Residential & Commercial | Ducted CEE Tier 1
214571180 | Central HP <5.4 tons | HEIL | HRCU-A-CB (Split System: Heat Pump with Remote Outdoor Unit-Air-Source) | HVH825GKA3* |  |  | EN(A,D,W)4X42L21**+WALLCON | *97CMN0602120B* | 23600 | 16 | 8.1 | 21600 | 16700 | 77.31% | 1.94 | 0 | 11 |  |  |  | No | R-410A | 1.9667 | Residential & Commercial | Ducted CEE Tier 1
214572770 | Central HP <5.4 tons | HEIL | HRCU-A-CB (Split System: Heat Pump with Remote Outdoor Unit-Air-Source) | HVH837GKA** |  |  | EA*4X48L21A*+WALLCON | *80CTL0702120B* | 32200 | 17.5 | 8.5 | 32400 | 25000 | 77.16% | 1.98 | 0 | 11 |  |  |  | No | R-410A | 2.6833 | Residential & Commercial | Ducted CEE Tier 1
214572820 | Central HP <5.4 tons | HEIL | HRCU-A-CB (Split System: Heat Pump with Remote Outdoor Unit-Air-Source) | HVH837GKA** |  |  | EA*4X48L21A*+WALLCON | *96CTN0802120B* | 32400 | 17.5 | 8.5 | 32400 | 24800 | 76.54% | 2 | 0 | 11.5 |  |  |  | No | R-410A | 2.7 | Residential & Commercial | Ducted CEE Tier 1
214092790 | Central HP <5.4 tons | YORK | HRCU-A-CB (Split System: Heat Pump with Remote Outdoor Unit-Air-Source) | HMH72B341 | ASPEN |  | D(A,C,E)42A46+TDR | TMLE100B12MP11 | 32600 | 18 | 8.1 | 33800 | 27400 | 81.07% | 2.63 | 0 | 10 |  |  |  | No | R-410A | 2.7167 | Residential & Commercial | Ducted CEE Tier 1
214092696 | Central HP <5.4 tons | YORK | HRCU-A-CB (Split System: Heat Pump with Remote Outdoor Unit-Air-Source) | HMH72B341 | ASPEN |  | D(A,C,E)42A46+TDR | TL8E100C20UH11 | 32400 | 17.5 | 8.5 | 34000 | 27400 | 80.59% | 2.68 | 0 | 10 |  |  |  | No | R-410A | 2.7 | Residential & Commercial | Ducted CEE Tier 1
214092712 | Central HP <5.4 tons | YORK | HRCU-A-CB (Split System: Heat Pump with Remote Outdoor Unit-Air-Source) | HMH72B341 | ASPEN |  | D(A,C,E)42A46+TDR | TM8E100B12MP11 | 32600 | 18 | 8.1 | 33800 | 27400 | 81.07% | 2.63 | 0 | 10 |  |  |  | No | R-410A | 2.7167 | Residential & Commercial | Ducted CEE Tier 1
214092735 | Central HP <5.4 tons | YORK | HRCU-A-CB (Split System: Heat Pump with Remote Outdoor Unit-Air-Source) | HMH72B341 | ASPEN |  | D(A,C,E)48B36+TDR | TM8Y080C16MP11 | 32600 | 18.5 | 8.5 | 34000 | 27400 | 80.59% | 2.66 | 0 | 10 |  |  |  | No | R-410A | 2.7167 | Residential & Commercial | Ducted CEE Tier 1
214092788 | Central HP <5.4 tons | YORK | HRCU-A-CB (Split System: Heat Pump with Remote Outdoor Unit-Air-Source) | HMH72B341 | ASPEN |  | D(A,C,E)42A46+TDR | TMLE080C16MP11 | 33000 | 18 | 8.3 | 33000 | 29000 | 87.88% | 2.72 | 0 | 10 |  |  |  | No | R-410A | 2.75 | Residential & Commercial | Ducted CEE Tier 1
214092820 | Central HP <5.4 tons | YORK | HRCU-A-CB (Split System: Heat Pump with Remote Outdoor Unit-Air-Source) | HMH72B341 | ASPEN |  | D(A,C,E)42A46+TDR | TPLC100C16MP13 | 32400 | 17.5 | 8.5 | 33800 | 27400 | 81.07% | 2.66 | 0 | 10 |  |  |  | No | R-410A | 2.7 | Residential & Commercial | Ducted CEE Tier 1
214092827 | Central HP <5.4 tons | YORK | HRCU-A-CB (Split System: Heat Pump with Remote Outdoor Unit-Air-Source) | HMH72B341 | ASPEN |  | D(A,C,E)42A46+TDR | Y81E040A12LMPS1 | 33200 | 18 | 8.3 | 32800 | 30000 | 91.46% | 2.76 | 0 | 10 |  |  |  | No | R-410A | 2.7667 | Residential & Commercial | Ducted CEE Tier 1
214092829 | Central HP <5.4 tons | YORK | HRCU-A-CB (Split System: Heat Pump with Remote Outdoor Unit-Air-Source) | HMH72B341 | ASPEN |  | D(A,C,E)36A36+TDR | Y81E040A12SMPS1 | 33200 | 18 | 8.1 | 32600 | 29800 | 91.41% | 2.71 | 0 | 10 |  |  |  | No | R-410A | 2.7667 | Residential & Commercial | Ducted CEE Tier 1
213286684 | Central HP <5.4 tons | DAY & NIGHT | HRCU-A-CB (Split System: Heat Pump with Remote Outdoor Unit-Air-Source) | DLCURAH18ABK | ADP |  | CE1801A+TXV |  | 17400 | 17 | 8.6 | 17000 | 19300 | 113.5% | 2.3 | 0 | 10.5 |  |  |  | No | R-410A | 1.45 | Residential & Commercial | Ducted CEE Tier 1
214092913 | Central HP <5.4 tons | YORK | HRCU-A-CB (Split System: Heat Pump with Remote Outdoor Unit-Air-Source) | HMH72B341 | ASPEN |  | D(A,C,E)42A46+TDR | YPLC100C16MP13 | 32400 | 17.5 | 8.5 | 33800 | 27400 | 81.07% | 2.66 | 0 | 10 |  |  |  | No | R-410A | 2.7 | Residential & Commercial | Ducted CEE Tier 1
211871783 | Central HP <5.4 tons | CARRIER | HRCU-A-CB (Split System: Heat Pump with Remote Outdoor Unit-Air-Source) | 38MURAQ24AB3* | ADP |  | H,PE31(1,2)24+TXV | 59SC2D060E17**14 | 23800 | 16 | 8.5 | 25200 | 23800 | 94.44% | 1.96 | 0 | 10 |  |  |  | No | R-410A | 1.9833 | Residential & Commercial | Ducted CEE Tier 1
213885803 | Central HP <5.4 tons | HEIL | HRCU-A-CB (Split System: Heat Pump with Remote Outdoor Unit-Air-Source) | HVH825GKA3* | ASPEN |  | AE(D,N,U)+CM36B34+TDR |  | 22200 | 17.3 | 8.4 | 20600 | 25000 | 121.4% | 2.8 | 0 | 11.4 |  |  |  | No | R-410A | 1.85 | Residential & Commercial | Ducted CEE Tier 1
214572850 | Central HP <5.4 tons | HEIL | HRCU-A-CB (Split System: Heat Pump with Remote Outdoor Unit-Air-Source) | HVH837GKA** |  |  | EA*4X48L24A*+WALLCON | *95CSU1002122B* | 32400 | 17.5 | 8.5 | 32200 | 24800 | 77.02% | 2 | 0 | 11.5 |  |  |  | No | R-410A | 2.7 | Residential & Commercial | Ducted CEE Tier 1
214572900 | Central HP <5.4 tons | HEIL | HRCU-A-CB (Split System: Heat Pump with Remote Outdoor Unit-Air-Source) | HVH837GKA** |  |  | EA*4X60L24A*+WALLCON | *95CSU0802120B* | 32800 | 17.5 | 8.5 | 31600 | 24800 | 78.48% | 1.98 | 0 | 11.5 |  |  |  | No | R-410A | 2.7333 | Residential & Commercial | Ducted CEE Tier 1
214628340 | Central HP <5.4 tons | CARRIER | HRCU-A-CB (Split System: Heat Pump with Remote Outdoor Unit-Air-Source) | 38MURAQ24AB3* | ADP |  | C36A***L129 | 59SC6A040M14**10 | 23000 | 16 | 8.5 | 25400 | 24800 | 97.64% | 2.1 | 0 | 10 |  |  |  | No | R-410A | 1.9167 | Residential & Commercial | Ducted CEE Tier 1
214092846 | Central HP <5.4 tons | YORK | HRCU-A-CB (Split System: Heat Pump with Remote Outdoor Unit-Air-Source) | HMH72B341 | ASPEN |  | D(A,C,E)48B36+TDR | Y81E080C20LMPS1 | 32600 | 18 | 8.5 | 33400 | 28400 | 85.03% | 2.71 | 0 | 10 |  |  |  | No | R-410A | 2.7167 | Residential & Commercial | Ducted CEE Tier 1
214092140 | Central HP <5.4 tons | YORK | HRCU-A-CB (Split System: Heat Pump with Remote Outdoor Unit-Air-Source) | HMH72B341 | ASPEN |  | D(A,C,E)42A44+TDR | Y81E040A12LMPS1 | 33200 | 18 | 8.3 | 32800 | 30000 | 91.46% | 2.76 | 0 | 10 |  |  |  | No | R-410A | 2.7667 | Residential & Commercial | Ducted CEE Tier 1
214092809 | Central HP <5.4 tons | YORK | HRCU-A-CB (Split System: Heat Pump with Remote Outdoor Unit-Air-Source) | HMH72B341 | ASPEN |  | D(A,C,E)48B36+TDR | TP9C100C16MP13 | 32600 | 17.5 | 8.5 | 34000 | 27400 | 80.59% | 2.66 | 0 | 10 |  |  |  | No | R-410A | 2.7167 | Residential & Commercial | Ducted CEE Tier 1
214091976 | Central HP <5.4 tons | YORK | HRCU-A-CB (Split System: Heat Pump with Remote Outdoor Unit-Air-Source) | HMH72B341 | ASPEN |  | D(A,C,E)36A34+TDR | TM8E120C16MP11 | 33200 | 18 | 8.1 | 33000 | 29000 | 87.88% | 2.68 | 0 | 10 |  |  |  | No | R-410A | 2.7667 | Residential & Commercial | Ducted CEE Tier 1
214092092 | Central HP <5.4 tons | YORK | HRCU-A-CB (Split System: Heat Pump with Remote Outdoor Unit-Air-Source) | HMH72B341 | ASPEN |  | D(A,C,E)36A34+TDR | TMLE120C16MP11 | 33200 | 18 | 8.1 | 33000 | 29000 | 87.88% | 2.68 | 0 | 10 |  |  |  | No | R-410A | 2.7667 | Residential & Commercial | Ducted CEE Tier 1
214092094 | Central HP <5.4 tons | YORK | HRCU-A-CB (Split System: Heat Pump with Remote Outdoor Unit-Air-Source) | HMH72B341 | ASPEN |  | D(A,C,E)48B34+TDR | TMLE120C16MP11 | 33200 | 18 | 8.2 | 33000 | 29000 | 87.88% | 2.72 | 0 | 10 |  |  |  | No | R-410A | 2.7667 | Residential & Commercial | Ducted CEE Tier 1
214092795 | Central HP <5.4 tons | YORK | HRCU-A-CB (Split System: Heat Pump with Remote Outdoor Unit-Air-Source) | HMH72B341 | ASPEN |  | D(A,C,E)48B36+TDR | TMLE120C16MP11 | 33200 | 18 | 8.2 | 33000 | 29000 | 87.88% | 2.72 | 0 | 10 |  |  |  | No | R-410A | 2.7667 | Residential & Commercial | Ducted CEE Tier 1
214092753 | Central HP <5.4 tons | YORK | HRCU-A-CB (Split System: Heat Pump with Remote Outdoor Unit-Air-Source) | HMH72B341 | ASPEN |  | D(A,C,E)48B36+TDR | TM9E100C16MP12 | 32800 | 18 | 8.1 | 33600 | 27200 | 80.95% | 2.65 | 0 | 10 |  |  |  | No | R-410A | 2.7333 | Residential & Commercial | Ducted CEE Tier 1
214092785 | Central HP <5.4 tons | YORK | HRCU-A-CB (Split System: Heat Pump with Remote Outdoor Unit-Air-Source) | HMH72B341 | ASPEN |  | D(A,C,E)48B36+TDR | TMLE060A12MP11 | 32800 | 18 | 8.1 | 33800 | 27400 | 81.07% | 2.63 | 0 | 10 |  |  |  | No | R-410A | 2.7333 | Residential & Commercial | Ducted CEE Tier 1
213286687 | Central HP <5.4 tons | DAY & NIGHT | HRCU-A-CB (Split System: Heat Pump with Remote Outdoor Unit-Air-Source) | DLCURAH18ABK | ADP |  | CE2403A+TXV |  | 17700 | 17 | 8.7 | 17000 | 19400 | 114.1% | 2.32 | 0 | 11 |  |  |  | No | R-410A | 1.475 | Residential & Commercial | Ducted CEE Tier 1
214091975 | Central HP <5.4 tons | YORK | HRCU-A-CB (Split System: Heat Pump with Remote Outdoor Unit-Air-Source) | HMH72B341 | ASPEN |  | D(A,C,E)48B34+TDR | TM8E100C16MP11 | 33000 | 18 | 8.2 | 32800 | 28600 | 87.2% | 2.68 | 0 | 10 |  |  |  | No | R-410A | 2.75 | Residential & Commercial | Ducted CEE Tier 1
214091977 | Central HP <5.4 tons | YORK | HRCU-A-CB (Split System: Heat Pump with Remote Outdoor Unit-Air-Source) | HMH72B341 | ASPEN |  | D(A,C,E)42A44+TDR | TM8E120C16MP11 | 33200 | 18 | 8.3 | 33000 | 29200 | 88.48% | 2.73 | 0 | 10 |  |  |  | No | R-410A | 2.7667 | Residential & Commercial | Ducted CEE Tier 1
214092091 | Central HP <5.4 tons | YORK | HRCU-A-CB (Split System: Heat Pump with Remote Outdoor Unit-Air-Source) | HMH72B341 | ASPEN |  | D(A,C,E)48B34+TDR | TMLE100C16MP11 | 33000 | 18 | 8.2 | 32800 | 28600 | 87.2% | 2.68 | 0 | 10 |  |  |  | No | R-410A | 2.75 | Residential & Commercial | Ducted CEE Tier 1
210692745 | Central HP <5.4 tons | GOODMAN | HRCU-A-CB (Split System: Heat Pump with Remote Outdoor Unit-Air-Source) | GSZV903610A* |  |  | CHPF3642C6C*+TXV | G*VM970803BNB* | 33400 | 18 | 8.2 | 34000 | 24400 | 71.76% | 1.8 | 0 | 11 |  |  |  | No | R-410A | 2.7833 | Residential & Commercial | Ducted CEE Tier 1
210692779 | Central HP <5.4 tons | GOODMAN | HRCU-A-CB (Split System: Heat Pump with Remote Outdoor Unit-Air-Source) | GSZV903610A* |  |  | CSCF3642N6D*+TXV | G*VC960804CNB* | 33800 | 18.5 | 8.2 | 34000 | 24400 | 71.76% | 1.8 | 0 | 11.5 |  |  |  | No | R-410A | 2.8167 | Residential & Commercial | Ducted CEE Tier 1
210692786 | Central HP <5.4 tons | GOODMAN | HRCU-A-CB (Split System: Heat Pump with Remote Outdoor Unit-Air-Source) | GSZV903610A* |  |  | CSCF3642N6D*+TXV | G*VM971005CNB* | 33800 | 18.5 | 8.2 | 34000 | 24400 | 71.76% | 1.8 | 0 | 11.5 |  |  |  | No | R-410A | 2.8167 | Residential & Commercial | Ducted CEE Tier 1
214092142 | Central HP <5.4 tons | YORK | HRCU-A-CB (Split System: Heat Pump with Remote Outdoor Unit-Air-Source) | HMH72B341 | ASPEN |  | D(A,C,E)42A44+TDR | Y81E040A12SMPS1 | 33200 | 18 | 8.3 | 32800 | 30000 | 91.46% | 2.76 | 0 | 10 |  |  |  | No | R-410A | 2.7667 | Residential & Commercial | Ducted CEE Tier 1
211226884 | Central HP <5.4 tons | DAY & NIGHT | HRCU-A-CB (Split System: Heat Pump with Remote Outdoor Unit-Air-Source) | DLCURAH36ABK |  |  | EA*4X37L21A* | *80VSL0702120A* | 36200 | 16 | 8.5 | 38500 | 34800 | 90.39% | 2.06 | 0 | 10 |  |  |  | No | R-410A | 3.0167 | Residential & Commercial | Ducted CEE Tier 1
212383320 | Central HP <5.4 tons | DAY & NIGHT | HRCU-A-CB (Split System: Heat Pump with Remote Outdoor Unit-Air-Source) | DLCURAH36ABK |  |  | EA*4X36L21A* | *80ES(N,L)0902120A* | 35600 | 16 | 8.1 | 39500 | 35200 | 89.11% | 1.84 | 0 | 10 |  |  |  | No | R-410A | 2.9667 | Residential & Commercial | Ducted CEE Tier 1
214092763 | Central HP <5.4 tons | YORK | HRCU-A-CB (Split System: Heat Pump with Remote Outdoor Unit-Air-Source) | HMH72B341 | ASPEN |  | D(A,C,E)48B36+TDR | TM9V080C16MP12 | 32800 | 17.5 | 8.1 | 33800 | 27400 | 81.07% | 2.65 | 0 | 10 |  |  |  | No | R-410A | 2.7333 | Residential & Commercial | Ducted CEE Tier 1
214092845 | Central HP <5.4 tons | YORK | HRCU-A-CB (Split System: Heat Pump with Remote Outdoor Unit-Air-Source) | HMH72B341 | ASPEN |  | D(A,C,E)42A46+TDR | Y81E080C20LMPS1 | 32400 | 18 | 8.5 | 33400 | 28400 | 85.03% | 2.71 | 0 | 10 |  |  |  | No | R-410A | 2.7 | Residential & Commercial | Ducted CEE Tier 1
214092703 | Central HP <5.4 tons | YORK | HRCU-A-CB (Split System: Heat Pump with Remote Outdoor Unit-Air-Source) | HMH72B341 | ASPEN |  | D(A,C,E)48B36+TDR | TL9E100C20UH11 | 33400 | 17 | 8.2 | 33400 | 29000 | 86.83% | 2.72 | 0 | 10 |  |  |  | No | R-410A | 2.7833 | Residential & Commercial | Ducted CEE Tier 1
213885822 | Central HP <5.4 tons | HEIL | HRCU-A-CB (Split System: Heat Pump with Remote Outdoor Unit-Air-Source) | HVH848GKA2* | ASPEN |  | AE(D,N,U)+CM60A34+TDR |  | 43000 | 18 | 8.3 | 46000 | 39000 | 84.78% | 2.75 | 0 | 10.4 |  |  |  | No | R-410A | 3.5833 | Residential & Commercial | Ducted CEE Tier 1
213885823 | Central HP <5.4 tons | HEIL | HRCU-A-CB (Split System: Heat Pump with Remote Outdoor Unit-Air-Source) | HVH848GKA2* | ASPEN |  | AE(D,N,U)+CM60B34+TDR |  | 43500 | 18 | 8.4 | 46000 | 39500 | 85.87% | 2.79 | 0 | 10.4 |  |  |  | No | R-410A | 3.625 | Residential & Commercial | Ducted CEE Tier 1
214091972 | Central HP <5.4 tons | YORK | HRCU-A-CB (Split System: Heat Pump with Remote Outdoor Unit-Air-Source) | HMH72B341 | ASPEN |  | D(A,C,E)48B34+TDR | TM8E100B12MP11 | 32800 | 18 | 8.1 | 33800 | 27400 | 81.07% | 2.63 | 0 | 10 |  |  |  | No | R-410A | 2.7333 | Residential & Commercial | Ducted CEE Tier 1
214092707 | Central HP <5.4 tons | YORK | HRCU-A-CB (Split System: Heat Pump with Remote Outdoor Unit-Air-Source) | HMH72B341 | ASPEN |  | D(A,C,E)48B36+TDR | TM8E060A12MP11 | 32800 | 18 | 8.1 | 33800 | 27400 | 81.07% | 2.63 | 0 | 10 |  |  |  | No | R-410A | 2.7333 | Residential & Commercial | Ducted CEE Tier 1
213500970 | Central HP <5.4 tons | YORK | HRCU-A-CB (Split System: Heat Pump with Remote Outdoor Unit-Air-Source) | YH2F48TB21 | ASPEN |  | D(A,C,E)60B44+TDR | TM9E100C16MP12 | 43000 | 16.1 | 8.3 | 44500 | 31200 | 70.11% | 3.14 | 0 | 11 |  |  |  | No | R-410A | 3.5833 | Residential & Commercial | Ducted CEE Tier 1
211245727 | Central HP <5.4 tons | DAY & NIGHT | HRCU-A-CB (Split System: Heat Pump with Remote Outdoor Unit-Air-Source) | DLCURAH24ABK |  |  | EN(A,D)4X36L21** | *92ESN0401712A* | 23600 | 15.5 | 8.1 | 26200 | 23400 | 89.31% | 1.92 | 0 | 10 |  |  |  | No | R-410A | 1.9667 | Residential & Commercial | Ducted CEE Tier 1
211245759 | Central HP <5.4 tons | DAY & NIGHT | HRCU-A-CB (Split System: Heat Pump with Remote Outdoor Unit-Air-Source) | DLCURAH24ABK |  |  | EN(A,D)4X36L21** | OMV098J12* | 23600 | 16.5 | 8.1 | 26000 | 23600 | 90.77% | 1.96 | 0 | 10 |  |  |  | No | R-410A | 1.9667 | Residential & Commercial | Ducted CEE Tier 1
213076121 | Central HP <5.4 tons | HEIL | HRCU-A-CB (Split System: Heat Pump with Remote Outdoor Unit-Air-Source) | DLCURAH24ABK |  |  | EN(A,D)4X36L21** | *95MSU1002120A* | 23800 | 17 | 8.5 | 26400 | 24000 | 90.91% | 2 | 0 | 10.5 |  |  |  | No | R-410A | 1.9833 | Residential & Commercial | Ducted CEE Tier 1
214573710 | Central HP <5.4 tons | HEIL | HRCU-A-CB (Split System: Heat Pump with Remote Outdoor Unit-Air-Source) | HVH837GKA2* |  |  | EA*4X37L21A*+WALLCON | *97CMN0802120B* | 32800 | 17.5 | 8.5 | 32800 | 25200 | 76.83% | 2 | 0 | 11.5 |  |  |  | No | R-410A | 2.7333 | Residential & Commercial | Ducted CEE Tier 1
214573790 | Central HP <5.4 tons | HEIL | HRCU-A-CB (Split System: Heat Pump with Remote Outdoor Unit-Air-Source) | HVH837GKA2* |  |  | EA*4X42L24A*+WALLCON | *80CTL0702120B* | 31800 | 18 | 8.5 | 33000 | 24400 | 73.94% | 1.9 | 0 | 11 |  |  |  | No | R-410A | 2.65 | Residential & Commercial | Ducted CEE Tier 1
211244702 | Central HP <5.4 tons | HEIL | HRCU-A-CB (Split System: Heat Pump with Remote Outdoor Unit-Air-Source) | DLCURAH24ABK |  |  | EN(A,D)4X30L17** | *80ES(N,L)0701712A* | 24400 | 16.5 | 8.1 | 26400 | 22600 | 85.61% | 1.88 | 0 | 10.5 |  |  |  | No | R-410A | 2.0333 | Residential & Commercial | Ducted CEE Tier 1
214573770 | Central HP <5.4 tons | HEIL | HRCU-A-CB (Split System: Heat Pump with Remote Outdoor Unit-Air-Source) | HVH837GKA2* |  |  | EA*4X42L21A*+WALLCON | *97CMN0802120B* | 31800 | 17 | 8.5 | 32800 | 24400 | 74.39% | 1.9 | 0 | 11 |  |  |  | No | R-410A | 2.65 | Residential & Commercial | Ducted CEE Tier 1
214092725 | Central HP <5.4 tons | YORK | HRCU-A-CB (Split System: Heat Pump with Remote Outdoor Unit-Air-Source) | HMH72B341 | ASPEN |  | D(A,C,E)48B36+TDR | TM8V100C16MP12 | 32800 | 17.5 | 8.5 | 33800 | 27400 | 81.07% | 2.66 | 0 | 10 |  |  |  | No | R-410A | 2.7333 | Residential & Commercial | Ducted CEE Tier 1
214092755 | Central HP <5.4 tons | YORK | HRCU-A-CB (Split System: Heat Pump with Remote Outdoor Unit-Air-Source) | HMH72B341 | ASPEN |  | D(A,C,E)48B36+TDR | TM9E100C20MP12 | 32600 | 15.5 | 8.1 | 33200 | 27000 | 81.33% | 2.62 | 0 | 10 |  |  |  | No | R-410A | 2.7167 | Residential & Commercial | Ducted CEE Tier 1
214091987 | Central HP <5.4 tons | YORK | HRCU-A-CB (Split System: Heat Pump with Remote Outdoor Unit-Air-Source) | HMH72B341 | ASPEN |  | D(A,C,E)48B34+TDR | TM8V080C16MP12 | 32600 | 17.5 | 8.5 | 33800 | 27400 | 81.07% | 2.66 | 0 | 10 |  |  |  | No | R-410A | 2.7167 | Residential & Commercial | Ducted CEE Tier 1
214091989 | Central HP <5.4 tons | YORK | HRCU-A-CB (Split System: Heat Pump with Remote Outdoor Unit-Air-Source) | HMH72B341 | ASPEN |  | D(A,C,E)42A44+TDR | TM8V100C16MP12 | 32400 | 17.5 | 8.5 | 33800 | 27400 | 81.07% | 2.66 | 0 | 10 |  |  |  | No | R-410A | 2.7 | Residential & Commercial | Ducted CEE Tier 1
214092706 | Central HP <5.4 tons | YORK | HRCU-A-CB (Split System: Heat Pump with Remote Outdoor Unit-Air-Source) | HMH72B341 | ASPEN |  | D(A,C,E)42A46+TDR | TM8E060A12MP11 | 32600 | 18 | 8.1 | 33800 | 27400 | 81.07% | 2.63 | 0 | 10 |  |  |  | No | R-410A | 2.7167 | Residential & Commercial | Ducted CEE Tier 1
214092724 | Central HP <5.4 tons | YORK | HRCU-A-CB (Split System: Heat Pump with Remote Outdoor Unit-Air-Source) | HMH72B341 | ASPEN |  | D(A,C,E)42A46+TDR | TM8V100C16MP12 | 32400 | 17.5 | 8.5 | 33800 | 27400 | 81.07% | 2.66 | 0 | 10 |  |  |  | No | R-410A | 2.7 | Residential & Commercial | Ducted CEE Tier 1
214092808 | Central HP <5.4 tons | YORK | HRCU-A-CB (Split System: Heat Pump with Remote Outdoor Unit-Air-Source) | HMH72B341 | ASPEN |  | D(A,C,E)42A46+TDR | TP9C100C16MP13 | 32400 | 17.5 | 8.5 | 34000 | 27400 | 80.59% | 2.66 | 0 | 10 |  |  |  | No | R-410A | 2.7 | Residential & Commercial | Ducted CEE Tier 1
213372117 | Central HP <5.4 tons | ARCOAIRE | HRCU-A-C (Split System: Heat Pump with Remote Outdoor Unit with No Indoor Fan --Air Source) | DLCURAH24ABK |  |  | DLFULAH24XAX + CI |  | 24000 | 16.1 | 9.8 | 25000 | 20000 | 80% | 2 | 0 | 10.7 |  |  |  | No | R-410A | 2 | Residential & Commercial | Ducted CEE Tier 1
214384813 | Central HP <5.4 tons | YORK | HRCU-A-CB (Split System: Heat Pump with Remote Outdoor Unit-Air-Source) | HMH72B341 | ASPEN |  | AE(D,N,U)+CM36A34+TDR |  | 31400 | 18.3 | 8.4 | 33000 | 26200 | 79.39% | 2.65 | 0 | 10.3 |  |  |  | No | R-410A | 2.6167 | Residential & Commercial | Ducted CEE Tier 1
214091968 | Central HP <5.4 tons | YORK | HRCU-A-CB (Split System: Heat Pump with Remote Outdoor Unit-Air-Source) | HMH72B341 | ASPEN |  | D(A,C,E)42A44+TDR | TM8E080C16MP11 | 33000 | 18 | 8.3 | 33000 | 29000 | 87.88% | 2.72 | 0 | 10 |  |  |  | No | R-410A | 2.75 | Residential & Commercial | Ducted CEE Tier 1
214091986 | Central HP <5.4 tons | YORK | HRCU-A-CB (Split System: Heat Pump with Remote Outdoor Unit-Air-Source) | HMH72B341 | ASPEN |  | D(A,C,E)42A44+TDR | TM8V080C16MP12 | 32400 | 17.5 | 8.5 | 33800 | 27400 | 81.07% | 2.66 | 0 | 10 |  |  |  | No | R-410A | 2.7 | Residential & Commercial | Ducted CEE Tier 1
214092025 | Central HP <5.4 tons | YORK | HRCU-A-CB (Split System: Heat Pump with Remote Outdoor Unit-Air-Source) | HMH72B341 | ASPEN |  | D(A,C,E)48B34+TDR | TM9E080B12MP12 | 32800 | 17.5 | 8.1 | 33800 | 27400 | 81.07% | 2.63 | 0 | 10 |  |  |  | No | R-410A | 2.7333 | Residential & Commercial | Ducted CEE Tier 1
214092027 | Central HP <5.4 tons | YORK | HRCU-A-CB (Split System: Heat Pump with Remote Outdoor Unit-Air-Source) | HMH72B341 | ASPEN |  | D(A,C,E)42A44+TDR | TM9E080C16MP12 | 33000 | 18 | 8.1 | 33000 | 29200 | 88.48% | 2.71 | 0 | 10 |  |  |  | No | R-410A | 2.75 | Residential & Commercial | Ducted CEE Tier 1
214092100 | Central HP <5.4 tons | YORK | HRCU-A-CB (Split System: Heat Pump with Remote Outdoor Unit-Air-Source) | HMH72B341 | ASPEN |  | D(A,C,E)48B34+TDR | TMLV100C16MP12 | 32800 | 17.5 | 8.5 | 33800 | 27400 | 81.07% | 2.66 | 0 | 10 |  |  |  | No | R-410A | 2.7333 | Residential & Commercial | Ducted CEE Tier 1
214092111 | Central HP <5.4 tons | YORK | HRCU-A-CB (Split System: Heat Pump with Remote Outdoor Unit-Air-Source) | HMH72B341 | ASPEN |  | D(A,C,E)42A44+TDR | TP9C080C16MP13 | 32600 | 17.5 | 8.1 | 33800 | 27400 | 81.07% | 2.65 | 0 | 10 |  |  |  | No | R-410A | 2.7167 | Residential & Commercial | Ducted CEE Tier 1
214092711 | Central HP <5.4 tons | YORK | HRCU-A-CB (Split System: Heat Pump with Remote Outdoor Unit-Air-Source) | HMH72B341 | ASPEN |  | D(A,C,E)48B36+TDR | TM8E080C16MP11 | 33000 | 18 | 8.2 | 33000 | 28600 | 86.67% | 2.7 | 0 | 10 |  |  |  | No | R-410A | 2.75 | Residential & Commercial | Ducted CEE Tier 1
214092793 | Central HP <5.4 tons | YORK | HRCU-A-CB (Split System: Heat Pump with Remote Outdoor Unit-Air-Source) | HMH72B341 | ASPEN |  | D(A,C,E)48B36+TDR | TMLE100C16MP11 | 33000 | 18 | 8.2 | 32800 | 28600 | 87.2% | 2.68 | 0 | 10 |  |  |  | No | R-410A | 2.75 | Residential & Commercial | Ducted CEE Tier 1
214092818 | Central HP <5.4 tons | YORK | HRCU-A-CB (Split System: Heat Pump with Remote Outdoor Unit-Air-Source) | HMH72B341 | ASPEN |  | D(A,C,E)42A46+TDR | TPLC080C16MP13 | 32400 | 17.5 | 8.5 | 33800 | 27400 | 81.07% | 2.66 | 0 | 10 |  |  |  | No | R-410A | 2.7 | Residential & Commercial | Ducted CEE Tier 1
215433946 | Central HP <5.4 tons | GOODMAN | HRCU-A-CB (Split System: Heat Pump with Remote Outdoor Unit-Air-Source) | GZV7SA4210A* |  |  | CHPEA6030*3A*+MBVK20DP1X00A* |  | 41000 | 17.5 | 8.8 | 41000 | 31000 | 75.61% | 2 | 0 | 10 |  |  |  | No | R-32 | 3.4167 | Residential & Commercial | Ducted CEE Tier 1
215434314 | Central HP <5.4 tons | GOODMAN | HRCU-A-CB (Split System: Heat Pump with Remote Outdoor Unit-Air-Source) | GZV7SA4210A* |  |  | CA*EA6030*3A* | G*VT800804C*A* | 40500 | 17 | 8.8 | 41000 | 31000 | 75.61% | 2 | 0 | 10 |  |  |  | No | R-32 | 3.375 | Residential & Commercial | Ducted CEE Tier 1
212331381 | Central HP <5.4 tons | LBG Products | HRCU-A-C (Split System: Heat Pump with Remote Outdoor Unit with No Indoor Fan --Air Source) | LCHB24DO |  |  | LCHB24DA |  | 24000 | 15.7 | 9.8 | 25600 | 18500 | 72.27% | 2.2 | 10.3 | 10 |  |  |  | No | R-410A | 2 | Residential & Commercial | Ducted CEE Tier 1
210692702 | Central HP <5.4 tons | GOODMAN | HRCU-A-CB (Split System: Heat Pump with Remote Outdoor Unit-Air-Source) | GSZV903610A* |  |  | CA*F3137*6A*+TXV | G*VC800604B*A* | 33600 | 18.5 | 8.2 | 34000 | 24400 | 71.76% | 1.8 | 0 | 12 |  |  |  | No | R-410A | 2.8 | Residential & Commercial | Ducted CEE Tier 1
210692720 | Central HP <5.4 tons | GOODMAN | HRCU-A-CB (Split System: Heat Pump with Remote Outdoor Unit-Air-Source) | GSZV903610A* |  |  | CA*F3743*6D*+TXV | G*VC960804CNB* | 33600 | 19 | 8.2 | 34000 | 24400 | 71.76% | 1.8 | 0 | 12 |  |  |  | No | R-410A | 2.8 | Residential & Commercial | Ducted CEE Tier 1
210692727 | Central HP <5.4 tons | GOODMAN | HRCU-A-CB (Split System: Heat Pump with Remote Outdoor Unit-Air-Source) | GSZV903610A* |  |  | CA*F3743*6D*+TXV | G*VM971005CNB* | 33200 | 19 | 8.2 | 33600 | 24400 | 72.62% | 1.8 | 0 | 12 |  |  |  | No | R-410A | 2.7667 | Residential & Commercial | Ducted CEE Tier 1
210692752 | Central HP <5.4 tons | GOODMAN | HRCU-A-CB (Split System: Heat Pump with Remote Outdoor Unit-Air-Source) | GSZV903610A* |  |  | CHPF3743C6B*+TXV | G*VC800804C*A* | 33400 | 18 | 8.2 | 34000 | 24400 | 71.76% | 1.8 | 0 | 11 |  |  |  | No | R-410A | 2.7833 | Residential & Commercial | Ducted CEE Tier 1
214573920 | Central HP <5.4 tons | HEIL | HRCU-A-CB (Split System: Heat Pump with Remote Outdoor Unit-Air-Source) | HVH837GKA2* |  |  | EA*4X48L21A*+WALLCON | *95CSU0802120B* | 32200 | 17.5 | 8.5 | 32400 | 25000 | 77.16% | 1.98 | 0 | 11 |  |  |  | No | R-410A | 2.6833 | Residential & Commercial | Ducted CEE Tier 1
215031274 | Central HP <5.4 tons | DAIKIN | HRCU-A-CB (Split System: Heat Pump with Remote Outdoor Unit-Air-Source) | DZ9VCA3610A* | ASPEN |  | CH48B34+TDR | D*96VC1205DNA* | 31600 | 19 | 8.1 | 34000 | 24400 | 71.76% | 1.8 | 0 | 11.9 |  |  |  | No | R-410A | 2.6333 | Residential & Commercial | Ducted CEE Tier 1
214573670 | Central HP <5.4 tons | HEIL | HRCU-A-CB (Split System: Heat Pump with Remote Outdoor Unit-Air-Source) | HVH837GKA2* |  |  | EA*4X37L21A*+WALLCON | *80CTL0702120B* | 32800 | 17.5 | 8.5 | 32800 | 25200 | 76.83% | 2 | 0 | 11 |  |  |  | No | R-410A | 2.7333 | Residential & Commercial | Ducted CEE Tier 1
212973538 | Central HP <5.4 tons | HEIL | HRCU-A-CB (Split System: Heat Pump with Remote Outdoor Unit-Air-Source) | DLCURAH24ABK |  |  | EA*4X24L17A* | *96VSN0601412B* | 23200 | 16.5 | 8.5 | 26800 | 26800 | 100% | 2.28 | 0 | 10 |  |  |  | No | R-410A | 1.9333 | Residential & Commercial | Ducted CEE Tier 1
212973608 | Central HP <5.4 tons | HEIL | HRCU-A-CB (Split System: Heat Pump with Remote Outdoor Unit-Air-Source) | DLCURAH24ABK |  |  | EN(A,D)4X24L17** | *96VSN0601412B* | 23200 | 16.5 | 8.5 | 26800 | 25400 | 94.78% | 2.12 | 0 | 10 |  |  |  | No | R-410A | 1.9333 | Residential & Commercial | Ducted CEE Tier 1
212973908 | Central HP <5.4 tons | HEIL | HRCU-A-CB (Split System: Heat Pump with Remote Outdoor Unit-Air-Source) | DLCURAH24ABK |  |  | EN(A,D)4X30L17** | *96VSN0801716B* | 23400 | 16.5 | 8.1 | 25800 | 24200 | 93.8% | 2 | 0 | 10 |  |  |  | No | R-410A | 1.95 | Residential & Commercial | Ducted CEE Tier 1
212975062 | Central HP <5.4 tons | HEIL | HRCU-A-CB (Split System: Heat Pump with Remote Outdoor Unit-Air-Source) | DLCURAH24ABK |  |  | EN(A,D,W)4X36L17** | *96VTN0401410B* | 23400 | 16 | 8.1 | 26400 | 24600 | 93.18% | 2.04 | 0 | 10 |  |  |  | No | R-410A | 1.95 | Residential & Commercial | Ducted CEE Tier 1
212973826 | Central HP <5.4 tons | COMFORTMAKER | HRCU-A-CB (Split System: Heat Pump with Remote Outdoor Unit-Air-Source) | DLCURAH24ABK |  |  | EA*4X24L17A* | *96VSN0801716B* | 23600 | 16.5 | 8.5 | 27000 | 25600 | 94.81% | 2.14 | 0 | 10 |  |  |  | No | R-410A | 1.9667 | Residential & Commercial | Ducted CEE Tier 1
212973906 | Central HP <5.4 tons | COMFORTMAKER | HRCU-A-CB (Split System: Heat Pump with Remote Outdoor Unit-Air-Source) | DLCURAH24ABK |  |  | EN(A,D)4X30L17** | *96VSN0801716B* | 23400 | 16.5 | 8.1 | 25800 | 24200 | 93.8% | 2 | 0 | 10 |  |  |  | No | R-410A | 1.95 | Residential & Commercial | Ducted CEE Tier 1
212973926 | Central HP <5.4 tons | COMFORTMAKER | HRCU-A-CB (Split System: Heat Pump with Remote Outdoor Unit-Air-Source) | DLCURAH24ABK |  |  | EN(A,D)4X36L21** | *96VSN0801716B* | 23400 | 16.5 | 8.1 | 25800 | 24200 | 93.8% | 2 | 0 | 10 |  |  |  | No | R-410A | 1.95 | Residential & Commercial | Ducted CEE Tier 1
212975327 | Central HP <5.4 tons | HEIL | HRCU-A-CB (Split System: Heat Pump with Remote Outdoor Unit-Air-Source) | DLCURAH24ABK |  |  | EA*4X37L21A* | *96VTN0401712B* | 24200 | 16.5 | 8.5 | 25400 | 21600 | 85.04% | 1.8 | 0 | 10 |  |  |  | No | R-410A | 2.0167 | Residential & Commercial | Ducted CEE Tier 1
212975712 | Central HP <5.4 tons | HEIL | HRCU-A-CB (Split System: Heat Pump with Remote Outdoor Unit-Air-Source) | DLCURAH24ABK |  |  | EN(A,D)4X24L14** | *96VTN0601412B* | 23200 | 16.5 | 8.5 | 26800 | 25400 | 94.78% | 2.12 | 0 | 10 |  |  |  | No | R-410A | 1.9333 | Residential & Commercial | Ducted CEE Tier 1
212975745 | Central HP <5.4 tons | HEIL | HRCU-A-CB (Split System: Heat Pump with Remote Outdoor Unit-Air-Source) | DLCURAH24ABK |  |  | EN(A,D)4X30L17** | *96VTN0601412B* | 23400 | 16.5 | 8.1 | 26200 | 24600 | 93.89% | 2.04 | 0 | 10 |  |  |  | No | R-410A | 1.95 | Residential & Commercial | Ducted CEE Tier 1
212976013 | Central HP <5.4 tons | HEIL | HRCU-A-CB (Split System: Heat Pump with Remote Outdoor Unit-Air-Source) | DLCURAH24ABK |  |  | EA*4X25L17A* | *96VTN0801716B* | 24400 | 17 | 8.5 | 25400 | 21600 | 85.04% | 1.8 | 0 | 10 |  |  |  | No | R-410A | 2.0333 | Residential & Commercial | Ducted CEE Tier 1
211245777 | Central HP <5.4 tons | DAY & NIGHT | HRCU-A-CB (Split System: Heat Pump with Remote Outdoor Unit-Air-Source) | DLCURAH24ABK |  |  | EN(A,D)4X36L21** | OMV112K14A | 24200 | 16 | 8.1 | 26400 | 23000 | 87.12% | 1.88 | 0 | 10 |  |  |  | No | R-410A | 2.0167 | Residential & Commercial | Ducted CEE Tier 1
215912442 | Central HP <5.4 tons | YORK | HRCU-A-CB (Split System: Heat Pump with Remote Outdoor Unit-Air-Source) | HH836E2S11 | ASPEN |  | C(A,C,D,E)48A3K+TDR | TM8Y100C20MP11 | 31000 | 18 | 8.5 | 30600 | 25000 | 81.7% | 2 | 0 | 11.7 |  |  |  | No | R-454B | 2.5833 | Residential & Commercial | Ducted CEE Tier 1
213296022 | Central HP <5.4 tons | YORK | HRCU-A-CB (Split System: Heat Pump with Remote Outdoor Unit-Air-Source) | HMH72B341 | ASPEN |  | D(A,C,E)36A3G+TXV+TDR | TM8E100C16MP11 | 33000 | 18 | 8.1 | 33600 | 28200 | 83.93% | 2.62 | 0 | 10 |  |  |  | No | R-410A | 2.75 | Residential & Commercial | Ducted CEE Tier 1
214092004 | Central HP <5.4 tons | YORK | HRCU-A-CB (Split System: Heat Pump with Remote Outdoor Unit-Air-Source) | HMH72B341 | ASPEN |  | D(A,C,E)42A44+TDR | TM8Y080C16MP11 | 32400 | 18.5 | 8.5 | 34000 | 27400 | 80.59% | 2.66 | 0 | 10 |  |  |  | No | R-410A | 2.7 | Residential & Commercial | Ducted CEE Tier 1
214092007 | Central HP <5.4 tons | YORK | HRCU-A-CB (Split System: Heat Pump with Remote Outdoor Unit-Air-Source) | HMH72B341 | ASPEN |  | D(A,C,E)42A44+TDR | TM8Y100C16MP11 | 32400 | 18.5 | 8.5 | 34000 | 27400 | 80.59% | 2.66 | 0 | 10 |  |  |  | No | R-410A | 2.7 | Residential & Commercial | Ducted CEE Tier 1
214572970 | Central HP <5.4 tons | HEIL | HRCU-A-CB (Split System: Heat Pump with Remote Outdoor Unit-Air-Source) | HVH837GKA** |  |  | EA*4X61L21A*+WALLCON | *95CSU1002122B* | 33200 | 18.5 | 8.5 | 31800 | 24800 | 77.99% | 2 | 0 | 11.5 |  |  |  | No | R-410A | 2.7667 | Residential & Commercial | Ducted CEE Tier 1
214573270 | Central HP <5.4 tons | HEIL | HRCU-A-CB (Split System: Heat Pump with Remote Outdoor Unit-Air-Source) | HVH837GKA** |  |  | EHD4X60AAL+WALLCON | *95CSU1002122B* | 33000 | 18 | 8.5 | 32000 | 24800 | 77.5% | 2.02 | 0 | 11.5 |  |  |  | No | R-410A | 2.75 | Residential & Commercial | Ducted CEE Tier 1
214573370 | Central HP <5.4 tons | HEIL | HRCU-A-CB (Split System: Heat Pump with Remote Outdoor Unit-Air-Source) | HVH837GKA** |  |  | EN(A,D,W)4X42L21**+WALLCON | *80CTL0702120B* | 31800 | 17 | 8.1 | 33000 | 24600 | 74.55% | 1.88 | 0 | 11 |  |  |  | No | R-410A | 2.65 | Residential & Commercial | Ducted CEE Tier 1
212974644 | Central HP <5.4 tons | COMFORTMAKER | HRCU-A-CB (Split System: Heat Pump with Remote Outdoor Unit-Air-Source) | DLCURAH18ABK |  |  | EA*4X24L17A* | *96VTN0401410B* | 17200 | 16.5 | 8.5 | 18200 | 19400 | 106.6% | 2.34 | 0 | 10 |  |  |  | No | R-410A | 1.4333 | Residential & Commercial | Ducted CEE Tier 1
214628309 | Central HP <5.4 tons | CARRIER | HRCU-A-CB (Split System: Heat Pump with Remote Outdoor Unit-Air-Source) | 38MURAQ24AB3* | ADP |  | PL36H210P749 | 58TP*B070V17**16 | 23400 | 17 | 8.5 | 24800 | 23800 | 95.97% | 2.02 | 0 | 10.5 |  |  |  | No | R-410A | 1.95 | Residential & Commercial | Ducted CEE Tier 1
214628326 | Central HP <5.4 tons | CARRIER | HRCU-A-CB (Split System: Heat Pump with Remote Outdoor Unit-Air-Source) | 38MURAQ24AB3* | ADP |  | C36A***L159 | 59SC6A026M14**10 | 23400 | 16 | 8.5 | 24800 | 24200 | 97.58% | 2.04 | 0 | 10 |  |  |  | No | R-410A | 1.95 | Residential & Commercial | Ducted CEE Tier 1
212977735 | Central HP <5.4 tons | COMFORTMAKER | HRCU-A-CB (Split System: Heat Pump with Remote Outdoor Unit-Air-Source) | DLCURAH18ABK |  |  | EA*4X24L17A* | *80MS(N,L)0451412A* | 17500 | 16.5 | 8.5 | 18400 | 19400 | 105.4% | 2.34 | 0 | 10.5 |  |  |  | No | R-410A | 1.4583 | Residential & Commercial | Ducted CEE Tier 1
213265606 | Central HP <5.4 tons | Cooper&Hunter | HRCU-A-CB (Split System: Heat Pump with Remote Outdoor Unit-Air-Source) | CH-HPR24-230VO |  |  | CH-M24AHU-W |  | 23000 | 18.4 | 9.3 | 26000 | 21200 | 81.54% | 1.9 | 12.5 | 11.7 |  |  |  | No | R-410A | 1.9167 | Residential & Commercial | Ducted CEE Tier 1
214627823 | Central HP <5.4 tons | CARRIER | HRCU-A-CB (Split System: Heat Pump with Remote Outdoor Unit-Air-Source) | 38MURAQ18AB3* | ADP |  | PL36H175P149 | 59SU5B060M17**16 | 17300 | 16 | 8.5 | 16600 | 19000 | 114.5% | 2.34 | 0 | 10.5 |  |  |  | No | R-410A | 1.4417 | Residential & Commercial | Ducted CEE Tier 1
214092090 | Central HP <5.4 tons | YORK | HRCU-A-CB (Split System: Heat Pump with Remote Outdoor Unit-Air-Source) | HMH72B341 | ASPEN |  | D(A,C,E)42A44+TDR | TMLE100C16MP11 | 33000 | 18 | 8.3 | 32800 | 29000 | 88.41% | 2.71 | 0 | 10 |  |  |  | No | R-410A | 2.75 | Residential & Commercial | Ducted CEE Tier 1
214092154 | Central HP <5.4 tons | YORK | HRCU-A-CB (Split System: Heat Pump with Remote Outdoor Unit-Air-Source) | HMH72B341 | ASPEN |  | D(A,C,E)42A44+TDR | Y81E080C20SMPS1 | 32400 | 18 | 8.5 | 33400 | 28400 | 85.03% | 2.71 | 0 | 10 |  |  |  | No | R-410A | 2.7 | Residential & Commercial | Ducted CEE Tier 1
214092155 | Central HP <5.4 tons | YORK | HRCU-A-CB (Split System: Heat Pump with Remote Outdoor Unit-Air-Source) | HMH72B341 | ASPEN |  | D(A,C,E)48B34+TDR | Y81E080C20SMPS1 | 32600 | 18 | 8.5 | 33400 | 28400 | 85.03% | 2.71 | 0 | 10 |  |  |  | No | R-410A | 2.7167 | Residential & Commercial | Ducted CEE Tier 1
211245975 | Central HP <5.4 tons | DAY & NIGHT | HRCU-A-CB (Split System: Heat Pump with Remote Outdoor Unit-Air-Source) | DLCURAH24ABK |  |  | FVM4X24***L |  | 23800 | 17 | 8.5 | 25800 | 23000 | 89.15% | 1.92 | 0 | 10 |  |  |  | No | R-410A | 1.9833 | Residential & Commercial | Ducted CEE Tier 1
212975644 | Central HP <5.4 tons | COMFORTMAKER | HRCU-A-CB (Split System: Heat Pump with Remote Outdoor Unit-Air-Source) | DLCURAH24ABK |  |  | EA*4X24L17A* | *96VTN0601412B* | 23200 | 16.5 | 8.5 | 26800 | 26800 | 100% | 2.28 | 0 | 10 |  |  |  | No | R-410A | 1.9333 | Residential & Commercial | Ducted CEE Tier 1
212976681 | Central HP <5.4 tons | COMFORTMAKER | HRCU-A-CB (Split System: Heat Pump with Remote Outdoor Unit-Air-Source) | DLCURAH24ABK |  |  | EA*4X37L21A* | *96VTN1002120B* | 24000 | 17.5 | 8.5 | 25200 | 21800 | 86.51% | 1.82 | 0 | 10 |  |  |  | No | R-410A | 2 | Residential & Commercial | Ducted CEE Tier 1
212978636 | Central HP <5.4 tons | COMFORTMAKER | HRCU-A-CB (Split System: Heat Pump with Remote Outdoor Unit-Air-Source) | DLCURAH24ABK |  |  | EA*4X25L17A* | *80MS(N,L)0701712A* | 24400 | 17.5 | 8.5 | 25200 | 21600 | 85.71% | 1.82 | 0 | 10.5 |  |  |  | No | R-410A | 2.0333 | Residential & Commercial | Ducted CEE Tier 1
214802939 | Central HP <5.4 tons | RHEEM | HRCU-A-CB (Split System: Heat Pump with Remote Outdoor Unit-Air-Source) | RP15AZ48AJ2N | ASPEN |  | D(A,C,E)60D34+TDR | R801V1005A21UHU | 46000 | 15.5 | 8.4 | 46000 | 34000 | 73.91% | 3.15 | 0 | 10.2 |  |  |  | No | R-410A | 3.8333 | Residential & Commercial | Ducted CEE Tier 1
214092789 | Central HP <5.4 tons | YORK | HRCU-A-CB (Split System: Heat Pump with Remote Outdoor Unit-Air-Source) | HMH72B341 | ASPEN |  | D(A,C,E)48B36+TDR | TMLE080C16MP11 | 33000 | 18 | 8.2 | 33000 | 28600 | 86.67% | 2.7 | 0 | 10 |  |  |  | No | R-410A | 2.75 | Residential & Commercial | Ducted CEE Tier 1
214092791 | Central HP <5.4 tons | YORK | HRCU-A-CB (Split System: Heat Pump with Remote Outdoor Unit-Air-Source) | HMH72B341 | ASPEN |  | D(A,C,E)48B36+TDR | TMLE100B12MP11 | 32800 | 18 | 8.1 | 33800 | 27400 | 81.07% | 2.63 | 0 | 10 |  |  |  | No | R-410A | 2.7333 | Residential & Commercial | Ducted CEE Tier 1
214092806 | Central HP <5.4 tons | YORK | HRCU-A-CB (Split System: Heat Pump with Remote Outdoor Unit-Air-Source) | HMH72B341 | ASPEN |  | D(A,C,E)42A46+TDR | TP9C080C16MP13 | 32600 | 17.5 | 8.1 | 33800 | 27400 | 81.07% | 2.65 | 0 | 10 |  |  |  | No | R-410A | 2.7167 | Residential & Commercial | Ducted CEE Tier 1
211230909 | Central HP <5.4 tons | DAY & NIGHT | HRCU-A-CB (Split System: Heat Pump with Remote Outdoor Unit-Air-Source) | DLCURAH36ABK |  |  | FXM4X36**AL |  | 35800 | 16.5 | 8.1 | 38500 | 34600 | 89.87% | 1.94 | 0 | 10 |  |  |  | No | R-410A | 2.9833 | Residential & Commercial | Ducted CEE Tier 1
212985519 | Central HP <5.4 tons | COMFORTMAKER | HRCU-A-CB (Split System: Heat Pump with Remote Outdoor Unit-Air-Source) | DLCURAH36ABK |  |  | EA*4X48L24A* | *92MSN1002122A* | 36000 | 16.5 | 8.5 | 37800 | 34600 | 91.53% | 2.04 | 0 | 10 |  |  |  | No | R-410A | 3 | Residential & Commercial | Ducted CEE Tier 1
212970650 | Central HP <5.4 tons | COMFORTMAKER | HRCU-A-CB (Split System: Heat Pump with Remote Outdoor Unit-Air-Source) | DLCURAH36ABK |  |  | EA*4X37L21A* | *80VSL0902120B* | 36600 | 16 | 8.5 | 39000 | 35000 | 89.74% | 2.08 | 0 | 10 |  |  |  | No | R-410A | 3.05 | Residential & Commercial | Ducted CEE Tier 1
212974056 | Central HP <5.4 tons | COMFORTMAKER | HRCU-A-CB (Split System: Heat Pump with Remote Outdoor Unit-Air-Source) | DLCURAH36ABK |  |  | EA*4X48L21A* | *96VSN0801716B* | 35400 | 16 | 8.1 | 37800 | 34800 | 92.06% | 2 | 0 | 10 |  |  |  | No | R-410A | 2.95 | Residential & Commercial | Ducted CEE Tier 1
212974659 | Central HP <5.4 tons | HEIL | HRCU-A-CB (Split System: Heat Pump with Remote Outdoor Unit-Air-Source) | DLCURAH18ABK |  |  | EA*4X25L17A* | *96VTN0401410B* | 17700 | 16 | 8.1 | 17700 | 17900 | 101.1% | 2.14 | 0 | 10.5 |  |  |  | No | R-410A | 1.475 | Residential & Commercial | Ducted CEE Tier 1
212974711 | Central HP <5.4 tons | HEIL | HRCU-A-CB (Split System: Heat Pump with Remote Outdoor Unit-Air-Source) | DLCURAH18ABK |  |  | EN(A,D)4X24L14** | *96VTN0401410B* | 17300 | 15.5 | 8.5 | 18400 | 19200 | 104.3% | 2.3 | 0 | 10.5 |  |  |  | No | R-410A | 1.4417 | Residential & Commercial | Ducted CEE Tier 1
212975096 | Central HP <5.4 tons | HEIL | HRCU-A-CB (Split System: Heat Pump with Remote Outdoor Unit-Air-Source) | DLCURAH18ABK |  |  | EA*4X25L17A* | *96VTN0401712B* | 17700 | 16 | 8.1 | 17800 | 17800 | 100% | 2.14 | 0 | 10.5 |  |  |  | No | R-410A | 1.475 | Residential & Commercial | Ducted CEE Tier 1
210472854 | Central HP <5.4 tons | HEIL | HRCU-A-CB (Split System: Heat Pump with Remote Outdoor Unit-Air-Source) | HVH825GKA3* |  |  | EA*4X42L21A*+WALLCON | *80CSU0601716A* | 23800 | 16.5 | 8.1 | 21400 | 16600 | 77.57% | 1.96 | 0 | 10.5 |  |  |  | No | R-410A | 1.9833 | Residential & Commercial | Ducted CEE Tier 1
214628343 | Central HP <5.4 tons | CARRIER | HRCU-A-CB (Split System: Heat Pump with Remote Outdoor Unit-Air-Source) | 38MURAQ24AB3* | ADP |  | C36A***L139 | 59SC6A040M14**10 | 23200 | 16 | 8.5 | 24800 | 24200 | 97.58% | 2.04 | 0 | 10 |  |  |  | No | R-410A | 1.9333 | Residential & Commercial | Ducted CEE Tier 1
214092714 | Central HP <5.4 tons | YORK | HRCU-A-CB (Split System: Heat Pump with Remote Outdoor Unit-Air-Source) | HMH72B341 | ASPEN |  | D(A,C,E)42A46+TDR | TM8E100C16MP11 | 33000 | 18 | 8.3 | 32800 | 29000 | 88.41% | 2.71 | 0 | 10 |  |  |  | No | R-410A | 2.75 | Residential & Commercial | Ducted CEE Tier 1
214092749 | Central HP <5.4 tons | YORK | HRCU-A-CB (Split System: Heat Pump with Remote Outdoor Unit-Air-Source) | HMH72B341 | ASPEN |  | D(A,C,E)48B36+TDR | TM9E080B12MP12 | 32800 | 17.5 | 8.1 | 33800 | 27400 | 81.07% | 2.63 | 0 | 10 |  |  |  | No | R-410A | 2.7333 | Residential & Commercial | Ducted CEE Tier 1
213296214 | Central HP <5.4 tons | YORK | HRCU-A-CB (Split System: Heat Pump with Remote Outdoor Unit-Air-Source) | HMH72B341 | ASPEN |  | C(A,C,D,E)36A46+TDR | TM8E120C16MP11 | 33200 | 18 | 8.2 | 33800 | 28600 | 84.62% | 2.7 | 0 | 10 |  |  |  | No | R-410A | 2.7667 | Residential & Commercial | Ducted CEE Tier 1
212578217 | Central HP <5.4 tons | CARRIER | HRCU-A-CB (Split System: Heat Pump with Remote Outdoor Unit-Air-Source) | 25VNA424A*031* | ADP |  | H,PG32936 | 58TN*A090C17**16 | 23200 | 21 | 9.5 | 25000 | 19300 | 77.2% | 2.44 | 0 | 13.5 |  |  |  | No | R-410A | 1.9333 | Residential & Commercial | Ducted CEE Tier 1
212578219 | Central HP <5.4 tons | CARRIER | HRCU-A-CB (Split System: Heat Pump with Remote Outdoor Unit-Air-Source) | 25VNA424A*031* | ADP |  | H,PG9J936 | 58TN*A090C17**16 | 23600 | 21 | 9.5 | 24800 | 19300 | 77.82% | 2.48 | 0 | 13.5 |  |  |  | No | R-410A | 1.9667 | Residential & Commercial | Ducted CEE Tier 1
212578237 | Central HP <5.4 tons | CARRIER | HRCU-A-CB (Split System: Heat Pump with Remote Outdoor Unit-Air-Source) | 25VNA424A*031* | ADP |  | H,PG9J936 | 59TN6B060C17**14 | 23400 | 20 | 10.5 | 25000 | 19500 | 78% | 2.44 | 0 | 13 |  |  |  | No | R-410A | 1.95 | Residential & Commercial | Ducted CEE Tier 1
216056875 | Central HP <5.4 tons | YORK | HRCU-A-CB (Split System: Heat Pump with Remote Outdoor Unit-Air-Source) | HH860E2S11 | ASPEN |  | D(A,C,E)60A3K+TDR | TPLC120C20MP13 | 41000 | 18 | 8.5 | 44500 | 33800 | 75.96% | 2 | 0 | 10.5 |  |  |  | No | R-454B | 3.4167 | Residential & Commercial | Ducted CEE Tier 1
216056891 | Central HP <5.4 tons | YORK | HRCU-A-CB (Split System: Heat Pump with Remote Outdoor Unit-Air-Source) | HH860E2S11 | ASPEN |  | D(A,C,E)60A3K+TDR | YP9C100C16MP13 | 40500 | 17 | 8.5 | 44000 | 33200 | 75.45% | 2 | 0 | 11 |  |  |  | No | R-454B | 3.375 | Residential & Commercial | Ducted CEE Tier 1
215935449 | Central HP <5.4 tons | COMFORTMAKER | HRCU-A-CB (Split System: Heat Pump with Remote Outdoor Unit-Air-Source) | C5H3V36*K*AAA* |  |  | EVM5X60M24A*+WALLCON | *96CTN1202422B* | 35600 | 22 | 8.5 | 38000 | 28400 | 74.74% | 2.04 | 0 | 12.5 |  |  |  | No | R-454B | 2.9667 | Residential & Commercial | Ducted CEE Tier 1
215936459 | Central HP <5.4 tons | COMFORTMAKER | HRCU-A-CB (Split System: Heat Pump with Remote Outdoor Unit-Air-Source) | C5H3V36*K*AAA* |  |  | EVD5X49M24A*+WALLCON | *80CTL1102120B* | 35600 | 22 | 8.5 | 38000 | 28400 | 74.74% | 2.04 | 0 | 12.5 |  |  |  | No | R-454B | 2.9667 | Residential & Commercial | Ducted CEE Tier 1
215936779 | Central HP <5.4 tons | COMFORTMAKER | HRCU-A-CB (Split System: Heat Pump with Remote Outdoor Unit-Air-Source) | C5H3V36*K*AAA* |  |  | EVD5X60M24A*+WALLCON | *80CTL1352422B* | 35600 | 22 | 8.5 | 38000 | 28400 | 74.74% | 2.04 | 0 | 12.5 |  |  |  | No | R-454B | 2.9667 | Residential & Commercial | Ducted CEE Tier 1
215936929 | Central HP <5.4 tons | COMFORTMAKER | HRCU-A-CB (Split System: Heat Pump with Remote Outdoor Unit-Air-Source) | C5H3V36*K*AAA* |  |  | EVD5X61M24A*+WALLCON | *80CTL0902120B* | 36000 | 22.5 | 8.5 | 37600 | 28200 | 75% | 2.06 | 0 | 12.5 |  |  |  | No | R-454B | 3 | Residential & Commercial | Ducted CEE Tier 1
215935389 | Central HP <5.4 tons | COMFORTMAKER | HRCU-A-CB (Split System: Heat Pump with Remote Outdoor Unit-Air-Source) | C5H3V36*K*AAA* |  |  | EVM5X60M24A*+WALLCON | *95CSU1002122B* | 35600 | 22 | 8.5 | 38000 | 28400 | 74.74% | 2.06 | 0 | 12.5 |  |  |  | No | R-454B | 2.9667 | Residential & Commercial | Ducted CEE Tier 1
213372118 | Central HP <5.4 tons | ARCOAIRE | HRCU-A-C (Split System: Heat Pump with Remote Outdoor Unit with No Indoor Fan --Air Source) | DLCURAH24ABK |  |  | DLFULAH24XBX + CI |  | 24000 | 16.5 | 9.5 | 25000 | 20000 | 80% | 1.95 | 11 | 10.7 |  |  |  | No | R-410A | 2 | Residential & Commercial | Ducted CEE Tier 1
211260114 | Central HP <5.4 tons | DAY & NIGHT | HRCU-A-CB (Split System: Heat Pump with Remote Outdoor Unit-Air-Source) | DLCURAH18ABK |  |  | EA*4X24L14A* | *80VTL0451412A* | 17600 | 16 | 8.5 | 18400 | 19100 | 103.8% | 2.3 | 0 | 10.5 |  |  |  | No | R-410A | 1.4667 | Residential & Commercial | Ducted CEE Tier 1
212984726 | Central HP <5.4 tons | COMFORTMAKER | HRCU-A-CB (Split System: Heat Pump with Remote Outdoor Unit-Air-Source) | DLCURAH18ABK |  |  | EA*4X25L17A* | *92MSN0801716A* | 18300 | 16.5 | 8.5 | 18100 | 17600 | 97.24% | 2.14 | 0 | 11 |  |  |  | No | R-410A | 1.525 | Residential & Commercial | Ducted CEE Tier 1
213500969 | Central HP <5.4 tons | YORK | HRCU-A-CB (Split System: Heat Pump with Remote Outdoor Unit-Air-Source) | YH2F48TB21 | ASPEN |  | D(A,C,E)60B44+TDR | TM9E080C20MP12 | 44000 | 16.1 | 8.3 | 45000 | 31600 | 70.22% | 3.13 | 0 | 11.6 |  |  |  | No | R-410A | 3.6667 | Residential & Commercial | Ducted CEE Tier 1
212983876 | Central HP <5.4 tons | HEIL | HRCU-A-CB (Split System: Heat Pump with Remote Outdoor Unit-Air-Source) | DLCURAH36ABK |  |  | EA*4X48L21A* | *92MSN0601714A* | 35600 | 16 | 8.5 | 37800 | 34800 | 92.06% | 2.02 | 0 | 10 |  |  |  | No | R-410A | 2.9667 | Residential & Commercial | Ducted CEE Tier 1
212988322 | Central HP <5.4 tons | COMFORTMAKER | HRCU-A-CB (Split System: Heat Pump with Remote Outdoor Unit-Air-Source) | DLCURAH36ABK |  |  | EA*4X48L24A* | *96MSN1202422A* | 35600 | 16.5 | 8.5 | 37800 | 34600 | 91.53% | 2.02 | 0 | 10 |  |  |  | No | R-410A | 2.9667 | Residential & Commercial | Ducted CEE Tier 1
214629093 | Central HP <5.4 tons | CARRIER | HRCU-A-CB (Split System: Heat Pump with Remote Outdoor Unit-Air-Source) | 38MURAQ36AB3* | ADP |  | V,C36H175P149 | 58S(B,C)*B090M17**14 | 35400 | 16 | 8.1 | 36800 | 34600 | 94.02% | 1.88 | 0 | 10 |  |  |  | No | R-410A | 2.95 | Residential & Commercial | Ducted CEE Tier 1
212927229 | Central HP <5.4 tons | LENNOX | HRCU-A-CB (Split System: Heat Pump with Remote Outdoor Unit-Air-Source) | EL22XPV-024-230A** | ADP |  | L*19/36S9 | SLP98UH070XV36B* | 23800 | 21 | 8.5 | 22000 | 15400 | 70% | 1.92 | 0 | 13.5 |  |  |  | No | R-410A | 1.9833 | Residential & Commercial | Ducted CEE Tier 1
212927230 | Central HP <5.4 tons | LENNOX | HRCU-A-CB (Split System: Heat Pump with Remote Outdoor Unit-Air-Source) | EL22XPV-024-230A** | ADP |  | LP25/36R9 | SLP98UH070XV36B* | 23800 | 21 | 8.5 | 22000 | 15400 | 70% | 1.92 | 0 | 13.5 |  |  |  | No | R-410A | 1.9833 | Residential & Commercial | Ducted CEE Tier 1
210692765 | Central HP <5.4 tons | GOODMAN | HRCU-A-CB (Split System: Heat Pump with Remote Outdoor Unit-Air-Source) | GSZV903610A* |  |  | CHPF3743C6B*+TXV | G*VM970804CNB* | 33400 | 18 | 8.2 | 34000 | 24400 | 71.76% | 1.8 | 0 | 11 |  |  |  | No | R-410A | 2.7833 | Residential & Commercial | Ducted CEE Tier 1
210692739 | Central HP <5.4 tons | GOODMAN | HRCU-A-CB (Split System: Heat Pump with Remote Outdoor Unit-Air-Source) | GSZV903610A* |  |  | CHPF3642C6C*+TXV | G*VC960603BNB* | 33400 | 18 | 8.2 | 34000 | 24400 | 71.76% | 1.8 | 0 | 11 |  |  |  | No | R-410A | 2.7833 | Residential & Commercial | Ducted CEE Tier 1
210692740 | Central HP <5.4 tons | GOODMAN | HRCU-A-CB (Split System: Heat Pump with Remote Outdoor Unit-Air-Source) | GSZV903610A* |  |  | CHPF3642C6C*+TXV | G*VC960803BNB* | 33400 | 18 | 8.2 | 34000 | 24400 | 71.76% | 1.8 | 0 | 11 |  |  |  | No | R-410A | 2.7833 | Residential & Commercial | Ducted CEE Tier 1
215912461 | Central HP <5.4 tons | YORK | HRCU-A-CB (Split System: Heat Pump with Remote Outdoor Unit-Air-Source) | HH860E2S11 | ASPEN |  | D(A,C,E)60A3K+TDR | Y81E080C20SMPS1 | 41000 | 18 | 8.5 | 44000 | 33400 | 75.91% | 2 | 0 | 11.7 |  |  |  | No | R-454B | 3.4167 | Residential & Commercial | Ducted CEE Tier 1
215912477 | Central HP <5.4 tons | YORK | HRCU-A-CB (Split System: Heat Pump with Remote Outdoor Unit-Air-Source) | HH860E2S11 | ASPEN |  | C(A,C,D,E)48A3K+TDR | Y81E130D20SMPS1 | 40500 | 17.5 | 8.5 | 44500 | 33600 | 75.51% | 2 | 0 | 11.7 |  |  |  | No | R-454B | 3.375 | Residential & Commercial | Ducted CEE Tier 1
216056867 | Central HP <5.4 tons | YORK | HRCU-A-CB (Split System: Heat Pump with Remote Outdoor Unit-Air-Source) | HH860E2S11 | ASPEN |  | D(A,C,E)60A3K+TDR | TP9C120D20MP13 | 41000 | 17.5 | 8.1 | 44000 | 33400 | 75.91% | 2 | 0 | 11.5 |  |  |  | No | R-454B | 3.4167 | Residential & Commercial | Ducted CEE Tier 1
214629111 | Central HP <5.4 tons | CARRIER | HRCU-A-CB (Split System: Heat Pump with Remote Outdoor Unit-Air-Source) | 38MURAQ36AB3* | ADP |  | PL36H210P749 | 58S(B,C)*B090M21**16 | 35200 | 16 | 8.1 | 36800 | 34600 | 94.02% | 1.88 | 0 | 10 |  |  |  | No | R-410A | 2.9333 | Residential & Commercial | Ducted CEE Tier 1
214629211 | Central HP <5.4 tons | CARRIER | HRCU-A-CB (Split System: Heat Pump with Remote Outdoor Unit-Air-Source) | 38MURAQ36AB3* | ADP |  | PL36H210P299 | 59SC6A080M17**16 | 35600 | 16 | 8.1 | 36800 | 34600 | 94.02% | 1.98 | 0 | 10 |  |  |  | No | R-410A | 2.9667 | Residential & Commercial | Ducted CEE Tier 1
214629346 | Central HP <5.4 tons | CARRIER | HRCU-A-CB (Split System: Heat Pump with Remote Outdoor Unit-Air-Source) | 38MURAQ36AB3* | ADP |  | PL36H210P749 | 59SU5B100M21**22 | 35600 | 16 | 8.1 | 36800 | 34600 | 94.02% | 1.9 | 0 | 10 |  |  |  | No | R-410A | 2.9667 | Residential & Commercial | Ducted CEE Tier 1
214574030 | Central HP <5.4 tons | HEIL | HRCU-A-CB (Split System: Heat Pump with Remote Outdoor Unit-Air-Source) | HVH837GKA2* |  |  | EA*4X60L24A*+WALLCON | *80CTL0702120B* | 32800 | 17.5 | 8.5 | 31600 | 24800 | 78.48% | 1.98 | 0 | 11.5 |  |  |  | No | R-410A | 2.7333 | Residential & Commercial | Ducted CEE Tier 1
211245206 | Central HP <5.4 tons | HEIL | HRCU-A-CB (Split System: Heat Pump with Remote Outdoor Unit-Air-Source) | DLCURAH24ABK |  |  | EN(A,D,W)4X36L17** | *95ESN0801716A* | 24600 | 15.5 | 8.1 | 26800 | 22200 | 82.84% | 1.82 | 0 | 10 |  |  |  | No | R-410A | 2.05 | Residential & Commercial | Ducted CEE Tier 1
212987416 | Central HP <5.4 tons | COMFORTMAKER | HRCU-A-CB (Split System: Heat Pump with Remote Outdoor Unit-Air-Source) | DLCURAH24ABK |  |  | EA*4X36L21A* | *96MSN0801716A* | 23400 | 17 | 8.5 | 26000 | 24200 | 93.08% | 2.02 | 0 | 10 |  |  |  | No | R-410A | 1.95 | Residential & Commercial | Ducted CEE Tier 1
211245083 | Central HP <5.4 tons | HEIL | HRCU-A-CB (Split System: Heat Pump with Remote Outdoor Unit-Air-Source) | DLCURAH24ABK |  |  | EN(A,D,W)4X36L17** | *96VTN0601412A* | 23600 | 16.5 | 8.1 | 25800 | 23800 | 92.25% | 1.98 | 0 | 10 |  |  |  | No | R-410A | 1.9667 | Residential & Commercial | Ducted CEE Tier 1
211245251 | Central HP <5.4 tons | HEIL | HRCU-A-CB (Split System: Heat Pump with Remote Outdoor Unit-Air-Source) | DLCURAH24ABK |  |  | EN(A,D,W)4X36L17** | *80ESU0601716A | 24800 | 16.5 | 8.5 | 26600 | 22200 | 83.46% | 1.84 | 0 | 10.5 |  |  |  | No | R-410A | 2.0667 | Residential & Commercial | Ducted CEE Tier 1
214279901 | Central HP <5.4 tons | TEMPSTAR | HRCU-A-CB (Split System: Heat Pump with Remote Outdoor Unit-Air-Source) | DLCURAH24ABK |  |  | EA*4X30L17A* | *96MSN0601716A* | 23400 | 16.5 | 9 | 25800 | 24400 | 94.57% | 2.02 | 0 | 10 |  |  |  | No | R-410A | 1.95 | Residential & Commercial | Ducted CEE Tier 1
214573440 | Central HP <5.4 tons | HEIL | HRCU-A-CB (Split System: Heat Pump with Remote Outdoor Unit-Air-Source) | HVH837GKA** |  |  | EN(A,D,W)4X48L21**+WALLCON | *95CSU0802120B* | 32400 | 17.5 | 8.1 | 32800 | 24800 | 75.61% | 1.96 | 0 | 11.5 |  |  |  | No | R-410A | 2.7 | Residential & Commercial | Ducted CEE Tier 1
214628392 | Central HP <5.4 tons | CARRIER | HRCU-A-CB (Split System: Heat Pump with Remote Outdoor Unit-Air-Source) | 38MURAQ24AB3* | ADP |  | V,C36H***P429 | 59SC6A060M14**12 | 23400 | 16 | 8.5 | 25400 | 26000 | 102.4% | 2.22 | 0 | 10 |  |  |  | No | R-410A | 1.95 | Residential & Commercial | Ducted CEE Tier 1
214628426 | Central HP <5.4 tons | CARRIER | HRCU-A-CB (Split System: Heat Pump with Remote Outdoor Unit-Air-Source) | 38MURAQ24AB3* | ADP |  | C36A***L129 | 59SC6A060M17**16 | 23600 | 16 | 9.5 | 25000 | 24400 | 97.6% | 2.04 | 0 | 10 |  |  |  | No | R-410A | 1.9667 | Residential & Commercial | Ducted CEE Tier 1
214628490 | Central HP <5.4 tons | CARRIER | HRCU-A-CB (Split System: Heat Pump with Remote Outdoor Unit-Air-Source) | 38MURAQ24AB3* | ADP |  | V,C36H175P149 | 59SU5B060M17**16 | 23600 | 17 | 8.5 | 24800 | 24000 | 96.77% | 2.02 | 0 | 10.5 |  |  |  | No | R-410A | 1.9667 | Residential & Commercial | Ducted CEE Tier 1
213203932 | Central HP <5.4 tons | TEMPSTAR | HRCU-A-CB (Split System: Heat Pump with Remote Outdoor Unit-Air-Source) | DLCURAH18ABK | ASPEN |  | D(A,C,E)24B44+TDR | *80ES(N,L)0451412A* | 18000 | 16.5 | 8.5 | 18700 | 13800 | 73.8% | 2.29 | 0 | 11 |  |  |  | No | R-410A | 1.5 | Residential & Commercial | Ducted CEE Tier 1
213204000 | Central HP <5.4 tons | TEMPSTAR | HRCU-A-CB (Split System: Heat Pump with Remote Outdoor Unit-Air-Source) | DLCURAH18ABK | ASPEN |  | D(A,C,E)30B34+TDR | *96VTN0401712A* | 17600 | 15.5 | 8.5 | 18500 | 13700 | 74.05% | 2.27 | 0 | 10.5 |  |  |  | No | R-410A | 1.4667 | Residential & Commercial | Ducted CEE Tier 1
214649696 | Central HP <5.4 tons | MIDEA | HRCU-A-CB (Split System: Heat Pump with Remote Outdoor Unit-Air-Source) | MOVB-60HDN1-M18M | ASPEN |  | D(A,C,E)48D44+TDR | MGH96M060B3A | 34000 | 16.5 | 8.5 | 34600 | 26000 | 75.14% | 2.41 | 0 | 11.7 |  |  |  | No | R-410A | 2.8333 | Residential & Commercial | Ducted CEE Tier 1
213286673 | Central HP <5.4 tons | DAY & NIGHT | HRCU-A-CB (Split System: Heat Pump with Remote Outdoor Unit-Air-Source) | DLCURAH18ABK | ADP |  | CP1903A+TXV+TD |  | 17400 | 15.2 | 8.7 | 17000 | 19400 | 114.1% | 2.32 | 0 | 10.5 |  |  |  | No | R-410A | 1.45 | Residential & Commercial | Ducted CEE Tier 1
214091955 | Central HP <5.4 tons | YORK | HRCU-A-CB (Split System: Heat Pump with Remote Outdoor Unit-Air-Source) | HMH72B341 | ASPEN |  | D(A,C,E)36A34+TDR | TL9E100C20UH11 | 33400 | 17 | 8.1 | 33400 | 29000 | 86.83% | 2.71 | 0 | 10 |  |  |  | No | R-410A | 2.7833 | Residential & Commercial | Ducted CEE Tier 1
214091971 | Central HP <5.4 tons | YORK | HRCU-A-CB (Split System: Heat Pump with Remote Outdoor Unit-Air-Source) | HMH72B341 | ASPEN |  | D(A,C,E)42A44+TDR | TM8E100B12MP11 | 32600 | 18 | 8.1 | 33800 | 27400 | 81.07% | 2.63 | 0 | 10 |  |  |  | No | R-410A | 2.7167 | Residential & Commercial | Ducted CEE Tier 1
214091990 | Central HP <5.4 tons | YORK | HRCU-A-CB (Split System: Heat Pump with Remote Outdoor Unit-Air-Source) | HMH72B341 | ASPEN |  | D(A,C,E)48B34+TDR | TM8V100C16MP12 | 32800 | 17.5 | 8.5 | 33800 | 27400 | 81.07% | 2.66 | 0 | 10 |  |  |  | No | R-410A | 2.7333 | Residential & Commercial | Ducted CEE Tier 1
216056869 | Central HP <5.4 tons | YORK | HRCU-A-CB (Split System: Heat Pump with Remote Outdoor Unit-Air-Source) | HH860E2S11 | ASPEN |  | D(A,C,E)60A3K+TDR | TPLC080C16MP13 | 40500 | 16.5 | 8.1 | 43500 | 33400 | 76.78% | 2 | 0 | 11.5 |  |  |  | No | R-454B | 3.375 | Residential & Commercial | Ducted CEE Tier 1
216056876 | Central HP <5.4 tons | YORK | HRCU-A-CB (Split System: Heat Pump with Remote Outdoor Unit-Air-Source) | HH860E2S11 | ASPEN |  | C(A,C,D,E)60A3K+TDR | Y81E120C20SMPS1 | 41500 | 17.5 | 8.1 | 45000 | 34000 | 75.56% | 2 | 0 | 11.5 |  |  |  | No | R-454B | 3.4583 | Residential & Commercial | Ducted CEE Tier 1
215912468 | Central HP <5.4 tons | YORK | HRCU-A-CB (Split System: Heat Pump with Remote Outdoor Unit-Air-Source) | HH860E2S11 | ASPEN |  | C(A,C,D,E)48A3K+TDR | Y81E100C20SMPS1 | 40500 | 17.5 | 8.1 | 44000 | 33400 | 75.91% | 2 | 0 | 11.7 |  |  |  | No | R-454B | 3.375 | Residential & Commercial | Ducted CEE Tier 1
214092792 | Central HP <5.4 tons | YORK | HRCU-A-CB (Split System: Heat Pump with Remote Outdoor Unit-Air-Source) | HMH72B341 | ASPEN |  | D(A,C,E)42A46+TDR | TMLE100C16MP11 | 33000 | 18 | 8.3 | 32800 | 29000 | 88.41% | 2.71 | 0 | 10 |  |  |  | No | R-410A | 2.75 | Residential & Commercial | Ducted CEE Tier 1
214092839 | Central HP <5.4 tons | YORK | HRCU-A-CB (Split System: Heat Pump with Remote Outdoor Unit-Air-Source) | HMH72B341 | ASPEN |  | D(A,C,E)42A46+TDR | Y81E080C16LMPS1 | 32400 | 18 | 8.5 | 33400 | 27600 | 82.63% | 2.7 | 0 | 10 |  |  |  | No | R-410A | 2.7 | Residential & Commercial | Ducted CEE Tier 1
214092840 | Central HP <5.4 tons | YORK | HRCU-A-CB (Split System: Heat Pump with Remote Outdoor Unit-Air-Source) | HMH72B341 | ASPEN |  | D(A,C,E)48B36+TDR | Y81E080C16LMPS1 | 32600 | 18 | 8.5 | 33400 | 27600 | 82.63% | 2.7 | 0 | 10 |  |  |  | No | R-410A | 2.7167 | Residential & Commercial | Ducted CEE Tier 1
214253527 | Central HP <5.4 tons | TRANE | HRCU-A-CB (Split System: Heat Pump with Remote Outdoor Unit-Air-Source) | 4TWV8X60A1 |  |  | 4TXCD010DS3 | S8V2D120M5PCB | 54000 | 18 | 8.2 | 52000 | 39500 | 75.96% | 1.8 | 0 | 11.7 |  |  |  | No | R-410A | 4.5 | Residential & Commercial | Ducted CEE Tier 1
215935499 | Central HP <5.4 tons | COMFORTMAKER | HRCU-A-CB (Split System: Heat Pump with Remote Outdoor Unit-Air-Source) | C5H3V36*K*AAA* |  |  | EVM5X61M24A*+WALLCON | *97CMN0602120B* | 35800 | 21.5 | 8.5 | 38000 | 28600 | 75.26% | 2.06 | 0 | 12 |  |  |  | No | R-454B | 2.9833 | Residential & Commercial | Ducted CEE Tier 1
215935649 | Central HP <5.4 tons | COMFORTMAKER | HRCU-A-CB (Split System: Heat Pump with Remote Outdoor Unit-Air-Source) | C5H3V36*K*AAA* |  |  | EVD5X36M21A*+WALLCON | *80CTL0901716B* | 34400 | 21 | 8.5 | 38500 | 28200 | 73.25% | 2.04 | 0 | 11.7 |  |  |  | No | R-454B | 2.8667 | Residential & Commercial | Ducted CEE Tier 1
215936269 | Central HP <5.4 tons | COMFORTMAKER | HRCU-A-CB (Split System: Heat Pump with Remote Outdoor Unit-Air-Source) | C5H3V36*K*AAA* |  |  | EVD5X42M24A*+WALLCON | *96CTN1202422B* | 35600 | 22 | 8.5 | 38000 | 28400 | 74.74% | 2.04 | 0 | 12.5 |  |  |  | No | R-454B | 2.9667 | Residential & Commercial | Ducted CEE Tier 1
215935459 | Central HP <5.4 tons | COMFORTMAKER | HRCU-A-CB (Split System: Heat Pump with Remote Outdoor Unit-Air-Source) | C5H3V36*K*AAA* |  |  | EVM5X61M24A*+WALLCON | *80CTL0902120B* | 36000 | 22.5 | 8.5 | 37600 | 28200 | 75% | 2.06 | 0 | 12.5 |  |  |  | No | R-454B | 3 | Residential & Commercial | Ducted CEE Tier 1
215935489 | Central HP <5.4 tons | COMFORTMAKER | HRCU-A-CB (Split System: Heat Pump with Remote Outdoor Unit-Air-Source) | C5H3V36*K*AAA* |  |  | EVM5X61M24A*+WALLCON | *95CSU1002122B* | 36000 | 22.5 | 8.5 | 37600 | 28200 | 75% | 2.06 | 0 | 12.5 |  |  |  | No | R-454B | 3 | Residential & Commercial | Ducted CEE Tier 1
215935709 | Central HP <5.4 tons | COMFORTMAKER | HRCU-A-CB (Split System: Heat Pump with Remote Outdoor Unit-Air-Source) | C5H3V36*K*AAA* |  |  | EVD5X36M21A*+WALLCON | *97CMN0601714B* | 34000 | 20 | 8.1 | 38000 | 27000 | 71.05% | 2 | 0 | 11 |  |  |  | No | R-454B | 2.8333 | Residential & Commercial | Ducted CEE Tier 1
215865086 | Central HP <5.4 tons | AMERICAN STANDARD | HRCU-A-CB (Split System: Heat Pump with Remote Outdoor Unit-Air-Source) | 5A6V8X48A1 |  |  | 5PX*B006AS3+P0V0B000M40SD+LRP |  | 45000 | 18.1 | 8.5 | 46000 | 35200 | 76.52% | 2.1 | 0 | 10 |  |  |  | No | R-454B | 3.75 | Residential & Commercial | Ducted CEE Tier 1
215864125 | Central HP <5.4 tons | Cooper&Hunter | HRCU-A-CB (Split System: Heat Pump with Remote Outdoor Unit-Air-Source) | CH-PQ55-230VO |  |  | CH-PQ55AHU |  | 54000 | 17.5 | 9.5 | 55000 | 54000 | 98.18% | 1.9 | 0 | 12 |  |  |  | No | R-454B | 4.5 | Residential & Commercial | Ducted CEE Tier 1
214392839 | Central HP <5.4 tons | RUUD | HRCU-A-CB (Split System: Heat Pump with Remote Outdoor Unit-Air-Source) | RD17AZ36AJ3N | ASPEN |  | D(A,C,E)48C44+TDR | R801V0704A17UHU | 33200 | 18 | 8.1 | 34200 | 29600 | 86.55% | 1.9 | 0 | 10 |  |  |  | No | R-410A | 2.7667 | Residential & Commercial | Ducted CEE Tier 1
214392871 | Central HP <5.4 tons | RUUD | HRCU-A-CB (Split System: Heat Pump with Remote Outdoor Unit-Air-Source) | RD17AZ36AJ3N | ASPEN |  | D(A,C,E)48D34+TDR | R801V0754A17DZ | 33200 | 18 | 8.1 | 34200 | 29600 | 86.55% | 1.9 | 0 | 10 |  |  |  | No | R-410A | 2.7667 | Residential & Commercial | Ducted CEE Tier 1
211228003 | Central HP <5.4 tons | DAY & NIGHT | HRCU-A-CB (Split System: Heat Pump with Remote Outdoor Unit-Air-Source) | DLCURAH36ABK |  |  | EA*4X42L24A* | *95ESN0802120A* | 36200 | 15.5 | 8.1 | 39500 | 35200 | 89.11% | 1.92 | 0 | 10 |  |  |  | No | R-410A | 3.0167 | Residential & Commercial | Ducted CEE Tier 1
214253211 | Central HP <5.4 tons | TRANE | HRCU-A-CB (Split System: Heat Pump with Remote Outdoor Unit-Air-Source) | 4TWV0X60A1 |  |  | 4PX*DU60BS3 | S8V2D120M5PDB | 54000 | 19 | 8.2 | 52000 | 39500 | 75.96% | 1.8 | 0 | 11.7 |  |  |  | No | R-410A | 4.5 | Residential & Commercial | Ducted CEE Tier 1
212988016 | Central HP <5.4 tons | COMFORTMAKER | HRCU-A-CB (Split System: Heat Pump with Remote Outdoor Unit-Air-Source) | DLCURAH36ABK |  |  | EA*4X48L24A* | *96MSN1002120A* | 36000 | 16.5 | 8.5 | 37800 | 34600 | 91.53% | 2.04 | 0 | 10 |  |  |  | No | R-410A | 3 | Residential & Commercial | Ducted CEE Tier 1
211228503 | Central HP <5.4 tons | DAY & NIGHT | HRCU-A-CB (Split System: Heat Pump with Remote Outdoor Unit-Air-Source) | DLCURAH36ABK |  |  | EA*4X43L21A* | *95ESN0802120A* | 37200 | 15.5 | 8.5 | 38500 | 35000 | 90.91% | 2.12 | 0 | 10 |  |  |  | No | R-410A | 3.1 | Residential & Commercial | Ducted CEE Tier 1
215864838 | Central HP <5.4 tons | AMERICAN STANDARD | HRCU-A-CB (Split System: Heat Pump with Remote Outdoor Unit-Air-Source) | 5A6V8X48A1 |  |  | 5PX*C009AS3 | S8V2C080M5PCB | 46000 | 18.1 | 8.5 | 45000 | 34800 | 77.33% | 2.1 | 0 | 10.5 |  |  |  | No | R-454B | 3.8333 | Residential & Commercial | Ducted CEE Tier 1
215865006 | Central HP <5.4 tons | AMERICAN STANDARD | HRCU-A-CB (Split System: Heat Pump with Remote Outdoor Unit-Air-Source) | 5A6V8X60A1 |  |  | 5PX*C009AS3 | S9V2C100U5PSC+LRP | 54000 | 18.1 | 8.5 | 55500 | 39500 | 71.17% | 2 | 0 | 10 |  |  |  | No | R-454B | 4.5 | Residential & Commercial | Ducted CEE Tier 1
215865054 | Central HP <5.4 tons | AMERICAN STANDARD | HRCU-A-CB (Split System: Heat Pump with Remote Outdoor Unit-Air-Source) | 5A6V8X36A1 |  |  | 5PX*BD04AS3+P0V0A000M30SD+LRP |  | 31600 | 18.1 | 8.5 | 33800 | 25800 | 76.33% | 2 | 0 | 10 |  |  |  | No | R-454B | 2.6333 | Residential & Commercial | Ducted CEE Tier 1
210692785 | Central HP <5.4 tons | GOODMAN | HRCU-A-CB (Split System: Heat Pump with Remote Outdoor Unit-Air-Source) | GSZV903610A* |  |  | CSCF3642N6D*+TXV | G*VM970804CNB* | 33800 | 18.5 | 8.2 | 34000 | 24400 | 71.76% | 1.8 | 0 | 11.5 |  |  |  | No | R-410A | 2.8167 | Residential & Commercial | Ducted CEE Tier 1
210609966 | Central HP <5.4 tons | GOODMAN | HRCU-A-CB (Split System: Heat Pump with Remote Outdoor Unit-Air-Source) | GSZV903610A* |  |  | AMVE36CP1400A* |  | 33600 | 18.5 | 8.2 | 34000 | 24400 | 71.76% | 1.8 | 0 | 11.5 |  |  |  | No | R-410A | 2.8 | Residential & Commercial | Ducted CEE Tier 1
215932383 | Central HP <5.4 tons | TEMPSTAR | HRCU-A-CB (Split System: Heat Pump with Remote Outdoor Unit-Air-Source) | T5H3V36*K*AAA* |  |  | EA*5X43M21A*+WALLCON | *96CTN0601714B* | 33800 | 19.5 | 9.5 | 34200 | 26000 | 76.02% | 2.06 | 0 | 11 |  |  |  | No | R-454B | 2.8167 | Residential & Commercial | Ducted CEE Tier 1
212500149 | Central HP <5.4 tons | LENNOX | HRCU-A-CB (Split System: Heat Pump with Remote Outdoor Unit-Air-Source) | EL22XPV-024-230A** | ADP |  | LH35/36X9 | SL297UH060NV36B* | 23800 | 20 | 8.5 | 22000 | 15400 | 70% | 1.9 | 0 | 13.5 |  |  |  | No | R-410A | 1.9833 | Residential & Commercial | Ducted CEE Tier 1
215652909 | Central HP <5.4 tons | TRANE | HRCU-A-CB (Split System: Heat Pump with Remote Outdoor Unit-Air-Source) | 4TWV8X60A1 | ADP |  | H,TG49960 | S8V2C100M5PCA | 54000 | 18 | 8.2 | 50000 | 39500 | 79% | 1.78 | 0 | 11.7 |  |  |  | No | R-410A | 4.5 | Residential & Commercial | Ducted CEE Tier 1
212987500 | Central HP <5.4 tons | COMFORTMAKER | HRCU-A-CB (Split System: Heat Pump with Remote Outdoor Unit-Air-Source) | DLCURAH18ABK |  |  | EA*4X19L17A* | *96MSN0801716A* | 18200 | 16.5 | 8.5 | 18100 | 17700 | 97.79% | 2.14 | 0 | 11 |  |  |  | No | R-410A | 1.5167 | Residential & Commercial | Ducted CEE Tier 1
214649704 | Central HP <5.4 tons | MIDEA | HRCU-A-CB (Split System: Heat Pump with Remote Outdoor Unit-Air-Source) | MOVB-60HDN1-M18M | ASPEN |  | D(A,C,E)48C34+TDR | MGH96M080C4A | 33200 | 16.5 | 8.5 | 34600 | 26000 | 75.14% | 2.41 | 0 | 11.7 |  |  |  | No | R-410A | 2.7667 | Residential & Commercial | Ducted CEE Tier 1
214649699 | Central HP <5.4 tons | MIDEA | HRCU-A-CB (Split System: Heat Pump with Remote Outdoor Unit-Air-Source) | MOVB-60HDN1-M18M | ASPEN |  | D(A,C,E)48C34+TDR | MGH96M080B3A | 33000 | 16.5 | 8.5 | 34400 | 25800 | 75% | 2.3 | 0 | 11.7 |  |  |  | No | R-410A | 2.75 | Residential & Commercial | Ducted CEE Tier 1
214394211 | Central HP <5.4 tons | RUUD | HRCU-A-CB (Split System: Heat Pump with Remote Outdoor Unit-Air-Source) | RD17AZ36AJ3N | ASPEN |  | D(A,C,E)48D34+TDR | U802VA050317M | 33200 | 18 | 8.1 | 34200 | 29600 | 86.55% | 1.9 | 0 | 10 |  |  |  | No | R-410A | 2.7667 | Residential & Commercial | Ducted CEE Tier 1
215318934 | Central HP <5.4 tons | COMFORTMAKER | HRCU-A-CB (Split System: Heat Pump with Remote Outdoor Unit-Air-Source) | D5CSHAH33AAK |  |  | D5FSAAH36XBK |  | 33000 | 16.7 | 10 | 35000 | 34000 | 97.14% | 2 | 0 | 11.7 |  |  |  | No | R-454B | 2.75 | Residential & Commercial | Ducted CEE Tier 1
214861463 | Central HP <5.4 tons | RUUD | HRCU-A-CB (Split System: Heat Pump with Remote Outdoor Unit-Air-Source) | RD17AZ24AJ3N | ADP |  | H,RE7J936 | R962V0403A17M4S | 21600 | 16 | 9.5 | 21000 | 16500 | 78.57% | 2 | 0 | 10.5 |  |  |  | No | R-410A | 1.8 | Residential & Commercial | Ducted CEE Tier 1
214393795 | Central HP <5.4 tons | RUUD | HRCU-A-CB (Split System: Heat Pump with Remote Outdoor Unit-Air-Source) | RD17AZ36AJ3N | ASPEN |  | D(A,C,E)36D44+TDR | R951V0603A17M4S | 33200 | 18 | 8.1 | 34200 | 29800 | 87.13% | 1.9 | 0 | 10 |  |  |  | No | R-410A | 2.7667 | Residential & Commercial | Ducted CEE Tier 1
214393911 | Central HP <5.4 tons | RUUD | HRCU-A-CB (Split System: Heat Pump with Remote Outdoor Unit-Air-Source) | RD17AZ36AJ3N | ASPEN |  | D(A,C,E)42B44+TDR | R951V0855A21M4S | 33000 | 18 | 8.1 | 34200 | 29600 | 86.55% | 1.9 | 0 | 10 |  |  |  | No | R-410A | 2.75 | Residential & Commercial | Ducted CEE Tier 1
214393927 | Central HP <5.4 tons | RUUD | HRCU-A-CB (Split System: Heat Pump with Remote Outdoor Unit-Air-Source) | RD17AZ36AJ3N | ASPEN |  | D(A,C,E)48D34+TDR | R951V0855A21M4S | 33200 | 18 | 8.1 | 34200 | 29600 | 86.55% | 1.9 | 0 | 10 |  |  |  | No | R-410A | 2.7667 | Residential & Commercial | Ducted CEE Tier 1
212986348 | Central HP <5.4 tons | COMFORTMAKER | HRCU-A-CB (Split System: Heat Pump with Remote Outdoor Unit-Air-Source) | DLCURAH18ABK |  |  | EN(A,D)4X24L14** | *96MSN0401410A* | 17400 | 15.5 | 8.5 | 18500 | 19200 | 103.8% | 2.3 | 0 | 10.5 |  |  |  | No | R-410A | 1.45 | Residential & Commercial | Ducted CEE Tier 1
212987002 | Central HP <5.4 tons | COMFORTMAKER | HRCU-A-CB (Split System: Heat Pump with Remote Outdoor Unit-Air-Source) | DLCURAH18ABK |  |  | EA*4X24L17A* | *96MSN0601412A* | 17300 | 16 | 8.5 | 18200 | 19400 | 106.6% | 2.34 | 0 | 10.5 |  |  |  | No | R-410A | 1.4417 | Residential & Commercial | Ducted CEE Tier 1
212988822 | Central HP <5.4 tons | COMFORTMAKER | HRCU-A-CB (Split System: Heat Pump with Remote Outdoor Unit-Air-Source) | DLCURAH18ABK |  |  | EN(A,D)4X24L17** | *95MSU0401712A* | 17600 | 16 | 8.5 | 18700 | 19100 | 102.1% | 2.3 | 0 | 10.5 |  |  |  | No | R-410A | 1.4667 | Residential & Commercial | Ducted CEE Tier 1
214649695 | Central HP <5.4 tons | MIDEA | HRCU-A-CB (Split System: Heat Pump with Remote Outdoor Unit-Air-Source) | MOVB-60HDN1-M18M | ASPEN |  | D(A,C,E)48C34+TDR | MGH96M060B3A | 33000 | 16.5 | 8.5 | 34600 | 26000 | 75.14% | 2.41 | 0 | 11.7 |  |  |  | No | R-410A | 2.75 | Residential & Commercial | Ducted CEE Tier 1
211260207 | Central HP <5.4 tons | DAY & NIGHT | HRCU-A-CB (Split System: Heat Pump with Remote Outdoor Unit-Air-Source) | DLCURAH18ABK |  |  | EA*4X24L14A* | *92ESN0601412A* | 18100 | 16 | 9 | 18900 | 18900 | 100% | 2.28 | 0 | 10.5 |  |  |  | No | R-410A | 1.5083 | Residential & Commercial | Ducted CEE Tier 1
210692755 | Central HP <5.4 tons | GOODMAN | HRCU-A-CB (Split System: Heat Pump with Remote Outdoor Unit-Air-Source) | GSZV903610A* |  |  | CHPF3743C6B*+TXV | G*VC801005C*A* | 33400 | 18 | 8.2 | 34000 | 24400 | 71.76% | 1.8 | 0 | 11 |  |  |  | No | R-410A | 2.7833 | Residential & Commercial | Ducted CEE Tier 1
210692771 | Central HP <5.4 tons | GOODMAN | HRCU-A-CB (Split System: Heat Pump with Remote Outdoor Unit-Air-Source) | GSZV903610A* |  |  | CSCF3642N6D*+TXV | G*VC800804C*A* | 33800 | 18.5 | 8.2 | 34000 | 24400 | 71.76% | 1.8 | 0 | 11.5 |  |  |  | No | R-410A | 2.8167 | Residential & Commercial | Ducted CEE Tier 1
213295992 | Central HP <5.4 tons | AMERICAN STANDARD | HRCU-A-CB (Split System: Heat Pump with Remote Outdoor Unit-Air-Source) | 4A6V0024A1 | ASPEN |  | D(A,C,E)36A44+JMET08BS2N1+TDR |  | 22000 | 18.9 | 8.3 | 21400 | 19900 | 92.99% | 2.43 | 0 | 12.3 |  |  |  | No | R-410A | 1.8333 | Residential & Commercial | Ducted CEE Tier 1
214101700 | Central HP <5.4 tons | CONCORD | HRCU-A-CB (Split System: Heat Pump with Remote Outdoor Unit-Air-Source) | 4HP18V36P | ADP |  | H,A,DD16936 | 97G2DF045BE12 | 24000 | 18 | 8.5 | 22400 | 16300 | 72.77% | 2.16 | 0 | 12 |  |  |  | No | R-410A | 2 | Residential & Commercial | Ducted CEE Tier 1
214861467 | Central HP <5.4 tons | RUUD | HRCU-A-CB (Split System: Heat Pump with Remote Outdoor Unit-Air-Source) | RD17AZ24AJ3N | ADP |  | H,RE7J936 | R962V0703A17M4S | 21600 | 16 | 9.5 | 21000 | 16500 | 78.57% | 2 | 0 | 10.5 |  |  |  | No | R-410A | 1.8 | Residential & Commercial | Ducted CEE Tier 1
212979408 | Central HP <5.4 tons | HEIL | HRCU-A-CB (Split System: Heat Pump with Remote Outdoor Unit-Air-Source) | DLCURAH36ABK |  |  | EA*4X48L21A* | *80MS(N,L)0702116A* | 35400 | 16.5 | 8.1 | 37800 | 34600 | 91.53% | 2 | 0 | 10 |  |  |  | No | R-410A | 2.95 | Residential & Commercial | Ducted CEE Tier 1
212980493 | Central HP <5.4 tons | HEIL | HRCU-A-CB (Split System: Heat Pump with Remote Outdoor Unit-Air-Source) | DLCURAH36ABK |  |  | EA*4X48L24A* | *80MS(N,L)0902120A* | 36000 | 16.5 | 8.5 | 37800 | 34600 | 91.53% | 2.04 | 0 | 10 |  |  |  | No | R-410A | 3 | Residential & Commercial | Ducted CEE Tier 1
214253213 | Central HP <5.4 tons | TRANE | HRCU-A-CB (Split System: Heat Pump with Remote Outdoor Unit-Air-Source) | 4TWV0X60A1 |  |  | 4PX*DU60BS3 | S8V2D120M5PCB | 54000 | 19 | 8.2 | 52000 | 39500 | 75.96% | 1.8 | 0 | 11.7 |  |  |  | No | R-410A | 4.5 | Residential & Commercial | Ducted CEE Tier 1
213204370 | Central HP <5.4 tons | TEMPSTAR | HRCU-A-CB (Split System: Heat Pump with Remote Outdoor Unit-Air-Source) | DLCURAH24AAK | ASPEN |  | D(A,C,E)24B44+TDR | *96VTN1002122A* | 23600 | 16.5 | 8.1 | 24800 | 26800 | 108.1% | 2.7 | 0 | 10 |  |  |  | No | R-410A | 1.9667 | Residential & Commercial | Ducted CEE Tier 1
215434083 | Central HP <5.4 tons | GOODMAN | HRCU-A-CB (Split System: Heat Pump with Remote Outdoor Unit-Air-Source) | GZV7SA2410A* |  |  | CA*EA3022*3A* | G*VS800604BUA* | 23200 | 19 | 8.6 | 23200 | 17000 | 73.28% | 2 | 0 | 11 |  |  |  | No | R-32 | 1.9333 | Residential & Commercial | Ducted CEE Tier 1
215434115 | Central HP <5.4 tons | GOODMAN | HRCU-A-CB (Split System: Heat Pump with Remote Outdoor Unit-Air-Source) | GZV7SA2410A* |  |  | CA*EA3626*3A* | G*VT961005CNA* | 23200 | 19 | 8.6 | 23200 | 17000 | 73.28% | 2 | 0 | 11 |  |  |  | No | R-32 | 1.9333 | Residential & Commercial | Ducted CEE Tier 1
212500227 | Central HP <5.4 tons | MIDEA | HRCU-A-CB (Split System: Heat Pump with Remote Outdoor Unit-Air-Source) | MOVA-60HDN1-M20G | ADP |  | F,PE*TT3960 |  | 45000 | 18 | 9.15 | 46000 | 33200 | 72.17% | 1.94 | 0 | 11.5 |  |  |  | No | R-410A | 3.75 | Residential & Commercial | Ducted CEE Tier 1
211260566 | Central HP <5.4 tons | DAY & NIGHT | HRCU-A-CB (Split System: Heat Pump with Remote Outdoor Unit-Air-Source) | DLCURAH18ABK |  |  | EA*4X24L17A* | *80ES(N,L)0701712A* | 18000 | 16 | 8.5 | 18800 | 18900 | 100.5% | 2.28 | 0 | 10.5 |  |  |  | No | R-410A | 1.5 | Residential & Commercial | Ducted CEE Tier 1
214392587 | Central HP <5.4 tons | RUUD | HRCU-A-CB (Split System: Heat Pump with Remote Outdoor Unit-Air-Source) | RD17AZ24AJ3N | ASPEN |  | D(A,C,E)30B34+TDR | R962V0603A17M4S | 21600 | 18 | 8.1 | 22600 | 17000 | 75.22% | 2 | 0 | 10 |  |  |  | No | R-410A | 1.8 | Residential & Commercial | Ducted CEE Tier 1
214391656 | Central HP <5.4 tons | RUUD | HRCU-A-CB (Split System: Heat Pump with Remote Outdoor Unit-Air-Source) | RP15AZ24AJ2N | ASPEN |  | CP31A34+TDR | R802V0503A14DZ | 22400 | 15.6 | 8.3 | 23000 | 16300 | 70.87% | 2.84 | 0 | 11.9 |  |  |  | No | R-410A | 1.8667 | Residential & Commercial | Ducted CEE Tier 1
214391665 | Central HP <5.4 tons | RUUD | HRCU-A-CB (Split System: Heat Pump with Remote Outdoor Unit-Air-Source) | RP15AZ24AJ2N | ASPEN |  | CP37A34+TDR | R802V0754A17DZ | 22400 | 16 | 8.3 | 23000 | 17200 | 74.78% | 3.05 | 0 | 11.9 |  |  |  | No | R-410A | 1.8667 | Residential & Commercial | Ducted CEE Tier 1
214391642 | Central HP <5.4 tons | RUUD | HRCU-A-CB (Split System: Heat Pump with Remote Outdoor Unit-Air-Source) | RP15AZ24AJ2N | ASPEN |  | CP31A34+TDR | R801V0503A14UH | 22400 | 15.6 | 8.3 | 23000 | 16300 | 70.87% | 2.88 | 0 | 11.9 |  |  |  | No | R-410A | 1.8667 | Residential & Commercial | Ducted CEE Tier 1
214391644 | Central HP <5.4 tons | RUUD | HRCU-A-CB (Split System: Heat Pump with Remote Outdoor Unit-Air-Source) | RP15AZ24AJ2N | ASPEN |  | CP31A34+TDR | R801V0504A17UHU | 22400 | 15.6 | 8.3 | 23000 | 16500 | 71.74% | 2.89 | 0 | 11.9 |  |  |  | No | R-410A | 1.8667 | Residential & Commercial | Ducted CEE Tier 1
215464919 | Central HP <5.4 tons | ARMSTRONG AIR | HRCU-A-CB (Split System: Heat Pump with Remote Outdoor Unit-Air-Source) | 4SHP18LX136P | ADP |  | H,A,DP15(1,2)36+TXV | A96DS2V045B12 | 23600 | 19 | 8.5 | 22400 | 16100 | 71.88% | 2.18 | 0 | 12 |  |  |  | No | R-410A | 1.9667 | Residential & Commercial | Ducted CEE Tier 1
214630508 | Central HP <5.4 tons | CARRIER | HRCU-A-CB (Split System: Heat Pump with Remote Outdoor Unit-Air-Source) | 25VNA837A*031* | ADP |  | PL36H175P159 | 58CU*A060C17**16 | 32000 | 17 | 8.1 | 31400 | 24400 | 77.71% | 1.96 | 0 | 11.5 |  |  |  | No | R-410A | 2.6667 | Residential & Commercial | Ducted CEE Tier 1
215935479 | Central HP <5.4 tons | COMFORTMAKER | HRCU-A-CB (Split System: Heat Pump with Remote Outdoor Unit-Air-Source) | C5H3V36*K*AAA* |  |  | EVM5X61M24A*+WALLCON | *80CTL1352422B* | 36000 | 22.5 | 8.5 | 37600 | 28200 | 75% | 2.04 | 0 | 12.5 |  |  |  | No | R-454B | 3 | Residential & Commercial | Ducted CEE Tier 1
210692709 | Central HP <5.4 tons | GOODMAN | HRCU-A-CB (Split System: Heat Pump with Remote Outdoor Unit-Air-Source) | GSZV903610A* |  |  | CA*F3743*6D*+MBVC1201**-1A*+TXV |  | 34000 | 19 | 8.2 | 34000 | 24400 | 71.76% | 1.8 | 0 | 12 |  |  |  | No | R-410A | 2.8333 | Residential & Commercial | Ducted CEE Tier 1
210692725 | Central HP <5.4 tons | GOODMAN | HRCU-A-CB (Split System: Heat Pump with Remote Outdoor Unit-Air-Source) | GSZV903610A* |  |  | CA*F3743*6D*+TXV | G*VM970803BNB* | 33600 | 18.5 | 8.2 | 34000 | 24400 | 71.76% | 1.8 | 0 | 12 |  |  |  | No | R-410A | 2.8 | Residential & Commercial | Ducted CEE Tier 1
210692734 | Central HP <5.4 tons | GOODMAN | HRCU-A-CB (Split System: Heat Pump with Remote Outdoor Unit-Air-Source) | GSZV903610A* |  |  | CHPF3642C6C*+TXV | G*VS800805CUA* | 33400 | 18 | 8.2 | 34000 | 24400 | 71.76% | 1.8 | 0 | 11 |  |  |  | No | R-410A | 2.7833 | Residential & Commercial | Ducted CEE Tier 1
214392167 | Central HP <5.4 tons | RUUD | HRCU-A-CB (Split System: Heat Pump with Remote Outdoor Unit-Air-Source) | RD17AZ24AJ3N | ASPEN |  | D(A,C,E)24C34+TDR | R801V0504A17UHS | 21600 | 18 | 8.1 | 22600 | 16900 | 74.78% | 2 | 0 | 10 |  |  |  | No | R-410A | 1.8 | Residential & Commercial | Ducted CEE Tier 1
214393198 | Central HP <5.4 tons | RUUD | HRCU-A-CB (Split System: Heat Pump with Remote Outdoor Unit-Air-Source) | RD17AZ36AJ3N | ASPEN |  | D(A,C,E)48C34+TDR | R802V0504A17UHN | 32800 | 18 | 8.1 | 34200 | 29800 | 87.13% | 1.9 | 0 | 10 |  |  |  | No | R-410A | 2.7333 | Residential & Commercial | Ducted CEE Tier 1
214393232 | Central HP <5.4 tons | RUUD | HRCU-A-CB (Split System: Heat Pump with Remote Outdoor Unit-Air-Source) | RD17AZ36AJ3N | ASPEN |  | D(A,C,E)48D44+TDR | R802V0504A17UHS | 33800 | 18 | 8.1 | 34200 | 29800 | 87.13% | 1.9 | 0 | 10 |  |  |  | No | R-410A | 2.8167 | Residential & Commercial | Ducted CEE Tier 1
214393680 | Central HP <5.4 tons | RUUD | HRCU-A-CB (Split System: Heat Pump with Remote Outdoor Unit-Air-Source) | RD17AZ36AJ3N | ASPEN |  | D(A,C,E)36C44+TDR | R921V0855A21M4S | 33000 | 18 | 8.1 | 34200 | 29600 | 86.55% | 1.9 | 0 | 10 |  |  |  | No | R-410A | 2.75 | Residential & Commercial | Ducted CEE Tier 1
214393732 | Central HP <5.4 tons | RUUD | HRCU-A-CB (Split System: Heat Pump with Remote Outdoor Unit-Air-Source) | RD17AZ36AJ3N | ASPEN |  | D(A,C,E)36C44+TDR | R951V0403A17M4S | 33000 | 18 | 8.1 | 34200 | 29600 | 86.55% | 1.9 | 0 | 10 |  |  |  | No | R-410A | 2.75 | Residential & Commercial | Ducted CEE Tier 1
214393832 | Central HP <5.4 tons | RUUD | HRCU-A-CB (Split System: Heat Pump with Remote Outdoor Unit-Air-Source) | RD17AZ36AJ3N | ASPEN |  | D(A,C,E)42C44+TDR | R951V0603A17UHU | 33200 | 18 | 8.1 | 34200 | 29800 | 87.13% | 1.9 | 0 | 10 |  |  |  | No | R-410A | 2.7667 | Residential & Commercial | Ducted CEE Tier 1
214391653 | Central HP <5.4 tons | RUUD | HRCU-A-CB (Split System: Heat Pump with Remote Outdoor Unit-Air-Source) | RP15AZ24AJ2N | ASPEN |  | CP37A34+TDR | R801V1004A17UHN | 22400 | 16 | 8.3 | 23000 | 17000 | 73.91% | 3.03 | 0 | 11.9 |  |  |  | No | R-410A | 1.8667 | Residential & Commercial | Ducted CEE Tier 1
214391669 | Central HP <5.4 tons | RUUD | HRCU-A-CB (Split System: Heat Pump with Remote Outdoor Unit-Air-Source) | RP15AZ24AJ2N | ASPEN |  | CP37A34+TDR | R802V1004A17UHN | 22400 | 16 | 8.3 | 23000 | 17000 | 73.91% | 3.04 | 0 | 11.9 |  |  |  | No | R-410A | 1.8667 | Residential & Commercial | Ducted CEE Tier 1
214391659 | Central HP <5.4 tons | RUUD | HRCU-A-CB (Split System: Heat Pump with Remote Outdoor Unit-Air-Source) | RP15AZ24AJ2N | ASPEN |  | CP37A34+TDR | R802V0503A14UH | 22400 | 15.6 | 8.3 | 23000 | 16300 | 70.87% | 2.88 | 0 | 11.9 |  |  |  | No | R-410A | 1.8667 | Residential & Commercial | Ducted CEE Tier 1
214391677 | Central HP <5.4 tons | RUUD | HRCU-A-CB (Split System: Heat Pump with Remote Outdoor Unit-Air-Source) | RP15AZ24AJ2N | ASPEN |  | CP37A34+TDR | R921V0703A17M4S | 22400 | 15.6 | 8.3 | 23000 | 16300 | 70.87% | 2.88 | 0 | 11.9 |  |  |  | No | R-410A | 1.8667 | Residential & Commercial | Ducted CEE Tier 1
214393834 | Central HP <5.4 tons | RUUD | HRCU-A-CB (Split System: Heat Pump with Remote Outdoor Unit-Air-Source) | RD17AZ36AJ3N | ASPEN |  | D(A,C,E)42D34+TDR | R951V0603A17UHU | 32800 | 18 | 8.1 | 34200 | 29800 | 87.13% | 1.9 | 0 | 10 |  |  |  | No | R-410A | 2.7333 | Residential & Commercial | Ducted CEE Tier 1
214393864 | Central HP <5.4 tons | RUUD | HRCU-A-CB (Split System: Heat Pump with Remote Outdoor Unit-Air-Source) | RD17AZ36AJ3N | ASPEN |  | D(A,C,E)42D34+TDR | R951V0703A17M4S | 32800 | 18 | 8.1 | 34200 | 29600 | 86.55% | 1.9 | 0 | 10 |  |  |  | No | R-410A | 2.7333 | Residential & Commercial | Ducted CEE Tier 1
214394615 | Central HP <5.4 tons | RUUD | HRCU-A-CB (Split System: Heat Pump with Remote Outdoor Unit-Air-Source) | RD17AZ36AJ3N | ASPEN |  | D(A,C,E)42B44+TDR | U98MV1005A21UPS | 33000 | 18 | 8.1 | 34200 | 29600 | 86.55% | 1.9 | 0 | 10 |  |  |  | No | R-410A | 2.75 | Residential & Commercial | Ducted CEE Tier 1
214392741 | Central HP <5.4 tons | RUUD | HRCU-A-CB (Split System: Heat Pump with Remote Outdoor Unit-Air-Source) | RD17AZ36AJ3N | ASPEN |  | D(A,C,E)42D44+TDR | R801V0504A17UHN | 33400 | 18 | 8.1 | 34200 | 29800 | 87.13% | 1.9 | 0 | 10 |  |  |  | No | R-410A | 2.7833 | Residential & Commercial | Ducted CEE Tier 1
214392752 | Central HP <5.4 tons | RUUD | HRCU-A-CB (Split System: Heat Pump with Remote Outdoor Unit-Air-Source) | RD17AZ36AJ3N | ASPEN |  | D(A,C,E)48D44+TDR | R801V0504A17UHN | 33800 | 18 | 8.1 | 34200 | 29800 | 87.13% | 1.9 | 0 | 10 |  |  |  | No | R-410A | 2.8167 | Residential & Commercial | Ducted CEE Tier 1
214393568 | Central HP <5.4 tons | RUUD | HRCU-A-CB (Split System: Heat Pump with Remote Outdoor Unit-Air-Source) | RD17AZ36AJ3N | ASPEN |  | D(A,C,E)36C44+TDR | R921V0403A17M4S | 33000 | 18 | 8.1 | 34200 | 29600 | 86.55% | 1.9 | 0 | 10 |  |  |  | No | R-410A | 2.75 | Residential & Commercial | Ducted CEE Tier 1
214393704 | Central HP <5.4 tons | RUUD | HRCU-A-CB (Split System: Heat Pump with Remote Outdoor Unit-Air-Source) | RD17AZ36AJ3N | ASPEN |  | D(A,C,E)48D44+TDR | R921V0855A21M4S | 33800 | 18 | 8.1 | 34200 | 29600 | 86.55% | 1.9 | 0 | 10 |  |  |  | No | R-410A | 2.8167 | Residential & Commercial | Ducted CEE Tier 1
214393640 | Central HP <5.4 tons | RUUD | HRCU-A-CB (Split System: Heat Pump with Remote Outdoor Unit-Air-Source) | RD17AZ36AJ3N | ASPEN |  | D(A,C,E)42D34+TDR | R921V0703A17M4S | 32800 | 18 | 8.1 | 34200 | 29600 | 86.55% | 1.9 | 0 | 10 |  |  |  | No | R-410A | 2.7333 | Residential & Commercial | Ducted CEE Tier 1
214393756 | Central HP <5.4 tons | RUUD | HRCU-A-CB (Split System: Heat Pump with Remote Outdoor Unit-Air-Source) | RD17AZ36AJ3N | ASPEN |  | D(A,C,E)48D44+TDR | R951V0403A17M4S | 33800 | 18 | 8.1 | 34200 | 29600 | 86.55% | 1.9 | 0 | 10 |  |  |  | No | R-410A | 2.8167 | Residential & Commercial | Ducted CEE Tier 1
214393772 | Central HP <5.4 tons | RUUD | HRCU-A-CB (Split System: Heat Pump with Remote Outdoor Unit-Air-Source) | RD17AZ36AJ3N | ASPEN |  | D(A,C,E)42C44+TDR | R951V0403A17UHU | 33200 | 18 | 8.1 | 34200 | 29800 | 87.13% | 1.9 | 0 | 10 |  |  |  | No | R-410A | 2.7667 | Residential & Commercial | Ducted CEE Tier 1
214393924 | Central HP <5.4 tons | RUUD | HRCU-A-CB (Split System: Heat Pump with Remote Outdoor Unit-Air-Source) | RD17AZ36AJ3N | ASPEN |  | D(A,C,E)48C34+TDR | R951V0855A21M4S | 32800 | 18 | 8.1 | 34200 | 29600 | 86.55% | 1.9 | 0 | 10 |  |  |  | No | R-410A | 2.7333 | Residential & Commercial | Ducted CEE Tier 1
214394040 | Central HP <5.4 tons | RUUD | HRCU-A-CB (Split System: Heat Pump with Remote Outdoor Unit-Air-Source) | RD17AZ36AJ3N | ASPEN |  | D(A,C,E)48D44+TDR | R962V0603A17M4S | 33800 | 18 | 8.1 | 34200 | 29800 | 87.13% | 1.9 | 0 | 10 |  |  |  | No | R-410A | 2.8167 | Residential & Commercial | Ducted CEE Tier 1
214394059 | Central HP <5.4 tons | RUUD | HRCU-A-CB (Split System: Heat Pump with Remote Outdoor Unit-Air-Source) | RD17AZ36AJ3N | ASPEN |  | D(A,C,E)42D44+TDR | R962V0703A17M4S | 33400 | 18 | 8.1 | 34200 | 29600 | 86.55% | 1.9 | 0 | 10 |  |  |  | No | R-410A | 2.7833 | Residential & Commercial | Ducted CEE Tier 1
214394191 | Central HP <5.4 tons | RUUD | HRCU-A-CB (Split System: Heat Pump with Remote Outdoor Unit-Air-Source) | RD17AZ36AJ3N | ASPEN |  | D(A,C,E)36D44+TDR | U802VA050317M | 33200 | 18 | 8.1 | 34200 | 29600 | 86.55% | 1.9 | 0 | 10 |  |  |  | No | R-410A | 2.7667 | Residential & Commercial | Ducted CEE Tier 1
214394209 | Central HP <5.4 tons | RUUD | HRCU-A-CB (Split System: Heat Pump with Remote Outdoor Unit-Air-Source) | RD17AZ36AJ3N | ASPEN |  | D(A,C,E)48C44+TDR | U802VA050317M | 33200 | 18 | 8.1 | 34200 | 29600 | 86.55% | 1.9 | 0 | 10 |  |  |  | No | R-410A | 2.7667 | Residential & Commercial | Ducted CEE Tier 1
214394258 | Central HP <5.4 tons | RUUD | HRCU-A-CB (Split System: Heat Pump with Remote Outdoor Unit-Air-Source) | RD17AZ36AJ3N | ASPEN |  | D(A,C,E)42C44+TDR | U802VA075317Z | 33200 | 18 | 8.1 | 34200 | 29600 | 86.55% | 1.9 | 0 | 10 |  |  |  | No | R-410A | 2.7667 | Residential & Commercial | Ducted CEE Tier 1
214393917 | Central HP <5.4 tons | RUUD | HRCU-A-CB (Split System: Heat Pump with Remote Outdoor Unit-Air-Source) | RD17AZ36AJ3N | ASPEN |  | D(A,C,E)42D44+TDR | R951V0855A21M4S | 33400 | 18 | 8.1 | 34200 | 29600 | 86.55% | 1.9 | 0 | 10 |  |  |  | No | R-410A | 2.7833 | Residential & Commercial | Ducted CEE Tier 1
214392781 | Central HP <5.4 tons | RUUD | HRCU-A-CB (Split System: Heat Pump with Remote Outdoor Unit-Air-Source) | RD17AZ36AJ3N | ASPEN |  | D(A,C,E)48D34+TDR | R801V0504A17UHS | 33200 | 18 | 8.1 | 34200 | 29800 | 87.13% | 1.9 | 0 | 10 |  |  |  | No | R-410A | 2.7667 | Residential & Commercial | Ducted CEE Tier 1
214393950 | Central HP <5.4 tons | RUUD | HRCU-A-CB (Split System: Heat Pump with Remote Outdoor Unit-Air-Source) | RD17AZ36AJ3N | ASPEN |  | D(A,C,E)48D44+TDR | R951V1005A21M4S | 33800 | 17 | 8.1 | 34200 | 29600 | 86.55% | 1.9 | 0 | 10 |  |  |  | No | R-410A | 2.8167 | Residential & Commercial | Ducted CEE Tier 1
214394201 | Central HP <5.4 tons | RUUD | HRCU-A-CB (Split System: Heat Pump with Remote Outdoor Unit-Air-Source) | RD17AZ36AJ3N | ASPEN |  | D(A,C,E)42D44+TDR | U802VA050317M | 33400 | 18 | 8.1 | 34200 | 29600 | 86.55% | 1.9 | 0 | 10 |  |  |  | No | R-410A | 2.7833 | Residential & Commercial | Ducted CEE Tier 1
214394251 | Central HP <5.4 tons | RUUD | HRCU-A-CB (Split System: Heat Pump with Remote Outdoor Unit-Air-Source) | RD17AZ36AJ3N | ASPEN |  | D(A,C,E)36D44+TDR | U802VA075317Z | 33200 | 18 | 8.1 | 34200 | 29600 | 86.55% | 1.9 | 0 | 10 |  |  |  | No | R-410A | 2.7667 | Residential & Commercial | Ducted CEE Tier 1
214630464 | Central HP <5.4 tons | CARRIER | HRCU-A-CB (Split System: Heat Pump with Remote Outdoor Unit-Air-Source) | 25VNA837A*030* | ADP |  | PL36H210P299 | 59CU5A100C21**22 | 32400 | 18 | 8.1 | 30600 | 24200 | 79.08% | 1.98 | 0 | 11.7 |  |  |  | No | R-410A | 2.7 | Residential & Commercial | Ducted CEE Tier 1
214854009 | Central HP <5.4 tons | RUUD | HRCU-A-CB (Split System: Heat Pump with Remote Outdoor Unit-Air-Source) | RD17AZ36AJ3N | ASPEN |  | AE*S+CM36B34+TDR |  | 31600 | 17 | 8.1 | 32400 | 25400 | 78.4% | 3.08 | 0 | 10 |  |  |  | No | R-410A | 2.6333 | Residential & Commercial | Ducted CEE Tier 1
214392459 | Central HP <5.4 tons | RUUD | HRCU-A-CB (Split System: Heat Pump with Remote Outdoor Unit-Air-Source) | RD17AZ24AJ3N | ASPEN |  | D(A,C,E)30B34+TDR | R921V0603A17M4S | 21600 | 18 | 8.1 | 22600 | 17000 | 75.22% | 2 | 0 | 10 |  |  |  | No | R-410A | 1.8 | Residential & Commercial | Ducted CEE Tier 1
214392491 | Central HP <5.4 tons | RUUD | HRCU-A-CB (Split System: Heat Pump with Remote Outdoor Unit-Air-Source) | RD17AZ24AJ3N | ASPEN |  | D(A,C,E)30B34+TDR | R951V0403A17M4S | 21600 | 18 | 8.1 | 22600 | 16900 | 74.78% | 2 | 0 | 10 |  |  |  | No | R-410A | 1.8 | Residential & Commercial | Ducted CEE Tier 1
214392203 | Central HP <5.4 tons | RUUD | HRCU-A-CB (Split System: Heat Pump with Remote Outdoor Unit-Air-Source) | RD17AZ24AJ3N | ASPEN |  | D(A,C,E)30B34+TDR | R801V0704A17UHU | 21600 | 18 | 8.1 | 22600 | 16900 | 74.78% | 2 | 0 | 10 |  |  |  | No | R-410A | 1.8 | Residential & Commercial | Ducted CEE Tier 1
214392778 | Central HP <5.4 tons | RUUD | HRCU-A-CB (Split System: Heat Pump with Remote Outdoor Unit-Air-Source) | RD17AZ36AJ3N | ASPEN |  | D(A,C,E)48C34+TDR | R801V0504A17UHS | 32800 | 18 | 8.1 | 34200 | 29800 | 87.13% | 1.9 | 0 | 10 |  |  |  | No | R-410A | 2.7333 | Residential & Commercial | Ducted CEE Tier 1
214392779 | Central HP <5.4 tons | RUUD | HRCU-A-CB (Split System: Heat Pump with Remote Outdoor Unit-Air-Source) | RD17AZ36AJ3N | ASPEN |  | D(A,C,E)48C44+TDR | R801V0504A17UHS | 33200 | 18 | 8.1 | 34200 | 29800 | 87.13% | 1.9 | 0 | 10 |  |  |  | No | R-410A | 2.7667 | Residential & Commercial | Ducted CEE Tier 1
214392828 | Central HP <5.4 tons | RUUD | HRCU-A-CB (Split System: Heat Pump with Remote Outdoor Unit-Air-Source) | RD17AZ36AJ3N | ASPEN |  | D(A,C,E)42C44+TDR | R801V0704A17UHU | 33200 | 18 | 8.1 | 34200 | 29600 | 86.55% | 1.9 | 0 | 10 |  |  |  | No | R-410A | 2.7667 | Residential & Commercial | Ducted CEE Tier 1
214392831 | Central HP <5.4 tons | RUUD | HRCU-A-CB (Split System: Heat Pump with Remote Outdoor Unit-Air-Source) | RD17AZ36AJ3N | ASPEN |  | D(A,C,E)42D44+TDR | R801V0704A17UHU | 33400 | 18 | 8.1 | 34200 | 29600 | 86.55% | 1.9 | 0 | 10 |  |  |  | No | R-410A | 2.7833 | Residential & Commercial | Ducted CEE Tier 1
214392379 | Central HP <5.4 tons | RUUD | HRCU-A-CB (Split System: Heat Pump with Remote Outdoor Unit-Air-Source) | RD17AZ24AJ3N | ASPEN |  | D(A,C,E)30B34+TDR | R802V0754A17UHN | 21600 | 19 | 8.1 | 22600 | 16800 | 74.34% | 2.1 | 0 | 10 |  |  |  | No | R-410A | 1.8 | Residential & Commercial | Ducted CEE Tier 1
214393181 | Central HP <5.4 tons | RUUD | HRCU-A-CB (Split System: Heat Pump with Remote Outdoor Unit-Air-Source) | RD17AZ36AJ3N | ASPEN |  | D(A,C,E)36D44+TDR | R802V0504A17UHN | 33200 | 18 | 8.1 | 34200 | 29800 | 87.13% | 1.9 | 0 | 10 |  |  |  | No | R-410A | 2.7667 | Residential & Commercial | Ducted CEE Tier 1
214393199 | Central HP <5.4 tons | RUUD | HRCU-A-CB (Split System: Heat Pump with Remote Outdoor Unit-Air-Source) | RD17AZ36AJ3N | ASPEN |  | D(A,C,E)48C44+TDR | R802V0504A17UHN | 33200 | 18 | 8.1 | 34200 | 29800 | 87.13% | 1.9 | 0 | 10 |  |  |  | No | R-410A | 2.7667 | Residential & Commercial | Ducted CEE Tier 1
214393231 | Central HP <5.4 tons | RUUD | HRCU-A-CB (Split System: Heat Pump with Remote Outdoor Unit-Air-Source) | RD17AZ36AJ3N | ASPEN |  | D(A,C,E)48D34+TDR | R802V0504A17UHS | 33200 | 18 | 8.1 | 34200 | 29800 | 87.13% | 1.9 | 0 | 10 |  |  |  | No | R-410A | 2.7667 | Residential & Commercial | Ducted CEE Tier 1
214393592 | Central HP <5.4 tons | RUUD | HRCU-A-CB (Split System: Heat Pump with Remote Outdoor Unit-Air-Source) | RD17AZ36AJ3N | ASPEN |  | D(A,C,E)48D44+TDR | R921V0403A17M4S | 33800 | 18 | 8.1 | 34200 | 29600 | 86.55% | 1.9 | 0 | 10 |  |  |  | No | R-410A | 2.8167 | Residential & Commercial | Ducted CEE Tier 1
214393621 | Central HP <5.4 tons | RUUD | HRCU-A-CB (Split System: Heat Pump with Remote Outdoor Unit-Air-Source) | RD17AZ36AJ3N | ASPEN |  | D(A,C,E)48D34+TDR | R921V0603A17M4S | 33200 | 18 | 8.1 | 34200 | 29800 | 87.13% | 1.9 | 0 | 10 |  |  |  | No | R-410A | 2.7667 | Residential & Commercial | Ducted CEE Tier 1
214392663 | Central HP <5.4 tons | RUUD | HRCU-A-CB (Split System: Heat Pump with Remote Outdoor Unit-Air-Source) | RD17AZ24AJ3N | ASPEN |  | D(A,C,E)24C34+TDR | U97MV0603A17DHS | 21600 | 19 | 8.1 | 22600 | 16900 | 74.78% | 2 | 0 | 10 |  |  |  | No | R-410A | 1.8 | Residential & Commercial | Ducted CEE Tier 1
214393726 | Central HP <5.4 tons | RUUD | HRCU-A-CB (Split System: Heat Pump with Remote Outdoor Unit-Air-Source) | RD17AZ36AJ3N | ASPEN |  | D(A,C,E)48D44+TDR | R921V1005A21M4S | 33800 | 17 | 8.1 | 34200 | 29600 | 86.55% | 1.9 | 0 | 10 |  |  |  | No | R-410A | 2.8167 | Residential & Commercial | Ducted CEE Tier 1
214393762 | Central HP <5.4 tons | RUUD | HRCU-A-CB (Split System: Heat Pump with Remote Outdoor Unit-Air-Source) | RD17AZ36AJ3N | ASPEN |  | D(A,C,E)36C44+TDR | R951V0403A17UHU | 33000 | 18 | 8.1 | 34200 | 29800 | 87.13% | 1.9 | 0 | 10 |  |  |  | No | R-410A | 2.75 | Residential & Commercial | Ducted CEE Tier 1
214393812 | Central HP <5.4 tons | RUUD | HRCU-A-CB (Split System: Heat Pump with Remote Outdoor Unit-Air-Source) | RD17AZ36AJ3N | ASPEN |  | D(A,C,E)48C34+TDR | R951V0603A17M4S | 32800 | 18 | 8.1 | 34200 | 29800 | 87.13% | 1.9 | 0 | 10 |  |  |  | No | R-410A | 2.7333 | Residential & Commercial | Ducted CEE Tier 1
214393935 | Central HP <5.4 tons | RUUD | HRCU-A-CB (Split System: Heat Pump with Remote Outdoor Unit-Air-Source) | RD17AZ36AJ3N | ASPEN |  | D(A,C,E)36D44+TDR | R951V1005A21M4S | 33200 | 17 | 8.1 | 34200 | 29600 | 86.55% | 1.9 | 0 | 10 |  |  |  | No | R-410A | 2.7667 | Residential & Commercial | Ducted CEE Tier 1
214394019 | Central HP <5.4 tons | RUUD | HRCU-A-CB (Split System: Heat Pump with Remote Outdoor Unit-Air-Source) | RD17AZ36AJ3N | ASPEN |  | D(A,C,E)36D44+TDR | R962V0603A17M4S | 33200 | 18 | 8.1 | 34200 | 29800 | 87.13% | 1.9 | 0 | 10 |  |  |  | No | R-410A | 2.7667 | Residential & Commercial | Ducted CEE Tier 1
214394046 | Central HP <5.4 tons | RUUD | HRCU-A-CB (Split System: Heat Pump with Remote Outdoor Unit-Air-Source) | RD17AZ36AJ3N | ASPEN |  | D(A,C,E)36C44+TDR | R962V0703A17M4S | 33000 | 18 | 8.1 | 34200 | 29600 | 86.55% | 1.9 | 0 | 10 |  |  |  | No | R-410A | 2.75 | Residential & Commercial | Ducted CEE Tier 1
213885800 | Central HP <5.4 tons | HEIL | HRCU-A-CB (Split System: Heat Pump with Remote Outdoor Unit-Air-Source) | HVH825GKA2* | ASPEN |  | AE(D,N,U)+CM36A34+TDR |  | 21800 | 17.1 | 8.1 | 20400 | 24800 | 121.6% | 2.72 | 0 | 11.2 |  |  |  | No | R-410A | 1.8167 | Residential & Commercial | Ducted CEE Tier 1
215290415 | Central HP <5.4 tons | AIRQUEST | HRCU-A-CB (Split System: Heat Pump with Remote Outdoor Unit-Air-Source) | DLCURAH18ABK | ADP |  | HG34936 | *96VTN0801716B* | 17700 | 16 | 8.5 | 17100 | 18700 | 109.4% | 2.3 | 0 | 11 |  |  |  | No | R-410A | 1.475 | Residential & Commercial | Ducted CEE Tier 1
215290431 | Central HP <5.4 tons | AIRQUEST | HRCU-A-CB (Split System: Heat Pump with Remote Outdoor Unit-Air-Source) | DLCURAH18ABK | ADP |  | HE8J936 | *96VTN0801716B* | 17700 | 16 | 8.5 | 17100 | 18700 | 109.4% | 2.3 | 0 | 11 |  |  |  | No | R-410A | 1.475 | Residential & Commercial | Ducted CEE Tier 1
215290432 | Central HP <5.4 tons | AIRQUEST | HRCU-A-CB (Split System: Heat Pump with Remote Outdoor Unit-Air-Source) | DLCURAH18ABK | ADP |  | H,GG9J936 | *96VTN0801716B* | 17700 | 16 | 8.5 | 17100 | 18700 | 109.4% | 2.3 | 0 | 11 |  |  |  | No | R-410A | 1.475 | Residential & Commercial | Ducted CEE Tier 1
212609314 | Central HP <5.4 tons | RUUD | HRCU-A-CB (Split System: Heat Pump with Remote Outdoor Unit-Air-Source) | UP18AZ24AJVC |  |  | RCFZ2421HEAAM | R802V1005A21UHN | 22800 | 20 | 8.5 | 22800 | 26000 | 114% | 2.1 | 0 | 12.5 |  |  |  | No | R-410A | 1.9 | Residential & Commercial | Ducted CEE Tier 1
213255509 | Central HP <5.4 tons | KINGHOME | HRCU-A-C (Split System: Heat Pump with Remote Outdoor Unit with No Indoor Fan --Air Source) | KU60UHO | ADP |  | *G52960+TD |  | 47000 | 15.2 | 8.5 | 46000 | 33200 | 72.17% | 1.8 | 0 | 10 |  |  |  | No | R-410A | 3.9167 | Residential & Commercial | Ducted CEE Tier 1
213369672 | Central HP <5.4 tons | KINGHOME | HRCU-A-C (Split System: Heat Pump with Remote Outdoor Unit with No Indoor Fan --Air Source) | KU60UHO | ADP |  | *E51960+TD |  | 47000 | 15.2 | 8.45 | 46000 | 33200 | 72.17% | 1.78 | 0 | 10 |  |  |  | No | R-410A | 3.9167 | Residential & Commercial | Ducted CEE Tier 1
214392738 | Central HP <5.4 tons | RUUD | HRCU-A-CB (Split System: Heat Pump with Remote Outdoor Unit-Air-Source) | RD17AZ36AJ3N | ASPEN |  | D(A,C,E)42C44+TDR | R801V0504A17UHN | 33200 | 18 | 8.1 | 34200 | 29800 | 87.13% | 1.9 | 0 | 10 |  |  |  | No | R-410A | 2.7667 | Residential & Commercial | Ducted CEE Tier 1
214392788 | Central HP <5.4 tons | RUUD | HRCU-A-CB (Split System: Heat Pump with Remote Outdoor Unit-Air-Source) | RD17AZ36AJ3N | ASPEN |  | D(A,C,E)36C44+TDR | R801V0504A17UHU | 33000 | 18 | 8.1 | 34200 | 29800 | 87.13% | 1.9 | 0 | 10 |  |  |  | No | R-410A | 2.75 | Residential & Commercial | Ducted CEE Tier 1
214392855 | Central HP <5.4 tons | RUUD | HRCU-A-CB (Split System: Heat Pump with Remote Outdoor Unit-Air-Source) | RD17AZ36AJ3N | ASPEN |  | D(A,C,E)42B44+TDR | R801V0754A17DZ | 33000 | 18 | 8.1 | 34200 | 29600 | 86.55% | 1.9 | 0 | 10 |  |  |  | No | R-410A | 2.75 | Residential & Commercial | Ducted CEE Tier 1
214392872 | Central HP <5.4 tons | RUUD | HRCU-A-CB (Split System: Heat Pump with Remote Outdoor Unit-Air-Source) | RD17AZ36AJ3N | ASPEN |  | D(A,C,E)48D44+TDR | R801V0754A17DZ | 33800 | 18 | 8.1 | 34200 | 29600 | 86.55% | 1.9 | 0 | 10 |  |  |  | No | R-410A | 2.8167 | Residential & Commercial | Ducted CEE Tier 1
214392343 | Central HP <5.4 tons | RUUD | HRCU-A-CB (Split System: Heat Pump with Remote Outdoor Unit-Air-Source) | RD17AZ24AJ3N | ASPEN |  | D(A,C,E)24C34+TDR | R802V0504A17UHS | 21600 | 18 | 8.1 | 22600 | 16900 | 74.78% | 2 | 0 | 10 |  |  |  | No | R-410A | 1.8 | Residential & Commercial | Ducted CEE Tier 1
214392395 | Central HP <5.4 tons | RUUD | HRCU-A-CB (Split System: Heat Pump with Remote Outdoor Unit-Air-Source) | RD17AZ24AJ3N | ASPEN |  | D(A,C,E)30B34+TDR | R802V0754A17UHS | 21600 | 19 | 8.1 | 22600 | 16800 | 74.34% | 2.1 | 0 | 10 |  |  |  | No | R-410A | 1.8 | Residential & Commercial | Ducted CEE Tier 1
214393190 | Central HP <5.4 tons | RUUD | HRCU-A-CB (Split System: Heat Pump with Remote Outdoor Unit-Air-Source) | RD17AZ36AJ3N | ASPEN |  | D(A,C,E)42D34+TDR | R802V0504A17UHN | 32800 | 18 | 8.1 | 34200 | 29800 | 87.13% | 1.9 | 0 | 10 |  |  |  | No | R-410A | 2.7333 | Residential & Commercial | Ducted CEE Tier 1
214393238 | Central HP <5.4 tons | RUUD | HRCU-A-CB (Split System: Heat Pump with Remote Outdoor Unit-Air-Source) | RD17AZ36AJ3N | ASPEN |  | D(A,C,E)36C44+TDR | R802V0754A17DZ | 33000 | 18 | 8.1 | 34200 | 29600 | 86.55% | 1.9 | 0 | 10 |  |  |  | No | R-410A | 2.75 | Residential & Commercial | Ducted CEE Tier 1
214392135 | Central HP <5.4 tons | RUUD | HRCU-A-CB (Split System: Heat Pump with Remote Outdoor Unit-Air-Source) | RD17AZ24AJ3N | ASPEN |  | D(A,C,E)24C34+TDR | R801V0503A14UH | 21600 | 18 | 8.1 | 22600 | 16900 | 74.78% | 2 | 0 | 10 |  |  |  | No | R-410A | 1.8 | Residential & Commercial | Ducted CEE Tier 1
214392187 | Central HP <5.4 tons | RUUD | HRCU-A-CB (Split System: Heat Pump with Remote Outdoor Unit-Air-Source) | RD17AZ24AJ3N | ASPEN |  | D(A,C,E)30B34+TDR | R801V0504A17UHU | 21400 | 18 | 8.1 | 22400 | 17000 | 75.89% | 2 | 0 | 10 |  |  |  | No | R-410A | 1.7833 | Residential & Commercial | Ducted CEE Tier 1
214393575 | Central HP <5.4 tons | RUUD | HRCU-A-CB (Split System: Heat Pump with Remote Outdoor Unit-Air-Source) | RD17AZ36AJ3N | ASPEN |  | D(A,C,E)42B44+TDR | R921V0403A17M4S | 33000 | 18 | 8.1 | 34200 | 29600 | 86.55% | 1.9 | 0 | 10 |  |  |  | No | R-410A | 2.75 | Residential & Commercial | Ducted CEE Tier 1
214393690 | Central HP <5.4 tons | RUUD | HRCU-A-CB (Split System: Heat Pump with Remote Outdoor Unit-Air-Source) | RD17AZ36AJ3N | ASPEN |  | D(A,C,E)42C44+TDR | R921V0855A21M4S | 33200 | 18 | 8.1 | 34200 | 29600 | 86.55% | 1.9 | 0 | 10 |  |  |  | No | R-410A | 2.7667 | Residential & Commercial | Ducted CEE Tier 1
214393725 | Central HP <5.4 tons | RUUD | HRCU-A-CB (Split System: Heat Pump with Remote Outdoor Unit-Air-Source) | RD17AZ36AJ3N | ASPEN |  | D(A,C,E)48D34+TDR | R921V1005A21M4S | 33200 | 17 | 8.1 | 34200 | 29600 | 86.55% | 1.9 | 0 | 10 |  |  |  | No | R-410A | 2.7667 | Residential & Commercial | Ducted CEE Tier 1
214393775 | Central HP <5.4 tons | RUUD | HRCU-A-CB (Split System: Heat Pump with Remote Outdoor Unit-Air-Source) | RD17AZ36AJ3N | ASPEN |  | D(A,C,E)42D44+TDR | R951V0403A17UHU | 33400 | 18 | 8.1 | 34200 | 29800 | 87.13% | 1.9 | 0 | 10 |  |  |  | No | R-410A | 2.7833 | Residential & Commercial | Ducted CEE Tier 1
214393792 | Central HP <5.4 tons | RUUD | HRCU-A-CB (Split System: Heat Pump with Remote Outdoor Unit-Air-Source) | RD17AZ36AJ3N | ASPEN |  | D(A,C,E)36C44+TDR | R951V0603A17M4S | 33000 | 18 | 8.1 | 34200 | 29800 | 87.13% | 1.9 | 0 | 10 |  |  |  | No | R-410A | 2.75 | Residential & Commercial | Ducted CEE Tier 1
214393825 | Central HP <5.4 tons | RUUD | HRCU-A-CB (Split System: Heat Pump with Remote Outdoor Unit-Air-Source) | RD17AZ36AJ3N | ASPEN |  | D(A,C,E)36D44+TDR | R951V0603A17UHU | 33200 | 18 | 8.1 | 34200 | 29800 | 87.13% | 1.9 | 0 | 10 |  |  |  | No | R-410A | 2.7667 | Residential & Commercial | Ducted CEE Tier 1
214393873 | Central HP <5.4 tons | RUUD | HRCU-A-CB (Split System: Heat Pump with Remote Outdoor Unit-Air-Source) | RD17AZ36AJ3N | ASPEN |  | D(A,C,E)48C44+TDR | R951V0703A17M4S | 33200 | 18 | 8.1 | 34200 | 29600 | 86.55% | 1.9 | 0 | 10 |  |  |  | No | R-410A | 2.7667 | Residential & Commercial | Ducted CEE Tier 1
214393876 | Central HP <5.4 tons | RUUD | HRCU-A-CB (Split System: Heat Pump with Remote Outdoor Unit-Air-Source) | RD17AZ36AJ3N | ASPEN |  | D(A,C,E)48D44+TDR | R951V0703A17M4S | 33800 | 18 | 8.1 | 34200 | 29600 | 86.55% | 1.9 | 0 | 10 |  |  |  | No | R-410A | 2.8167 | Residential & Commercial | Ducted CEE Tier 1
214813279 | Central HP <5.4 tons | CARRIER | HRCU-A-CB (Split System: Heat Pump with Remote Outdoor Unit-Air-Source) | 38MURAQ24AB3* | AspenPRO |  | RE(S,T)304 |  | 22200 | 16 | 8.5 | 26200 | 23400 | 89.31% | 1.92 | 0 | 10 |  |  |  | No | R-410A | 1.85 | Residential & Commercial | Ducted CEE Tier 1
213780388 | Central HP <5.4 tons | AIRQUEST | HRCU-A-CB (Split System: Heat Pump with Remote Outdoor Unit-Air-Source) | HVH837GKA** |  |  | EHD4X60AAL+WALLCON | *97CMN0801714B* | 32800 | 16.5 | 8.1 | 32600 | 25000 | 76.69% | 1.96 | 0 | 11 |  |  |  | No | R-410A | 2.7333 | Residential & Commercial | Ducted CEE Tier 1
214570470 | Central HP <5.4 tons | HEIL | HRCU-A-CB (Split System: Heat Pump with Remote Outdoor Unit-Air-Source) | HVH825GKA3* |  |  | EA*4X37L21A*+WALLCON | *97CMN0802120B* | 24400 | 16.5 | 8.5 | 21200 | 16600 | 78.3% | 2.02 | 0 | 11 |  |  |  | No | R-410A | 2.0333 | Residential & Commercial | Ducted CEE Tier 1
211227889 | Central HP <5.4 tons | DAY & NIGHT | HRCU-A-CB (Split System: Heat Pump with Remote Outdoor Unit-Air-Source) | DLCURAH36ABK |  |  | EA*4X42L24A* | *80VSL1102422A* | 35400 | 16.5 | 8.1 | 38500 | 35000 | 90.91% | 1.88 | 0 | 10 |  |  |  | No | R-410A | 2.95 | Residential & Commercial | Ducted CEE Tier 1
211227972 | Central HP <5.4 tons | DAY & NIGHT | HRCU-A-CB (Split System: Heat Pump with Remote Outdoor Unit-Air-Source) | DLCURAH36ABK |  |  | EA*4X42L24A* | *92ESN1002120A* | 35200 | 16.5 | 8.1 | 38500 | 35000 | 90.91% | 1.88 | 0 | 10 |  |  |  | No | R-410A | 2.9333 | Residential & Commercial | Ducted CEE Tier 1
211244852 | Central HP <5.4 tons | HEIL | HRCU-A-CB (Split System: Heat Pump with Remote Outdoor Unit-Air-Source) | DLCURAH24ABK |  |  | EN(A,D,W)4X36L17** | *80VSL0451412A* | 23400 | 16.5 | 8.1 | 25800 | 24200 | 93.8% | 2 | 0 | 10 |  |  |  | No | R-410A | 1.95 | Residential & Commercial | Ducted CEE Tier 1
215031295 | Central HP <5.4 tons | DAIKIN | HRCU-A-CB (Split System: Heat Pump with Remote Outdoor Unit-Air-Source) | DZ9VCA3610A* | ASPEN |  | CH48B34+TDR | D*97MC0804CNA* | 31200 | 19 | 8.1 | 33600 | 24400 | 72.62% | 1.8 | 0 | 11.9 |  |  |  | No | R-410A | 2.6 | Residential & Commercial | Ducted CEE Tier 1
216453092 | Central HP <5.4 tons | AMERICAN STANDARD | HRCU-A-CB (Split System: Heat Pump with Remote Outdoor Unit-Air-Source) | 5A6V0X36A1 |  |  | 5PX*B004AS3 | S8V2B060M4PCB | 34000 | 19.2 | 9.7 | 31400 | 25000 | 79.62% | 2.1 | 0 | 12 |  |  |  | No | R-454B | 2.8333 | Residential & Commercial | Ducted CEE Tier 1
210692708 | Central HP <5.4 tons | GOODMAN | HRCU-A-CB (Split System: Heat Pump with Remote Outdoor Unit-Air-Source) | GSZV903610A* |  |  | CA*F3137*6A*+TXV | G*VM970803BNB* | 33600 | 18.5 | 8.2 | 34000 | 24400 | 71.76% | 1.8 | 0 | 11.5 |  |  |  | No | R-410A | 2.8 | Residential & Commercial | Ducted CEE Tier 1
210692721 | Central HP <5.4 tons | GOODMAN | HRCU-A-CB (Split System: Heat Pump with Remote Outdoor Unit-Air-Source) | GSZV903610A* |  |  | CA*F3743*6D*+TXV | G*VS960805CUA* | 33600 | 18.5 | 8.2 | 34000 | 24400 | 71.76% | 1.8 | 0 | 12 |  |  |  | No | R-410A | 2.8 | Residential & Commercial | Ducted CEE Tier 1
210692723 | Central HP <5.4 tons | GOODMAN | HRCU-A-CB (Split System: Heat Pump with Remote Outdoor Unit-Air-Source) | GSZV903610A* |  |  | CA*F3743*6D*+TXV | G*VC961205DNB* | 33600 | 19 | 8.2 | 34000 | 24400 | 71.76% | 1.8 | 0 | 12 |  |  |  | No | R-410A | 2.8 | Residential & Commercial | Ducted CEE Tier 1
214391667 | Central HP <5.4 tons | RUUD | HRCU-A-CB (Split System: Heat Pump with Remote Outdoor Unit-Air-Source) | RP15AZ24AJ2N | ASPEN |  | CP37A34+TDR | R802V0754A17UH | 22400 | 15.6 | 8.3 | 23000 | 16300 | 70.87% | 2.87 | 0 | 11.9 |  |  |  | No | R-410A | 1.8667 | Residential & Commercial | Ducted CEE Tier 1
214391683 | Central HP <5.4 tons | RUUD | HRCU-A-CB (Split System: Heat Pump with Remote Outdoor Unit-Air-Source) | RP15AZ24AJ2N | ASPEN |  | CP37A34+TDR | R951V0603A17M4S | 22400 | 15.6 | 8.3 | 23000 | 16500 | 71.74% | 2.9 | 0 | 11.9 |  |  |  | No | R-410A | 1.8667 | Residential & Commercial | Ducted CEE Tier 1
214391702 | Central HP <5.4 tons | RUUD | HRCU-A-CB (Split System: Heat Pump with Remote Outdoor Unit-Air-Source) | RP15AZ24AJ2N | ASPEN |  | CP31A34+TDR | U97MV0703A17DHS | 22400 | 15.6 | 8.3 | 23000 | 16500 | 71.74% | 2.9 | 0 | 11.9 |  |  |  | No | R-410A | 1.8667 | Residential & Commercial | Ducted CEE Tier 1
214595985 | Central HP <5.4 tons | MIDEA | HRCU-A-CB (Split System: Heat Pump with Remote Outdoor Unit-Air-Source) | MOVB-36HDN1-M20G | ADP |  | F,PE*TT1937 |  | 34200 | 19 | 9.5 | 32600 | 23600 | 72.39% | 1.9 | 0 | 12 |  |  |  | No | R-410A | 2.85 | Residential & Commercial | Ducted CEE Tier 1
214651575 | Central HP <5.4 tons | JOHNSON CONTROLS | HRCU-A-CB (Split System: Heat Pump with Remote Outdoor Unit-Air-Source) | HH824E2S11 |  |  | CTU30B5XCS1+TXV | TM8Y080B12MP11 | 23000 | 18 | 9.5 | 23000 | 18800 | 81.74% | 2 | 0 | 12 |  |  |  | No | R-454B | 1.9167 | Residential & Commercial | Ducted CEE Tier 1
211245371 | Central HP <5.4 tons | DAY & NIGHT | HRCU-A-CB (Split System: Heat Pump with Remote Outdoor Unit-Air-Source) | DLCURAH24ABK |  |  | EN(A,D)4X36L21** | *80ES(N,L)0701716A* | 24800 | 16 | 8.1 | 26800 | 22200 | 82.84% | 1.82 | 0 | 10.5 |  |  |  | No | R-410A | 2.0667 | Residential & Commercial | Ducted CEE Tier 1
215031234 | Central HP <5.4 tons | DAIKIN | HRCU-A-CB (Split System: Heat Pump with Remote Outdoor Unit-Air-Source) | DZ9VCA3610A* | ASPEN |  | CH48B34+TDR | D*96VC0804CNA* | 31600 | 19 | 8.1 | 34000 | 24400 | 71.76% | 1.8 | 0 | 11.9 |  |  |  | No | R-410A | 2.6333 | Residential & Commercial | Ducted CEE Tier 1
214279940 | Central HP <5.4 tons | TEMPSTAR | HRCU-A-CB (Split System: Heat Pump with Remote Outdoor Unit-Air-Source) | DLCURAH24ABK |  |  | EA*4X37L17A* | *96MSN0601716A* | 24200 | 16.5 | 9 | 25400 | 21800 | 85.83% | 1.82 | 0 | 10 |  |  |  | No | R-410A | 2.0167 | Residential & Commercial | Ducted CEE Tier 1
215031333 | Central HP <5.4 tons | DAIKIN | HRCU-A-CB (Split System: Heat Pump with Remote Outdoor Unit-Air-Source) | DZ9VCA3610A* | ASPEN |  | CH48B34+TDR | D*97MC1205DNA* | 31200 | 19 | 8.1 | 33600 | 24400 | 72.62% | 1.8 | 0 | 11.9 |  |  |  | No | R-410A | 2.6 | Residential & Commercial | Ducted CEE Tier 1
216453104 | Central HP <5.4 tons | AMERICAN STANDARD | HRCU-A-CB (Split System: Heat Pump with Remote Outdoor Unit-Air-Source) | 5A6V0X36A1 |  |  | 5PX*B006AS3 | S8V2B060M4PCB | 35200 | 20 | 9.4 | 32200 | 25000 | 77.64% | 2.1 | 0 | 12.5 |  |  |  | No | R-454B | 2.9333 | Residential & Commercial | Ducted CEE Tier 1
216453138 | Central HP <5.4 tons | AMERICAN STANDARD | HRCU-A-CB (Split System: Heat Pump with Remote Outdoor Unit-Air-Source) | 5A6V0X36A1 |  |  | 5TXCD010AS3 | S8V2D120M5PDB | 36200 | 20.8 | 10 | 32000 | 24600 | 76.88% | 2.2 | 0 | 13 |  |  |  | No | R-454B | 3.0167 | Residential & Commercial | Ducted CEE Tier 1
215935629 | Central HP <5.4 tons | COMFORTMAKER | HRCU-A-CB (Split System: Heat Pump with Remote Outdoor Unit-Air-Source) | C5H3V36*K*AAA* |  |  | EVD5X36M21A*+WALLCON | *80CTL0701716B* | 34200 | 20.5 | 8.5 | 39000 | 28400 | 72.82% | 2.02 | 0 | 11.5 |  |  |  | No | R-454B | 2.85 | Residential & Commercial | Ducted CEE Tier 1
214630519 | Central HP <5.4 tons | CARRIER | HRCU-A-CB (Split System: Heat Pump with Remote Outdoor Unit-Air-Source) | 25VNA837A*031* | ADP |  | C36A***L539 | 58CU*A100C21**20 | 32800 | 17 | 8.1 | 30400 | 24400 | 80.26% | 1.98 | 0 | 11.5 |  |  |  | No | R-410A | 2.7333 | Residential & Commercial | Ducted CEE Tier 1
214392455 | Central HP <5.4 tons | RUUD | HRCU-A-CB (Split System: Heat Pump with Remote Outdoor Unit-Air-Source) | RD17AZ24AJ3N | ASPEN |  | D(A,C,E)24C34+TDR | R921V0603A17M4S | 21600 | 18 | 8.1 | 22600 | 17000 | 75.22% | 2 | 0 | 10 |  |  |  | No | R-410A | 1.8 | Residential & Commercial | Ducted CEE Tier 1
214392471 | Central HP <5.4 tons | RUUD | HRCU-A-CB (Split System: Heat Pump with Remote Outdoor Unit-Air-Source) | RD17AZ24AJ3N | ASPEN |  | D(A,C,E)24C34+TDR | R921V0703A17M4S | 21600 | 18 | 8.1 | 22600 | 16900 | 74.78% | 2 | 0 | 10 |  |  |  | No | R-410A | 1.8 | Residential & Commercial | Ducted CEE Tier 1
214392487 | Central HP <5.4 tons | RUUD | HRCU-A-CB (Split System: Heat Pump with Remote Outdoor Unit-Air-Source) | RD17AZ24AJ3N | ASPEN |  | D(A,C,E)24C34+TDR | R951V0403A17M4S | 21600 | 18 | 8.1 | 22600 | 16900 | 74.78% | 2 | 0 | 10 |  |  |  | No | R-410A | 1.8 | Residential & Commercial | Ducted CEE Tier 1
214392603 | Central HP <5.4 tons | RUUD | HRCU-A-CB (Split System: Heat Pump with Remote Outdoor Unit-Air-Source) | RD17AZ24AJ3N | ASPEN |  | D(A,C,E)30B34+TDR | R962V0703A17M4S | 21600 | 18 | 8.1 | 22600 | 16900 | 74.78% | 2 | 0 | 10 |  |  |  | No | R-410A | 1.8 | Residential & Commercial | Ducted CEE Tier 1
214092902 | Central HP <5.4 tons | YORK | HRCU-A-CB (Split System: Heat Pump with Remote Outdoor Unit-Air-Source) | HMH72B341 | ASPEN |  | D(A,C,E)48B36+TDR | YP9C100C16MP13 | 32600 | 17.5 | 8.5 | 34000 | 27400 | 80.59% | 2.66 | 0 | 10 |  |  |  | No | R-410A | 2.7167 | Residential & Commercial | Ducted CEE Tier 1
216011848 | Central HP <5.4 tons | COLEMAN | HRCU-A-CB (Split System: Heat Pump with Remote Outdoor Unit-Air-Source) | HMH72B341 | ADP |  | H,YE32936 | CP9C100C16MP13 | 33200 | 17 | 8.5 | 31400 | 22800 | 72.61% | 2.06 | 0 | 10 |  |  |  | No | R-410A | 2.7667 | Residential & Commercial | Ducted CEE Tier 1
216011850 | Central HP <5.4 tons | COLEMAN | HRCU-A-CB (Split System: Heat Pump with Remote Outdoor Unit-Air-Source) | HMH72B341 | ADP |  | H,YE34936 | CP9C100C16MP13 | 33200 | 17 | 8.5 | 31400 | 22800 | 72.61% | 2.06 | 0 | 10 |  |  |  | No | R-410A | 2.7667 | Residential & Commercial | Ducted CEE Tier 1
216011851 | Central HP <5.4 tons | COLEMAN | HRCU-A-CB (Split System: Heat Pump with Remote Outdoor Unit-Air-Source) | HMH72B341 | ADP |  | H,YE35936 | CP9C100C16MP13 | 34000 | 17 | 8.5 | 32400 | 23600 | 72.84% | 2.1 | 0 | 10 |  |  |  | No | R-410A | 2.8333 | Residential & Commercial | Ducted CEE Tier 1
214630453 | Central HP <5.4 tons | CARRIER | HRCU-A-CB (Split System: Heat Pump with Remote Outdoor Unit-Air-Source) | 25VNA837A*030* | ADP |  | PL36H210P299 | 58CU*A060C17**16 | 32400 | 18 | 8.5 | 30600 | 24600 | 80.39% | 1.98 | 0 | 11 |  |  |  | No | R-410A | 2.7 | Residential & Commercial | Ducted CEE Tier 1
214630476 | Central HP <5.4 tons | CARRIER | HRCU-A-CB (Split System: Heat Pump with Remote Outdoor Unit-Air-Source) | 25VNA837A*030* | ADP |  | PL36H175P159 | 59MN7B080C17**14 | 31600 | 17 | 8.1 | 31800 | 24400 | 76.73% | 1.86 | 0 | 11 |  |  |  | No | R-410A | 2.6333 | Residential & Commercial | Ducted CEE Tier 1
214392735 | Central HP <5.4 tons | RUUD | HRCU-A-CB (Split System: Heat Pump with Remote Outdoor Unit-Air-Source) | RD17AZ36AJ3N | ASPEN |  | D(A,C,E)42B44+TDR | R801V0504A17UHN | 33000 | 18 | 8.1 | 34200 | 29800 | 87.13% | 1.9 | 0 | 10 |  |  |  | No | R-410A | 2.75 | Residential & Commercial | Ducted CEE Tier 1
214392860 | Central HP <5.4 tons | RUUD | HRCU-A-CB (Split System: Heat Pump with Remote Outdoor Unit-Air-Source) | RD17AZ36AJ3N | ASPEN |  | D(A,C,E)42D34+TDR | R801V0754A17DZ | 32800 | 18 | 8.1 | 34200 | 29600 | 86.55% | 1.9 | 0 | 10 |  |  |  | No | R-410A | 2.7333 | Residential & Commercial | Ducted CEE Tier 1
211226914 | Central HP <5.4 tons | DAY & NIGHT | HRCU-A-CB (Split System: Heat Pump with Remote Outdoor Unit-Air-Source) | DLCURAH36ABK |  |  | EA*4X37L21A* | *80ESU0601716A | 37000 | 16 | 8.5 | 38500 | 34800 | 90.39% | 2.12 | 0 | 10 |  |  |  | No | R-410A | 3.0833 | Residential & Commercial | Ducted CEE Tier 1
216453154 | Central HP <5.4 tons | AMERICAN STANDARD | HRCU-A-CB (Split System: Heat Pump with Remote Outdoor Unit-Air-Source) | 5A6V0X48A1 |  |  | 5PX*C009AS3 | S8V2C100M5PDB | 45500 | 20 | 9.7 | 47000 | 33800 | 71.91% | 2.1 | 0 | 12 |  |  |  | No | R-454B | 3.7917 | Residential & Commercial | Ducted CEE Tier 1
213088505 | Central HP <5.4 tons | TEMPSTAR | HRCU-A-CB (Split System: Heat Pump with Remote Outdoor Unit-Air-Source) | DLCURAH36ABK | ADP |  | H,RG80936+AEFE3A* |  | 36000 | 16 | 8.1 | 38000 | 35000 | 92.11% | 1.82 | 0 | 10 |  |  |  | No | R-410A | 3 | Residential & Commercial | Ducted CEE Tier 1
213088506 | Central HP <5.4 tons | TEMPSTAR | HRCU-A-CB (Split System: Heat Pump with Remote Outdoor Unit-Air-Source) | DLCURAH36ABK | ADP |  | H,RG82936+AEFE4B* |  | 37000 | 16 | 8.1 | 36800 | 34400 | 93.48% | 2 | 0 | 10 |  |  |  | No | R-410A | 3.0833 | Residential & Commercial | Ducted CEE Tier 1
213076337 | Central HP <5.4 tons | COMFORTMAKER | HRCU-A-CB (Split System: Heat Pump with Remote Outdoor Unit-Air-Source) | DLCURAH36ABK |  |  | EN(A,D)4X48L24** | *95MSU1002122A* | 36200 | 16.5 | 8.1 | 38500 | 35000 | 90.91% | 2.02 | 0 | 10.5 |  |  |  | No | R-410A | 3.0167 | Residential & Commercial | Ducted CEE Tier 1
214391646 | Central HP <5.4 tons | RUUD | HRCU-A-CB (Split System: Heat Pump with Remote Outdoor Unit-Air-Source) | RP15AZ24AJ2N | ASPEN |  | CP31A34+TDR | R801V0704A17UHU | 22400 | 15.6 | 8.3 | 23000 | 16300 | 70.87% | 2.88 | 0 | 11.9 |  |  |  | No | R-410A | 1.8667 | Residential & Commercial | Ducted CEE Tier 1
214649707 | Central HP <5.4 tons | MIDEA | HRCU-A-CB (Split System: Heat Pump with Remote Outdoor Unit-Air-Source) | MOVB-60HDN1-M18M | ASPEN |  | D(A,C,E)36C34+TDR | MGH96M100C5A | 33000 | 16.5 | 8.3 | 34400 | 26200 | 76.16% | 2.38 | 0 | 11 |  |  |  | No | R-410A | 2.75 | Residential & Commercial | Ducted CEE Tier 1
211239733 | Central HP <5.4 tons | CARRIER | HRCU-A-CB (Split System: Heat Pump with Remote Outdoor Unit-Air-Source) | 38MURAQ24AB3* |  |  | CAP**2517AL* | 58S(B,C)*A045E14**12 | 25400 | 16.5 | 8.5 | 26000 | 20800 | 80% | 1.76 | 0 | 10.5 |  |  |  | No | R-410A | 2.1167 | Residential & Commercial | Ducted CEE Tier 1
211239735 | Central HP <5.4 tons | CARRIER | HRCU-A-CB (Split System: Heat Pump with Remote Outdoor Unit-Air-Source) | 38MURAQ24AB3* |  |  | CAP**2517AL* | 58S(B,C)*A070E17**12 | 25000 | 16.5 | 8.5 | 25800 | 21000 | 81.4% | 1.76 | 0 | 10.5 |  |  |  | No | R-410A | 2.0833 | Residential & Commercial | Ducted CEE Tier 1
211239751 | Central HP <5.4 tons | CARRIER | HRCU-A-CB (Split System: Heat Pump with Remote Outdoor Unit-Air-Source) | 38MURAQ24AB3* |  |  | CAP**3014AL* | 59SP6A060V14**12 | 23400 | 16.5 | 8.5 | 25800 | 24200 | 93.8% | 2 | 0 | 10 |  |  |  | No | R-410A | 1.95 | Residential & Commercial | Ducted CEE Tier 1
211239753 | Central HP <5.4 tons | CARRIER | HRCU-A-CB (Split System: Heat Pump with Remote Outdoor Unit-Air-Source) | 38MURAQ24AB3* |  |  | CAP**3014AL* | 58TP*A070V14**12 | 24200 | 16.5 | 8.5 | 26400 | 23000 | 87.12% | 1.9 | 0 | 10 |  |  |  | No | R-410A | 2.0167 | Residential & Commercial | Ducted CEE Tier 1
211239776 | Central HP <5.4 tons | CARRIER | HRCU-A-CB (Split System: Heat Pump with Remote Outdoor Unit-Air-Source) | 38MURAQ24AB3* |  |  | CAP**3017AL* | 59SU5A060E17**16 | 24200 | 16.5 | 8.5 | 26400 | 23000 | 87.12% | 1.9 | 0 | 10 |  |  |  | No | R-410A | 2.0167 | Residential & Commercial | Ducted CEE Tier 1
216091302 | Central HP <5.4 tons | ARCOAIRE | HRCU-A-CB (Split System: Heat Pump with Remote Outdoor Unit-Air-Source) | DLCSRBH24AAK |  |  | 40MBABQ24XB3 |  | 23000 | 18.4 | 9.3 | 26000 | 21200 | 81.54% | 1.9 | 12.5 | 11.7 |  |  |  | No | R-410A | 1.9167 | Residential & Commercial | Ducted CEE Tier 1
215864130 | Central HP <5.4 tons | Cooper&Hunter | HRCU-A-CB (Split System: Heat Pump with Remote Outdoor Unit-Air-Source) | CH-RHP60LCU-230VO |  |  | CH-RS60LCAHU |  | 54000 | 15.2 | 9.2 | 59000 | 53000 | 89.83% | 2 | 0 | 10 |  |  |  | No | R-454B | 4.5 | Residential & Commercial | Ducted CEE Tier 1
214389569 | Central HP <5.4 tons | CARRIER | HRCU-A-CB (Split System: Heat Pump with Remote Outdoor Unit-Air-Source) | 38MURAQ18AB3* | ASPEN |  | AEW194+TDR |  | 17000 | 15.2 | 8.5 | 18000 | 18300 | 101.7% | 2.56 | 0 | 10.5 |  |  |  | No | R-410A | 1.4167 | Residential & Commercial | Ducted CEE Tier 1
214392615 | Central HP <5.4 tons | RUUD | HRCU-A-CB (Split System: Heat Pump with Remote Outdoor Unit-Air-Source) | RD17AZ24AJ3N | ASPEN |  | D(A,C,E)24C34+TDR | U802VA050317M | 21600 | 19 | 8.1 | 22600 | 16900 | 74.78% | 2 | 0 | 10 |  |  |  | No | R-410A | 1.8 | Residential & Commercial | Ducted CEE Tier 1
214392667 | Central HP <5.4 tons | RUUD | HRCU-A-CB (Split System: Heat Pump with Remote Outdoor Unit-Air-Source) | RD17AZ24AJ3N | ASPEN |  | D(A,C,E)30B34+TDR | U97MV0603A17DHS | 21600 | 19 | 8.1 | 22600 | 16900 | 74.78% | 2 | 0 | 10 |  |  |  | No | R-410A | 1.8 | Residential & Commercial | Ducted CEE Tier 1
212384306 | Central HP <5.4 tons | DAY & NIGHT | HRCU-A-CB (Split System: Heat Pump with Remote Outdoor Unit-Air-Source) | DLCURAH36ABK |  |  | END4X42L17** | *92ESN0601412A* | 36000 | 15.2 | 8.1 | 39500 | 35000 | 88.61% | 1.96 | 0 | 10 |  |  |  | No | R-410A | 3 | Residential & Commercial | Ducted CEE Tier 1
215464920 | Central HP <5.4 tons | ARMSTRONG AIR | HRCU-A-CB (Split System: Heat Pump with Remote Outdoor Unit-Air-Source) | 4SHP18LX136P | ADP |  | H,A,DP44(1,2)36+TXV | A96DS2V045B12 | 23600 | 19 | 8.5 | 22400 | 16100 | 71.88% | 2.18 | 0 | 12 |  |  |  | No | R-410A | 1.9667 | Residential & Commercial | Ducted CEE Tier 1
215464990 | Central HP <5.4 tons | ARMSTRONG AIR | HRCU-A-CB (Split System: Heat Pump with Remote Outdoor Unit-Air-Source) | 4SHP18LX136P | ADP |  | H,A,DP14(1,2)36+TXV | A97DS2V045B12 | 23400 | 19 | 8.5 | 22400 | 16100 | 71.88% | 2.18 | 0 | 12 |  |  |  | No | R-410A | 1.95 | Residential & Commercial | Ducted CEE Tier 1
215465006 | Central HP <5.4 tons | ARMSTRONG AIR | HRCU-A-CB (Split System: Heat Pump with Remote Outdoor Unit-Air-Source) | 4SHP18LX136P | ADP |  | H,A,DP14(1,2)36+TXV | A97DSMV070B12 | 23600 | 19 | 8.5 | 22400 | 16100 | 71.88% | 2.18 | 0 | 12 |  |  |  | No | R-410A | 1.9667 | Residential & Commercial | Ducted CEE Tier 1
215433905 | Central HP <5.4 tons | GOODMAN | HRCU-A-CB (Split System: Heat Pump with Remote Outdoor Unit-Air-Source) | GZV7SA2410A* |  |  | CA*EA3022*3A*+MBVK12BP1X00A* |  | 23200 | 19 | 8.6 | 23200 | 17000 | 73.28% | 2 | 0 | 11 |  |  |  | No | R-32 | 1.9333 | Residential & Commercial | Ducted CEE Tier 1
214837917 | Central HP <5.4 tons | MIDEA | HRCU-A-CB (Split System: Heat Pump with Remote Outdoor Unit-Air-Source) | MOVB-36HDN1-M20G | ADP |  | CE3005A+TXV |  | 23200 | 15.2 | 8.8 | 22400 | 16500 | 73.66% | 1.96 | 0 | 12 |  |  |  | No | R-410A | 1.9333 | Residential & Commercial | Ducted CEE Tier 1
213163997 | Central HP <5.4 tons | RUUD | HRCU-A-CB (Split System: Heat Pump with Remote Outdoor Unit-Air-Source) | UP18AZ36AJVC |  |  | RCFZ6021SEAAM | U97MV0855A21DHS | 34200 | 19 | 8.5 | 34200 | 43000 | 125.7% | 2.2 | 0 | 12.5 |  |  |  | No | R-410A | 2.85 | Residential & Commercial | Ducted CEE Tier 1
215318936 | Central HP <5.4 tons | COMFORTMAKER | HRCU-A-CB (Split System: Heat Pump with Remote Outdoor Unit-Air-Source) | D5CSRAH24AAK |  |  | D5FSAAH24XBK |  | 24000 | 19.8 | 9 | 25000 | 18000 | 72% | 2.2 | 0 | 11.7 |  |  |  | No | R-454B | 2 | Residential & Commercial | Ducted CEE Tier 1
210692773 | Central HP <5.4 tons | GOODMAN | HRCU-A-CB (Split System: Heat Pump with Remote Outdoor Unit-Air-Source) | GSZV903610A* |  |  | CSCF3642N6D*+TXV | G*VC800805C*A* | 33800 | 18.5 | 8.2 | 34000 | 24400 | 71.76% | 1.8 | 0 | 11.5 |  |  |  | No | R-410A | 2.8167 | Residential & Commercial | Ducted CEE Tier 1
215865116 | Central HP <5.4 tons | AMERICAN STANDARD | HRCU-A-CB (Split System: Heat Pump with Remote Outdoor Unit-Air-Source) | 5A6V8X60A1 |  |  | 5PX*C009AS3+P0V0C000M50SD+LRP |  | 54500 | 18.1 | 8.5 | 55000 | 39500 | 71.82% | 2 | 0 | 10.5 |  |  |  | No | R-454B | 4.5417 | Residential & Commercial | Ducted CEE Tier 1
213088092 | Central HP <5.4 tons | KINGHOME | HRCU-A-C (Split System: Heat Pump with Remote Outdoor Unit with No Indoor Fan --Air Source) | KU36UHO | ADP |  | HE35936+TD |  | 23000 | 15.2 | 8.5 | 22400 | 21200 | 94.64% | 1.8 | 0 | 11 |  |  |  | No | R-410A | 1.9167 | Residential & Commercial | Ducted CEE Tier 1
215488148 | Central HP <5.4 tons | GOODMAN | HRCU-A-CB (Split System: Heat Pump with Remote Outdoor Unit-Air-Source) | GZV6SA1810A* |  |  | CA*EA3022*3A* | G*VC800805C*A* | 17000 | 19 | 8.8 | 16800 | 13000 | 77.38% | 2.1 | 0 | 12 |  |  |  | No | R-32 | 1.4167 | Residential & Commercial | Ducted CEE Tier 1
215864129 | Central HP <5.4 tons | Cooper&Hunter | HRCU-A-CB (Split System: Heat Pump with Remote Outdoor Unit-Air-Source) | CH-RHP48LCU-230VO |  |  | CH-RS48LCAHU |  | 48000 | 17 | 10.2 | 50000 | 46000 | 92% | 2 | 0 | 10 |  |  |  | No | R-454B | 4 | Residential & Commercial | Ducted CEE Tier 1
211239783 | Central HP <5.4 tons | CARRIER | HRCU-A-CB (Split System: Heat Pump with Remote Outdoor Unit-Air-Source) | 38MURAQ24AB3* |  |  | CAP**3017AL* | 58TP*A070V17**16 | 24200 | 17 | 8.5 | 26200 | 23000 | 87.79% | 1.92 | 0 | 10 |  |  |  | No | R-410A | 2.0167 | Residential & Commercial | Ducted CEE Tier 1
214649697 | Central HP <5.4 tons | MIDEA | HRCU-A-CB (Split System: Heat Pump with Remote Outdoor Unit-Air-Source) | MOVB-60HDN1-M18M | ASPEN |  | D(A,C,E)36C34+TDR | MGH96M080B3A | 32200 | 16.5 | 8.3 | 34200 | 25800 | 75.44% | 2.25 | 0 | 11 |  |  |  | No | R-410A | 2.6833 | Residential & Commercial | Ducted CEE Tier 1
211239842 | Central HP <5.4 tons | CARRIER | HRCU-A-CB (Split System: Heat Pump with Remote Outdoor Unit-Air-Source) | 38MURAQ24AB3* |  |  | CAP**3617AL* | 59SC5B060E17**14 | 24600 | 16 | 8.5 | 26600 | 22200 | 83.46% | 1.82 | 0 | 10 |  |  |  | No | R-410A | 2.05 | Residential & Commercial | Ducted CEE Tier 1
211239883 | Central HP <5.4 tons | CARRIER | HRCU-A-CB (Split System: Heat Pump with Remote Outdoor Unit-Air-Source) | 38MURAQ24AB3* |  |  | CAP**3621AL* | 58S(B,C)*A045E17**12 | 24200 | 17 | 8.5 | 26200 | 22600 | 86.26% | 1.86 | 0 | 10 |  |  |  | No | R-410A | 2.0167 | Residential & Commercial | Ducted CEE Tier 1
211239967 | Central HP <5.4 tons | CARRIER | HRCU-A-CB (Split System: Heat Pump with Remote Outdoor Unit-Air-Source) | 38MURAQ24AB3* |  |  | CAP**3721AL* | 58TP*A090V17**16 | 24400 | 17 | 8.5 | 25200 | 21200 | 84.13% | 1.78 | 0 | 10.5 |  |  |  | No | R-410A | 2.0333 | Residential & Commercial | Ducted CEE Tier 1
212578246 | Central HP <5.4 tons | CARRIER | HRCU-A-CB (Split System: Heat Pump with Remote Outdoor Unit-Air-Source) | 25VNA436A*031* | ADP |  | H,PG53936 | 58TN*A070C17**16 | 33800 | 19 | 9 | 33600 | 25600 | 76.19% | 2.02 | 0 | 12.5 |  |  |  | No | R-410A | 2.8167 | Residential & Commercial | Ducted CEE Tier 1
215864132 | Central HP <5.4 tons | Cooper&Hunter | HRCU-A-CB (Split System: Heat Pump with Remote Outdoor Unit-Air-Source) | CH-RES24-230VO |  |  | CH-RS24MAHU |  | 24000 | 19.7 | 9 | 25000 | 18000 | 72% | 2.2 | 0 | 11.7 |  |  |  | No | R-454B | 2 | Residential & Commercial | Ducted CEE Tier 1
211239976 | Central HP <5.4 tons | CARRIER | HRCU-A-CB (Split System: Heat Pump with Remote Outdoor Unit-Air-Source) | 38MURAQ24AB3* |  |  | CAP**3721AL* | 59TP6B100V21**20 | 24400 | 17 | 8.5 | 25200 | 21200 | 84.13% | 1.78 | 0 | 10.5 |  |  |  | No | R-410A | 2.0333 | Residential & Commercial | Ducted CEE Tier 1
211239978 | Central HP <5.4 tons | CARRIER | HRCU-A-CB (Split System: Heat Pump with Remote Outdoor Unit-Air-Source) | 38MURAQ24AB3* |  |  | CAP**3721AL* | 58S(B,C)*A045E17**12 | 24800 | 17 | 8.5 | 25400 | 21000 | 82.68% | 1.76 | 0 | 10.5 |  |  |  | No | R-410A | 2.0667 | Residential & Commercial | Ducted CEE Tier 1
211239985 | Central HP <5.4 tons | CARRIER | HRCU-A-CB (Split System: Heat Pump with Remote Outdoor Unit-Air-Source) | 38MURAQ24AB3* |  |  | CAP**3721AL* | 59SC2D080E17**16 | 25000 | 17.5 | 8.5 | 25600 | 20800 | 81.25% | 1.76 | 0 | 10.5 |  |  |  | No | R-410A | 2.0833 | Residential & Commercial | Ducted CEE Tier 1
211240001 | Central HP <5.4 tons | CARRIER | HRCU-A-CB (Split System: Heat Pump with Remote Outdoor Unit-Air-Source) | 38MURAQ24AB3* |  |  | CNPV*2414AL* | 58TP*A070V14**12 | 23800 | 16.5 | 8.5 | 26800 | 23200 | 86.57% | 1.92 | 0 | 10 |  |  |  | No | R-410A | 1.9833 | Residential & Commercial | Ducted CEE Tier 1
211240003 | Central HP <5.4 tons | CARRIER | HRCU-A-CB (Split System: Heat Pump with Remote Outdoor Unit-Air-Source) | 38MURAQ24AB3* |  |  | CNPV*2414AL* | 59SC5B060E14**12 | 24000 | 15.2 | 8.5 | 27200 | 23000 | 84.56% | 1.88 | 0 | 10 |  |  |  | No | R-410A | 2 | Residential & Commercial | Ducted CEE Tier 1
211240017 | Central HP <5.4 tons | CARRIER | HRCU-A-CB (Split System: Heat Pump with Remote Outdoor Unit-Air-Source) | 38MURAQ24AB3* |  |  | CNPV*2417AL* | 59SP6A080V17**16 | 23800 | 16 | 8.5 | 26800 | 23400 | 87.31% | 1.92 | 0 | 10 |  |  |  | No | R-410A | 1.9833 | Residential & Commercial | Ducted CEE Tier 1
211240028 | Central HP <5.4 tons | CARRIER | HRCU-A-CB (Split System: Heat Pump with Remote Outdoor Unit-Air-Source) | 38MURAQ24AB3* |  |  | CNPV*2417AL* | 58TP*A090V17**16 | 23200 | 16.5 | 8.5 | 26400 | 24200 | 91.67% | 2.02 | 0 | 10 |  |  |  | No | R-410A | 1.9333 | Residential & Commercial | Ducted CEE Tier 1
215652915 | Central HP <5.4 tons | TRANE | HRCU-A-CB (Split System: Heat Pump with Remote Outdoor Unit-Air-Source) | 4TWV8X60A1 | ADP |  | H,TG49960 | S8V2C100M5PDA | 54000 | 18 | 8.2 | 50000 | 39500 | 79% | 1.78 | 0 | 11.7 |  |  |  | No | R-410A | 4.5 | Residential & Commercial | Ducted CEE Tier 1
214630550 | Central HP <5.4 tons | CARRIER | HRCU-A-CB (Split System: Heat Pump with Remote Outdoor Unit-Air-Source) | 25VNA837A*031* | ADP |  | C36A***L539 | 59TN6B100C21**22 | 32400 | 18 | 8.5 | 30400 | 24400 | 80.26% | 2 | 0 | 11.7 |  |  |  | No | R-410A | 2.7 | Residential & Commercial | Ducted CEE Tier 1
214391974 | Central HP <5.4 tons | RUUD | HRCU-A-CB (Split System: Heat Pump with Remote Outdoor Unit-Air-Source) | RP15AZ48AJ2N | ASPEN |  | CP61B34+TDR | R801V0755A21UH | 44500 | 15.5 | 8.2 | 45500 | 37000 | 81.32% | 3.08 | 0 | 10 |  |  |  | No | R-410A | 3.7083 | Residential & Commercial | Ducted CEE Tier 1
211240042 | Central HP <5.4 tons | CARRIER | HRCU-A-CB (Split System: Heat Pump with Remote Outdoor Unit-Air-Source) | 38MURAQ24AB3* |  |  | CNPV*2417AL* | 58S(B,C)*A090E17**14 | 24000 | 16 | 8.5 | 27000 | 23000 | 85.19% | 1.9 | 0 | 10 |  |  |  | No | R-410A | 2 | Residential & Commercial | Ducted CEE Tier 1
211240053 | Central HP <5.4 tons | CARRIER | HRCU-A-CB (Split System: Heat Pump with Remote Outdoor Unit-Air-Source) | 38MURAQ24AB3* |  |  | CNPV*2417AL* | OVLAAB036098 | 23000 | 16 | 8.5 | 26400 | 24600 | 93.18% | 2.04 | 0 | 10 |  |  |  | No | R-410A | 1.9167 | Residential & Commercial | Ducted CEE Tier 1
211240094 | Central HP <5.4 tons | CARRIER | HRCU-A-CB (Split System: Heat Pump with Remote Outdoor Unit-Air-Source) | 38MURAQ24AB3* |  |  | CNPV*3017AL* | 59TP6B060V14**12 | 23600 | 16.5 | 8.1 | 25800 | 23800 | 92.25% | 1.98 | 0 | 10 |  |  |  | No | R-410A | 1.9667 | Residential & Commercial | Ducted CEE Tier 1
211240103 | Central HP <5.4 tons | CARRIER | HRCU-A-CB (Split System: Heat Pump with Remote Outdoor Unit-Air-Source) | 38MURAQ24AB3* |  |  | CNPV*3017AL* | 59SC2D080E17**16 | 24200 | 17 | 8.1 | 26200 | 22800 | 87.02% | 1.88 | 0 | 10.5 |  |  |  | No | R-410A | 2.0167 | Residential & Commercial | Ducted CEE Tier 1
214651396 | Central HP <5.4 tons | JOHNSON CONTROLS | HRCU-A-CB (Split System: Heat Pump with Remote Outdoor Unit-Air-Source) | HH824E2S11 |  |  | CTU36B5XDS1+TXV | TM9Y080B12MP11 | 23000 | 18 | 9.5 | 23000 | 18600 | 80.87% | 2 | 0 | 12 |  |  |  | No | R-454B | 1.9167 | Residential & Commercial | Ducted CEE Tier 1
208101232 | Central HP <5.4 tons | Cooper&Hunter | HRCU-A-CB (Split System: Heat Pump with Remote Outdoor Unit-Air-Source) | CH-HPR24-230VO |  |  | CH-M24AHU |  | 23000 | 18.4 | 9.3 | 26000 | 21200 | 81.54% | 1.9 | 12.5 | 11.7 |  |  |  | No | R-410A | 1.9167 | Residential & Commercial | Ducted CEE Tier 1
215434085 | Central HP <5.4 tons | GOODMAN | HRCU-A-CB (Split System: Heat Pump with Remote Outdoor Unit-Air-Source) | GZV7SA2410A* |  |  | CA*EA3022*3A* | G*VS960603BUA* | 23200 | 19 | 8.6 | 23200 | 17000 | 73.28% | 2 | 0 | 11 |  |  |  | No | R-32 | 1.9333 | Residential & Commercial | Ducted CEE Tier 1
215434099 | Central HP <5.4 tons | GOODMAN | HRCU-A-CB (Split System: Heat Pump with Remote Outdoor Unit-Air-Source) | GZV7SA2410A* |  |  | CA*EA3626*3A* | G*VM970804CNA* | 23200 | 19 | 8.6 | 23200 | 17000 | 73.28% | 2 | 0 | 11 |  |  |  | No | R-32 | 1.9333 | Residential & Commercial | Ducted CEE Tier 1
215488064 | Central HP <5.4 tons | GOODMAN | HRCU-A-CB (Split System: Heat Pump with Remote Outdoor Unit-Air-Source) | GZV7SA3610A* |  |  | CA*EA6030*3A* | G*VC800805D*A* | 35000 | 18.5 | 8.5 | 35000 | 28400 | 81.14% | 2 | 0 | 10.5 |  |  |  | No | R-32 | 2.9167 | Residential & Commercial | Ducted CEE Tier 1
215488065 | Central HP <5.4 tons | GOODMAN | HRCU-A-CB (Split System: Heat Pump with Remote Outdoor Unit-Air-Source) | GZV7SA3610A* |  |  | CA*EA6030*3A* | G*VC800805C*A* | 35000 | 18.5 | 8.5 | 35000 | 28400 | 81.14% | 2 | 0 | 10.5 |  |  |  | No | R-32 | 2.9167 | Residential & Commercial | Ducted CEE Tier 1
215434199 | Central HP <5.4 tons | GOODMAN | HRCU-A-CB (Split System: Heat Pump with Remote Outdoor Unit-Air-Source) | GZV7SA3610A* |  |  | CA*EA4830*3A* | G*VT961205DNA* | 34800 | 18.5 | 8.5 | 35000 | 28400 | 81.14% | 2 | 0 | 10.5 |  |  |  | No | R-32 | 2.9 | Residential & Commercial | Ducted CEE Tier 1
214837915 | Central HP <5.4 tons | MIDEA | HRCU-A-CB (Split System: Heat Pump with Remote Outdoor Unit-Air-Source) | MOVB-36HDN1-M20G | ADP |  | CE2903C+TXV |  | 22800 | 15.2 | 8.75 | 22400 | 16500 | 73.66% | 1.94 | 0 | 11.7 |  |  |  | No | R-410A | 1.9 | Residential & Commercial | Ducted CEE Tier 1
215869097 | Central HP <5.4 tons | AMERICAN STANDARD | HRCU-A-CB (Split System: Heat Pump with Remote Outdoor Unit-Air-Source) | 5A6V8X36A1 |  |  | 5PX*C007AS3 | S9V2C100U5VSB+LRP | 33000 | 18.1 | 8.5 | 33200 | 25400 | 76.51% | 2.1 | 0 | 10.5 |  |  |  | No | R-454B | 2.75 | Residential & Commercial | Ducted CEE Tier 1
215869147 | Central HP <5.4 tons | AMERICAN STANDARD | HRCU-A-CB (Split System: Heat Pump with Remote Outdoor Unit-Air-Source) | 5A6V8X60A1 |  |  | 5TXCC009AS3 | S9V2C100U5VSB+LRP | 54000 | 18.1 | 8.5 | 55500 | 39500 | 71.17% | 2 | 0 | 10 |  |  |  | No | R-454B | 4.5 | Residential & Commercial | Ducted CEE Tier 1
214393631 | Central HP <5.4 tons | RUUD | HRCU-A-CB (Split System: Heat Pump with Remote Outdoor Unit-Air-Source) | RD17AZ36AJ3N | ASPEN |  | D(A,C,E)36D44+TDR | R921V0703A17M4S | 33200 | 18 | 8.1 | 34200 | 29600 | 86.55% | 1.9 | 0 | 10 |  |  |  | No | R-410A | 2.7667 | Residential & Commercial | Ducted CEE Tier 1
214393717 | Central HP <5.4 tons | RUUD | HRCU-A-CB (Split System: Heat Pump with Remote Outdoor Unit-Air-Source) | RD17AZ36AJ3N | ASPEN |  | D(A,C,E)42D34+TDR | R921V1005A21M4S | 32800 | 17 | 8.1 | 34200 | 29600 | 86.55% | 1.9 | 0 | 10 |  |  |  | No | R-410A | 2.7333 | Residential & Commercial | Ducted CEE Tier 1
214393782 | Central HP <5.4 tons | RUUD | HRCU-A-CB (Split System: Heat Pump with Remote Outdoor Unit-Air-Source) | RD17AZ36AJ3N | ASPEN |  | D(A,C,E)48C34+TDR | R951V0403A17UHU | 32800 | 18 | 8.1 | 34200 | 29800 | 87.13% | 1.9 | 0 | 10 |  |  |  | No | R-410A | 2.7333 | Residential & Commercial | Ducted CEE Tier 1
214393783 | Central HP <5.4 tons | RUUD | HRCU-A-CB (Split System: Heat Pump with Remote Outdoor Unit-Air-Source) | RD17AZ36AJ3N | ASPEN |  | D(A,C,E)48C44+TDR | R951V0403A17UHU | 33200 | 18 | 8.1 | 34200 | 29800 | 87.13% | 1.9 | 0 | 10 |  |  |  | No | R-410A | 2.7667 | Residential & Commercial | Ducted CEE Tier 1
214393933 | Central HP <5.4 tons | RUUD | HRCU-A-CB (Split System: Heat Pump with Remote Outdoor Unit-Air-Source) | RD17AZ36AJ3N | ASPEN |  | D(A,C,E)36C44+TDR | R951V1005A21M4S | 33000 | 17 | 8.1 | 34200 | 29600 | 86.55% | 1.9 | 0 | 10 |  |  |  | No | R-410A | 2.75 | Residential & Commercial | Ducted CEE Tier 1
215864121 | Central HP <5.4 tons | Cooper&Hunter | HRCU-A-CB (Split System: Heat Pump with Remote Outdoor Unit-Air-Source) | CH-PQ24-230VO |  |  | CH-PQ24AHU |  | 24000 | 18.6 | 10 | 24000 | 20600 | 85.83% | 2.14 | 0 | 12 |  |  |  | No | R-454B | 2 | Residential & Commercial | Ducted CEE Tier 1
214630514 | Central HP <5.4 tons | CARRIER | HRCU-A-CB (Split System: Heat Pump with Remote Outdoor Unit-Air-Source) | 25VNA837A*031* | ADP |  | C36A***L539 | 58CU*A060C17**16 | 32400 | 18 | 8.5 | 30600 | 24600 | 80.39% | 1.98 | 0 | 11 |  |  |  | No | R-410A | 2.7 | Residential & Commercial | Ducted CEE Tier 1
213867303 | Central HP <5.4 tons | AMERICAN STANDARD | HRCU-A-CB (Split System: Heat Pump with Remote Outdoor Unit-Air-Source) | 4A6C7048A3 |  |  | 4PX*CU60BS3+P0V0C000M50SC |  | 48000 | 17 | 8.1 | 48000 | 48500 | 101% | 3.6 | 0 | 12.5 |  |  |  | No | R-410A | 4 | Residential & Commercial | Ducted CEE Tier 1
211240112 | Central HP <5.4 tons | CARRIER | HRCU-A-CB (Split System: Heat Pump with Remote Outdoor Unit-Air-Source) | 38MURAQ24AB3* |  |  | CNPV*3017AL* | OVMAAB042112 | 24000 | 16 | 8.1 | 26400 | 23000 | 87.12% | 1.88 | 0 | 10 |  |  |  | No | R-410A | 2 | Residential & Commercial | Ducted CEE Tier 1
211240119 | Central HP <5.4 tons | CARRIER | HRCU-A-CB (Split System: Heat Pump with Remote Outdoor Unit-Air-Source) | 38MURAQ24AB3* |  |  | CNPV*3617AL* | 59SP6A080V17**16 | 24200 | 16.5 | 8.1 | 26200 | 23000 | 87.79% | 1.9 | 0 | 10.5 |  |  |  | No | R-410A | 2.0167 | Residential & Commercial | Ducted CEE Tier 1
214649703 | Central HP <5.4 tons | MIDEA | HRCU-A-CB (Split System: Heat Pump with Remote Outdoor Unit-Air-Source) | MOVB-60HDN1-M18M | ASPEN |  | D(A,C,E)36D44+TDR | MGH96M080C4A | 33600 | 16.5 | 8.5 | 34600 | 26000 | 75.14% | 2.41 | 0 | 11.7 |  |  |  | No | R-410A | 2.8 | Residential & Commercial | Ducted CEE Tier 1
212383462 | Central HP <5.4 tons | DAY & NIGHT | HRCU-A-CB (Split System: Heat Pump with Remote Outdoor Unit-Air-Source) | DLCURAH36ABK |  |  | EA*4X43L21A* | *80ES(N,L)0701716A* | 36800 | 15.5 | 8.5 | 39000 | 34800 | 89.23% | 2.1 | 0 | 10 |  |  |  | No | R-410A | 3.0667 | Residential & Commercial | Ducted CEE Tier 1
212384832 | Central HP <5.4 tons | DAY & NIGHT | HRCU-A-CB (Split System: Heat Pump with Remote Outdoor Unit-Air-Source) | DLCURAH36ABK |  |  | FJMA4*42L*C* |  | 37000 | 16 | 8.1 | 39000 | 34800 | 89.23% | 2 | 0 | 10 |  |  |  | No | R-410A | 3.0833 | Residential & Commercial | Ducted CEE Tier 1
215434100 | Central HP <5.4 tons | GOODMAN | HRCU-A-CB (Split System: Heat Pump with Remote Outdoor Unit-Air-Source) | GZV7SA2410A* |  |  | CA*EA3626*3A* | G*VM971005CNA* | 23200 | 19 | 8.6 | 23200 | 17000 | 73.28% | 2 | 0 | 11 |  |  |  | No | R-32 | 1.9333 | Residential & Commercial | Ducted CEE Tier 1
215434117 | Central HP <5.4 tons | GOODMAN | HRCU-A-CB (Split System: Heat Pump with Remote Outdoor Unit-Air-Source) | GZV7SA2410A* |  |  | CHPEA3026*3A* | G*VM970803BNA* | 23200 | 19 | 8.6 | 23200 | 17000 | 73.28% | 2 | 0 | 11 |  |  |  | No | R-32 | 1.9333 | Residential & Commercial | Ducted CEE Tier 1
215318898 | Central HP <5.4 tons | ARCOAIRE | HRCU-A-CB (Split System: Heat Pump with Remote Outdoor Unit-Air-Source) | D5CURAH36AAK |  |  | D5FUAAH36XAK |  | 36000 | 16.2 | 8.7 | 36000 | 27000 | 75% | 2 | 0 | 10 |  |  |  | No | R-454B | 3 | Residential & Commercial | Ducted CEE Tier 1
215912473 | Central HP <5.4 tons | YORK | HRCU-A-CB (Split System: Heat Pump with Remote Outdoor Unit-Air-Source) | HH860E2S11 | ASPEN |  | C(A,C,D,E)60A3K+TDR | Y81E120C16SMPS1 | 41000 | 18 | 8.5 | 43000 | 33000 | 76.74% | 2 | 0 | 11.7 |  |  |  | No | R-454B | 3.4167 | Residential & Commercial | Ducted CEE Tier 1
216056866 | Central HP <5.4 tons | YORK | HRCU-A-CB (Split System: Heat Pump with Remote Outdoor Unit-Air-Source) | HH860E2S11 | ASPEN |  | C(A,C,D,E)60A3K+TDR | TP9C120D20MP13 | 41000 | 17.5 | 8.1 | 44000 | 33400 | 75.91% | 2 | 0 | 11.5 |  |  |  | No | R-454B | 3.4167 | Residential & Commercial | Ducted CEE Tier 1
215488022 | Central HP <5.4 tons | GOODMAN | HRCU-A-CB (Split System: Heat Pump with Remote Outdoor Unit-Air-Source) | GZV7SA2410A* |  |  | CA*EA3022*3A* | G*VC961005CNB* | 23200 | 19 | 8.6 | 23200 | 17000 | 73.28% | 2 | 0 | 11 |  |  |  | No | R-32 | 1.9333 | Residential & Commercial | Ducted CEE Tier 1
215488038 | Central HP <5.4 tons | GOODMAN | HRCU-A-CB (Split System: Heat Pump with Remote Outdoor Unit-Air-Source) | GZV7SA2410A* |  |  | CHPEA3026*3A* | G*VM970603BNB* | 23200 | 19 | 8.6 | 23200 | 17000 | 73.28% | 2 | 0 | 11 |  |  |  | No | R-32 | 1.9333 | Residential & Commercial | Ducted CEE Tier 1
215434114 | Central HP <5.4 tons | GOODMAN | HRCU-A-CB (Split System: Heat Pump with Remote Outdoor Unit-Air-Source) | GZV7SA2410A* |  |  | CA*EA3626*3A* | G*VT960804CNA* | 23200 | 19 | 8.6 | 23200 | 17000 | 73.28% | 2 | 0 | 11 |  |  |  | No | R-32 | 1.9333 | Residential & Commercial | Ducted CEE Tier 1
214392123 | Central HP <5.4 tons | RUUD | HRCU-A-CB (Split System: Heat Pump with Remote Outdoor Unit-Air-Source) | RD17AZ24AJ3N | ASPEN |  | D(A,C,E)30B34+TDR | R801V0503A14DZ | 21600 | 19 | 8.1 | 22600 | 16800 | 74.34% | 2 | 0 | 10 |  |  |  | No | R-410A | 1.8 | Residential & Commercial | Ducted CEE Tier 1
214392139 | Central HP <5.4 tons | RUUD | HRCU-A-CB (Split System: Heat Pump with Remote Outdoor Unit-Air-Source) | RD17AZ24AJ3N | ASPEN |  | D(A,C,E)30B34+TDR | R801V0503A14UH | 21600 | 18 | 8.1 | 22600 | 16900 | 74.78% | 2 | 0 | 10 |  |  |  | No | R-410A | 1.8 | Residential & Commercial | Ducted CEE Tier 1
213821325 | Central HP <5.4 tons | TEMPSTAR | HRCU-A-CB (Split System: Heat Pump with Remote Outdoor Unit-Air-Source) | DLCURAH24ABK | ASPEN |  | D(A,C,E)36C34+TDR | *96VTN0801716B* | 23600 | 17 | 8.5 | 26000 | 20200 | 77.69% | 2.91 | 0 | 10 |  |  |  | No | R-410A | 1.9667 | Residential & Commercial | Ducted CEE Tier 1
214229370 | Central HP <5.4 tons | COMFORTMAKER | HRCU-A-CB (Split System: Heat Pump with Remote Outdoor Unit-Air-Source) | DLCURAH24ABK |  |  | EA*4X36L21A* | *80MSU0802120A* | 23600 | 17.5 | 8.5 | 25600 | 23400 | 91.41% | 1.94 | 0 | 10 |  |  |  | No | R-410A | 1.9667 | Residential & Commercial | Ducted CEE Tier 1
211244815 | Central HP <5.4 tons | HEIL | HRCU-A-CB (Split System: Heat Pump with Remote Outdoor Unit-Air-Source) | DLCURAH24ABK |  |  | EN(A,D)4X30L17** | *80ESU0601716A | 24800 | 16.5 | 8.5 | 26600 | 22200 | 83.46% | 1.84 | 0 | 10.5 |  |  |  | No | R-410A | 2.0667 | Residential & Commercial | Ducted CEE Tier 1
211244647 | Central HP <5.4 tons | HEIL | HRCU-A-CB (Split System: Heat Pump with Remote Outdoor Unit-Air-Source) | DLCURAH24ABK |  |  | EN(A,D)4X30L17** | *96VTN0601412A* | 23600 | 16.5 | 8.1 | 25800 | 23800 | 92.25% | 1.98 | 0 | 10 |  |  |  | No | R-410A | 1.9667 | Residential & Commercial | Ducted CEE Tier 1
212988643 | Central HP <5.4 tons | DAY & NIGHT | HRCU-A-CB (Split System: Heat Pump with Remote Outdoor Unit-Air-Source) | DLCURAH24ABK |  |  | EA*4X24L17A* | *95MSU0401712A* | 23400 | 16.5 | 8.5 | 27000 | 26200 | 97.04% | 2.2 | 0 | 10 |  |  |  | No | R-410A | 1.95 | Residential & Commercial | Ducted CEE Tier 1
211244229 | Central HP <5.4 tons | HEIL | HRCU-A-CB (Split System: Heat Pump with Remote Outdoor Unit-Air-Source) | DLCURAH24ABK |  |  | EN(A,D)4X24L17** | *80ES(N,L)0701412A* | 23800 | 16 | 8.5 | 26800 | 23200 | 86.57% | 1.92 | 0 | 10 |  |  |  | No | R-410A | 1.9833 | Residential & Commercial | Ducted CEE Tier 1
211245126 | Central HP <5.4 tons | HEIL | HRCU-A-CB (Split System: Heat Pump with Remote Outdoor Unit-Air-Source) | DLCURAH24ABK |  |  | EN(A,D,W)4X36L17** | *80ES(N,L)0451712A* | 24000 | 16.5 | 8.1 | 26200 | 23000 | 87.79% | 1.9 | 0 | 10.5 |  |  |  | No | R-410A | 2 | Residential & Commercial | Ducted CEE Tier 1
212984138 | Central HP <5.4 tons | COMFORTMAKER | HRCU-A-CB (Split System: Heat Pump with Remote Outdoor Unit-Air-Source) | DLCURAH24ABK |  |  | EN(A,D,W)4X36L17** | *92MSN0601714A* | 23600 | 17 | 8.5 | 26400 | 24400 | 92.42% | 2.02 | 0 | 10.5 |  |  |  | No | R-410A | 1.9667 | Residential & Commercial | Ducted CEE Tier 1
212985778 | Central HP <5.4 tons | COMFORTMAKER | HRCU-A-CB (Split System: Heat Pump with Remote Outdoor Unit-Air-Source) | DLCURAH24ABK |  |  | EA*4X25L17A* | *96MSN0261410A* | 24200 | 16.5 | 8.5 | 25200 | 21600 | 85.71% | 1.82 | 0 | 10 |  |  |  | No | R-410A | 2.0167 | Residential & Commercial | Ducted CEE Tier 1
212985828 | Central HP <5.4 tons | COMFORTMAKER | HRCU-A-CB (Split System: Heat Pump with Remote Outdoor Unit-Air-Source) | DLCURAH24ABK |  |  | EN(A,D)4X24L14** | *96MSN0261410A* | 23200 | 16 | 8.5 | 27000 | 25200 | 93.33% | 2.08 | 0 | 10 |  |  |  | No | R-410A | 1.9333 | Residential & Commercial | Ducted CEE Tier 1
212969788 | Central HP <5.4 tons | AIRQUEST | HRCU-A-CB (Split System: Heat Pump with Remote Outdoor Unit-Air-Source) | DLCURAH24ABK |  |  | EA*4X37L17A* | *80VSL0451412B* | 24200 | 17 | 8.5 | 25200 | 22000 | 87.3% | 1.84 | 0 | 10 |  |  |  | No | R-410A | 2.0167 | Residential & Commercial | Ducted CEE Tier 1
212971209 | Central HP <5.4 tons | AIRQUEST | HRCU-A-CB (Split System: Heat Pump with Remote Outdoor Unit-Air-Source) | DLCURAH24ABK |  |  | EN(A,D)4X24L17** | *80VTL0451412B* | 23400 | 17 | 8.5 | 27000 | 25000 | 92.59% | 2.08 | 0 | 10 |  |  |  | No | R-410A | 1.95 | Residential & Commercial | Ducted CEE Tier 1
211467474 | Central HP <5.4 tons | YORK | HRCU-A-CB (Split System: Heat Pump with Remote Outdoor Unit-Air-Source) | YH2F48TB21 | ASPEN |  | D(A,C,E)48B44+TDR | YPLC100C16MP13 | 42500 | 15.9 | 8.2 | 44000 | 30800 | 70% | 3.13 | 0 | 11.5 |  |  |  | No | R-410A | 3.5417 | Residential & Commercial | Ducted CEE Tier 1
212981851 | Central HP <5.4 tons | HEIL | HRCU-A-CB (Split System: Heat Pump with Remote Outdoor Unit-Air-Source) | DLCURAH18ABK |  |  | EA*4X25L17A* | *80MSU1002120A* | 17800 | 16 | 8.1 | 17800 | 17800 | 100% | 2.14 | 0 | 10.5 |  |  |  | No | R-410A | 1.4833 | Residential & Commercial | Ducted CEE Tier 1
214649694 | Central HP <5.4 tons | MIDEA | HRCU-A-CB (Split System: Heat Pump with Remote Outdoor Unit-Air-Source) | MOVB-60HDN1-M18M | ASPEN |  | D(A,C,E)36D44+TDR | MGH96M060B3A | 33400 | 16.5 | 8.5 | 34600 | 26000 | 75.14% | 2.41 | 0 | 11.7 |  |  |  | No | R-410A | 2.7833 | Residential & Commercial | Ducted CEE Tier 1
214570520 | Central HP <5.4 tons | HEIL | HRCU-A-CB (Split System: Heat Pump with Remote Outdoor Unit-Air-Source) | HVH825GKA3* |  |  | EA*4X42L21A*+WALLCON | *97CMN0602120B* | 23600 | 16.5 | 8.1 | 21400 | 16700 | 78.04% | 1.96 | 0 | 10.5 |  |  |  | No | R-410A | 1.9667 | Residential & Commercial | Ducted CEE Tier 1
214570670 | Central HP <5.4 tons | HEIL | HRCU-A-CB (Split System: Heat Pump with Remote Outdoor Unit-Air-Source) | HVH825GKA3* |  |  | EA*4X48L21A*+WALLCON | *80CTL0702120B* | 24000 | 16.5 | 8.5 | 21000 | 16600 | 79.05% | 2.02 | 0 | 11 |  |  |  | No | R-410A | 2 | Residential & Commercial | Ducted CEE Tier 1
214092911 | Central HP <5.4 tons | YORK | HRCU-A-CB (Split System: Heat Pump with Remote Outdoor Unit-Air-Source) | HMH72B341 | ASPEN |  | D(A,C,E)42A46+TDR | YPLC080C16MP13 | 32400 | 17.5 | 8.5 | 33800 | 27400 | 81.07% | 2.66 | 0 | 10 |  |  |  | No | R-410A | 2.7 | Residential & Commercial | Ducted CEE Tier 1
214092826 | Central HP <5.4 tons | YORK | HRCU-A-CB (Split System: Heat Pump with Remote Outdoor Unit-Air-Source) | HMH72B341 | ASPEN |  | D(A,C,E)36A36+TDR | Y81E040A12LMPS1 | 33200 | 18 | 8.1 | 32600 | 29800 | 91.41% | 2.71 | 0 | 10 |  |  |  | No | R-410A | 2.7667 | Residential & Commercial | Ducted CEE Tier 1
214092842 | Central HP <5.4 tons | YORK | HRCU-A-CB (Split System: Heat Pump with Remote Outdoor Unit-Air-Source) | HMH72B341 | ASPEN |  | D(A,C,E)42A46+TDR | Y81E080C16SMPS1 | 32400 | 18 | 8.5 | 33400 | 27600 | 82.63% | 2.7 | 0 | 10 |  |  |  | No | R-410A | 2.7 | Residential & Commercial | Ducted CEE Tier 1
213076329 | Central HP <5.4 tons | DAY & NIGHT | HRCU-A-CB (Split System: Heat Pump with Remote Outdoor Unit-Air-Source) | DLCURAH36ABK |  |  | EN(A,D,W)4X48L21** | *95MSU1002122A* | 36200 | 16.5 | 8.1 | 38500 | 35000 | 90.91% | 2.02 | 0 | 10.5 |  |  |  | No | R-410A | 3.0167 | Residential & Commercial | Ducted CEE Tier 1
214630530 | Central HP <5.4 tons | CARRIER | HRCU-A-CB (Split System: Heat Pump with Remote Outdoor Unit-Air-Source) | 25VNA837A*031* | ADP |  | V,C36H175P459 | 59CU5B060C17**16 | 32200 | 17 | 8.1 | 31400 | 24600 | 78.34% | 1.94 | 0 | 11.5 |  |  |  | No | R-410A | 2.6833 | Residential & Commercial | Ducted CEE Tier 1
214394016 | Central HP <5.4 tons | RUUD | HRCU-A-CB (Split System: Heat Pump with Remote Outdoor Unit-Air-Source) | RD17AZ36AJ3N | ASPEN |  | D(A,C,E)36C44+TDR | R962V0603A17M4S | 33000 | 18 | 8.1 | 34200 | 29800 | 87.13% | 1.9 | 0 | 10 |  |  |  | No | R-410A | 2.75 | Residential & Commercial | Ducted CEE Tier 1
214394066 | Central HP <5.4 tons | RUUD | HRCU-A-CB (Split System: Heat Pump with Remote Outdoor Unit-Air-Source) | RD17AZ36AJ3N | ASPEN |  | D(A,C,E)48C34+TDR | R962V0703A17M4S | 32800 | 18 | 8.1 | 34200 | 29600 | 86.55% | 1.9 | 0 | 10 |  |  |  | No | R-410A | 2.7333 | Residential & Commercial | Ducted CEE Tier 1
214393251 | Central HP <5.4 tons | RUUD | HRCU-A-CB (Split System: Heat Pump with Remote Outdoor Unit-Air-Source) | RD17AZ36AJ3N | ASPEN |  | D(A,C,E)42D44+TDR | R802V0754A17DZ | 33400 | 18 | 8.1 | 34200 | 29600 | 86.55% | 1.9 | 0 | 10 |  |  |  | No | R-410A | 2.7833 | Residential & Commercial | Ducted CEE Tier 1
214595984 | Central HP <5.4 tons | MIDEA | HRCU-A-CB (Split System: Heat Pump with Remote Outdoor Unit-Air-Source) | MOVB-36HDN1-M20G | ADP |  | F,PE*G34936 |  | 33400 | 18 | 9.3 | 32600 | 23600 | 72.39% | 1.88 | 0 | 11.7 |  |  |  | No | R-410A | 2.7833 | Residential & Commercial | Ducted CEE Tier 1
214717441 | Central HP <5.4 tons | MIDEA | HRCU-A-CB (Split System: Heat Pump with Remote Outdoor Unit-Air-Source) | MOVB-36HDN1-M20G | ADP |  | F,PE*E32925 |  | 23000 | 15.2 | 8.8 | 22400 | 16500 | 73.66% | 1.96 | 0 | 11.7 |  |  |  | No | R-410A | 1.9167 | Residential & Commercial | Ducted CEE Tier 1
214572960 | Central HP <5.4 tons | HEIL | HRCU-A-CB (Split System: Heat Pump with Remote Outdoor Unit-Air-Source) | HVH837GKA** |  |  | EA*4X61L21A*+WALLCON | *95CSU0802120B* | 33200 | 17.5 | 8.5 | 32000 | 25000 | 78.12% | 2 | 0 | 11.5 |  |  |  | No | R-410A | 2.7667 | Residential & Commercial | Ducted CEE Tier 1
214573210 | Central HP <5.4 tons | HEIL | HRCU-A-CB (Split System: Heat Pump with Remote Outdoor Unit-Air-Source) | HVH837GKA** |  |  | EHD4X48AAL+WALLCON | *95CSU1002122B* | 32600 | 17.5 | 8.5 | 32600 | 24800 | 76.07% | 1.98 | 0 | 11 |  |  |  | No | R-410A | 2.7167 | Residential & Commercial | Ducted CEE Tier 1
211240167 | Central HP <5.4 tons | CARRIER | HRCU-A-CB (Split System: Heat Pump with Remote Outdoor Unit-Air-Source) | 38MURAQ24AB3* |  |  | CNPV*3621AL* | 59TP6B100V21**22 | 23600 | 17 | 8.1 | 25800 | 23800 | 92.25% | 1.98 | 0 | 10.5 |  |  |  | No | R-410A | 1.9667 | Residential & Commercial | Ducted CEE Tier 1
211240185 | Central HP <5.4 tons | CARRIER | HRCU-A-CB (Split System: Heat Pump with Remote Outdoor Unit-Air-Source) | 38MURAQ24AB3* |  |  | CNPV*3621AL* | 59TP6B060V17**14 | 24000 | 16.5 | 8.1 | 26200 | 23200 | 88.55% | 1.92 | 0 | 10 |  |  |  | No | R-410A | 2 | Residential & Commercial | Ducted CEE Tier 1
211240192 | Central HP <5.4 tons | CARRIER | HRCU-A-CB (Split System: Heat Pump with Remote Outdoor Unit-Air-Source) | 38MURAQ24AB3* |  |  | CNPV*3621AL* | 58S(B,C)*A090E17**14 | 24600 | 16.5 | 8.5 | 26400 | 22400 | 84.85% | 1.86 | 0 | 10.5 |  |  |  | No | R-410A | 2.05 | Residential & Commercial | Ducted CEE Tier 1
211240210 | Central HP <5.4 tons | CARRIER | HRCU-A-CB (Split System: Heat Pump with Remote Outdoor Unit-Air-Source) | 38MURAQ24AB3* |  |  | FB4CNP025L |  | 23800 | 17.5 | 8.5 | 26000 | 23800 | 91.54% | 2 | 0 | 10 |  |  |  | No | R-410A | 1.9833 | Residential & Commercial | Ducted CEE Tier 1
214630345 | Central HP <5.4 tons | CARRIER | HRCU-A-CB (Split System: Heat Pump with Remote Outdoor Unit-Air-Source) | 25VNA825A*032* | ADP |  | A36VCA+TXV | 58CU*A040C17**12 | 23800 | 17 | 8.1 | 19800 | 16200 | 81.82% | 1.96 | 0 | 11 |  |  |  | No | R-410A | 1.9833 | Residential & Commercial | Ducted CEE Tier 1
214630398 | Central HP <5.4 tons | CARRIER | HRCU-A-CB (Split System: Heat Pump with Remote Outdoor Unit-Air-Source) | 25VNA825A*032* | ADP |  | PL36H175P159 | 59MN7B060C17**14 | 23800 | 16 | 8.1 | 19400 | 16300 | 84.02% | 2 | 0 | 11 |  |  |  | No | R-410A | 1.9833 | Residential & Commercial | Ducted CEE Tier 1
215652869 | Central HP <5.4 tons | TRANE | HRCU-A-CB (Split System: Heat Pump with Remote Outdoor Unit-Air-Source) | 4TWV0X60A1 | ADP |  | H,TG49960 | S8V2C100M5PDA | 54000 | 19 | 8.2 | 50000 | 39500 | 79% | 1.78 | 0 | 11.7 |  |  |  | No | R-410A | 4.5 | Residential & Commercial | Ducted CEE Tier 1
212984944 | Central HP <5.4 tons | COMFORTMAKER | HRCU-A-CB (Split System: Heat Pump with Remote Outdoor Unit-Air-Source) | DLCURAH36ABK |  |  | EA*4X48L21A* | *92MSN0802120A* | 35600 | 16.5 | 8.5 | 37800 | 34600 | 91.53% | 2.02 | 0 | 10 |  |  |  | No | R-410A | 2.9667 | Residential & Commercial | Ducted CEE Tier 1
214394200 | Central HP <5.4 tons | RUUD | HRCU-A-CB (Split System: Heat Pump with Remote Outdoor Unit-Air-Source) | RD17AZ36AJ3N | ASPEN |  | D(A,C,E)42D34+TDR | U802VA050317M | 32800 | 18 | 8.1 | 34200 | 29600 | 86.55% | 1.9 | 0 | 10 |  |  |  | No | R-410A | 2.7333 | Residential & Commercial | Ducted CEE Tier 1
215488088 | Central HP <5.4 tons | GOODMAN | HRCU-A-CB (Split System: Heat Pump with Remote Outdoor Unit-Air-Source) | GZV7SA4210A* |  |  | CHPEA4830*3A* | G*VM971005CNB* | 40500 | 16.5 | 8.6 | 41000 | 31000 | 75.61% | 2 | 0 | 10 |  |  |  | No | R-32 | 3.375 | Residential & Commercial | Ducted CEE Tier 1
210692783 | Central HP <5.4 tons | GOODMAN | HRCU-A-CB (Split System: Heat Pump with Remote Outdoor Unit-Air-Source) | GSZV903610A* |  |  | CSCF3642N6D*+TXV | G*VM970603BNB* | 33800 | 18.5 | 8.2 | 34000 | 24400 | 71.76% | 1.8 | 0 | 11.5 |  |  |  | No | R-410A | 2.8167 | Residential & Commercial | Ducted CEE Tier 1
214595983 | Central HP <5.4 tons | MIDEA | HRCU-A-CB (Split System: Heat Pump with Remote Outdoor Unit-Air-Source) | MOVB-36HDN1-M20G | ADP |  | F,PE*G33925 |  | 23400 | 15.2 | 8.95 | 22400 | 16500 | 73.66% | 1.98 | 0 | 12 |  |  |  | No | R-410A | 1.95 | Residential & Commercial | Ducted CEE Tier 1
214391640 | Central HP <5.4 tons | RUUD | HRCU-A-CB (Split System: Heat Pump with Remote Outdoor Unit-Air-Source) | RP15AZ24AJ2N | ASPEN |  | CP31A34+TDR | R801V0503A14DZ | 22400 | 15.6 | 8.3 | 23000 | 16300 | 70.87% | 2.84 | 0 | 11.9 |  |  |  | No | R-410A | 1.8667 | Residential & Commercial | Ducted CEE Tier 1
214391654 | Central HP <5.4 tons | RUUD | HRCU-A-CB (Split System: Heat Pump with Remote Outdoor Unit-Air-Source) | RP15AZ24AJ2N | ASPEN |  | CP31A34+TDR | R801V1004A17UHS | 22400 | 16 | 8.3 | 23000 | 17000 | 73.91% | 3.03 | 0 | 11.9 |  |  |  | No | R-410A | 1.8667 | Residential & Commercial | Ducted CEE Tier 1
214391679 | Central HP <5.4 tons | RUUD | HRCU-A-CB (Split System: Heat Pump with Remote Outdoor Unit-Air-Source) | RP15AZ24AJ2N | ASPEN |  | CP37A34+TDR | R951V0403A17M4S | 22400 | 15.6 | 8.3 | 23000 | 16500 | 71.74% | 2.9 | 0 | 11.9 |  |  |  | No | R-410A | 1.8667 | Residential & Commercial | Ducted CEE Tier 1
212632708 | Central HP <5.4 tons | LENNOX | HRCU-A-CB (Split System: Heat Pump with Remote Outdoor Unit-Air-Source) | SL25XPV-036-230A** | ADP |  | LD31/36Y9 | EL296DF070XV48B* | 33200 | 20 | 8.6 | 34400 | 29600 | 86.05% | 1.76 | 0 | 12.5 |  |  |  | No | R-410A | 2.7667 | Residential & Commercial | Ducted CEE Tier 1
212632762 | Central HP <5.4 tons | LENNOX | HRCU-A-CB (Split System: Heat Pump with Remote Outdoor Unit-Air-Source) | SL25XPV-036-230A** | ADP |  | LD31/36Y9 | SLP99DF090XV48C* | 33400 | 21 | 8.7 | 34400 | 29400 | 85.47% | 1.76 | 0 | 12.5 |  |  |  | No | R-410A | 2.7833 | Residential & Commercial | Ducted CEE Tier 1
214392375 | Central HP <5.4 tons | RUUD | HRCU-A-CB (Split System: Heat Pump with Remote Outdoor Unit-Air-Source) | RD17AZ24AJ3N | ASPEN |  | D(A,C,E)24C34+TDR | R802V0754A17UHN | 21600 | 19 | 8.1 | 22600 | 16800 | 74.34% | 2.1 | 0 | 10 |  |  |  | No | R-410A | 1.8 | Residential & Commercial | Ducted CEE Tier 1
214392407 | Central HP <5.4 tons | RUUD | HRCU-A-CB (Split System: Heat Pump with Remote Outdoor Unit-Air-Source) | RD17AZ24AJ3N | ASPEN |  | D(A,C,E)24C34+TDR | R802V1004A17UHN | 21600 | 19 | 8.1 | 22600 | 16800 | 74.34% | 2.1 | 0 | 10 |  |  |  | No | R-410A | 1.8 | Residential & Commercial | Ducted CEE Tier 1
214393610 | Central HP <5.4 tons | RUUD | HRCU-A-CB (Split System: Heat Pump with Remote Outdoor Unit-Air-Source) | RD17AZ36AJ3N | ASPEN |  | D(A,C,E)42D34+TDR | R921V0603A17M4S | 32800 | 18 | 8.1 | 34200 | 29800 | 87.13% | 1.9 | 0 | 10 |  |  |  | No | R-410A | 2.7333 | Residential & Commercial | Ducted CEE Tier 1
214393744 | Central HP <5.4 tons | RUUD | HRCU-A-CB (Split System: Heat Pump with Remote Outdoor Unit-Air-Source) | RD17AZ36AJ3N | ASPEN |  | D(A,C,E)42D34+TDR | R951V0403A17M4S | 32800 | 18 | 8.1 | 34200 | 29600 | 86.55% | 1.9 | 0 | 10 |  |  |  | No | R-410A | 2.7333 | Residential & Commercial | Ducted CEE Tier 1
214393769 | Central HP <5.4 tons | RUUD | HRCU-A-CB (Split System: Heat Pump with Remote Outdoor Unit-Air-Source) | RD17AZ36AJ3N | ASPEN |  | D(A,C,E)42B44+TDR | R951V0403A17UHU | 33000 | 18 | 8.1 | 34200 | 29800 | 87.13% | 1.9 | 0 | 10 |  |  |  | No | R-410A | 2.75 | Residential & Commercial | Ducted CEE Tier 1
214393805 | Central HP <5.4 tons | RUUD | HRCU-A-CB (Split System: Heat Pump with Remote Outdoor Unit-Air-Source) | RD17AZ36AJ3N | ASPEN |  | D(A,C,E)42D44+TDR | R951V0603A17M4S | 33400 | 18 | 8.1 | 34200 | 29800 | 87.13% | 1.9 | 0 | 10 |  |  |  | No | R-410A | 2.7833 | Residential & Commercial | Ducted CEE Tier 1
214393835 | Central HP <5.4 tons | RUUD | HRCU-A-CB (Split System: Heat Pump with Remote Outdoor Unit-Air-Source) | RD17AZ36AJ3N | ASPEN |  | D(A,C,E)42D44+TDR | R951V0603A17UHU | 33400 | 18 | 8.1 | 34200 | 29800 | 87.13% | 1.9 | 0 | 10 |  |  |  | No | R-410A | 2.7833 | Residential & Commercial | Ducted CEE Tier 1
214393846 | Central HP <5.4 tons | RUUD | HRCU-A-CB (Split System: Heat Pump with Remote Outdoor Unit-Air-Source) | RD17AZ36AJ3N | ASPEN |  | D(A,C,E)48D44+TDR | R951V0603A17UHU | 33800 | 18 | 8.1 | 34200 | 29800 | 87.13% | 1.9 | 0 | 10 |  |  |  | No | R-410A | 2.8167 | Residential & Commercial | Ducted CEE Tier 1
214393855 | Central HP <5.4 tons | RUUD | HRCU-A-CB (Split System: Heat Pump with Remote Outdoor Unit-Air-Source) | RD17AZ36AJ3N | ASPEN |  | D(A,C,E)36D44+TDR | R951V0703A17M4S | 33200 | 18 | 8.1 | 34200 | 29600 | 86.55% | 1.9 | 0 | 10 |  |  |  | No | R-410A | 2.7667 | Residential & Commercial | Ducted CEE Tier 1
214393928 | Central HP <5.4 tons | RUUD | HRCU-A-CB (Split System: Heat Pump with Remote Outdoor Unit-Air-Source) | RD17AZ36AJ3N | ASPEN |  | D(A,C,E)48D44+TDR | R951V0855A21M4S | 33800 | 18 | 8.1 | 34200 | 29600 | 86.55% | 1.9 | 0 | 10 |  |  |  | No | R-410A | 2.8167 | Residential & Commercial | Ducted CEE Tier 1
214392231 | Central HP <5.4 tons | RUUD | HRCU-A-CB (Split System: Heat Pump with Remote Outdoor Unit-Air-Source) | RD17AZ24AJ3N | ASPEN |  | D(A,C,E)24C34+TDR | R801V0754A17UHN | 21600 | 19 | 8.1 | 22600 | 16800 | 74.34% | 2.1 | 0 | 10 |  |  |  | No | R-410A | 1.8 | Residential & Commercial | Ducted CEE Tier 1
214392283 | Central HP <5.4 tons | RUUD | HRCU-A-CB (Split System: Heat Pump with Remote Outdoor Unit-Air-Source) | RD17AZ24AJ3N | ASPEN |  | D(A,C,E)30B34+TDR | R802V0503A14DZ | 21600 | 19 | 8.1 | 22600 | 16800 | 74.34% | 2 | 0 | 10 |  |  |  | No | R-410A | 1.8 | Residential & Commercial | Ducted CEE Tier 1
212970458 | Central HP <5.4 tons | AIRQUEST | HRCU-A-CB (Split System: Heat Pump with Remote Outdoor Unit-Air-Source) | DLCURAH36ABK |  |  | END4X42L17** | *80VSL0701716B* | 35600 | 15.5 | 8.1 | 38500 | 35000 | 90.91% | 1.94 | 0 | 10 |  |  |  | No | R-410A | 2.9667 | Residential & Commercial | Ducted CEE Tier 1
215488107 | Central HP <5.4 tons | GOODMAN | HRCU-A-CB (Split System: Heat Pump with Remote Outdoor Unit-Air-Source) | GZV7SA4810A* |  |  | CA*EA6030*3A* | G*VC800804C*A* | 45500 | 16.5 | 8.8 | 47000 | 33600 | 71.49% | 2 | 0 | 10 |  |  |  | No | R-32 | 3.7917 | Residential & Commercial | Ducted CEE Tier 1
215488123 | Central HP <5.4 tons | GOODMAN | HRCU-A-CB (Split System: Heat Pump with Remote Outdoor Unit-Air-Source) | GZV7SA4810A* |  |  | CHPEA4830*3A* | G*VM971005CNB* | 45500 | 16.2 | 8.5 | 46000 | 33600 | 73.04% | 2 | 0 | 10 |  |  |  | No | R-32 | 3.7917 | Residential & Commercial | Ducted CEE Tier 1
215488124 | Central HP <5.4 tons | GOODMAN | HRCU-A-CB (Split System: Heat Pump with Remote Outdoor Unit-Air-Source) | GZV7SA4810A* |  |  | CHPEA4830*3A* | G*VC800805D*A* | 45500 | 17 | 8.5 | 46000 | 33600 | 73.04% | 2 | 0 | 10 |  |  |  | No | R-32 | 3.7917 | Residential & Commercial | Ducted CEE Tier 1
215912481 | Central HP <5.4 tons | YORK | HRCU-A-CB (Split System: Heat Pump with Remote Outdoor Unit-Air-Source) | HH860E2S11 | ASPEN |  | D(A,C,E)60B3K+TDR | Y81E130D20SMPS1 | 42000 | 18 | 9 | 44500 | 33600 | 75.51% | 2 | 0 | 11.7 |  |  |  | No | R-454B | 3.5 | Residential & Commercial | Ducted CEE Tier 1
213255490 | Central HP <5.4 tons | KERR | HRCU-A-C (Split System: Heat Pump with Remote Outdoor Unit with No Indoor Fan --Air Source) | A-KCD30SA-1 | ADP |  | *G8J936+TD |  | 29800 | 15.2 | 9.5 | 31400 | 26600 | 84.71% | 1.82 | 0 | 10.5 |  |  |  | No | R-410A | 2.4833 | Residential & Commercial | Ducted CEE Tier 1
215726295 | Central HP <5.4 tons | COLEMAN | HRCU-A-CB (Split System: Heat Pump with Remote Outdoor Unit-Air-Source) | HH836E2S11 | ADP |  | H,YG81*36+TXV+AEFE4B* |  | 34000 | 19 | 9 | 30800 | 24800 | 80.52% | 2.1 | 0 | 11.7 |  |  |  | No | R-454B | 2.8333 | Residential & Commercial | Ducted CEE Tier 1
215864918 | Central HP <5.4 tons | AMERICAN STANDARD | HRCU-A-CB (Split System: Heat Pump with Remote Outdoor Unit-Air-Source) | 5A6V8X48A1 |  |  | 5PX*DD10AS3 | S8V2C080M5PCB | 45000 | 18.1 | 8.5 | 45000 | 34800 | 77.33% | 2.1 | 0 | 10 |  |  |  | No | R-454B | 3.75 | Residential & Commercial | Ducted CEE Tier 1
210692759 | Central HP <5.4 tons | GOODMAN | HRCU-A-CB (Split System: Heat Pump with Remote Outdoor Unit-Air-Source) | GSZV903610A* |  |  | CHPF3743C6B*+TXV | G*VC960803BNB* | 33400 | 18 | 8.2 | 34000 | 24400 | 71.76% | 1.8 | 0 | 11 |  |  |  | No | R-410A | 2.7833 | Residential & Commercial | Ducted CEE Tier 1
210692770 | Central HP <5.4 tons | GOODMAN | HRCU-A-CB (Split System: Heat Pump with Remote Outdoor Unit-Air-Source) | GSZV903610A* |  |  | CSCF3642N6D*+TXV | G*VC800604B*A* | 33800 | 18.5 | 8.2 | 34000 | 24400 | 71.76% | 1.8 | 0 | 11.5 |  |  |  | No | R-410A | 2.8167 | Residential & Commercial | Ducted CEE Tier 1
216436708 | Central HP <5.4 tons | MIDEA | HRCU-A-CB (Split System: Heat Pump with Remote Outdoor Unit-Air-Source) | MOVA-24HDN1-M16G | ASPEN |  | L(E,F)W30A4 |  | 16500 | 15.2 | 8.1 | 18000 | 12900 | 71.67% | 1.81 | 0 | 10 |  |  |  | No | R-410A | 1.375 | Residential & Commercial | Ducted CEE Tier 1
215434212 | Central HP <5.4 tons | GOODMAN | HRCU-A-CB (Split System: Heat Pump with Remote Outdoor Unit-Air-Source) | GZV7SA3610A* |  |  | CA*EA6030*3A* | G*VT801005C*A* | 35000 | 18.5 | 8.5 | 35000 | 28400 | 81.14% | 2 | 0 | 10.5 |  |  |  | No | R-32 | 2.9167 | Residential & Commercial | Ducted CEE Tier 1
214574020 | Central HP <5.4 tons | HEIL | HRCU-A-CB (Split System: Heat Pump with Remote Outdoor Unit-Air-Source) | HVH837GKA2* |  |  | EA*4X48L24A*+WALLCON | *96CTN0802120B* | 32400 | 17.5 | 8.5 | 32200 | 24800 | 77.02% | 2 | 0 | 11.5 |  |  |  | No | R-410A | 2.7 | Residential & Commercial | Ducted CEE Tier 1
214574040 | Central HP <5.4 tons | HEIL | HRCU-A-CB (Split System: Heat Pump with Remote Outdoor Unit-Air-Source) | HVH837GKA2* |  |  | EA*4X60L24A*+WALLCON | *95CSU0802120B* | 32800 | 17.5 | 8.5 | 31600 | 24800 | 78.48% | 1.98 | 0 | 11.5 |  |  |  | No | R-410A | 2.7333 | Residential & Commercial | Ducted CEE Tier 1
212984618 | Central HP <5.4 tons | COMFORTMAKER | HRCU-A-CB (Split System: Heat Pump with Remote Outdoor Unit-Air-Source) | DLCURAH24ABK |  |  | EA*4X36L21A* | *92MSN0801716A* | 23800 | 17.5 | 8.5 | 26200 | 23800 | 90.84% | 2 | 0 | 10 |  |  |  | No | R-410A | 1.9833 | Residential & Commercial | Ducted CEE Tier 1
212985768 | Central HP <5.4 tons | COMFORTMAKER | HRCU-A-CB (Split System: Heat Pump with Remote Outdoor Unit-Air-Source) | DLCURAH24ABK |  |  | EA*4X24L17A* | *96MSN0261410A* | 23400 | 16.5 | 8.5 | 27000 | 26200 | 97.04% | 2.2 | 0 | 10 |  |  |  | No | R-410A | 1.95 | Residential & Commercial | Ducted CEE Tier 1
212985788 | Central HP <5.4 tons | COMFORTMAKER | HRCU-A-CB (Split System: Heat Pump with Remote Outdoor Unit-Air-Source) | DLCURAH24ABK |  |  | EA*4X30L14A* | *96MSN0261410A* | 23400 | 16.5 | 8.5 | 26400 | 24600 | 93.18% | 2.04 | 0 | 10 |  |  |  | No | R-410A | 1.95 | Residential & Commercial | Ducted CEE Tier 1
211244955 | Central HP <5.4 tons | HEIL | HRCU-A-CB (Split System: Heat Pump with Remote Outdoor Unit-Air-Source) | DLCURAH24ABK |  |  | EN(A,D,W)4X36L17** | *80VSL0451716A* | 24200 | 16 | 8.1 | 26400 | 22800 | 86.36% | 1.88 | 0 | 10.5 |  |  |  | No | R-410A | 2.0167 | Residential & Commercial | Ducted CEE Tier 1
213372378 | Central HP <5.4 tons | RUUD | HRCU-A-CB (Split System: Heat Pump with Remote Outdoor Unit-Air-Source) | UP18AZ36AJVC |  |  | RCFZ3621MEAAM | R951V0403A17UHU | 34200 | 19 | 8.5 | 34200 | 43000 | 125.7% | 2.2 | 0 | 12.5 |  |  |  | No | R-410A | 2.85 | Residential & Commercial | Ducted CEE Tier 1
214392551 | Central HP <5.4 tons | RUUD | HRCU-A-CB (Split System: Heat Pump with Remote Outdoor Unit-Air-Source) | RD17AZ24AJ3N | ASPEN |  | D(A,C,E)24C34+TDR | R951V0703A17M4S | 21600 | 18 | 8.1 | 22600 | 16900 | 74.78% | 2 | 0 | 10 |  |  |  | No | R-410A | 1.8 | Residential & Commercial | Ducted CEE Tier 1
214393601 | Central HP <5.4 tons | RUUD | HRCU-A-CB (Split System: Heat Pump with Remote Outdoor Unit-Air-Source) | RD17AZ36AJ3N | ASPEN |  | D(A,C,E)36D44+TDR | R921V0603A17M4S | 33200 | 18 | 8.1 | 34200 | 29800 | 87.13% | 1.9 | 0 | 10 |  |  |  | No | R-410A | 2.7667 | Residential & Commercial | Ducted CEE Tier 1
214393635 | Central HP <5.4 tons | RUUD | HRCU-A-CB (Split System: Heat Pump with Remote Outdoor Unit-Air-Source) | RD17AZ36AJ3N | ASPEN |  | D(A,C,E)42B44+TDR | R921V0703A17M4S | 33000 | 18 | 8.1 | 34200 | 29600 | 86.55% | 1.9 | 0 | 10 |  |  |  | No | R-410A | 2.75 | Residential & Commercial | Ducted CEE Tier 1
214393687 | Central HP <5.4 tons | RUUD | HRCU-A-CB (Split System: Heat Pump with Remote Outdoor Unit-Air-Source) | RD17AZ36AJ3N | ASPEN |  | D(A,C,E)42B44+TDR | R921V0855A21M4S | 33000 | 18 | 8.1 | 34200 | 29600 | 86.55% | 1.9 | 0 | 10 |  |  |  | No | R-410A | 2.75 | Residential & Commercial | Ducted CEE Tier 1
213546865 | Central HP <5.4 tons | LENNOX | HRCU-A-CB (Split System: Heat Pump with Remote Outdoor Unit-Air-Source) | EL22XPV-024-230A** | ADP |  | L*35/36U9 | SL297UH060NV36B* | 23800 | 20 | 8.5 | 22000 | 15400 | 70% | 1.9 | 0 | 13.5 |  |  |  | No | R-410A | 1.9833 | Residential & Commercial | Ducted CEE Tier 1
214391981 | Central HP <5.4 tons | RUUD | HRCU-A-CB (Split System: Heat Pump with Remote Outdoor Unit-Air-Source) | RP15AZ48AJ2N | ASPEN |  | CP49B34+TDR | R801V1005A21UHN | 44000 | 15.3 | 8.1 | 45500 | 36000 | 79.12% | 2.99 | 0 | 10 |  |  |  | No | R-410A | 3.6667 | Residential & Commercial | Ducted CEE Tier 1
213088090 | Central HP <5.4 tons | KINGHOME | HRCU-A-C (Split System: Heat Pump with Remote Outdoor Unit with No Indoor Fan --Air Source) | KU36UHO | ADP |  | HE34936+TD |  | 22800 | 15.2 | 8.5 | 22400 | 21200 | 94.64% | 1.8 | 0 | 11 |  |  |  | No | R-410A | 1.9 | Residential & Commercial | Ducted CEE Tier 1
212985510 | Central HP <5.4 tons | COMFORTMAKER | HRCU-A-CB (Split System: Heat Pump with Remote Outdoor Unit-Air-Source) | DLCURAH36ABK |  |  | EA*4X48L21A* | *92MSN1002122A* | 35800 | 16.5 | 8.5 | 37800 | 34600 | 91.53% | 2.02 | 0 | 10 |  |  |  | No | R-410A | 2.9833 | Residential & Commercial | Ducted CEE Tier 1
214393701 | Central HP <5.4 tons | RUUD | HRCU-A-CB (Split System: Heat Pump with Remote Outdoor Unit-Air-Source) | RD17AZ36AJ3N | ASPEN |  | D(A,C,E)48C44+TDR | R921V0855A21M4S | 33200 | 18 | 8.1 | 34200 | 29600 | 86.55% | 1.9 | 0 | 10 |  |  |  | No | R-410A | 2.7667 | Residential & Commercial | Ducted CEE Tier 1
214393753 | Central HP <5.4 tons | RUUD | HRCU-A-CB (Split System: Heat Pump with Remote Outdoor Unit-Air-Source) | RD17AZ36AJ3N | ASPEN |  | D(A,C,E)48C44+TDR | R951V0403A17M4S | 33200 | 18 | 8.1 | 34200 | 29600 | 86.55% | 1.9 | 0 | 10 |  |  |  | No | R-410A | 2.7667 | Residential & Commercial | Ducted CEE Tier 1
214393862 | Central HP <5.4 tons | RUUD | HRCU-A-CB (Split System: Heat Pump with Remote Outdoor Unit-Air-Source) | RD17AZ36AJ3N | ASPEN |  | D(A,C,E)42C44+TDR | R951V0703A17M4S | 33200 | 18 | 8.1 | 34200 | 29600 | 86.55% | 1.9 | 0 | 10 |  |  |  | No | R-410A | 2.7667 | Residential & Commercial | Ducted CEE Tier 1
215864123 | Central HP <5.4 tons | Cooper&Hunter | HRCU-A-CB (Split System: Heat Pump with Remote Outdoor Unit-Air-Source) | CH-PQ36-230VO |  |  | CH-PQ36AHU |  | 36000 | 17.7 | 10 | 36000 | 32600 | 90.56% | 2.06 | 0 | 12 |  |  |  | No | R-454B | 3 | Residential & Commercial | Ducted CEE Tier 1
215865068 | Central HP <5.4 tons | AMERICAN STANDARD | HRCU-A-CB (Split System: Heat Pump with Remote Outdoor Unit-Air-Source) | 5A6V8X48A1 |  |  | 5TXCB006AS3+P0V0B000M40SD+LRP |  | 45000 | 18.1 | 8.5 | 46000 | 35200 | 76.52% | 2.1 | 0 | 10 |  |  |  | No | R-454B | 3.75 | Residential & Commercial | Ducted CEE Tier 1
215865070 | Central HP <5.4 tons | AMERICAN STANDARD | HRCU-A-CB (Split System: Heat Pump with Remote Outdoor Unit-Air-Source) | 5A6V8X48A1 |  |  | 5TXCC005AS3+P0V0C000M50SD+LRP |  | 43500 | 18.1 | 8.5 | 45000 | 35000 | 77.78% | 2.1 | 0 | 10 |  |  |  | No | R-454B | 3.625 | Residential & Commercial | Ducted CEE Tier 1
215865102 | Central HP <5.4 tons | AMERICAN STANDARD | HRCU-A-CB (Split System: Heat Pump with Remote Outdoor Unit-Air-Source) | 5A6V8X48A1 |  |  | 5PX*DD10AS3+P0V0D000M50SD+LRP |  | 45500 | 18.1 | 8.5 | 45000 | 34200 | 76% | 2.2 | 0 | 10.5 |  |  |  | No | R-454B | 3.7917 | Residential & Commercial | Ducted CEE Tier 1
213829747 | Central HP <5.4 tons | RUUD | HRCU-A-CB (Split System: Heat Pump with Remote Outdoor Unit-Air-Source) | UP18AZ48AJVC |  |  | RCFZ6021SEAAM | R801V0704A17UHU | 44000 | 18 | 8.1 | 43500 | 45500 | 104.6% | 1.9 | 0 | 10 |  |  |  | No | R-410A | 3.6667 | Residential & Commercial | Ducted CEE Tier 1
214394371 | Central HP <5.4 tons | RUUD | HRCU-A-CB (Split System: Heat Pump with Remote Outdoor Unit-Air-Source) | RD17AZ36AJ3N | ASPEN |  | D(A,C,E)36D44+TDR | U97MV0603A17DHS | 33200 | 18 | 8.1 | 34200 | 29600 | 86.55% | 1.9 | 0 | 10 |  |  |  | No | R-410A | 2.7667 | Residential & Commercial | Ducted CEE Tier 1
213255507 | Central HP <5.4 tons | KINGHOME | HRCU-A-C (Split System: Heat Pump with Remote Outdoor Unit with No Indoor Fan --Air Source) | KU36UHO | ADP |  | *E34936+TD |  | 22800 | 15.2 | 8.5 | 22400 | 21200 | 94.64% | 1.8 | 0 | 11 |  |  |  | No | R-410A | 1.9 | Residential & Commercial | Ducted CEE Tier 1
214392005 | Central HP <5.4 tons | RUUD | HRCU-A-CB (Split System: Heat Pump with Remote Outdoor Unit-Air-Source) | RP15AZ48AJ2N | ASPEN |  | CP49B34+TDR | R802V1005A21UH | 44000 | 15.3 | 8.1 | 45500 | 36000 | 79.12% | 2.99 | 0 | 10 |  |  |  | No | R-410A | 3.6667 | Residential & Commercial | Ducted CEE Tier 1
214392057 | Central HP <5.4 tons | RUUD | HRCU-A-CB (Split System: Heat Pump with Remote Outdoor Unit-Air-Source) | RP15AZ48AJ2N | ASPEN |  | CP49B34+TDR | U97MV1005A21DHS | 43500 | 15.3 | 8.1 | 45000 | 33800 | 75.11% | 3 | 0 | 10 |  |  |  | No | R-410A | 3.625 | Residential & Commercial | Ducted CEE Tier 1
214393178 | Central HP <5.4 tons | RUUD | HRCU-A-CB (Split System: Heat Pump with Remote Outdoor Unit-Air-Source) | RD17AZ36AJ3N | ASPEN |  | D(A,C,E)36C44+TDR | R802V0504A17UHN | 33000 | 18 | 8.1 | 34200 | 29800 | 87.13% | 1.9 | 0 | 10 |  |  |  | No | R-410A | 2.75 | Residential & Commercial | Ducted CEE Tier 1
214393258 | Central HP <5.4 tons | RUUD | HRCU-A-CB (Split System: Heat Pump with Remote Outdoor Unit-Air-Source) | RD17AZ36AJ3N | ASPEN |  | D(A,C,E)48C34+TDR | R802V0754A17DZ | 32800 | 18 | 8.1 | 34200 | 29600 | 86.55% | 1.9 | 0 | 10 |  |  |  | No | R-410A | 2.7333 | Residential & Commercial | Ducted CEE Tier 1
215488131 | Central HP <5.4 tons | GOODMAN | HRCU-A-CB (Split System: Heat Pump with Remote Outdoor Unit-Air-Source) | GZV7SA4810A* |  |  | CHPEA6030*3A* | G*VC961005CNB* | 45500 | 16.2 | 8.5 | 46500 | 33600 | 72.26% | 2 | 0 | 10 |  |  |  | No | R-32 | 3.7917 | Residential & Commercial | Ducted CEE Tier 1
215488133 | Central HP <5.4 tons | GOODMAN | HRCU-A-CB (Split System: Heat Pump with Remote Outdoor Unit-Air-Source) | GZV7SA4810A* |  |  | CHPEA6030*3A* | G*VM971005CNB* | 45500 | 16.2 | 8.5 | 46500 | 33600 | 72.26% | 2 | 0 | 10 |  |  |  | No | R-32 | 3.7917 | Residential & Commercial | Ducted CEE Tier 1
215912451 | Central HP <5.4 tons | YORK | HRCU-A-CB (Split System: Heat Pump with Remote Outdoor Unit-Air-Source) | HH860E2S11 | ASPEN |  | C(A,C,D,E)60B3K+TDR | TL9E100C20UH11 | 41500 | 17 | 8.5 | 44000 | 33400 | 75.91% | 2 | 0 | 11.7 |  |  |  | No | R-454B | 3.4583 | Residential & Commercial | Ducted CEE Tier 1
215912452 | Central HP <5.4 tons | YORK | HRCU-A-CB (Split System: Heat Pump with Remote Outdoor Unit-Air-Source) | HH860E2S11 | ASPEN |  | D(A,C,E)60B3K+TDR | TL9E100C20UH11 | 41500 | 17 | 8.5 | 44000 | 33400 | 75.91% | 2 | 0 | 11.7 |  |  |  | No | R-454B | 3.4583 | Residential & Commercial | Ducted CEE Tier 1
212578242 | Central HP <5.4 tons | CARRIER | HRCU-A-CB (Split System: Heat Pump with Remote Outdoor Unit-Air-Source) | 25VNA424A*031* | ADP |  | H,PG9J936 | 59TN6B080C17**14 | 23400 | 20 | 10.5 | 25000 | 19500 | 78% | 2.44 | 0 | 13 |  |  |  | No | R-410A | 1.95 | Residential & Commercial | Ducted CEE Tier 1
212985888 | Central HP <5.4 tons | COMFORTMAKER | HRCU-A-CB (Split System: Heat Pump with Remote Outdoor Unit-Air-Source) | DLCURAH18ABK |  |  | EA*4X24L14A* | *96MSN0261410A* | 17300 | 16 | 8.5 | 18200 | 19400 | 106.6% | 2.34 | 0 | 10.5 |  |  |  | No | R-410A | 1.4417 | Residential & Commercial | Ducted CEE Tier 1
212986288 | Central HP <5.4 tons | COMFORTMAKER | HRCU-A-CB (Split System: Heat Pump with Remote Outdoor Unit-Air-Source) | DLCURAH18ABK |  |  | EA*4X24L14A* | *96MSN0401410A* | 17400 | 16 | 8.5 | 18500 | 19500 | 105.4% | 2.34 | 0 | 10.5 |  |  |  | No | R-410A | 1.45 | Residential & Commercial | Ducted CEE Tier 1
212986372 | Central HP <5.4 tons | COMFORTMAKER | HRCU-A-CB (Split System: Heat Pump with Remote Outdoor Unit-Air-Source) | DLCURAH18ABK |  |  | EN(A,D)4X30L14** | *96MSN0401410A* | 17600 | 16 | 8.1 | 18200 | 18600 | 102.2% | 2.24 | 0 | 10.5 |  |  |  | No | R-410A | 1.4667 | Residential & Commercial | Ducted CEE Tier 1
212987022 | Central HP <5.4 tons | COMFORTMAKER | HRCU-A-CB (Split System: Heat Pump with Remote Outdoor Unit-Air-Source) | DLCURAH18ABK |  |  | EA*4X30L14A* | *96MSN0601412A* | 17400 | 16 | 8.5 | 18000 | 18700 | 103.9% | 2.26 | 0 | 10.5 |  |  |  | No | R-410A | 1.45 | Residential & Commercial | Ducted CEE Tier 1
212987072 | Central HP <5.4 tons | COMFORTMAKER | HRCU-A-CB (Split System: Heat Pump with Remote Outdoor Unit-Air-Source) | DLCURAH18ABK |  |  | EN(A,D)4X30L14** | *96MSN0601412A* | 17500 | 16 | 8.1 | 18000 | 18600 | 103.3% | 2.24 | 0 | 11 |  |  |  | No | R-410A | 1.4583 | Residential & Commercial | Ducted CEE Tier 1
213829745 | Central HP <5.4 tons | RUUD | HRCU-A-CB (Split System: Heat Pump with Remote Outdoor Unit-Air-Source) | UP18AZ48AJVC |  |  | RCFZ6021SEAAM | R801V1005A21UHU | 44500 | 19 | 8.1 | 43000 | 45000 | 104.7% | 2 | 0 | 10 |  |  |  | No | R-410A | 3.7083 | Residential & Commercial | Ducted CEE Tier 1
210692713 | Central HP <5.4 tons | GOODMAN | HRCU-A-CB (Split System: Heat Pump with Remote Outdoor Unit-Air-Source) | GSZV903610A* |  |  | CA*F3743*6D*+TXV | G*VS800805CUA* | 33600 | 19 | 8.2 | 34000 | 24400 | 71.76% | 1.8 | 0 | 12 |  |  |  | No | R-410A | 2.8 | Residential & Commercial | Ducted CEE Tier 1
210692729 | Central HP <5.4 tons | GOODMAN | HRCU-A-CB (Split System: Heat Pump with Remote Outdoor Unit-Air-Source) | GSZV903610A* |  |  | CHPF3642C6C*+MBVC1201**-1A*+TXV |  | 33400 | 18 | 8.2 | 34000 | 24400 | 71.76% | 1.8 | 0 | 11 |  |  |  | No | R-410A | 2.7833 | Residential & Commercial | Ducted CEE Tier 1
213296181 | Central HP <5.4 tons | YORK | HRCU-A-CB (Split System: Heat Pump with Remote Outdoor Unit-Air-Source) | HMH72B341 | ASPEN |  | C(A,C,D,E)48C24+TDR | TM8E040A12MP11 | 32000 | 18 | 8.1 | 33400 | 29000 | 86.83% | 2.48 | 0 | 10 |  |  |  | No | R-410A | 2.6667 | Residential & Commercial | Ducted CEE Tier 1
213296200 | Central HP <5.4 tons | YORK | HRCU-A-CB (Split System: Heat Pump with Remote Outdoor Unit-Air-Source) | HMH72B341 | ASPEN |  | C(A,C,D,E)48C26+TDR | TM8E080C16MP11 | 32200 | 18 | 8.5 | 34000 | 28400 | 83.53% | 2.76 | 0 | 10 |  |  |  | No | R-410A | 2.6833 | Residential & Commercial | Ducted CEE Tier 1
212926721 | Central HP <5.4 tons | KERR | HRCU-A-C (Split System: Heat Pump with Remote Outdoor Unit with No Indoor Fan --Air Source) | A-KCD24SA-1 | ADP |  | HG21924+TD |  | 23000 | 16 | 8.8 | 23000 | 19600 | 85.22% | 1.84 | 0 | 10 |  |  |  | No | R-410A | 1.9167 | Residential & Commercial | Ducted CEE Tier 1
214391610 | Central HP <5.4 tons | RUUD | HRCU-A-CB (Split System: Heat Pump with Remote Outdoor Unit-Air-Source) | RP15AZ18AJ2N | ASPEN |  | CP31A34+TDR | R801V0503A14DZ | 16700 | 15.5 | 8.3 | 17200 | 12200 | 70.93% | 2.72 | 0 | 11.8 |  |  |  | No | R-410A | 1.3917 | Residential & Commercial | Ducted CEE Tier 1
210692732 | Central HP <5.4 tons | GOODMAN | HRCU-A-CB (Split System: Heat Pump with Remote Outdoor Unit-Air-Source) | GSZV903610A* |  |  | CHPF3642C6C*+TXV | G*VC800604B*A* | 33400 | 18 | 8.2 | 34000 | 24400 | 71.76% | 1.8 | 0 | 11 |  |  |  | No | R-410A | 2.7833 | Residential & Commercial | Ducted CEE Tier 1
210692749 | Central HP <5.4 tons | GOODMAN | HRCU-A-CB (Split System: Heat Pump with Remote Outdoor Unit-Air-Source) | GSZV903610A* |  |  | CHPF3743C6B*+MBVC1601**-1A*+TXV |  | 33400 | 18 | 8.2 | 34000 | 24400 | 71.76% | 1.8 | 0 | 11 |  |  |  | No | R-410A | 2.7833 | Residential & Commercial | Ducted CEE Tier 1
210692764 | Central HP <5.4 tons | GOODMAN | HRCU-A-CB (Split System: Heat Pump with Remote Outdoor Unit-Air-Source) | GSZV903610A* |  |  | CHPF3743C6B*+TXV | G*VM970803BNB* | 33400 | 18 | 8.2 | 34000 | 24400 | 71.76% | 1.8 | 0 | 11 |  |  |  | No | R-410A | 2.7833 | Residential & Commercial | Ducted CEE Tier 1
210692781 | Central HP <5.4 tons | GOODMAN | HRCU-A-CB (Split System: Heat Pump with Remote Outdoor Unit-Air-Source) | GSZV903610A* |  |  | CSCF3642N6D*+TXV | G*VC961005CNB* | 33800 | 18.5 | 8.2 | 34000 | 24400 | 71.76% | 1.8 | 0 | 11.5 |  |  |  | No | R-410A | 2.8167 | Residential & Commercial | Ducted CEE Tier 1
216472817 | Central HP <5.4 tons | AC PRO.COM | HRCU-A-CB (Split System: Heat Pump with Remote Outdoor Unit-Air-Source) | SPHP-Z-V060BB |  |  | AIRH-Z-V060V18C |  | 54000 | 17.5 | 9.5 | 55000 | 54000 | 98.18% | 1.9 | 0 | 12 |  |  |  | No | R-454B | 4.5 | Residential & Commercial | Ducted CEE Tier 1
215434130 | Central HP <5.4 tons | GOODMAN | HRCU-A-CB (Split System: Heat Pump with Remote Outdoor Unit-Air-Source) | GZV7SA2410A* |  |  | CHPEA3026*3A* | G*VT960403BNA* | 23200 | 19 | 8.6 | 23200 | 17000 | 73.28% | 2 | 0 | 11 |  |  |  | No | R-32 | 1.9333 | Residential & Commercial | Ducted CEE Tier 1
211244964 | Central HP <5.4 tons | HEIL | HRCU-A-CB (Split System: Heat Pump with Remote Outdoor Unit-Air-Source) | DLCURAH24ABK |  |  | EN(A,D,W)4X36L17** | *80VSL0701716A* | 23800 | 16.5 | 8.1 | 26000 | 23200 | 89.23% | 1.92 | 0 | 10.5 |  |  |  | No | R-410A | 1.9833 | Residential & Commercial | Ducted CEE Tier 1
212986588 | Central HP <5.4 tons | COMFORTMAKER | HRCU-A-CB (Split System: Heat Pump with Remote Outdoor Unit-Air-Source) | DLCURAH24ABK |  |  | EA*4X37L17A* | *96MSN0401712A* | 24000 | 15.5 | 8.5 | 25600 | 22200 | 86.72% | 1.82 | 0 | 10 |  |  |  | No | R-410A | 2 | Residential & Commercial | Ducted CEE Tier 1
213781948 | Central HP <5.4 tons | AIRQUEST | HRCU-A-CB (Split System: Heat Pump with Remote Outdoor Unit-Air-Source) | HVH837GKA2* |  |  | EHD4X42AAL+WALLCON | *80CTL1352422B* | 32600 | 16.5 | 8.1 | 33000 | 24600 | 74.55% | 1.96 | 0 | 11 |  |  |  | No | R-410A | 2.7167 | Residential & Commercial | Ducted CEE Tier 1
213782348 | Central HP <5.4 tons | AIRQUEST | HRCU-A-CB (Split System: Heat Pump with Remote Outdoor Unit-Air-Source) | HVH837GKA2* |  |  | EHD4X60AAL+WALLCON | *96CTN1002122B* | 33000 | 16.5 | 8.1 | 32200 | 24800 | 77.02% | 2 | 0 | 11.5 |  |  |  | No | R-410A | 2.75 | Residential & Commercial | Ducted CEE Tier 1
211228264 | Central HP <5.4 tons | DAY & NIGHT | HRCU-A-CB (Split System: Heat Pump with Remote Outdoor Unit-Air-Source) | DLCURAH36ABK |  |  | EA*4X43L21A* | *80ES(N,L)0902116A* | 36800 | 16 | 8.5 | 38500 | 34800 | 90.39% | 2.1 | 0 | 10 |  |  |  | No | R-410A | 3.0667 | Residential & Commercial | Ducted CEE Tier 1
214649693 | Central HP <5.4 tons | MIDEA | HRCU-A-CB (Split System: Heat Pump with Remote Outdoor Unit-Air-Source) | MOVB-60HDN1-M18M | ASPEN |  | D(A,C,E)36C34+TDR | MGH96M060B3A | 32200 | 16.5 | 8.3 | 34400 | 26200 | 76.16% | 2.39 | 0 | 11 |  |  |  | No | R-410A | 2.6833 | Residential & Commercial | Ducted CEE Tier 1
214391648 | Central HP <5.4 tons | RUUD | HRCU-A-CB (Split System: Heat Pump with Remote Outdoor Unit-Air-Source) | RP15AZ24AJ2N | ASPEN |  | CP31A34+TDR | R801V0754A17DZ | 22400 | 15.6 | 8.3 | 23000 | 16300 | 70.87% | 2.87 | 0 | 11.9 |  |  |  | No | R-410A | 1.8667 | Residential & Commercial | Ducted CEE Tier 1
214391657 | Central HP <5.4 tons | RUUD | HRCU-A-CB (Split System: Heat Pump with Remote Outdoor Unit-Air-Source) | RP15AZ24AJ2N | ASPEN |  | CP37A34+TDR | R802V0503A14DZ | 22400 | 15.6 | 8.3 | 23000 | 16300 | 70.87% | 2.84 | 0 | 11.9 |  |  |  | No | R-410A | 1.8667 | Residential & Commercial | Ducted CEE Tier 1
214837916 | Central HP <5.4 tons | MIDEA | HRCU-A-CB (Split System: Heat Pump with Remote Outdoor Unit-Air-Source) | MOVB-36HDN1-M20G | ADP |  | CE2403C+TXV |  | 22800 | 15.2 | 8.75 | 22400 | 16500 | 73.66% | 1.94 | 0 | 11.7 |  |  |  | No | R-410A | 1.9 | Residential & Commercial | Ducted CEE Tier 1
215434216 | Central HP <5.4 tons | GOODMAN | HRCU-A-CB (Split System: Heat Pump with Remote Outdoor Unit-Air-Source) | GZV7SA3610A* |  |  | CA*EA6030*3A* | G*VS960805CUA* | 35000 | 18 | 8.5 | 35000 | 28400 | 81.14% | 2 | 0 | 10.5 |  |  |  | No | R-32 | 2.9167 | Residential & Commercial | Ducted CEE Tier 1
214776250 | Central HP <5.4 tons | ECOER | HRCU-A-CB (Split System: Heat Pump with Remote Outdoor Unit-Air-Source) | EODA18H-2436B | ADP |  | HG82936+AEFE3A* |  | 34200 | 17 | 9 | 34400 | 24800 | 72.09% | 2 | 0 | 11.2 |  |  |  | No | R-410A | 2.85 | Residential & Commercial | Ducted CEE Tier 1
214392183 | Central HP <5.4 tons | RUUD | HRCU-A-CB (Split System: Heat Pump with Remote Outdoor Unit-Air-Source) | RD17AZ24AJ3N | ASPEN |  | D(A,C,E)24C34+TDR | R801V0504A17UHU | 21400 | 18 | 8.1 | 22400 | 17000 | 75.89% | 2 | 0 | 10 |  |  |  | No | R-410A | 1.7833 | Residential & Commercial | Ducted CEE Tier 1
215488021 | Central HP <5.4 tons | GOODMAN | HRCU-A-CB (Split System: Heat Pump with Remote Outdoor Unit-Air-Source) | GZV7SA2410A* |  |  | CA*EA3022*3A* | G*VC960804CNB* | 23200 | 19 | 8.6 | 23200 | 17000 | 73.28% | 2 | 0 | 11 |  |  |  | No | R-32 | 1.9333 | Residential & Commercial | Ducted CEE Tier 1
215488023 | Central HP <5.4 tons | GOODMAN | HRCU-A-CB (Split System: Heat Pump with Remote Outdoor Unit-Air-Source) | GZV7SA2410A* |  |  | CA*EA3626*3A* | G*VM970603BNB* | 23200 | 19 | 8.6 | 23200 | 17000 | 73.28% | 2 | 0 | 11 |  |  |  | No | R-32 | 1.9333 | Residential & Commercial | Ducted CEE Tier 1
214393578 | Central HP <5.4 tons | RUUD | HRCU-A-CB (Split System: Heat Pump with Remote Outdoor Unit-Air-Source) | RD17AZ36AJ3N | ASPEN |  | D(A,C,E)42C44+TDR | R921V0403A17M4S | 33200 | 18 | 8.1 | 34200 | 29600 | 86.55% | 1.9 | 0 | 10 |  |  |  | No | R-410A | 2.7667 | Residential & Commercial | Ducted CEE Tier 1
214392791 | Central HP <5.4 tons | RUUD | HRCU-A-CB (Split System: Heat Pump with Remote Outdoor Unit-Air-Source) | RD17AZ36AJ3N | ASPEN |  | D(A,C,E)36D44+TDR | R801V0504A17UHU | 33200 | 18 | 8.1 | 34200 | 29800 | 87.13% | 1.9 | 0 | 10 |  |  |  | No | R-410A | 2.7667 | Residential & Commercial | Ducted CEE Tier 1
214392809 | Central HP <5.4 tons | RUUD | HRCU-A-CB (Split System: Heat Pump with Remote Outdoor Unit-Air-Source) | RD17AZ36AJ3N | ASPEN |  | D(A,C,E)48C44+TDR | R801V0504A17UHU | 33200 | 18 | 8.1 | 34200 | 29800 | 87.13% | 1.9 | 0 | 10 |  |  |  | No | R-410A | 2.7667 | Residential & Commercial | Ducted CEE Tier 1
214392868 | Central HP <5.4 tons | RUUD | HRCU-A-CB (Split System: Heat Pump with Remote Outdoor Unit-Air-Source) | RD17AZ36AJ3N | ASPEN |  | D(A,C,E)48C34+TDR | R801V0754A17DZ | 32800 | 18 | 8.1 | 34200 | 29600 | 86.55% | 1.9 | 0 | 10 |  |  |  | No | R-410A | 2.7333 | Residential & Commercial | Ducted CEE Tier 1
212609338 | Central HP <5.4 tons | RUUD | HRCU-A-CB (Split System: Heat Pump with Remote Outdoor Unit-Air-Source) | UP18AZ24AJVC |  |  | RCFZ2421HEAAM | R802V1004A17UHS | 22800 | 20 | 8.5 | 22800 | 26000 | 114% | 2.1 | 0 | 12.5 |  |  |  | No | R-410A | 1.9 | Residential & Commercial | Ducted CEE Tier 1
214771857 | Central HP <5.4 tons | ECOER | HRCU-A-CB (Split System: Heat Pump with Remote Outdoor Unit-Air-Source) | EODA18H-4860B | ADP |  | HG49960+AEFE5* |  | 43000 | 17 | 8.95 | 45000 | 34000 | 75.56% | 2.1 | 0 | 11 |  |  |  | No | R-410A | 3.5833 | Residential & Commercial | Ducted CEE Tier 1
213311591 | Central HP <5.4 tons | CARRIER | HRCU-A-CB (Split System: Heat Pump with Remote Outdoor Unit-Air-Source) | 38MURAQ24AB3* | ADP |  | C36A***L159+CBPE3A* |  | 24200 | 18 | 9 | 25000 | 22600 | 90.4% | 1.92 | 0 | 10.5 |  |  |  | No | R-410A | 2.0167 | Residential & Commercial | Ducted CEE Tier 1
214649698 | Central HP <5.4 tons | MIDEA | HRCU-A-CB (Split System: Heat Pump with Remote Outdoor Unit-Air-Source) | MOVB-60HDN1-M18M | ASPEN |  | D(A,C,E)36D44+TDR | MGH96M080B3A | 33400 | 16.5 | 8.5 | 34400 | 25800 | 75% | 2.3 | 0 | 11.7 |  |  |  | No | R-410A | 2.7833 | Residential & Commercial | Ducted CEE Tier 1
214649700 | Central HP <5.4 tons | MIDEA | HRCU-A-CB (Split System: Heat Pump with Remote Outdoor Unit-Air-Source) | MOVB-60HDN1-M18M | ASPEN |  | D(A,C,E)48D44+TDR | MGH96M080B3A | 33800 | 16.5 | 8.5 | 34400 | 25800 | 75% | 2.3 | 0 | 11.7 |  |  |  | No | R-410A | 2.8167 | Residential & Commercial | Ducted CEE Tier 1
212988811 | Central HP <5.4 tons | DAY & NIGHT | HRCU-A-CB (Split System: Heat Pump with Remote Outdoor Unit-Air-Source) | DLCURAH18ABK |  |  | EA*4X30L17A* | *95MSU0401712A* | 17400 | 16 | 8.5 | 18000 | 18800 | 104.4% | 2.26 | 0 | 10.5 |  |  |  | No | R-410A | 1.45 | Residential & Commercial | Ducted CEE Tier 1
212987525 | Central HP <5.4 tons | DAY & NIGHT | HRCU-A-CB (Split System: Heat Pump with Remote Outdoor Unit-Air-Source) | DLCURAH18ABK |  |  | EA*4X25L17A* | *96MSN0801716A* | 18200 | 16.5 | 8.5 | 18100 | 17600 | 97.24% | 2.14 | 0 | 11 |  |  |  | No | R-410A | 1.5167 | Residential & Commercial | Ducted CEE Tier 1
213312030 | Central HP <5.4 tons | BRYANT HEATING AND COOLING SYSTEMS | HRCU-A-CB (Split System: Heat Pump with Remote Outdoor Unit-Air-Source) | 38MURAQ36AB3* | ADP |  | PL36H175P159+CBPE4B* |  | 37000 | 16 | 8.1 | 36800 | 34400 | 93.48% | 2 | 0 | 10 |  |  |  | No | R-410A | 3.0833 | Residential & Commercial | Ducted CEE Tier 1
213312032 | Central HP <5.4 tons | BRYANT HEATING AND COOLING SYSTEMS | HRCU-A-CB (Split System: Heat Pump with Remote Outdoor Unit-Air-Source) | 38MURAQ36AB3* | ADP |  | C36A***L159+CBPE4B* |  | 37000 | 16 | 8.1 | 36800 | 34400 | 93.48% | 2 | 0 | 10 |  |  |  | No | R-410A | 3.0833 | Residential & Commercial | Ducted CEE Tier 1
214391985 | Central HP <5.4 tons | RUUD | HRCU-A-CB (Split System: Heat Pump with Remote Outdoor Unit-Air-Source) | RP15AZ48AJ2N | ASPEN |  | CP49B34+TDR | R801V1005A21UHU | 44000 | 15.3 | 8.1 | 45500 | 36400 | 80% | 3.01 | 0 | 10 |  |  |  | No | R-410A | 3.6667 | Residential & Commercial | Ducted CEE Tier 1
214391986 | Central HP <5.4 tons | RUUD | HRCU-A-CB (Split System: Heat Pump with Remote Outdoor Unit-Air-Source) | RP15AZ48AJ2N | ASPEN |  | CP61B34+TDR | R801V1005A21UHU | 44500 | 15.5 | 8.2 | 45500 | 36600 | 80.44% | 3.07 | 0 | 10 |  |  |  | No | R-410A | 3.7083 | Residential & Commercial | Ducted CEE Tier 1
214392003 | Central HP <5.4 tons | RUUD | HRCU-A-CB (Split System: Heat Pump with Remote Outdoor Unit-Air-Source) | RP15AZ48AJ2N | ASPEN |  | CP49B34+TDR | R802V1005A21DZ | 43500 | 15.4 | 8.1 | 45500 | 36000 | 79.12% | 2.99 | 0 | 10 |  |  |  | No | R-410A | 3.625 | Residential & Commercial | Ducted CEE Tier 1
213088094 | Central HP <5.4 tons | KINGHOME | HRCU-A-C (Split System: Heat Pump with Remote Outdoor Unit with No Indoor Fan --Air Source) | KU36UHO | ADP |  | HE36936+TD |  | 23000 | 15.2 | 8.5 | 22400 | 21200 | 94.64% | 1.8 | 0 | 11 |  |  |  | No | R-410A | 1.9167 | Residential & Commercial | Ducted CEE Tier 1
214391641 | Central HP <5.4 tons | RUUD | HRCU-A-CB (Split System: Heat Pump with Remote Outdoor Unit-Air-Source) | RP15AZ24AJ2N | ASPEN |  | CP37A34+TDR | R801V0503A14DZ | 22400 | 15.6 | 8.3 | 23000 | 16300 | 70.87% | 2.84 | 0 | 11.9 |  |  |  | No | R-410A | 1.8667 | Residential & Commercial | Ducted CEE Tier 1
214391643 | Central HP <5.4 tons | RUUD | HRCU-A-CB (Split System: Heat Pump with Remote Outdoor Unit-Air-Source) | RP15AZ24AJ2N | ASPEN |  | CP37A34+TDR | R801V0503A14UH | 22400 | 15.6 | 8.3 | 23000 | 16300 | 70.87% | 2.88 | 0 | 11.9 |  |  |  | No | R-410A | 1.8667 | Residential & Commercial | Ducted CEE Tier 1
214391675 | Central HP <5.4 tons | RUUD | HRCU-A-CB (Split System: Heat Pump with Remote Outdoor Unit-Air-Source) | RP15AZ24AJ2N | ASPEN |  | CP37A34+TDR | R921V0603A17M4S | 22400 | 15.6 | 8.3 | 23000 | 16500 | 71.74% | 2.9 | 0 | 11.9 |  |  |  | No | R-410A | 1.8667 | Residential & Commercial | Ducted CEE Tier 1
214391692 | Central HP <5.4 tons | RUUD | HRCU-A-CB (Split System: Heat Pump with Remote Outdoor Unit-Air-Source) | RP15AZ24AJ2N | ASPEN |  | CP31A34+TDR | R962V0703A17M4S | 22400 | 15.6 | 8.3 | 23000 | 16300 | 70.87% | 2.88 | 0 | 11.9 |  |  |  | No | R-410A | 1.8667 | Residential & Commercial | Ducted CEE Tier 1
215488058 | Central HP <5.4 tons | GOODMAN | HRCU-A-CB (Split System: Heat Pump with Remote Outdoor Unit-Air-Source) | GZV7SA3610A* |  |  | CA*EA4830*3A* | G*VC800805C*A* | 34800 | 18.5 | 8.5 | 35000 | 28400 | 81.14% | 2 | 0 | 10.5 |  |  |  | No | R-32 | 2.9 | Residential & Commercial | Ducted CEE Tier 1
214391645 | Central HP <5.4 tons | RUUD | HRCU-A-CB (Split System: Heat Pump with Remote Outdoor Unit-Air-Source) | RP15AZ24AJ2N | ASPEN |  | CP37A34+TDR | R801V0504A17UHU | 22400 | 15.6 | 8.3 | 23000 | 16500 | 71.74% | 2.89 | 0 | 11.9 |  |  |  | No | R-410A | 1.8667 | Residential & Commercial | Ducted CEE Tier 1
214391649 | Central HP <5.4 tons | RUUD | HRCU-A-CB (Split System: Heat Pump with Remote Outdoor Unit-Air-Source) | RP15AZ24AJ2N | ASPEN |  | CP37A34+TDR | R801V0754A17DZ | 22400 | 15.6 | 8.3 | 23000 | 16300 | 70.87% | 2.87 | 0 | 11.9 |  |  |  | No | R-410A | 1.8667 | Residential & Commercial | Ducted CEE Tier 1
214391663 | Central HP <5.4 tons | RUUD | HRCU-A-CB (Split System: Heat Pump with Remote Outdoor Unit-Air-Source) | RP15AZ24AJ2N | ASPEN |  | CP37A34+TDR | R802V0504A17UHS | 22400 | 16 | 8.3 | 23000 | 17200 | 74.78% | 3.06 | 0 | 11.9 |  |  |  | No | R-410A | 1.8667 | Residential & Commercial | Ducted CEE Tier 1
212383369 | Central HP <5.4 tons | DAY & NIGHT | HRCU-A-CB (Split System: Heat Pump with Remote Outdoor Unit-Air-Source) | DLCURAH36ABK |  |  | EA*4X36L21A* | *80ESU0802120A | 36600 | 15.2 | 8.1 | 40000 | 35400 | 88.5% | 1.88 | 0 | 10 |  |  |  | No | R-410A | 3.05 | Residential & Commercial | Ducted CEE Tier 1
214393191 | Central HP <5.4 tons | RUUD | HRCU-A-CB (Split System: Heat Pump with Remote Outdoor Unit-Air-Source) | RD17AZ36AJ3N | ASPEN |  | D(A,C,E)42D44+TDR | R802V0504A17UHN | 33400 | 18 | 8.1 | 34200 | 29800 | 87.13% | 1.9 | 0 | 10 |  |  |  | No | R-410A | 2.7833 | Residential & Commercial | Ducted CEE Tier 1
215488040 | Central HP <5.4 tons | GOODMAN | HRCU-A-CB (Split System: Heat Pump with Remote Outdoor Unit-Air-Source) | GZV7SA2410A* |  |  | CHPEA3026*3A* | G*VM970804CNB* | 23200 | 19 | 8.6 | 23200 | 17000 | 73.28% | 2 | 0 | 11 |  |  |  | No | R-32 | 1.9333 | Residential & Commercial | Ducted CEE Tier 1
212971877 | Central HP <5.4 tons | AIRQUEST | HRCU-A-CB (Split System: Heat Pump with Remote Outdoor Unit-Air-Source) | DLCURAH36ABK |  |  | EA*4X48L21A* | *80VTL0701716B* | 35600 | 16 | 8.5 | 37800 | 34800 | 92.06% | 2.02 | 0 | 10 |  |  |  | No | R-410A | 2.9667 | Residential & Commercial | Ducted CEE Tier 1
214393202 | Central HP <5.4 tons | RUUD | HRCU-A-CB (Split System: Heat Pump with Remote Outdoor Unit-Air-Source) | RD17AZ36AJ3N | ASPEN |  | D(A,C,E)48D44+TDR | R802V0504A17UHN | 33800 | 18 | 8.1 | 34200 | 29800 | 87.13% | 1.9 | 0 | 10 |  |  |  | No | R-410A | 2.8167 | Residential & Commercial | Ducted CEE Tier 1
214393220 | Central HP <5.4 tons | RUUD | HRCU-A-CB (Split System: Heat Pump with Remote Outdoor Unit-Air-Source) | RD17AZ36AJ3N | ASPEN |  | D(A,C,E)42D34+TDR | R802V0504A17UHS | 32800 | 18 | 8.1 | 34200 | 29800 | 87.13% | 1.9 | 0 | 10 |  |  |  | No | R-410A | 2.7333 | Residential & Commercial | Ducted CEE Tier 1
214393261 | Central HP <5.4 tons | RUUD | HRCU-A-CB (Split System: Heat Pump with Remote Outdoor Unit-Air-Source) | RD17AZ36AJ3N | ASPEN |  | D(A,C,E)48D34+TDR | R802V0754A17DZ | 33200 | 18 | 8.1 | 34200 | 29600 | 86.55% | 1.9 | 0 | 10 |  |  |  | No | R-410A | 2.7667 | Residential & Commercial | Ducted CEE Tier 1
214393745 | Central HP <5.4 tons | RUUD | HRCU-A-CB (Split System: Heat Pump with Remote Outdoor Unit-Air-Source) | RD17AZ36AJ3N | ASPEN |  | D(A,C,E)42D44+TDR | R951V0403A17M4S | 33400 | 18 | 8.1 | 34200 | 29600 | 86.55% | 1.9 | 0 | 10 |  |  |  | No | R-410A | 2.7833 | Residential & Commercial | Ducted CEE Tier 1
214393752 | Central HP <5.4 tons | RUUD | HRCU-A-CB (Split System: Heat Pump with Remote Outdoor Unit-Air-Source) | RD17AZ36AJ3N | ASPEN |  | D(A,C,E)48C34+TDR | R951V0403A17M4S | 32800 | 18 | 8.1 | 34200 | 29600 | 86.55% | 1.9 | 0 | 10 |  |  |  | No | R-410A | 2.7333 | Residential & Commercial | Ducted CEE Tier 1
214393802 | Central HP <5.4 tons | RUUD | HRCU-A-CB (Split System: Heat Pump with Remote Outdoor Unit-Air-Source) | RD17AZ36AJ3N | ASPEN |  | D(A,C,E)42C44+TDR | R951V0603A17M4S | 33200 | 18 | 8.1 | 34200 | 29800 | 87.13% | 1.9 | 0 | 10 |  |  |  | No | R-410A | 2.7667 | Residential & Commercial | Ducted CEE Tier 1
214393829 | Central HP <5.4 tons | RUUD | HRCU-A-CB (Split System: Heat Pump with Remote Outdoor Unit-Air-Source) | RD17AZ36AJ3N | ASPEN |  | D(A,C,E)42B44+TDR | R951V0603A17UHU | 33000 | 18 | 8.1 | 34200 | 29800 | 87.13% | 1.9 | 0 | 10 |  |  |  | No | R-410A | 2.75 | Residential & Commercial | Ducted CEE Tier 1
215864128 | Central HP <5.4 tons | Cooper&Hunter | HRCU-A-CB (Split System: Heat Pump with Remote Outdoor Unit-Air-Source) | CH-RHP36LCU-230VO |  |  | CH-RS36LCAHU |  | 36000 | 17.2 | 9.5 | 38000 | 38000 | 100% | 2.06 | 0 | 11.7 |  |  |  | No | R-454B | 3 | Residential & Commercial | Ducted CEE Tier 1
214392423 | Central HP <5.4 tons | RUUD | HRCU-A-CB (Split System: Heat Pump with Remote Outdoor Unit-Air-Source) | RD17AZ24AJ3N | ASPEN |  | D(A,C,E)24C34+TDR | R802V1004A17UHS | 21600 | 19 | 8.1 | 22600 | 16800 | 74.34% | 2.1 | 0 | 10 |  |  |  | No | R-410A | 1.8 | Residential & Commercial | Ducted CEE Tier 1
214776249 | Central HP <5.4 tons | ECOER | HRCU-A-CB (Split System: Heat Pump with Remote Outdoor Unit-Air-Source) | EODA18H-2436B | ADP |  | HG82936+AEFE4B* |  | 34200 | 18 | 9 | 34400 | 24800 | 72.09% | 2 | 0 | 11.2 |  |  |  | No | R-410A | 2.85 | Residential & Commercial | Ducted CEE Tier 1
214392523 | Central HP <5.4 tons | RUUD | HRCU-A-CB (Split System: Heat Pump with Remote Outdoor Unit-Air-Source) | RD17AZ24AJ3N | ASPEN |  | D(A,C,E)30B34+TDR | R951V0603A17M4S | 21600 | 18 | 8.1 | 22600 | 17000 | 75.22% | 2 | 0 | 10 |  |  |  | No | R-410A | 1.8 | Residential & Commercial | Ducted CEE Tier 1
214392347 | Central HP <5.4 tons | RUUD | HRCU-A-CB (Split System: Heat Pump with Remote Outdoor Unit-Air-Source) | RD17AZ24AJ3N | ASPEN |  | D(A,C,E)30B34+TDR | R802V0504A17UHS | 21600 | 18 | 8.1 | 22600 | 16900 | 74.78% | 2 | 0 | 10 |  |  |  | No | R-410A | 1.8 | Residential & Commercial | Ducted CEE Tier 1
214393904 | Central HP <5.4 tons | RUUD | HRCU-A-CB (Split System: Heat Pump with Remote Outdoor Unit-Air-Source) | RD17AZ36AJ3N | ASPEN |  | D(A,C,E)36C44+TDR | R951V0855A21M4S | 33000 | 18 | 8.1 | 34200 | 29600 | 86.55% | 1.9 | 0 | 10 |  |  |  | No | R-410A | 2.75 | Residential & Commercial | Ducted CEE Tier 1
214393619 | Central HP <5.4 tons | RUUD | HRCU-A-CB (Split System: Heat Pump with Remote Outdoor Unit-Air-Source) | RD17AZ36AJ3N | ASPEN |  | D(A,C,E)48C44+TDR | R921V0603A17M4S | 33200 | 18 | 8.1 | 34200 | 29800 | 87.13% | 1.9 | 0 | 10 |  |  |  | No | R-410A | 2.7667 | Residential & Commercial | Ducted CEE Tier 1
214393703 | Central HP <5.4 tons | RUUD | HRCU-A-CB (Split System: Heat Pump with Remote Outdoor Unit-Air-Source) | RD17AZ36AJ3N | ASPEN |  | D(A,C,E)48D34+TDR | R921V0855A21M4S | 33200 | 18 | 8.1 | 34200 | 29600 | 86.55% | 1.9 | 0 | 10 |  |  |  | No | R-410A | 2.7667 | Residential & Commercial | Ducted CEE Tier 1
214393735 | Central HP <5.4 tons | RUUD | HRCU-A-CB (Split System: Heat Pump with Remote Outdoor Unit-Air-Source) | RD17AZ36AJ3N | ASPEN |  | D(A,C,E)36D44+TDR | R951V0403A17M4S | 33200 | 18 | 8.1 | 34200 | 29600 | 86.55% | 1.9 | 0 | 10 |  |  |  | No | R-410A | 2.7667 | Residential & Commercial | Ducted CEE Tier 1
214392651 | Central HP <5.4 tons | RUUD | HRCU-A-CB (Split System: Heat Pump with Remote Outdoor Unit-Air-Source) | RD17AZ24AJ3N | ASPEN |  | D(A,C,E)30B34+TDR | U802VA075317Z | 21600 | 19 | 8.1 | 22600 | 16800 | 74.34% | 2.1 | 0 | 10 |  |  |  | No | R-410A | 1.8 | Residential & Commercial | Ducted CEE Tier 1
214394261 | Central HP <5.4 tons | RUUD | HRCU-A-CB (Split System: Heat Pump with Remote Outdoor Unit-Air-Source) | RD17AZ36AJ3N | ASPEN |  | D(A,C,E)42D44+TDR | U802VA075317Z | 33400 | 18 | 8.1 | 34200 | 29600 | 86.55% | 1.9 | 0 | 10 |  |  |  | No | R-410A | 2.7833 | Residential & Commercial | Ducted CEE Tier 1
214394028 | Central HP <5.4 tons | RUUD | HRCU-A-CB (Split System: Heat Pump with Remote Outdoor Unit-Air-Source) | RD17AZ36AJ3N | ASPEN |  | D(A,C,E)42D34+TDR | R962V0603A17M4S | 32800 | 18 | 8.1 | 34200 | 29800 | 87.13% | 1.9 | 0 | 10 |  |  |  | No | R-410A | 2.7333 | Residential & Commercial | Ducted CEE Tier 1
214394037 | Central HP <5.4 tons | RUUD | HRCU-A-CB (Split System: Heat Pump with Remote Outdoor Unit-Air-Source) | RD17AZ36AJ3N | ASPEN |  | D(A,C,E)48C44+TDR | R962V0603A17M4S | 33200 | 18 | 8.1 | 34200 | 29800 | 87.13% | 1.9 | 0 | 10 |  |  |  | No | R-410A | 2.7667 | Residential & Commercial | Ducted CEE Tier 1
214394053 | Central HP <5.4 tons | RUUD | HRCU-A-CB (Split System: Heat Pump with Remote Outdoor Unit-Air-Source) | RD17AZ36AJ3N | ASPEN |  | D(A,C,E)42B44+TDR | R962V0703A17M4S | 33000 | 18 | 8.1 | 34200 | 29600 | 86.55% | 1.9 | 0 | 10 |  |  |  | No | R-410A | 2.75 | Residential & Commercial | Ducted CEE Tier 1
211652987 | Central HP <5.4 tons | LENNOX | HRCU-A-CB (Split System: Heat Pump with Remote Outdoor Unit-Air-Source) | SL25XPV-024-230A** | ADP |  | L*19/36S9 | SL280UH070V36A* | 21400 | 21 | 9.9 | 19800 | 19600 | 98.99% | 1.94 | 0 | 13.5 |  |  |  | No | R-410A | 1.7833 | Residential & Commercial | Ducted CEE Tier 1
215488151 | Central HP <5.4 tons | GOODMAN | HRCU-A-CB (Split System: Heat Pump with Remote Outdoor Unit-Air-Source) | GZV6SA1810A* |  |  | CA*EA2418*3A* | G*VC800804C*A* | 17000 | 19 | 8.8 | 16800 | 13000 | 77.38% | 2.1 | 0 | 12 |  |  |  | No | R-32 | 1.4167 | Residential & Commercial | Ducted CEE Tier 1
215488153 | Central HP <5.4 tons | GOODMAN | HRCU-A-CB (Split System: Heat Pump with Remote Outdoor Unit-Air-Source) | GZV6SA1810A* |  |  | CA*EA3022*3A* | G*VC800803B*A* | 17000 | 19 | 8.8 | 16800 | 13000 | 77.38% | 2.1 | 0 | 12 |  |  |  | No | R-32 | 1.4167 | Residential & Commercial | Ducted CEE Tier 1
215488160 | Central HP <5.4 tons | GOODMAN | HRCU-A-CB (Split System: Heat Pump with Remote Outdoor Unit-Air-Source) | GZV6SA1810A* |  |  | CA*EA2418*3A* | G*VC800603B*A* | 17000 | 19 | 8.8 | 16800 | 13000 | 77.38% | 2.1 | 0 | 12 |  |  |  | No | R-32 | 1.4167 | Residential & Commercial | Ducted CEE Tier 1
215488162 | Central HP <5.4 tons | GOODMAN | HRCU-A-CB (Split System: Heat Pump with Remote Outdoor Unit-Air-Source) | GZV6SA1810A* |  |  | CA*EA2418*3A* | G*VM970804CNB* | 17000 | 19 | 8.8 | 16800 | 13000 | 77.38% | 2.1 | 0 | 12 |  |  |  | No | R-32 | 1.4167 | Residential & Commercial | Ducted CEE Tier 1
214391972 | Central HP <5.4 tons | RUUD | HRCU-A-CB (Split System: Heat Pump with Remote Outdoor Unit-Air-Source) | RP15AZ48AJ2N | ASPEN |  | CP61B34+TDR | R801V0755A21DZ | 44500 | 15.5 | 8.2 | 45500 | 36600 | 80.44% | 3.06 | 0 | 10 |  |  |  | No | R-410A | 3.7083 | Residential & Commercial | Ducted CEE Tier 1
214391997 | Central HP <5.4 tons | RUUD | HRCU-A-CB (Split System: Heat Pump with Remote Outdoor Unit-Air-Source) | RP15AZ48AJ2N | ASPEN |  | CP49B34+TDR | R802V0755A21DZ | 44000 | 15.3 | 8.1 | 45500 | 36400 | 80% | 3.01 | 0 | 10 |  |  |  | No | R-410A | 3.6667 | Residential & Commercial | Ducted CEE Tier 1
214392044 | Central HP <5.4 tons | RUUD | HRCU-A-CB (Split System: Heat Pump with Remote Outdoor Unit-Air-Source) | RP15AZ48AJ2N | ASPEN |  | CP61B34+TDR | U802VA075421Z | 44000 | 15.5 | 8.2 | 45000 | 34200 | 76% | 3.06 | 0 | 10 |  |  |  | No | R-410A | 3.6667 | Residential & Commercial | Ducted CEE Tier 1
214394069 | Central HP <5.4 tons | RUUD | HRCU-A-CB (Split System: Heat Pump with Remote Outdoor Unit-Air-Source) | RD17AZ36AJ3N | ASPEN |  | D(A,C,E)48D34+TDR | R962V0703A17M4S | 33200 | 18 | 8.1 | 34200 | 29600 | 86.55% | 1.9 | 0 | 10 |  |  |  | No | R-410A | 2.7667 | Residential & Commercial | Ducted CEE Tier 1
214394272 | Central HP <5.4 tons | RUUD | HRCU-A-CB (Split System: Heat Pump with Remote Outdoor Unit-Air-Source) | RD17AZ36AJ3N | ASPEN |  | D(A,C,E)48D44+TDR | U802VA075317Z | 33800 | 18 | 8.1 | 34200 | 29600 | 86.55% | 1.9 | 0 | 10 |  |  |  | No | R-410A | 2.8167 | Residential & Commercial | Ducted CEE Tier 1
214392749 | Central HP <5.4 tons | RUUD | HRCU-A-CB (Split System: Heat Pump with Remote Outdoor Unit-Air-Source) | RD17AZ36AJ3N | ASPEN |  | D(A,C,E)48C44+TDR | R801V0504A17UHN | 33200 | 18 | 8.1 | 34200 | 29800 | 87.13% | 1.9 | 0 | 10 |  |  |  | No | R-410A | 2.7667 | Residential & Commercial | Ducted CEE Tier 1
214392751 | Central HP <5.4 tons | RUUD | HRCU-A-CB (Split System: Heat Pump with Remote Outdoor Unit-Air-Source) | RD17AZ36AJ3N | ASPEN |  | D(A,C,E)48D34+TDR | R801V0504A17UHN | 33200 | 18 | 8.1 | 34200 | 29800 | 87.13% | 1.9 | 0 | 10 |  |  |  | No | R-410A | 2.7667 | Residential & Commercial | Ducted CEE Tier 1
213886650 | Central HP <5.4 tons | ARMSTRONG AIR | HRCU-A-CB (Split System: Heat Pump with Remote Outdoor Unit-Air-Source) | 4SHP18LX136P | ADP |  | H,A,DG1K936 | A96DS2V070B16 | 23600 | 18 | 8.5 | 22400 | 16200 | 72.32% | 2.16 | 0 | 12 |  |  |  | No | R-410A | 1.9667 | Residential & Commercial | Ducted CEE Tier 1
214392801 | Central HP <5.4 tons | RUUD | HRCU-A-CB (Split System: Heat Pump with Remote Outdoor Unit-Air-Source) | RD17AZ36AJ3N | ASPEN |  | D(A,C,E)42D44+TDR | R801V0504A17UHU | 33400 | 18 | 8.1 | 34200 | 29800 | 87.13% | 1.9 | 0 | 10 |  |  |  | No | R-410A | 2.7833 | Residential & Commercial | Ducted CEE Tier 1
214394530 | Central HP <5.4 tons | RUUD | HRCU-A-CB (Split System: Heat Pump with Remote Outdoor Unit-Air-Source) | RD17AZ36AJ3N | ASPEN |  | D(A,C,E)42D34+TDR | U98MV0603A17UPS | 32800 | 18 | 8.1 | 34200 | 29800 | 87.13% | 1.9 | 0 | 10 |  |  |  | No | R-410A | 2.7333 | Residential & Commercial | Ducted CEE Tier 1
214394539 | Central HP <5.4 tons | RUUD | HRCU-A-CB (Split System: Heat Pump with Remote Outdoor Unit-Air-Source) | RD17AZ36AJ3N | ASPEN |  | D(A,C,E)48C44+TDR | U98MV0603A17UPS | 33200 | 18 | 8.1 | 34200 | 29800 | 87.13% | 1.9 | 0 | 10 |  |  |  | No | R-410A | 2.7667 | Residential & Commercial | Ducted CEE Tier 1
214066765 | Central HP <5.4 tons | RUUD | HRCU-A-CB (Split System: Heat Pump with Remote Outdoor Unit-Air-Source) | RD17AZ36AJ3N |  |  | RCFZ3621MTANM | R962V1005A21M4S | 34200 | 17 | 8.1 | 34200 | 29600 | 86.55% | 1.9 | 0 | 10 |  |  |  | No | R-410A | 2.85 | Residential & Commercial | Ducted CEE Tier 1
214392800 | Central HP <5.4 tons | RUUD | HRCU-A-CB (Split System: Heat Pump with Remote Outdoor Unit-Air-Source) | RD17AZ36AJ3N | ASPEN |  | D(A,C,E)42D34+TDR | R801V0504A17UHU | 32800 | 18 | 8.1 | 34200 | 29800 | 87.13% | 1.9 | 0 | 10 |  |  |  | No | R-410A | 2.7333 | Residential & Commercial | Ducted CEE Tier 1
214392825 | Central HP <5.4 tons | RUUD | HRCU-A-CB (Split System: Heat Pump with Remote Outdoor Unit-Air-Source) | RD17AZ36AJ3N | ASPEN |  | D(A,C,E)42B44+TDR | R801V0704A17UHU | 33000 | 18 | 8.1 | 34200 | 29600 | 86.55% | 1.9 | 0 | 10 |  |  |  | No | R-410A | 2.75 | Residential & Commercial | Ducted CEE Tier 1
214392571 | Central HP <5.4 tons | RUUD | HRCU-A-CB (Split System: Heat Pump with Remote Outdoor Unit-Air-Source) | RD17AZ24AJ3N | ASPEN |  | D(A,C,E)30B34+TDR | R962V0403A17M4S | 21600 | 18 | 8.1 | 22600 | 16900 | 74.78% | 2 | 0 | 10 |  |  |  | No | R-410A | 1.8 | Residential & Commercial | Ducted CEE Tier 1
214392699 | Central HP <5.4 tons | RUUD | HRCU-A-CB (Split System: Heat Pump with Remote Outdoor Unit-Air-Source) | RD17AZ24AJ3N | ASPEN |  | D(A,C,E)30B34+TDR | U98MV0603A17UPS | 21600 | 19 | 8.1 | 22600 | 16900 | 74.78% | 2 | 0 | 10 |  |  |  | No | R-410A | 1.8 | Residential & Commercial | Ducted CEE Tier 1
212978484 | Central HP <5.4 tons | HEIL | HRCU-A-CB (Split System: Heat Pump with Remote Outdoor Unit-Air-Source) | DLCURAH36ABK |  |  | EA*4X48L21A* | *80MS(N,L)0701712A* | 35400 | 16.5 | 8.1 | 37800 | 34600 | 91.53% | 2 | 0 | 10 |  |  |  | No | R-410A | 2.95 | Residential & Commercial | Ducted CEE Tier 1
214393218 | Central HP <5.4 tons | RUUD | HRCU-A-CB (Split System: Heat Pump with Remote Outdoor Unit-Air-Source) | RD17AZ36AJ3N | ASPEN |  | D(A,C,E)42C44+TDR | R802V0504A17UHS | 33200 | 18 | 8.1 | 34200 | 29800 | 87.13% | 1.9 | 0 | 10 |  |  |  | No | R-410A | 2.7667 | Residential & Commercial | Ducted CEE Tier 1
214393241 | Central HP <5.4 tons | RUUD | HRCU-A-CB (Split System: Heat Pump with Remote Outdoor Unit-Air-Source) | RD17AZ36AJ3N | ASPEN |  | D(A,C,E)36D44+TDR | R802V0754A17DZ | 33200 | 18 | 8.1 | 34200 | 29600 | 86.55% | 1.9 | 0 | 10 |  |  |  | No | R-410A | 2.7667 | Residential & Commercial | Ducted CEE Tier 1
214393245 | Central HP <5.4 tons | RUUD | HRCU-A-CB (Split System: Heat Pump with Remote Outdoor Unit-Air-Source) | RD17AZ36AJ3N | ASPEN |  | D(A,C,E)42B44+TDR | R802V0754A17DZ | 33000 | 18 | 8.1 | 34200 | 29600 | 86.55% | 1.9 | 0 | 10 |  |  |  | No | R-410A | 2.75 | Residential & Commercial | Ducted CEE Tier 1
214393250 | Central HP <5.4 tons | RUUD | HRCU-A-CB (Split System: Heat Pump with Remote Outdoor Unit-Air-Source) | RD17AZ36AJ3N | ASPEN |  | D(A,C,E)42D34+TDR | R802V0754A17DZ | 32800 | 18 | 8.1 | 34200 | 29600 | 86.55% | 1.9 | 0 | 10 |  |  |  | No | R-410A | 2.7333 | Residential & Commercial | Ducted CEE Tier 1
214392315 | Central HP <5.4 tons | RUUD | HRCU-A-CB (Split System: Heat Pump with Remote Outdoor Unit-Air-Source) | RD17AZ24AJ3N | ASPEN |  | D(A,C,E)30B34+TDR | R802V0503A14UHS | 21600 | 18 | 8.1 | 22600 | 16900 | 74.78% | 2 | 0 | 10 |  |  |  | No | R-410A | 1.8 | Residential & Commercial | Ducted CEE Tier 1
214392235 | Central HP <5.4 tons | RUUD | HRCU-A-CB (Split System: Heat Pump with Remote Outdoor Unit-Air-Source) | RD17AZ24AJ3N | ASPEN |  | D(A,C,E)30B34+TDR | R801V0754A17UHN | 21600 | 19 | 8.1 | 22600 | 16800 | 74.34% | 2.1 | 0 | 10 |  |  |  | No | R-410A | 1.8 | Residential & Commercial | Ducted CEE Tier 1
212978241 | Central HP <5.4 tons | HEIL | HRCU-A-CB (Split System: Heat Pump with Remote Outdoor Unit-Air-Source) | DLCURAH18ABK |  |  | EA*4X24L14A* | *80MS(N,L)0701412A* | 17600 | 16.5 | 8.5 | 18500 | 19400 | 104.9% | 2.34 | 0 | 10.5 |  |  |  | No | R-410A | 1.4667 | Residential & Commercial | Ducted CEE Tier 1
214393618 | Central HP <5.4 tons | RUUD | HRCU-A-CB (Split System: Heat Pump with Remote Outdoor Unit-Air-Source) | RD17AZ36AJ3N | ASPEN |  | D(A,C,E)48C34+TDR | R921V0603A17M4S | 32800 | 18 | 8.1 | 34200 | 29800 | 87.13% | 1.9 | 0 | 10 |  |  |  | No | R-410A | 2.7333 | Residential & Commercial | Ducted CEE Tier 1
214393709 | Central HP <5.4 tons | RUUD | HRCU-A-CB (Split System: Heat Pump with Remote Outdoor Unit-Air-Source) | RD17AZ36AJ3N | ASPEN |  | D(A,C,E)36C44+TDR | R921V1005A21M4S | 33000 | 17 | 8.1 | 34200 | 29600 | 86.55% | 1.9 | 0 | 10 |  |  |  | No | R-410A | 2.75 | Residential & Commercial | Ducted CEE Tier 1
214393718 | Central HP <5.4 tons | RUUD | HRCU-A-CB (Split System: Heat Pump with Remote Outdoor Unit-Air-Source) | RD17AZ36AJ3N | ASPEN |  | D(A,C,E)42D44+TDR | R921V1005A21M4S | 33400 | 17 | 8.1 | 34200 | 29600 | 86.55% | 1.9 | 0 | 10 |  |  |  | No | R-410A | 2.7833 | Residential & Commercial | Ducted CEE Tier 1
214393804 | Central HP <5.4 tons | RUUD | HRCU-A-CB (Split System: Heat Pump with Remote Outdoor Unit-Air-Source) | RD17AZ36AJ3N | ASPEN |  | D(A,C,E)42D34+TDR | R951V0603A17M4S | 32800 | 18 | 8.1 | 34200 | 29800 | 87.13% | 1.9 | 0 | 10 |  |  |  | No | R-410A | 2.7333 | Residential & Commercial | Ducted CEE Tier 1
214393813 | Central HP <5.4 tons | RUUD | HRCU-A-CB (Split System: Heat Pump with Remote Outdoor Unit-Air-Source) | RD17AZ36AJ3N | ASPEN |  | D(A,C,E)48C44+TDR | R951V0603A17M4S | 33200 | 18 | 8.1 | 34200 | 29800 | 87.13% | 1.9 | 0 | 10 |  |  |  | No | R-410A | 2.7667 | Residential & Commercial | Ducted CEE Tier 1
213255511 | Central HP <5.4 tons | KINGHOME | HRCU-A-C (Split System: Heat Pump with Remote Outdoor Unit with No Indoor Fan --Air Source) | KU36UHO | ADP |  | *E35936+TD |  | 23000 | 15.2 | 8.5 | 22400 | 21200 | 94.64% | 1.8 | 0 | 11 |  |  |  | No | R-410A | 1.9167 | Residential & Commercial | Ducted CEE Tier 1
213369671 | Central HP <5.4 tons | KINGHOME | HRCU-A-C (Split System: Heat Pump with Remote Outdoor Unit with No Indoor Fan --Air Source) | KU36UHO | ADP |  | *G35936+TD |  | 23000 | 15.2 | 8.5 | 22400 | 21200 | 94.64% | 1.8 | 0 | 11 |  |  |  | No | R-410A | 1.9167 | Residential & Commercial | Ducted CEE Tier 1
214392000 | Central HP <5.4 tons | RUUD | HRCU-A-CB (Split System: Heat Pump with Remote Outdoor Unit-Air-Source) | RP15AZ48AJ2N | ASPEN |  | CP61B34+TDR | R802V0755A21UH | 44500 | 15.5 | 8.2 | 45500 | 37000 | 81.32% | 3.08 | 0 | 10 |  |  |  | No | R-410A | 3.7083 | Residential & Commercial | Ducted CEE Tier 1
212499721 | Central HP <5.4 tons | LENNOX | HRCU-A-CB (Split System: Heat Pump with Remote Outdoor Unit-Air-Source) | EL22XPV-024-230A** | ADP |  | L*18/36S9 | EL280UH070XE36A* | 23800 | 21 | 8.45 | 22000 | 15400 | 70% | 1.9 | 0 | 13 |  |  |  | No | R-410A | 1.9833 | Residential & Commercial | Ducted CEE Tier 1
212499728 | Central HP <5.4 tons | LENNOX | HRCU-A-CB (Split System: Heat Pump with Remote Outdoor Unit-Air-Source) | EL22XPV-024-230A** | ADP |  | LH18/37R9 | EL280UH070XE36A* | 24000 | 21 | 8.5 | 22000 | 15400 | 70% | 1.92 | 0 | 13.5 |  |  |  | No | R-410A | 2 | Residential & Commercial | Ducted CEE Tier 1
212499794 | Central HP <5.4 tons | LENNOX | HRCU-A-CB (Split System: Heat Pump with Remote Outdoor Unit-Air-Source) | EL22XPV-024-230A** | ADP |  | L*18/36T9 | EL296UH070XV36B* | 23800 | 21 | 8.5 | 22000 | 15400 | 70% | 1.92 | 0 | 13.5 |  |  |  | No | R-410A | 1.9833 | Residential & Commercial | Ducted CEE Tier 1
212499812 | Central HP <5.4 tons | LENNOX | HRCU-A-CB (Split System: Heat Pump with Remote Outdoor Unit-Air-Source) | EL22XPV-024-230A** | ADP |  | LP36/37R9 | ML180UH045E36A* | 23400 | 21 | 8.5 | 21200 | 14900 | 70.28% | 1.86 | 0 | 13.5 |  |  |  | No | R-410A | 1.95 | Residential & Commercial | Ducted CEE Tier 1
214393938 | Central HP <5.4 tons | RUUD | HRCU-A-CB (Split System: Heat Pump with Remote Outdoor Unit-Air-Source) | RD17AZ36AJ3N | ASPEN |  | D(A,C,E)42B44+TDR | R951V1005A21M4S | 33000 | 17 | 8.1 | 34200 | 29600 | 86.55% | 1.9 | 0 | 10 |  |  |  | No | R-410A | 2.75 | Residential & Commercial | Ducted CEE Tier 1
214393947 | Central HP <5.4 tons | RUUD | HRCU-A-CB (Split System: Heat Pump with Remote Outdoor Unit-Air-Source) | RD17AZ36AJ3N | ASPEN |  | D(A,C,E)48C34+TDR | R951V1005A21M4S | 32800 | 17 | 8.1 | 34200 | 29600 | 86.55% | 1.9 | 0 | 10 |  |  |  | No | R-410A | 2.7333 | Residential & Commercial | Ducted CEE Tier 1
214394036 | Central HP <5.4 tons | RUUD | HRCU-A-CB (Split System: Heat Pump with Remote Outdoor Unit-Air-Source) | RD17AZ36AJ3N | ASPEN |  | D(A,C,E)48C34+TDR | R962V0603A17M4S | 32800 | 18 | 8.1 | 34200 | 29800 | 87.13% | 1.9 | 0 | 10 |  |  |  | No | R-410A | 2.7333 | Residential & Commercial | Ducted CEE Tier 1
214394070 | Central HP <5.4 tons | RUUD | HRCU-A-CB (Split System: Heat Pump with Remote Outdoor Unit-Air-Source) | RD17AZ36AJ3N | ASPEN |  | D(A,C,E)48D44+TDR | R962V0703A17M4S | 33800 | 18 | 8.1 | 34200 | 29600 | 86.55% | 1.9 | 0 | 10 |  |  |  | No | R-410A | 2.8167 | Residential & Commercial | Ducted CEE Tier 1
214394188 | Central HP <5.4 tons | RUUD | HRCU-A-CB (Split System: Heat Pump with Remote Outdoor Unit-Air-Source) | RD17AZ36AJ3N | ASPEN |  | D(A,C,E)36C44+TDR | U802VA050317M | 33000 | 18 | 8.1 | 34200 | 29600 | 86.55% | 1.9 | 0 | 10 |  |  |  | No | R-410A | 2.75 | Residential & Commercial | Ducted CEE Tier 1
213738454 | Central HP <5.4 tons | DAY & NIGHT | HRCU-A-CB (Split System: Heat Pump with Remote Outdoor Unit-Air-Source) | DLCURAH36ABK | ADP |  | PL36H175P789 | *80MS(N,L)0451412A* | 35800 | 15.2 | 8.5 | 36800 | 34800 | 94.57% | 2 | 0 | 10 |  |  |  | No | R-410A | 2.9833 | Residential & Commercial | Ducted CEE Tier 1
213738469 | Central HP <5.4 tons | DAY & NIGHT | HRCU-A-CB (Split System: Heat Pump with Remote Outdoor Unit-Air-Source) | DLCURAH36ABK | ADP |  | PL36H210P299 | *80MS(N,L)0701712A* | 36200 | 16 | 8.5 | 36400 | 34400 | 94.51% | 2.04 | 0 | 10 |  |  |  | No | R-410A | 3.0167 | Residential & Commercial | Ducted CEE Tier 1
213738488 | Central HP <5.4 tons | DAY & NIGHT | HRCU-A-CB (Split System: Heat Pump with Remote Outdoor Unit-Air-Source) | DLCURAH36ABK | ADP |  | PL36H210P179 | *80MS(N,L)0901714A* | 36000 | 16 | 8.1 | 36800 | 34600 | 94.02% | 2 | 0 | 10.5 |  |  |  | No | R-410A | 3 | Residential & Commercial | Ducted CEE Tier 1
213738520 | Central HP <5.4 tons | DAY & NIGHT | HRCU-A-CB (Split System: Heat Pump with Remote Outdoor Unit-Air-Source) | DLCURAH36ABK | ADP |  | FG80936 | *80VTL0451412B* | 35400 | 16 | 8.1 | 36800 | 34600 | 94.02% | 1.94 | 0 | 10 |  |  |  | No | R-410A | 2.95 | Residential & Commercial | Ducted CEE Tier 1
213738521 | Central HP <5.4 tons | DAY & NIGHT | HRCU-A-CB (Split System: Heat Pump with Remote Outdoor Unit-Air-Source) | DLCURAH36ABK | ADP |  | FG82936 | *80VTL0451412B* | 35400 | 16 | 8.1 | 36800 | 34600 | 94.02% | 1.94 | 0 | 10 |  |  |  | No | R-410A | 2.95 | Residential & Commercial | Ducted CEE Tier 1
213738535 | Central HP <5.4 tons | DAY & NIGHT | HRCU-A-CB (Split System: Heat Pump with Remote Outdoor Unit-Air-Source) | DLCURAH36ABK | ADP |  | PL36H175P159 | *92MSN0601714A* | 35200 | 16 | 8.1 | 36800 | 34600 | 94.02% | 1.94 | 0 | 10 |  |  |  | No | R-410A | 2.9333 | Residential & Commercial | Ducted CEE Tier 1
213738536 | Central HP <5.4 tons | DAY & NIGHT | HRCU-A-CB (Split System: Heat Pump with Remote Outdoor Unit-Air-Source) | DLCURAH36ABK | ADP |  | V,G36H175P159 | *92MSN0601714A* | 35200 | 16 | 8.1 | 36800 | 34600 | 94.02% | 1.94 | 0 | 10 |  |  |  | No | R-410A | 2.9333 | Residential & Commercial | Ducted CEE Tier 1
213738489 | Central HP <5.4 tons | DAY & NIGHT | HRCU-A-CB (Split System: Heat Pump with Remote Outdoor Unit-Air-Source) | DLCURAH36ABK | ADP |  | FG80936 | *80MS(N,L)0901714A* | 36000 | 16 | 8.5 | 36800 | 34600 | 94.02% | 2.02 | 0 | 10 |  |  |  | No | R-410A | 3 | Residential & Commercial | Ducted CEE Tier 1
214392503 | Central HP <5.4 tons | RUUD | HRCU-A-CB (Split System: Heat Pump with Remote Outdoor Unit-Air-Source) | RD17AZ24AJ3N | ASPEN |  | D(A,C,E)24C34+TDR | R951V0403A17UHU | 21400 | 18 | 8.1 | 22400 | 17100 | 76.34% | 2 | 0 | 10 |  |  |  | No | R-410A | 1.7833 | Residential & Commercial | Ducted CEE Tier 1
214392535 | Central HP <5.4 tons | RUUD | HRCU-A-CB (Split System: Heat Pump with Remote Outdoor Unit-Air-Source) | RD17AZ24AJ3N | ASPEN |  | D(A,C,E)24C34+TDR | R951V0603A17UHU | 21400 | 18 | 8.1 | 22400 | 17000 | 75.89% | 2 | 0 | 10 |  |  |  | No | R-410A | 1.7833 | Residential & Commercial | Ducted CEE Tier 1
212390909 | Central HP <5.4 tons | DUCANE | HRCU-A-CB (Split System: Heat Pump with Remote Outdoor Unit-Air-Source) | 4HP18V36P | ASPEN |  | A(E,F)W304+TDR |  | 22400 | 15.2 | 8.1 | 22000 | 24000 | 109.1% | 2.71 | 0 | 11.7 |  |  |  | No | R-410A | 1.8667 | Residential & Commercial | Ducted CEE Tier 1
214776251 | Central HP <5.4 tons | ECOER | HRCU-A-CB (Split System: Heat Pump with Remote Outdoor Unit-Air-Source) | EODA18H-2436BAA | ADP |  | HG82936+AEFE4B* |  | 34200 | 17 | 8.8 | 34400 | 24800 | 72.09% | 1.9 | 0 | 11.2 |  |  |  | No | R-410A | 2.85 | Residential & Commercial | Ducted CEE Tier 1
214392199 | Central HP <5.4 tons | RUUD | HRCU-A-CB (Split System: Heat Pump with Remote Outdoor Unit-Air-Source) | RD17AZ24AJ3N | ASPEN |  | D(A,C,E)24C34+TDR | R801V0704A17UHU | 21600 | 18 | 8.1 | 22600 | 16900 | 74.78% | 2 | 0 | 10 |  |  |  | No | R-410A | 1.8 | Residential & Commercial | Ducted CEE Tier 1
214392215 | Central HP <5.4 tons | RUUD | HRCU-A-CB (Split System: Heat Pump with Remote Outdoor Unit-Air-Source) | RD17AZ24AJ3N | ASPEN |  | D(A,C,E)24C34+TDR | R801V0754A17DZ | 21600 | 19 | 8.1 | 22600 | 16800 | 74.34% | 2.1 | 0 | 10 |  |  |  | No | R-410A | 1.8 | Residential & Commercial | Ducted CEE Tier 1
214392247 | Central HP <5.4 tons | RUUD | HRCU-A-CB (Split System: Heat Pump with Remote Outdoor Unit-Air-Source) | RD17AZ24AJ3N | ASPEN |  | D(A,C,E)24C34+TDR | R801V0754A17UHS | 21600 | 19 | 8.1 | 22600 | 16800 | 74.34% | 2.1 | 0 | 10 |  |  |  | No | R-410A | 1.8 | Residential & Commercial | Ducted CEE Tier 1
214394195 | Central HP <5.4 tons | RUUD | HRCU-A-CB (Split System: Heat Pump with Remote Outdoor Unit-Air-Source) | RD17AZ36AJ3N | ASPEN |  | D(A,C,E)42B44+TDR | U802VA050317M | 33000 | 18 | 8.1 | 34200 | 29600 | 86.55% | 1.9 | 0 | 10 |  |  |  | No | R-410A | 2.75 | Residential & Commercial | Ducted CEE Tier 1
214394431 | Central HP <5.4 tons | RUUD | HRCU-A-CB (Split System: Heat Pump with Remote Outdoor Unit-Air-Source) | RD17AZ36AJ3N | ASPEN |  | D(A,C,E)36D44+TDR | U97MV0855A21DHS | 33200 | 18 | 8.1 | 34200 | 29400 | 85.96% | 1.9 | 0 | 10 |  |  |  | No | R-410A | 2.7667 | Residential & Commercial | Ducted CEE Tier 1
214394440 | Central HP <5.4 tons | RUUD | HRCU-A-CB (Split System: Heat Pump with Remote Outdoor Unit-Air-Source) | RD17AZ36AJ3N | ASPEN |  | D(A,C,E)42D34+TDR | U97MV0855A21DHS | 32800 | 18 | 8.1 | 34200 | 29400 | 85.96% | 1.9 | 0 | 10 |  |  |  | No | R-410A | 2.7333 | Residential & Commercial | Ducted CEE Tier 1
212499821 | Central HP <5.4 tons | LENNOX | HRCU-A-CB (Split System: Heat Pump with Remote Outdoor Unit-Air-Source) | EL22XPV-024-230A** | ADP |  | LH18/37R9 | ML180UH045E36A* | 23400 | 21 | 8.5 | 21200 | 14900 | 70.28% | 1.86 | 0 | 13.5 |  |  |  | No | R-410A | 1.95 | Residential & Commercial | Ducted CEE Tier 1
212499828 | Central HP <5.4 tons | LENNOX | HRCU-A-CB (Split System: Heat Pump with Remote Outdoor Unit-Air-Source) | EL22XPV-024-230A** | ADP |  | L*19/36U9 | ML180UH045V36A* | 23600 | 21 | 8.5 | 21400 | 15000 | 70.09% | 1.88 | 0 | 13.5 |  |  |  | No | R-410A | 1.9667 | Residential & Commercial | Ducted CEE Tier 1
212499937 | Central HP <5.4 tons | LENNOX | HRCU-A-CB (Split System: Heat Pump with Remote Outdoor Unit-Air-Source) | EL22XPV-024-230A** | ADP |  | LH29/36F9 | ML180UH090V48B* | 24000 | 21 | 8.7 | 22000 | 15400 | 70% | 1.9 | 0 | 13.5 |  |  |  | No | R-410A | 2 | Residential & Commercial | Ducted CEE Tier 1
212499939 | Central HP <5.4 tons | LENNOX | HRCU-A-CB (Split System: Heat Pump with Remote Outdoor Unit-Air-Source) | EL22XPV-024-230A** | ADP |  | L*19/36U9 | ML180UH090V48B* | 24000 | 21 | 8.7 | 22000 | 15400 | 70% | 1.9 | 0 | 13.5 |  |  |  | No | R-410A | 2 | Residential & Commercial | Ducted CEE Tier 1
212500039 | Central HP <5.4 tons | LENNOX | HRCU-A-CB (Split System: Heat Pump with Remote Outdoor Unit-Air-Source) | EL22XPV-024-230A** | ADP |  | L*19/36S9 | ML296UH045XV36B* | 23600 | 20 | 8.5 | 21600 | 15200 | 70.37% | 1.88 | 0 | 13 |  |  |  | No | R-410A | 1.9667 | Residential & Commercial | Ducted CEE Tier 1
214393693 | Central HP <5.4 tons | RUUD | HRCU-A-CB (Split System: Heat Pump with Remote Outdoor Unit-Air-Source) | RD17AZ36AJ3N | ASPEN |  | D(A,C,E)42D44+TDR | R921V0855A21M4S | 33400 | 18 | 8.1 | 34200 | 29600 | 86.55% | 1.9 | 0 | 10 |  |  |  | No | R-410A | 2.7833 | Residential & Commercial | Ducted CEE Tier 1
214392768 | Central HP <5.4 tons | RUUD | HRCU-A-CB (Split System: Heat Pump with Remote Outdoor Unit-Air-Source) | RD17AZ36AJ3N | ASPEN |  | D(A,C,E)42C44+TDR | R801V0504A17UHS | 33200 | 18 | 8.1 | 34200 | 29800 | 87.13% | 1.9 | 0 | 10 |  |  |  | No | R-410A | 2.7667 | Residential & Commercial | Ducted CEE Tier 1
214392267 | Central HP <5.4 tons | RUUD | HRCU-A-CB (Split System: Heat Pump with Remote Outdoor Unit-Air-Source) | RD17AZ24AJ3N | ASPEN |  | D(A,C,E)30B34+TDR | R801V1004A17UH | 21600 | 19 | 8.1 | 22600 | 16800 | 74.34% | 2.1 | 0 | 10 |  |  |  | No | R-410A | 1.8 | Residential & Commercial | Ducted CEE Tier 1
214392299 | Central HP <5.4 tons | RUUD | HRCU-A-CB (Split System: Heat Pump with Remote Outdoor Unit-Air-Source) | RD17AZ24AJ3N | ASPEN |  | D(A,C,E)30B34+TDR | R802V0503A14UHN | 21600 | 18 | 8.1 | 22600 | 16900 | 74.78% | 2 | 0 | 10 |  |  |  | No | R-410A | 1.8 | Residential & Commercial | Ducted CEE Tier 1
214392567 | Central HP <5.4 tons | RUUD | HRCU-A-CB (Split System: Heat Pump with Remote Outdoor Unit-Air-Source) | RD17AZ24AJ3N | ASPEN |  | D(A,C,E)24C34+TDR | R962V0403A17M4S | 21600 | 18 | 8.1 | 22600 | 16900 | 74.78% | 2 | 0 | 10 |  |  |  | No | R-410A | 1.8 | Residential & Commercial | Ducted CEE Tier 1
214392599 | Central HP <5.4 tons | RUUD | HRCU-A-CB (Split System: Heat Pump with Remote Outdoor Unit-Air-Source) | RD17AZ24AJ3N | ASPEN |  | D(A,C,E)24C34+TDR | R962V0703A17M4S | 21600 | 18 | 8.1 | 22600 | 16900 | 74.78% | 2 | 0 | 10 |  |  |  | No | R-410A | 1.8 | Residential & Commercial | Ducted CEE Tier 1
214392635 | Central HP <5.4 tons | RUUD | HRCU-A-CB (Split System: Heat Pump with Remote Outdoor Unit-Air-Source) | RD17AZ24AJ3N | ASPEN |  | D(A,C,E)30B34+TDR | U802VA075317M | 21600 | 19 | 8.1 | 22600 | 16800 | 74.34% | 2.1 | 0 | 10 |  |  |  | No | R-410A | 1.8 | Residential & Commercial | Ducted CEE Tier 1
214776252 | Central HP <5.4 tons | ECOER | HRCU-A-CB (Split System: Heat Pump with Remote Outdoor Unit-Air-Source) | EODA18H-2436BAA | ADP |  | HG82936+AEFE3A* |  | 34200 | 16 | 8.8 | 34400 | 24800 | 72.09% | 1.9 | 0 | 11.2 |  |  |  | No | R-410A | 2.85 | Residential & Commercial | Ducted CEE Tier 1
214392507 | Central HP <5.4 tons | RUUD | HRCU-A-CB (Split System: Heat Pump with Remote Outdoor Unit-Air-Source) | RD17AZ24AJ3N | ASPEN |  | D(A,C,E)30B34+TDR | R951V0403A17UHU | 21400 | 18 | 8.1 | 22400 | 17100 | 76.34% | 2 | 0 | 10 |  |  |  | No | R-410A | 1.7833 | Residential & Commercial | Ducted CEE Tier 1
214393211 | Central HP <5.4 tons | RUUD | HRCU-A-CB (Split System: Heat Pump with Remote Outdoor Unit-Air-Source) | RD17AZ36AJ3N | ASPEN |  | D(A,C,E)36D44+TDR | R802V0504A17UHS | 33200 | 18 | 8.1 | 34200 | 29800 | 87.13% | 1.9 | 0 | 10 |  |  |  | No | R-410A | 2.7667 | Residential & Commercial | Ducted CEE Tier 1
214393259 | Central HP <5.4 tons | RUUD | HRCU-A-CB (Split System: Heat Pump with Remote Outdoor Unit-Air-Source) | RD17AZ36AJ3N | ASPEN |  | D(A,C,E)48C44+TDR | R802V0754A17DZ | 33200 | 18 | 8.1 | 34200 | 29600 | 86.55% | 1.9 | 0 | 10 |  |  |  | No | R-410A | 2.7667 | Residential & Commercial | Ducted CEE Tier 1
214393611 | Central HP <5.4 tons | RUUD | HRCU-A-CB (Split System: Heat Pump with Remote Outdoor Unit-Air-Source) | RD17AZ36AJ3N | ASPEN |  | D(A,C,E)42D44+TDR | R921V0603A17M4S | 33400 | 18 | 8.1 | 34200 | 29800 | 87.13% | 1.9 | 0 | 10 |  |  |  | No | R-410A | 2.7833 | Residential & Commercial | Ducted CEE Tier 1
214393652 | Central HP <5.4 tons | RUUD | HRCU-A-CB (Split System: Heat Pump with Remote Outdoor Unit-Air-Source) | RD17AZ36AJ3N | ASPEN |  | D(A,C,E)48D44+TDR | R921V0703A17M4S | 33800 | 18 | 8.1 | 34200 | 29600 | 86.55% | 1.9 | 0 | 10 |  |  |  | No | R-410A | 2.8167 | Residential & Commercial | Ducted CEE Tier 1
214394248 | Central HP <5.4 tons | RUUD | HRCU-A-CB (Split System: Heat Pump with Remote Outdoor Unit-Air-Source) | RD17AZ36AJ3N | ASPEN |  | D(A,C,E)36C44+TDR | U802VA075317Z | 33000 | 18 | 8.1 | 34200 | 29600 | 86.55% | 1.9 | 0 | 10 |  |  |  | No | R-410A | 2.75 | Residential & Commercial | Ducted CEE Tier 1
214394268 | Central HP <5.4 tons | RUUD | HRCU-A-CB (Split System: Heat Pump with Remote Outdoor Unit-Air-Source) | RD17AZ36AJ3N | ASPEN |  | D(A,C,E)48C34+TDR | U802VA075317Z | 32800 | 18 | 8.1 | 34200 | 29600 | 86.55% | 1.9 | 0 | 10 |  |  |  | No | R-410A | 2.7333 | Residential & Commercial | Ducted CEE Tier 1
214394449 | Central HP <5.4 tons | RUUD | HRCU-A-CB (Split System: Heat Pump with Remote Outdoor Unit-Air-Source) | RD17AZ36AJ3N | ASPEN |  | D(A,C,E)48C44+TDR | U97MV0855A21DHS | 33200 | 18 | 8.1 | 34200 | 29400 | 85.96% | 1.9 | 0 | 10 |  |  |  | No | R-410A | 2.7667 | Residential & Commercial | Ducted CEE Tier 1
214630489 | Central HP <5.4 tons | CARRIER | HRCU-A-CB (Split System: Heat Pump with Remote Outdoor Unit-Air-Source) | 25VNA837A*030* | ADP |  | PL36H210P299 | 59TN6B100C21**22 | 32400 | 18 | 8.5 | 30400 | 24400 | 80.26% | 2 | 0 | 11.7 |  |  |  | No | R-410A | 2.7 | Residential & Commercial | Ducted CEE Tier 1
214392771 | Central HP <5.4 tons | RUUD | HRCU-A-CB (Split System: Heat Pump with Remote Outdoor Unit-Air-Source) | RD17AZ36AJ3N | ASPEN |  | D(A,C,E)42D44+TDR | R801V0504A17UHS | 33400 | 18 | 8.1 | 34200 | 29800 | 87.13% | 1.9 | 0 | 10 |  |  |  | No | R-410A | 2.7833 | Residential & Commercial | Ducted CEE Tier 1
212500157 | Central HP <5.4 tons | LENNOX | HRCU-A-CB (Split System: Heat Pump with Remote Outdoor Unit-Air-Source) | EL22XPV-024-230A** | ADP |  | L*18/36T9 | SLP99UH070XV36B* | 23800 | 21 | 8.5 | 22000 | 15400 | 70% | 1.92 | 0 | 13.5 |  |  |  | No | R-410A | 1.9833 | Residential & Commercial | Ducted CEE Tier 1
212500162 | Central HP <5.4 tons | LENNOX | HRCU-A-CB (Split System: Heat Pump with Remote Outdoor Unit-Air-Source) | EL22XPV-024-230A** | ADP |  | L*19/36S9 | SLP99UH070XV36B* | 23800 | 21 | 8.5 | 22000 | 15400 | 70% | 1.92 | 0 | 13.5 |  |  |  | No | R-410A | 1.9833 | Residential & Commercial | Ducted CEE Tier 1
214391983 | Central HP <5.4 tons | RUUD | HRCU-A-CB (Split System: Heat Pump with Remote Outdoor Unit-Air-Source) | RP15AZ48AJ2N | ASPEN |  | CP49B34+TDR | R801V1005A21UHS | 44000 | 15.3 | 8.1 | 45500 | 36000 | 79.12% | 2.99 | 0 | 10 |  |  |  | No | R-410A | 3.6667 | Residential & Commercial | Ducted CEE Tier 1
214392058 | Central HP <5.4 tons | RUUD | HRCU-A-CB (Split System: Heat Pump with Remote Outdoor Unit-Air-Source) | RP15AZ48AJ2N | ASPEN |  | CP61B34+TDR | U97MV1005A21DHS | 44000 | 15.5 | 8.2 | 45000 | 34200 | 76% | 3.06 | 0 | 10 |  |  |  | No | R-410A | 3.6667 | Residential & Commercial | Ducted CEE Tier 1
214394389 | Central HP <5.4 tons | RUUD | HRCU-A-CB (Split System: Heat Pump with Remote Outdoor Unit-Air-Source) | RD17AZ36AJ3N | ASPEN |  | D(A,C,E)48C44+TDR | U97MV0603A17DHS | 33200 | 18 | 8.1 | 34200 | 29600 | 86.55% | 1.9 | 0 | 10 |  |  |  | No | R-410A | 2.7667 | Residential & Commercial | Ducted CEE Tier 1
214393843 | Central HP <5.4 tons | RUUD | HRCU-A-CB (Split System: Heat Pump with Remote Outdoor Unit-Air-Source) | RD17AZ36AJ3N | ASPEN |  | D(A,C,E)48C44+TDR | R951V0603A17UHU | 33200 | 18 | 8.1 | 34200 | 29800 | 87.13% | 1.9 | 0 | 10 |  |  |  | No | R-410A | 2.7667 | Residential & Commercial | Ducted CEE Tier 1
214393845 | Central HP <5.4 tons | RUUD | HRCU-A-CB (Split System: Heat Pump with Remote Outdoor Unit-Air-Source) | RD17AZ36AJ3N | ASPEN |  | D(A,C,E)48D34+TDR | R951V0603A17UHU | 33200 | 18 | 8.1 | 34200 | 29800 | 87.13% | 1.9 | 0 | 10 |  |  |  | No | R-410A | 2.7667 | Residential & Commercial | Ducted CEE Tier 1
214393852 | Central HP <5.4 tons | RUUD | HRCU-A-CB (Split System: Heat Pump with Remote Outdoor Unit-Air-Source) | RD17AZ36AJ3N | ASPEN |  | D(A,C,E)36C44+TDR | R951V0703A17M4S | 33000 | 18 | 8.1 | 34200 | 29600 | 86.55% | 1.9 | 0 | 10 |  |  |  | No | R-410A | 2.75 | Residential & Commercial | Ducted CEE Tier 1
214394380 | Central HP <5.4 tons | RUUD | HRCU-A-CB (Split System: Heat Pump with Remote Outdoor Unit-Air-Source) | RD17AZ36AJ3N | ASPEN |  | D(A,C,E)42D34+TDR | U97MV0603A17DHS | 32800 | 18 | 8.1 | 34200 | 29600 | 86.55% | 1.9 | 0 | 10 |  |  |  | No | R-410A | 2.7333 | Residential & Commercial | Ducted CEE Tier 1
214392808 | Central HP <5.4 tons | RUUD | HRCU-A-CB (Split System: Heat Pump with Remote Outdoor Unit-Air-Source) | RD17AZ36AJ3N | ASPEN |  | D(A,C,E)48C34+TDR | R801V0504A17UHU | 32800 | 18 | 8.1 | 34200 | 29800 | 87.13% | 1.9 | 0 | 10 |  |  |  | No | R-410A | 2.7333 | Residential & Commercial | Ducted CEE Tier 1
214392842 | Central HP <5.4 tons | RUUD | HRCU-A-CB (Split System: Heat Pump with Remote Outdoor Unit-Air-Source) | RD17AZ36AJ3N | ASPEN |  | D(A,C,E)48D44+TDR | R801V0704A17UHU | 33800 | 18 | 8.1 | 34200 | 29600 | 86.55% | 1.9 | 0 | 10 |  |  |  | No | R-410A | 2.8167 | Residential & Commercial | Ducted CEE Tier 1
214392631 | Central HP <5.4 tons | RUUD | HRCU-A-CB (Split System: Heat Pump with Remote Outdoor Unit-Air-Source) | RD17AZ24AJ3N | ASPEN |  | D(A,C,E)24C34+TDR | U802VA075317M | 21600 | 19 | 8.1 | 22600 | 16800 | 74.34% | 2.1 | 0 | 10 |  |  |  | No | R-410A | 1.8 | Residential & Commercial | Ducted CEE Tier 1
214392263 | Central HP <5.4 tons | RUUD | HRCU-A-CB (Split System: Heat Pump with Remote Outdoor Unit-Air-Source) | RD17AZ24AJ3N | ASPEN |  | D(A,C,E)24C34+TDR | R801V1004A17UH | 21600 | 19 | 8.1 | 22600 | 16800 | 74.34% | 2.1 | 0 | 10 |  |  |  | No | R-410A | 1.8 | Residential & Commercial | Ducted CEE Tier 1
214392295 | Central HP <5.4 tons | RUUD | HRCU-A-CB (Split System: Heat Pump with Remote Outdoor Unit-Air-Source) | RD17AZ24AJ3N | ASPEN |  | D(A,C,E)24C34+TDR | R802V0503A14UHN | 21600 | 18 | 8.1 | 22600 | 16900 | 74.78% | 2 | 0 | 10 |  |  |  | No | R-410A | 1.8 | Residential & Commercial | Ducted CEE Tier 1
214392311 | Central HP <5.4 tons | RUUD | HRCU-A-CB (Split System: Heat Pump with Remote Outdoor Unit-Air-Source) | RD17AZ24AJ3N | ASPEN |  | D(A,C,E)24C34+TDR | R802V0503A14UHS | 21600 | 18 | 8.1 | 22600 | 16900 | 74.78% | 2 | 0 | 10 |  |  |  | No | R-410A | 1.8 | Residential & Commercial | Ducted CEE Tier 1
214394451 | Central HP <5.4 tons | RUUD | HRCU-A-CB (Split System: Heat Pump with Remote Outdoor Unit-Air-Source) | RD17AZ36AJ3N | ASPEN |  | D(A,C,E)48D34+TDR | U97MV0855A21DHS | 33200 | 18 | 8.1 | 34200 | 29400 | 85.96% | 1.9 | 0 | 10 |  |  |  | No | R-410A | 2.7667 | Residential & Commercial | Ducted CEE Tier 1
214394452 | Central HP <5.4 tons | RUUD | HRCU-A-CB (Split System: Heat Pump with Remote Outdoor Unit-Air-Source) | RD17AZ36AJ3N | ASPEN |  | D(A,C,E)48D44+TDR | U97MV0855A21DHS | 33800 | 18 | 8.1 | 34200 | 29400 | 85.96% | 1.9 | 0 | 10 |  |  |  | No | R-410A | 2.8167 | Residential & Commercial | Ducted CEE Tier 1
214066524 | Central HP <5.4 tons | RUUD | HRCU-A-CB (Split System: Heat Pump with Remote Outdoor Unit-Air-Source) | RD17AZ36AJ3N |  |  | RCFZ3621MTANM | R801V0755A21UHN | 34200 | 18 | 8.1 | 34200 | 29400 | 85.96% | 2 | 0 | 11.7 |  |  |  | No | R-410A | 2.85 | Residential & Commercial | Ducted CEE Tier 1
214394531 | Central HP <5.4 tons | RUUD | HRCU-A-CB (Split System: Heat Pump with Remote Outdoor Unit-Air-Source) | RD17AZ36AJ3N | ASPEN |  | D(A,C,E)42D44+TDR | U98MV0603A17UPS | 33400 | 18 | 8.1 | 34200 | 29800 | 87.13% | 1.9 | 0 | 10 |  |  |  | No | R-410A | 2.7833 | Residential & Commercial | Ducted CEE Tier 1
215488098 | Central HP <5.4 tons | GOODMAN | HRCU-A-CB (Split System: Heat Pump with Remote Outdoor Unit-Air-Source) | GZV7SA4210A* |  |  | CHPEA6030*3A* | G*VM971005CNB* | 40500 | 16.5 | 8.6 | 41000 | 31000 | 75.61% | 2 | 0 | 10 |  |  |  | No | R-32 | 3.375 | Residential & Commercial | Ducted CEE Tier 1
211652989 | Central HP <5.4 tons | LENNOX | HRCU-A-CB (Split System: Heat Pump with Remote Outdoor Unit-Air-Source) | SL25XPV-024-230A** | ADP |  | LP36/37R9 | SL297UH040NV36B* | 22800 | 22 | 10 | 19600 | 19600 | 100% | 1.96 | 0 | 14.5 |  |  |  | No | R-410A | 1.9 | Residential & Commercial | Ducted CEE Tier 1
214394538 | Central HP <5.4 tons | RUUD | HRCU-A-CB (Split System: Heat Pump with Remote Outdoor Unit-Air-Source) | RD17AZ36AJ3N | ASPEN |  | D(A,C,E)48C34+TDR | U98MV0603A17UPS | 32800 | 18 | 8.1 | 34200 | 29800 | 87.13% | 1.9 | 0 | 10 |  |  |  | No | R-410A | 2.7333 | Residential & Commercial | Ducted CEE Tier 1
214630483 | Central HP <5.4 tons | CARRIER | HRCU-A-CB (Split System: Heat Pump with Remote Outdoor Unit-Air-Source) | 25VNA837A*030* | ADP |  | PL36H210P299 | 59TN6B080C17**14 | 32200 | 17 | 8.1 | 31200 | 24800 | 79.49% | 1.96 | 0 | 11 |  |  |  | No | R-410A | 2.6833 | Residential & Commercial | Ducted CEE Tier 1
214854006 | Central HP <5.4 tons | RUUD | HRCU-A-CB (Split System: Heat Pump with Remote Outdoor Unit-Air-Source) | RD17AZ36AJ3N | ASPEN |  | AE*L+CM36B34+TDR |  | 31600 | 17 | 8.1 | 32400 | 25400 | 78.4% | 3.08 | 0 | 10 |  |  |  | No | R-410A | 2.6333 | Residential & Commercial | Ducted CEE Tier 1
214392758 | Central HP <5.4 tons | RUUD | HRCU-A-CB (Split System: Heat Pump with Remote Outdoor Unit-Air-Source) | RD17AZ36AJ3N | ASPEN |  | D(A,C,E)36C44+TDR | R801V0504A17UHS | 33000 | 18 | 8.1 | 34200 | 29800 | 87.13% | 1.9 | 0 | 10 |  |  |  | No | R-410A | 2.75 | Residential & Commercial | Ducted CEE Tier 1
214392765 | Central HP <5.4 tons | RUUD | HRCU-A-CB (Split System: Heat Pump with Remote Outdoor Unit-Air-Source) | RD17AZ36AJ3N | ASPEN |  | D(A,C,E)42B44+TDR | R801V0504A17UHS | 33000 | 18 | 8.1 | 34200 | 29800 | 87.13% | 1.9 | 0 | 10 |  |  |  | No | R-410A | 2.75 | Residential & Commercial | Ducted CEE Tier 1
214392583 | Central HP <5.4 tons | RUUD | HRCU-A-CB (Split System: Heat Pump with Remote Outdoor Unit-Air-Source) | RD17AZ24AJ3N | ASPEN |  | D(A,C,E)24C34+TDR | R962V0603A17M4S | 21600 | 18 | 8.1 | 22600 | 17000 | 75.22% | 2 | 0 | 10 |  |  |  | No | R-410A | 1.8 | Residential & Commercial | Ducted CEE Tier 1
214392715 | Central HP <5.4 tons | RUUD | HRCU-A-CB (Split System: Heat Pump with Remote Outdoor Unit-Air-Source) | RD17AZ24AJ3N | ASPEN |  | D(A,C,E)30B34+TDR | U98MV0703A17UPS | 21600 | 19 | 8.1 | 22600 | 16900 | 74.78% | 2 | 0 | 10 |  |  |  | No | R-410A | 1.8 | Residential & Commercial | Ducted CEE Tier 1
213738541 | Central HP <5.4 tons | DAY & NIGHT | HRCU-A-CB (Split System: Heat Pump with Remote Outdoor Unit-Air-Source) | DLCURAH36ABK | ADP |  | FG81936 | *92MSN0601714A* | 35600 | 16 | 8.5 | 36200 | 34400 | 95.03% | 2.02 | 0 | 10 |  |  |  | No | R-410A | 2.9667 | Residential & Commercial | Ducted CEE Tier 1
212614370 | Central HP <5.4 tons | DAY & NIGHT | HRCU-A-CB (Split System: Heat Pump with Remote Outdoor Unit-Air-Source) | DLCURAH36ABK | ADP |  | F,PE*BB9937 |  | 36000 | 16 | 8.1 | 38000 | 35000 | 92.11% | 1.82 | 0 | 10 |  |  |  | No | R-410A | 3 | Residential & Commercial | Ducted CEE Tier 1
214394381 | Central HP <5.4 tons | RUUD | HRCU-A-CB (Split System: Heat Pump with Remote Outdoor Unit-Air-Source) | RD17AZ36AJ3N | ASPEN |  | D(A,C,E)42D44+TDR | U97MV0603A17DHS | 33400 | 18 | 8.1 | 34200 | 29600 | 86.55% | 1.9 | 0 | 10 |  |  |  | No | R-410A | 2.7833 | Residential & Commercial | Ducted CEE Tier 1
214394388 | Central HP <5.4 tons | RUUD | HRCU-A-CB (Split System: Heat Pump with Remote Outdoor Unit-Air-Source) | RD17AZ36AJ3N | ASPEN |  | D(A,C,E)48C34+TDR | U97MV0603A17DHS | 32800 | 18 | 8.1 | 34200 | 29600 | 86.55% | 1.9 | 0 | 10 |  |  |  | No | R-410A | 2.7333 | Residential & Commercial | Ducted CEE Tier 1
214649705 | Central HP <5.4 tons | MIDEA | HRCU-A-CB (Split System: Heat Pump with Remote Outdoor Unit-Air-Source) | MOVB-60HDN1-M18M | ASPEN |  | D(A,C,E)48D44+TDR | MGH96M080C4A | 34200 | 16.5 | 8.5 | 34600 | 26000 | 75.14% | 2.41 | 0 | 11.7 |  |  |  | No | R-410A | 2.85 | Residential & Commercial | Ducted CEE Tier 1
212544183 | Central HP <5.4 tons | DAY & NIGHT | HRCU-A-CB (Split System: Heat Pump with Remote Outdoor Unit-Air-Source) | DLCURAH18ABK | ADP |  | FG80936 | *92ESN0401410A* | 18000 | 15.2 | 8.5 | 17100 | 18100 | 105.8% | 2.22 | 0 | 10.5 |  |  |  | No | R-410A | 1.5 | Residential & Commercial | Ducted CEE Tier 1
210473371 | Central HP <5.4 tons | HEIL | HRCU-A-CB (Split System: Heat Pump with Remote Outdoor Unit-Air-Source) | HVH825GKA3* |  |  | EA*4X48L21A*+WALLCON | *97CMN0601714A* | 24000 | 16.5 | 8.1 | 21000 | 16700 | 79.52% | 2 | 0 | 11 |  |  |  | No | R-410A | 2 | Residential & Commercial | Ducted CEE Tier 1
210473404 | Central HP <5.4 tons | HEIL | HRCU-A-CB (Split System: Heat Pump with Remote Outdoor Unit-Air-Source) | HVH825GKA3* |  |  | EA*4X48L21A*+WALLCON | *96CTN1002122A* | 24000 | 16.5 | 8.1 | 21000 | 16500 | 78.57% | 2.02 | 0 | 11 |  |  |  | No | R-410A | 2 | Residential & Commercial | Ducted CEE Tier 1
214394438 | Central HP <5.4 tons | RUUD | HRCU-A-CB (Split System: Heat Pump with Remote Outdoor Unit-Air-Source) | RD17AZ36AJ3N | ASPEN |  | D(A,C,E)42C44+TDR | U97MV0855A21DHS | 33200 | 18 | 8.1 | 34200 | 29400 | 85.96% | 1.9 | 0 | 10 |  |  |  | No | R-410A | 2.7667 | Residential & Commercial | Ducted CEE Tier 1
214394620 | Central HP <5.4 tons | RUUD | HRCU-A-CB (Split System: Heat Pump with Remote Outdoor Unit-Air-Source) | RD17AZ36AJ3N | ASPEN |  | D(A,C,E)42D34+TDR | U98MV1005A21UPS | 32800 | 18 | 8.1 | 34200 | 29600 | 86.55% | 1.9 | 0 | 10 |  |  |  | No | R-410A | 2.7333 | Residential & Commercial | Ducted CEE Tier 1
214394631 | Central HP <5.4 tons | RUUD | HRCU-A-CB (Split System: Heat Pump with Remote Outdoor Unit-Air-Source) | RD17AZ36AJ3N | ASPEN |  | D(A,C,E)48D34+TDR | U98MV1005A21UPS | 33200 | 18 | 8.1 | 34200 | 29600 | 86.55% | 1.9 | 0 | 10 |  |  |  | No | R-410A | 2.7667 | Residential & Commercial | Ducted CEE Tier 1
214394255 | Central HP <5.4 tons | RUUD | HRCU-A-CB (Split System: Heat Pump with Remote Outdoor Unit-Air-Source) | RD17AZ36AJ3N | ASPEN |  | D(A,C,E)42B44+TDR | U802VA075317Z | 33000 | 18 | 8.1 | 34200 | 29600 | 86.55% | 1.9 | 0 | 10 |  |  |  | No | R-410A | 2.75 | Residential & Commercial | Ducted CEE Tier 1
214394269 | Central HP <5.4 tons | RUUD | HRCU-A-CB (Split System: Heat Pump with Remote Outdoor Unit-Air-Source) | RD17AZ36AJ3N | ASPEN |  | D(A,C,E)48C44+TDR | U802VA075317Z | 33200 | 18 | 8.1 | 34200 | 29600 | 86.55% | 1.9 | 0 | 10 |  |  |  | No | R-410A | 2.7667 | Residential & Commercial | Ducted CEE Tier 1
214393228 | Central HP <5.4 tons | RUUD | HRCU-A-CB (Split System: Heat Pump with Remote Outdoor Unit-Air-Source) | RD17AZ36AJ3N | ASPEN |  | D(A,C,E)48C34+TDR | R802V0504A17UHS | 32800 | 18 | 8.1 | 34200 | 29800 | 87.13% | 1.9 | 0 | 10 |  |  |  | No | R-410A | 2.7333 | Residential & Commercial | Ducted CEE Tier 1
214393711 | Central HP <5.4 tons | RUUD | HRCU-A-CB (Split System: Heat Pump with Remote Outdoor Unit-Air-Source) | RD17AZ36AJ3N | ASPEN |  | D(A,C,E)36D44+TDR | R921V1005A21M4S | 33200 | 17 | 8.1 | 34200 | 29600 | 86.55% | 1.9 | 0 | 10 |  |  |  | No | R-410A | 2.7667 | Residential & Commercial | Ducted CEE Tier 1
214393786 | Central HP <5.4 tons | RUUD | HRCU-A-CB (Split System: Heat Pump with Remote Outdoor Unit-Air-Source) | RD17AZ36AJ3N | ASPEN |  | D(A,C,E)48D44+TDR | R951V0403A17UHU | 33800 | 18 | 8.1 | 34200 | 29800 | 87.13% | 1.9 | 0 | 10 |  |  |  | No | R-410A | 2.8167 | Residential & Commercial | Ducted CEE Tier 1
214092807 | Central HP <5.4 tons | YORK | HRCU-A-CB (Split System: Heat Pump with Remote Outdoor Unit-Air-Source) | HMH72B341 | ASPEN |  | D(A,C,E)48B36+TDR | TP9C080C16MP13 | 32800 | 17.5 | 8.1 | 33800 | 27400 | 81.07% | 2.65 | 0 | 10 |  |  |  | No | R-410A | 2.7333 | Residential & Commercial | Ducted CEE Tier 1
214836555 | Central HP <5.4 tons | YORK | HRCU-A-CB (Split System: Heat Pump with Remote Outdoor Unit-Air-Source) | HMH72B341 | ASPEN |  | D(A,C,E)36A36+TDR | Y91E080B12SMPS1 | 31000 | 16.9 | 8.5 | 32200 | 22600 | 70.19% | 1.8 | 0 | 10 |  |  |  | No | R-410A | 2.5833 | Residential & Commercial | Ducted CEE Tier 1
214392740 | Central HP <5.4 tons | RUUD | HRCU-A-CB (Split System: Heat Pump with Remote Outdoor Unit-Air-Source) | RD17AZ36AJ3N | ASPEN |  | D(A,C,E)42D34+TDR | R801V0504A17UHN | 32800 | 18 | 8.1 | 34200 | 29800 | 87.13% | 1.9 | 0 | 10 |  |  |  | No | R-410A | 2.7333 | Residential & Commercial | Ducted CEE Tier 1
214392851 | Central HP <5.4 tons | RUUD | HRCU-A-CB (Split System: Heat Pump with Remote Outdoor Unit-Air-Source) | RD17AZ36AJ3N | ASPEN |  | D(A,C,E)36D44+TDR | R801V0754A17DZ | 33200 | 18 | 8.1 | 34200 | 29600 | 86.55% | 1.9 | 0 | 10 |  |  |  | No | R-410A | 2.7667 | Residential & Commercial | Ducted CEE Tier 1
214392858 | Central HP <5.4 tons | RUUD | HRCU-A-CB (Split System: Heat Pump with Remote Outdoor Unit-Air-Source) | RD17AZ36AJ3N | ASPEN |  | D(A,C,E)42C44+TDR | R801V0754A17DZ | 33200 | 18 | 8.1 | 34200 | 29600 | 86.55% | 1.9 | 0 | 10 |  |  |  | No | R-410A | 2.7667 | Residential & Commercial | Ducted CEE Tier 1
214393188 | Central HP <5.4 tons | RUUD | HRCU-A-CB (Split System: Heat Pump with Remote Outdoor Unit-Air-Source) | RD17AZ36AJ3N | ASPEN |  | D(A,C,E)42C44+TDR | R802V0504A17UHN | 33200 | 18 | 8.1 | 34200 | 29800 | 87.13% | 1.9 | 0 | 10 |  |  |  | No | R-410A | 2.7667 | Residential & Commercial | Ducted CEE Tier 1
214392869 | Central HP <5.4 tons | RUUD | HRCU-A-CB (Split System: Heat Pump with Remote Outdoor Unit-Air-Source) | RD17AZ36AJ3N | ASPEN |  | D(A,C,E)48C44+TDR | R801V0754A17DZ | 33200 | 18 | 8.1 | 34200 | 29600 | 86.55% | 1.9 | 0 | 10 |  |  |  | No | R-410A | 2.7667 | Residential & Commercial | Ducted CEE Tier 1
214630540 | Central HP <5.4 tons | CARRIER | HRCU-A-CB (Split System: Heat Pump with Remote Outdoor Unit-Air-Source) | 25VNA837A*031* | ADP |  | C36A***L539 | 59MN7B100C21**22 | 32400 | 18 | 8.5 | 30400 | 24400 | 80.26% | 2 | 0 | 11.7 |  |  |  | No | R-410A | 2.7 | Residential & Commercial | Ducted CEE Tier 1
214391655 | Central HP <5.4 tons | RUUD | HRCU-A-CB (Split System: Heat Pump with Remote Outdoor Unit-Air-Source) | RP15AZ24AJ2N | ASPEN |  | CP37A34+TDR | R801V1004A17UHS | 22400 | 16 | 8.3 | 23000 | 17000 | 73.91% | 3.03 | 0 | 11.9 |  |  |  | No | R-410A | 1.8667 | Residential & Commercial | Ducted CEE Tier 1
214391662 | Central HP <5.4 tons | RUUD | HRCU-A-CB (Split System: Heat Pump with Remote Outdoor Unit-Air-Source) | RP15AZ24AJ2N | ASPEN |  | CP31A34+TDR | R802V0504A17UHS | 22400 | 16 | 8.3 | 23000 | 17200 | 74.78% | 3.06 | 0 | 11.9 |  |  |  | No | R-410A | 1.8667 | Residential & Commercial | Ducted CEE Tier 1
214391687 | Central HP <5.4 tons | RUUD | HRCU-A-CB (Split System: Heat Pump with Remote Outdoor Unit-Air-Source) | RP15AZ24AJ2N | ASPEN |  | CP37A34+TDR | R951V0703A17M4S | 22400 | 16 | 8.3 | 23000 | 17200 | 74.78% | 3.07 | 0 | 11.9 |  |  |  | No | R-410A | 1.8667 | Residential & Commercial | Ducted CEE Tier 1
214391650 | Central HP <5.4 tons | RUUD | HRCU-A-CB (Split System: Heat Pump with Remote Outdoor Unit-Air-Source) | RP15AZ24AJ2N | ASPEN |  | CP31A34+TDR | R801V0754A17UH | 22400 | 15.6 | 8.3 | 23000 | 16300 | 70.87% | 2.87 | 0 | 11.9 |  |  |  | No | R-410A | 1.8667 | Residential & Commercial | Ducted CEE Tier 1
212394642 | Central HP <5.4 tons | MIDEA | HRCU-A-CB (Split System: Heat Pump with Remote Outdoor Unit-Air-Source) | MOVA-36HDN1-M20G | ADP |  | F,PE*G32925 |  | 23200 | 20 | 9.3 | 22400 | 17200 | 76.79% | 1.96 | 0 | 12.5 |  |  |  | No | R-410A | 1.9333 | Residential & Commercial | Ducted CEE Tier 1
214393588 | Central HP <5.4 tons | RUUD | HRCU-A-CB (Split System: Heat Pump with Remote Outdoor Unit-Air-Source) | RD17AZ36AJ3N | ASPEN |  | D(A,C,E)48C34+TDR | R921V0403A17M4S | 32800 | 18 | 8.1 | 34200 | 29600 | 86.55% | 1.9 | 0 | 10 |  |  |  | No | R-410A | 2.7333 | Residential & Commercial | Ducted CEE Tier 1
214393185 | Central HP <5.4 tons | RUUD | HRCU-A-CB (Split System: Heat Pump with Remote Outdoor Unit-Air-Source) | RD17AZ36AJ3N | ASPEN |  | D(A,C,E)42B44+TDR | R802V0504A17UHN | 33000 | 18 | 8.1 | 34200 | 29800 | 87.13% | 1.9 | 0 | 10 |  |  |  | No | R-410A | 2.75 | Residential & Commercial | Ducted CEE Tier 1
214393201 | Central HP <5.4 tons | RUUD | HRCU-A-CB (Split System: Heat Pump with Remote Outdoor Unit-Air-Source) | RD17AZ36AJ3N | ASPEN |  | D(A,C,E)48D34+TDR | R802V0504A17UHN | 33200 | 18 | 8.1 | 34200 | 29800 | 87.13% | 1.9 | 0 | 10 |  |  |  | No | R-410A | 2.7667 | Residential & Commercial | Ducted CEE Tier 1
214393208 | Central HP <5.4 tons | RUUD | HRCU-A-CB (Split System: Heat Pump with Remote Outdoor Unit-Air-Source) | RD17AZ36AJ3N | ASPEN |  | D(A,C,E)36C44+TDR | R802V0504A17UHS | 33000 | 18 | 8.1 | 34200 | 29800 | 87.13% | 1.9 | 0 | 10 |  |  |  | No | R-410A | 2.75 | Residential & Commercial | Ducted CEE Tier 1
215864120 | Central HP <5.4 tons | Cooper&Hunter | HRCU-A-CB (Split System: Heat Pump with Remote Outdoor Unit-Air-Source) | CH-PQ18-230VO |  |  | CH-PQ18AHU |  | 18000 | 19 | 10.1 | 18000 | 18600 | 103.3% | 2.12 | 0 | 12.5 |  |  |  | No | R-454B | 1.5 | Residential & Commercial | Ducted CEE Tier 1
214393628 | Central HP <5.4 tons | RUUD | HRCU-A-CB (Split System: Heat Pump with Remote Outdoor Unit-Air-Source) | RD17AZ36AJ3N | ASPEN |  | D(A,C,E)36C44+TDR | R921V0703A17M4S | 33000 | 18 | 8.1 | 34200 | 29600 | 86.55% | 1.9 | 0 | 10 |  |  |  | No | R-410A | 2.75 | Residential & Commercial | Ducted CEE Tier 1
214393651 | Central HP <5.4 tons | RUUD | HRCU-A-CB (Split System: Heat Pump with Remote Outdoor Unit-Air-Source) | RD17AZ36AJ3N | ASPEN |  | D(A,C,E)48D34+TDR | R921V0703A17M4S | 33200 | 18 | 8.1 | 34200 | 29600 | 86.55% | 1.9 | 0 | 10 |  |  |  | No | R-410A | 2.7667 | Residential & Commercial | Ducted CEE Tier 1
214393785 | Central HP <5.4 tons | RUUD | HRCU-A-CB (Split System: Heat Pump with Remote Outdoor Unit-Air-Source) | RD17AZ36AJ3N | ASPEN |  | D(A,C,E)48D34+TDR | R951V0403A17UHU | 33200 | 18 | 8.1 | 34200 | 29800 | 87.13% | 1.9 | 0 | 10 |  |  |  | No | R-410A | 2.7667 | Residential & Commercial | Ducted CEE Tier 1
214393589 | Central HP <5.4 tons | RUUD | HRCU-A-CB (Split System: Heat Pump with Remote Outdoor Unit-Air-Source) | RD17AZ36AJ3N | ASPEN |  | D(A,C,E)48C44+TDR | R921V0403A17M4S | 33200 | 18 | 8.1 | 34200 | 29600 | 86.55% | 1.9 | 0 | 10 |  |  |  | No | R-410A | 2.7667 | Residential & Commercial | Ducted CEE Tier 1
214393641 | Central HP <5.4 tons | RUUD | HRCU-A-CB (Split System: Heat Pump with Remote Outdoor Unit-Air-Source) | RD17AZ36AJ3N | ASPEN |  | D(A,C,E)42D44+TDR | R921V0703A17M4S | 33400 | 18 | 8.1 | 34200 | 29600 | 86.55% | 1.9 | 0 | 10 |  |  |  | No | R-410A | 2.7833 | Residential & Commercial | Ducted CEE Tier 1
214393692 | Central HP <5.4 tons | RUUD | HRCU-A-CB (Split System: Heat Pump with Remote Outdoor Unit-Air-Source) | RD17AZ36AJ3N | ASPEN |  | D(A,C,E)42D34+TDR | R921V0855A21M4S | 32800 | 18 | 8.1 | 34200 | 29600 | 86.55% | 1.9 | 0 | 10 |  |  |  | No | R-410A | 2.7333 | Residential & Commercial | Ducted CEE Tier 1
214393742 | Central HP <5.4 tons | RUUD | HRCU-A-CB (Split System: Heat Pump with Remote Outdoor Unit-Air-Source) | RD17AZ36AJ3N | ASPEN |  | D(A,C,E)42C44+TDR | R951V0403A17M4S | 33200 | 18 | 8.1 | 34200 | 29600 | 86.55% | 1.9 | 0 | 10 |  |  |  | No | R-410A | 2.7667 | Residential & Commercial | Ducted CEE Tier 1
214393755 | Central HP <5.4 tons | RUUD | HRCU-A-CB (Split System: Heat Pump with Remote Outdoor Unit-Air-Source) | RD17AZ36AJ3N | ASPEN |  | D(A,C,E)48D34+TDR | R951V0403A17M4S | 33200 | 18 | 8.1 | 34200 | 29600 | 86.55% | 1.9 | 0 | 10 |  |  |  | No | R-410A | 2.7667 | Residential & Commercial | Ducted CEE Tier 1
214393842 | Central HP <5.4 tons | RUUD | HRCU-A-CB (Split System: Heat Pump with Remote Outdoor Unit-Air-Source) | RD17AZ36AJ3N | ASPEN |  | D(A,C,E)48C34+TDR | R951V0603A17UHU | 32800 | 18 | 8.1 | 34200 | 29800 | 87.13% | 1.9 | 0 | 10 |  |  |  | No | R-410A | 2.7333 | Residential & Commercial | Ducted CEE Tier 1
215937949 | Central HP <5.4 tons | COMFORTMAKER | HRCU-A-CB (Split System: Heat Pump with Remote Outdoor Unit-Air-Source) | C5H3V48*K*AAA* |  |  | EVD5X48M24A*+WALLCON | *97CMN0802120B* | 44500 | 20 | 8.1 | 52000 | 38000 | 73.08% | 1.9 | 0 | 11 |  |  |  | No | R-454B | 3.7083 | Residential & Commercial | Ducted CEE Tier 1
214394212 | Central HP <5.4 tons | RUUD | HRCU-A-CB (Split System: Heat Pump with Remote Outdoor Unit-Air-Source) | RD17AZ36AJ3N | ASPEN |  | D(A,C,E)48D44+TDR | U802VA050317M | 33800 | 18 | 8.1 | 34200 | 29600 | 86.55% | 1.9 | 0 | 10 |  |  |  | No | R-410A | 2.8167 | Residential & Commercial | Ducted CEE Tier 1
214394271 | Central HP <5.4 tons | RUUD | HRCU-A-CB (Split System: Heat Pump with Remote Outdoor Unit-Air-Source) | RD17AZ36AJ3N | ASPEN |  | D(A,C,E)48D34+TDR | U802VA075317Z | 33200 | 18 | 8.1 | 34200 | 29600 | 86.55% | 1.9 | 0 | 10 |  |  |  | No | R-410A | 2.7667 | Residential & Commercial | Ducted CEE Tier 1
214394378 | Central HP <5.4 tons | RUUD | HRCU-A-CB (Split System: Heat Pump with Remote Outdoor Unit-Air-Source) | RD17AZ36AJ3N | ASPEN |  | D(A,C,E)42C44+TDR | U97MV0603A17DHS | 33200 | 18 | 8.1 | 34200 | 29600 | 86.55% | 1.9 | 0 | 10 |  |  |  | No | R-410A | 2.7667 | Residential & Commercial | Ducted CEE Tier 1
216436714 | Central HP <5.4 tons | MIDEA | HRCU-A-CB (Split System: Heat Pump with Remote Outdoor Unit-Air-Source) | MOVA-36HDN1-M20G | ASPEN |  | L(E,F)W36B4 |  | 21800 | 18 | 8.5 | 23600 | 17600 | 74.58% | 2 | 0 | 11.7 |  |  |  | No | R-410A | 1.8167 | Residential & Commercial | Ducted CEE Tier 1
215318887 | Central HP <5.4 tons | ARCOAIRE | HRCU-A-CB (Split System: Heat Pump with Remote Outdoor Unit-Air-Source) | D5CUHAH18AAK |  |  | D5FUAAH18XAK |  | 18000 | 19 | 9.8 | 19000 | 18000 | 94.74% | 2 | 0 | 12.5 |  |  |  | No | R-454B | 1.5 | Residential & Commercial | Ducted CEE Tier 1
214394448 | Central HP <5.4 tons | RUUD | HRCU-A-CB (Split System: Heat Pump with Remote Outdoor Unit-Air-Source) | RD17AZ36AJ3N | ASPEN |  | D(A,C,E)48C34+TDR | U97MV0855A21DHS | 32800 | 18 | 8.1 | 34200 | 29400 | 85.96% | 1.9 | 0 | 10 |  |  |  | No | R-410A | 2.7333 | Residential & Commercial | Ducted CEE Tier 1
214392795 | Central HP <5.4 tons | RUUD | HRCU-A-CB (Split System: Heat Pump with Remote Outdoor Unit-Air-Source) | RD17AZ36AJ3N | ASPEN |  | D(A,C,E)42B44+TDR | R801V0504A17UHU | 33000 | 18 | 8.1 | 34200 | 29800 | 87.13% | 1.9 | 0 | 10 |  |  |  | No | R-410A | 2.75 | Residential & Commercial | Ducted CEE Tier 1
214392812 | Central HP <5.4 tons | RUUD | HRCU-A-CB (Split System: Heat Pump with Remote Outdoor Unit-Air-Source) | RD17AZ36AJ3N | ASPEN |  | D(A,C,E)48D44+TDR | R801V0504A17UHU | 33800 | 18 | 8.1 | 34200 | 29800 | 87.13% | 1.9 | 0 | 10 |  |  |  | No | R-410A | 2.8167 | Residential & Commercial | Ducted CEE Tier 1
214392830 | Central HP <5.4 tons | RUUD | HRCU-A-CB (Split System: Heat Pump with Remote Outdoor Unit-Air-Source) | RD17AZ36AJ3N | ASPEN |  | D(A,C,E)42D34+TDR | R801V0704A17UHU | 32800 | 18 | 8.1 | 34200 | 29600 | 86.55% | 1.9 | 0 | 10 |  |  |  | No | R-410A | 2.7333 | Residential & Commercial | Ducted CEE Tier 1
214393215 | Central HP <5.4 tons | RUUD | HRCU-A-CB (Split System: Heat Pump with Remote Outdoor Unit-Air-Source) | RD17AZ36AJ3N | ASPEN |  | D(A,C,E)42B44+TDR | R802V0504A17UHS | 33000 | 18 | 8.1 | 34200 | 29800 | 87.13% | 1.9 | 0 | 10 |  |  |  | No | R-410A | 2.75 | Residential & Commercial | Ducted CEE Tier 1
214393229 | Central HP <5.4 tons | RUUD | HRCU-A-CB (Split System: Heat Pump with Remote Outdoor Unit-Air-Source) | RD17AZ36AJ3N | ASPEN |  | D(A,C,E)48C44+TDR | R802V0504A17UHS | 33200 | 18 | 8.1 | 34200 | 29800 | 87.13% | 1.9 | 0 | 10 |  |  |  | No | R-410A | 2.7667 | Residential & Commercial | Ducted CEE Tier 1
214393262 | Central HP <5.4 tons | RUUD | HRCU-A-CB (Split System: Heat Pump with Remote Outdoor Unit-Air-Source) | RD17AZ36AJ3N | ASPEN |  | D(A,C,E)48D44+TDR | R802V0754A17DZ | 33800 | 18 | 8.1 | 34200 | 29600 | 86.55% | 1.9 | 0 | 10 |  |  |  | No | R-410A | 2.8167 | Residential & Commercial | Ducted CEE Tier 1
214393581 | Central HP <5.4 tons | RUUD | HRCU-A-CB (Split System: Heat Pump with Remote Outdoor Unit-Air-Source) | RD17AZ36AJ3N | ASPEN |  | D(A,C,E)42D44+TDR | R921V0403A17M4S | 33400 | 18 | 8.1 | 34200 | 29600 | 86.55% | 1.9 | 0 | 10 |  |  |  | No | R-410A | 2.7833 | Residential & Commercial | Ducted CEE Tier 1
214393700 | Central HP <5.4 tons | RUUD | HRCU-A-CB (Split System: Heat Pump with Remote Outdoor Unit-Air-Source) | RD17AZ36AJ3N | ASPEN |  | D(A,C,E)48C34+TDR | R921V0855A21M4S | 32800 | 18 | 8.1 | 34200 | 29600 | 86.55% | 1.9 | 0 | 10 |  |  |  | No | R-410A | 2.7333 | Residential & Commercial | Ducted CEE Tier 1
214394026 | Central HP <5.4 tons | RUUD | HRCU-A-CB (Split System: Heat Pump with Remote Outdoor Unit-Air-Source) | RD17AZ36AJ3N | ASPEN |  | D(A,C,E)42C44+TDR | R962V0603A17M4S | 33200 | 18 | 8.1 | 34200 | 29800 | 87.13% | 1.9 | 0 | 10 |  |  |  | No | R-410A | 2.7667 | Residential & Commercial | Ducted CEE Tier 1
214394058 | Central HP <5.4 tons | RUUD | HRCU-A-CB (Split System: Heat Pump with Remote Outdoor Unit-Air-Source) | RD17AZ36AJ3N | ASPEN |  | D(A,C,E)42D34+TDR | R962V0703A17M4S | 32800 | 18 | 8.1 | 34200 | 29600 | 86.55% | 1.9 | 0 | 10 |  |  |  | No | R-410A | 2.7333 | Residential & Commercial | Ducted CEE Tier 1
214393865 | Central HP <5.4 tons | RUUD | HRCU-A-CB (Split System: Heat Pump with Remote Outdoor Unit-Air-Source) | RD17AZ36AJ3N | ASPEN |  | D(A,C,E)42D44+TDR | R951V0703A17M4S | 33400 | 18 | 8.1 | 34200 | 29600 | 86.55% | 1.9 | 0 | 10 |  |  |  | No | R-410A | 2.7833 | Residential & Commercial | Ducted CEE Tier 1
214393916 | Central HP <5.4 tons | RUUD | HRCU-A-CB (Split System: Heat Pump with Remote Outdoor Unit-Air-Source) | RD17AZ36AJ3N | ASPEN |  | D(A,C,E)42D34+TDR | R951V0855A21M4S | 32800 | 18 | 8.1 | 34200 | 29600 | 86.55% | 1.9 | 0 | 10 |  |  |  | No | R-410A | 2.7333 | Residential & Commercial | Ducted CEE Tier 1
214394260 | Central HP <5.4 tons | RUUD | HRCU-A-CB (Split System: Heat Pump with Remote Outdoor Unit-Air-Source) | RD17AZ36AJ3N | ASPEN |  | D(A,C,E)42D34+TDR | U802VA075317Z | 32800 | 18 | 8.1 | 34200 | 29600 | 86.55% | 1.9 | 0 | 10 |  |  |  | No | R-410A | 2.7333 | Residential & Commercial | Ducted CEE Tier 1
214394391 | Central HP <5.4 tons | RUUD | HRCU-A-CB (Split System: Heat Pump with Remote Outdoor Unit-Air-Source) | RD17AZ36AJ3N | ASPEN |  | D(A,C,E)48D34+TDR | U97MV0603A17DHS | 33200 | 18 | 8.1 | 34200 | 29600 | 86.55% | 1.9 | 0 | 10 |  |  |  | No | R-410A | 2.7667 | Residential & Commercial | Ducted CEE Tier 1
214570490 | Central HP <5.4 tons | HEIL | HRCU-A-CB (Split System: Heat Pump with Remote Outdoor Unit-Air-Source) | HVH825GKA3* |  |  | EA*4X42L21A*+WALLCON | *80CTL0702120B* | 23800 | 16.5 | 8.1 | 21400 | 16600 | 77.57% | 1.96 | 0 | 10.5 |  |  |  | No | R-410A | 1.9833 | Residential & Commercial | Ducted CEE Tier 1
214570540 | Central HP <5.4 tons | HEIL | HRCU-A-CB (Split System: Heat Pump with Remote Outdoor Unit-Air-Source) | HVH825GKA3* |  |  | EA*4X42L21A*+WALLCON | *96CTN0802120B* | 23800 | 16.5 | 8.1 | 21400 | 16600 | 77.57% | 1.96 | 0 | 11 |  |  |  | No | R-410A | 1.9833 | Residential & Commercial | Ducted CEE Tier 1
213738473 | Central HP <5.4 tons | DAY & NIGHT | HRCU-A-CB (Split System: Heat Pump with Remote Outdoor Unit-Air-Source) | DLCURAH36ABK | ADP |  | V,G36H175P159 | *80MS(N,L)0701712A* | 35400 | 16 | 8.1 | 36800 | 34600 | 94.02% | 1.94 | 0 | 10 |  |  |  | No | R-410A | 2.95 | Residential & Commercial | Ducted CEE Tier 1
214394441 | Central HP <5.4 tons | RUUD | HRCU-A-CB (Split System: Heat Pump with Remote Outdoor Unit-Air-Source) | RD17AZ36AJ3N | ASPEN |  | D(A,C,E)42D44+TDR | U97MV0855A21DHS | 33400 | 18 | 8.1 | 34200 | 29400 | 85.96% | 1.9 | 0 | 10 |  |  |  | No | R-410A | 2.7833 | Residential & Commercial | Ducted CEE Tier 1
214394518 | Central HP <5.4 tons | RUUD | HRCU-A-CB (Split System: Heat Pump with Remote Outdoor Unit-Air-Source) | RD17AZ36AJ3N | ASPEN |  | D(A,C,E)36C44+TDR | U98MV0603A17UPS | 33000 | 18 | 8.1 | 34200 | 29800 | 87.13% | 1.9 | 0 | 10 |  |  |  | No | R-410A | 2.75 | Residential & Commercial | Ducted CEE Tier 1
216453074 | Central HP <5.4 tons | AMERICAN STANDARD | HRCU-A-CB (Split System: Heat Pump with Remote Outdoor Unit-Air-Source) | 5A6V0X24A1 |  |  | 5PX*B003AS3 | S8V2B080M4PDB | 21600 | 20.6 | 10 | 24200 | 18300 | 75.62% | 2.1 | 0 | 11.5 |  |  |  | No | R-454B | 1.8 | Residential & Commercial | Ducted CEE Tier 1
216453088 | Central HP <5.4 tons | AMERICAN STANDARD | HRCU-A-CB (Split System: Heat Pump with Remote Outdoor Unit-Air-Source) | 5A6V0X24A1 |  |  | 5TXCB003AS3 | S8V2B080M4PCB | 21600 | 20.6 | 10 | 24200 | 18300 | 75.62% | 2.1 | 0 | 11.5 |  |  |  | No | R-454B | 1.8 | Residential & Commercial | Ducted CEE Tier 1
214447340 | Central HP <5.4 tons | ECOER | HRCU-A-CB (Split System: Heat Pump with Remote Outdoor Unit-Air-Source) | EODA18H-4860B | ASPEN |  | A(E,F)M614+TDR |  | 43000 | 17.8 | 8.7 | 46500 | 34400 | 73.98% | 1.9 | 0 | 11.4 |  |  |  | No | R-410A | 3.5833 | Residential & Commercial | Ducted CEE Tier 1
214391979 | Central HP <5.4 tons | RUUD | HRCU-A-CB (Split System: Heat Pump with Remote Outdoor Unit-Air-Source) | RP15AZ48AJ2N | ASPEN |  | CP49B34+TDR | R801V1005A21DZ | 44000 | 15.3 | 8.1 | 45500 | 36000 | 79.12% | 2.99 | 0 | 10 |  |  |  | No | R-410A | 3.6667 | Residential & Commercial | Ducted CEE Tier 1
214392043 | Central HP <5.4 tons | RUUD | HRCU-A-CB (Split System: Heat Pump with Remote Outdoor Unit-Air-Source) | RP15AZ48AJ2N | ASPEN |  | CP49B34+TDR | U802VA075421Z | 43500 | 15.3 | 8.1 | 45000 | 33800 | 75.11% | 2.99 | 0 | 10 |  |  |  | No | R-410A | 3.625 | Residential & Commercial | Ducted CEE Tier 1
214391872 | Central HP <5.4 tons | RUUD | HRCU-A-CB (Split System: Heat Pump with Remote Outdoor Unit-Air-Source) | RP15AZ42AJ2N | ASPEN |  | CP61B34+TDR | R801V1005A21DZ | 39000 | 15.5 | 8.2 | 40000 | 30000 | 75% | 3.01 | 0 | 10 |  |  |  | No | R-410A | 3.25 | Residential & Commercial | Ducted CEE Tier 1
216091286 | Central HP <5.4 tons | ARCOAIRE | HRCU-A-CB (Split System: Heat Pump with Remote Outdoor Unit-Air-Source) | DLCSRBH18AAK |  |  | 40MBABQ18XB3 |  | 18000 | 17.6 | 9.6 | 19000 | 17000 | 89.47% | 2 | 12.5 | 11.7 |  |  |  | No | R-410A | 1.5 | Residential & Commercial | Ducted CEE Tier 1
212499793 | Central HP <5.4 tons | LENNOX | HRCU-A-CB (Split System: Heat Pump with Remote Outdoor Unit-Air-Source) | EL22XPV-024-230A** | ADP |  | LP36/37R9 | EL296UH070XV36B* | 23800 | 21 | 8.5 | 22000 | 15400 | 70% | 1.92 | 0 | 13.5 |  |  |  | No | R-410A | 1.9833 | Residential & Commercial | Ducted CEE Tier 1
212499825 | Central HP <5.4 tons | LENNOX | HRCU-A-CB (Split System: Heat Pump with Remote Outdoor Unit-Air-Source) | EL22XPV-024-230A** | ADP |  | L*18/36S9 | ML180UH045V36A* | 23400 | 21 | 8.45 | 21400 | 15000 | 70.09% | 1.86 | 0 | 13 |  |  |  | No | R-410A | 1.95 | Residential & Commercial | Ducted CEE Tier 1
212499943 | Central HP <5.4 tons | LENNOX | HRCU-A-CB (Split System: Heat Pump with Remote Outdoor Unit-Air-Source) | EL22XPV-024-230A** | ADP |  | LP18/37R9 | ML180UH090V48B* | 24000 | 21 | 8.7 | 22000 | 15400 | 70% | 1.9 | 0 | 13.5 |  |  |  | No | R-410A | 2 | Residential & Commercial | Ducted CEE Tier 1
212500026 | Central HP <5.4 tons | LENNOX | HRCU-A-CB (Split System: Heat Pump with Remote Outdoor Unit-Air-Source) | EL22XPV-024-230A** | ADP |  | LH35/36X9 | ML196UH070XE48B* | 24000 | 16 | 8.2 | 22400 | 15700 | 70.09% | 1.88 | 0 | 12.5 |  |  |  | No | R-410A | 2 | Residential & Commercial | Ducted CEE Tier 1
212500042 | Central HP <5.4 tons | LENNOX | HRCU-A-CB (Split System: Heat Pump with Remote Outdoor Unit-Air-Source) | EL22XPV-024-230A** | ADP |  | LP18/37R9 | ML296UH045XV36B* | 23600 | 20 | 8.5 | 21600 | 15200 | 70.37% | 1.88 | 0 | 13 |  |  |  | No | R-410A | 1.9667 | Residential & Commercial | Ducted CEE Tier 1
212609370 | Central HP <5.4 tons | RUUD | HRCU-A-CB (Split System: Heat Pump with Remote Outdoor Unit-Air-Source) | UP18AZ36AJVC |  |  | RCFZ6021SEAAM | R802V0754A17UHS | 34200 | 19 | 8.5 | 34200 | 43000 | 125.7% | 2.2 | 0 | 12.5 |  |  |  | No | R-410A | 2.85 | Residential & Commercial | Ducted CEE Tier 1
214391871 | Central HP <5.4 tons | RUUD | HRCU-A-CB (Split System: Heat Pump with Remote Outdoor Unit-Air-Source) | RP15AZ42AJ2N | ASPEN |  | CP49B34+TDR | R801V1005A21DZ | 38500 | 15.3 | 8.1 | 40000 | 30000 | 75% | 2.96 | 0 | 10 |  |  |  | No | R-410A | 3.2083 | Residential & Commercial | Ducted CEE Tier 1
215864124 | Central HP <5.4 tons | Cooper&Hunter | HRCU-A-CB (Split System: Heat Pump with Remote Outdoor Unit-Air-Source) | CH-PQ48-230VO |  |  | CH-PQ48AHU |  | 48000 | 17.5 | 9.5 | 48000 | 48000 | 100% | 2 | 0 | 12 |  |  |  | No | R-454B | 4 | Residential & Commercial | Ducted CEE Tier 1
214391895 | Central HP <5.4 tons | RUUD | HRCU-A-CB (Split System: Heat Pump with Remote Outdoor Unit-Air-Source) | RP15AZ42AJ2N | ASPEN |  | CP49B34+TDR | R802V1005A21DZ | 38500 | 15.3 | 8.1 | 40000 | 30000 | 75% | 2.94 | 0 | 11 |  |  |  | No | R-410A | 3.2083 | Residential & Commercial | Ducted CEE Tier 1
214391896 | Central HP <5.4 tons | RUUD | HRCU-A-CB (Split System: Heat Pump with Remote Outdoor Unit-Air-Source) | RP15AZ42AJ2N | ASPEN |  | CP61B34+TDR | R802V1005A21DZ | 39000 | 15.5 | 8.2 | 40000 | 30000 | 75% | 3 | 0 | 11.8 |  |  |  | No | R-410A | 3.25 | Residential & Commercial | Ducted CEE Tier 1
211244443 | Central HP <5.4 tons | HEIL | HRCU-A-CB (Split System: Heat Pump with Remote Outdoor Unit-Air-Source) | DLCURAH24ABK |  |  | EN(A,D)4X30L17** | *96VSN0401410A* | 23400 | 16 | 8.1 | 25800 | 24000 | 93.02% | 2 | 0 | 10 |  |  |  | No | R-410A | 1.95 | Residential & Commercial | Ducted CEE Tier 1
212986872 | Central HP <5.4 tons | COMFORTMAKER | HRCU-A-CB (Split System: Heat Pump with Remote Outdoor Unit-Air-Source) | DLCURAH24ABK |  |  | EA*4X24L17A* | *96MSN0601412A* | 23400 | 16.5 | 8.5 | 27000 | 26400 | 97.78% | 2.22 | 0 | 10 |  |  |  | No | R-410A | 1.95 | Residential & Commercial | Ducted CEE Tier 1
212988642 | Central HP <5.4 tons | COMFORTMAKER | HRCU-A-CB (Split System: Heat Pump with Remote Outdoor Unit-Air-Source) | DLCURAH24ABK |  |  | EA*4X24L17A* | *95MSU0401712A* | 23400 | 16.5 | 8.5 | 27000 | 26200 | 97.04% | 2.2 | 0 | 10 |  |  |  | No | R-410A | 1.95 | Residential & Commercial | Ducted CEE Tier 1
211245173 | Central HP <5.4 tons | HEIL | HRCU-A-CB (Split System: Heat Pump with Remote Outdoor Unit-Air-Source) | DLCURAH24ABK |  |  | EN(A,D,W)4X36L17** | *92ESN0601714A* | 24400 | 16.5 | 8.1 | 26400 | 22800 | 86.36% | 1.88 | 0 | 10.5 |  |  |  | No | R-410A | 2.0333 | Residential & Commercial | Ducted CEE Tier 1
212632705 | Central HP <5.4 tons | LENNOX | HRCU-A-CB (Split System: Heat Pump with Remote Outdoor Unit-Air-Source) | SL25XPV-036-230A** | ADP |  | LD30/36Z9 | EL296DF070XV48B* | 33200 | 20 | 8.6 | 34400 | 29600 | 86.05% | 1.76 | 0 | 12.5 |  |  |  | No | R-410A | 2.7667 | Residential & Commercial | Ducted CEE Tier 1
212632706 | Central HP <5.4 tons | LENNOX | HRCU-A-CB (Split System: Heat Pump with Remote Outdoor Unit-Air-Source) | SL25XPV-036-230A** | ADP |  | LD30/36Y9 | EL296DF070XV48B* | 33200 | 20 | 8.6 | 34400 | 29600 | 86.05% | 1.76 | 0 | 12.5 |  |  |  | No | R-410A | 2.7667 | Residential & Commercial | Ducted CEE Tier 1
212632739 | Central HP <5.4 tons | LENNOX | HRCU-A-CB (Split System: Heat Pump with Remote Outdoor Unit-Air-Source) | SL25XPV-036-230A** | ADP |  | LD19/36Y9 | SL280DF090V60C* | 33000 | 20 | 8.7 | 34400 | 28800 | 83.72% | 1.76 | 0 | 12.5 |  |  |  | No | R-410A | 2.75 | Residential & Commercial | Ducted CEE Tier 1
211290760 | Central HP <5.4 tons | ARMSTRONG AIR | HRCU-A-CB (Split System: Heat Pump with Remote Outdoor Unit-Air-Source) | 4SHP18LX136P | ASPEN |  | C(A,C,D,E)36A34+TDR | A97USMV090C16 | 31800 | 17.9 | 8.2 | 34200 | 24200 | 70.76% | 2.18 | 0 | 10.7 |  |  |  | No | R-410A | 2.65 | Residential & Commercial | Ducted CEE Tier 1
216011843 | Central HP <5.4 tons | COLEMAN | HRCU-A-CB (Split System: Heat Pump with Remote Outdoor Unit-Air-Source) | HMH72B341 | ADP |  | H,YE35936 | CP9C080B12MP13 | 33600 | 17 | 8.5 | 31800 | 23000 | 72.33% | 2.04 | 0 | 10 |  |  |  | No | R-410A | 2.8 | Residential & Commercial | Ducted CEE Tier 1
212380998 | Central HP <5.4 tons | CARRIER | HRCU-A-CB (Split System: Heat Pump with Remote Outdoor Unit-Air-Source) | 25VNA448A*031* | ADP |  | V,C60H210P299 | 59TN6B100C21**22 | 44000 | 21 | 8.5 | 44000 | 35800 | 81.36% | 2.36 | 0 | 12 |  |  |  | No | R-410A | 3.6667 | Residential & Commercial | Ducted CEE Tier 1
214393605 | Central HP <5.4 tons | RUUD | HRCU-A-CB (Split System: Heat Pump with Remote Outdoor Unit-Air-Source) | RD17AZ36AJ3N | ASPEN |  | D(A,C,E)42B44+TDR | R921V0603A17M4S | 33000 | 18 | 8.1 | 34200 | 29800 | 87.13% | 1.9 | 0 | 10 |  |  |  | No | R-410A | 2.75 | Residential & Commercial | Ducted CEE Tier 1
212500144 | Central HP <5.4 tons | LENNOX | HRCU-A-CB (Split System: Heat Pump with Remote Outdoor Unit-Air-Source) | EL22XPV-024-230A** | ADP |  | L*18/36V9 | SL297UH060NV36B* | 23800 | 20 | 8.5 | 22000 | 15400 | 70% | 1.9 | 0 | 13.5 |  |  |  | No | R-410A | 1.9833 | Residential & Commercial | Ducted CEE Tier 1
215488155 | Central HP <5.4 tons | GOODMAN | HRCU-A-CB (Split System: Heat Pump with Remote Outdoor Unit-Air-Source) | GZV6SA1810A* |  |  | CHPEA2422*3A* | G*VC800604B*A* | 17000 | 19 | 8.8 | 16800 | 13000 | 77.38% | 2.1 | 0 | 12 |  |  |  | No | R-32 | 1.4167 | Residential & Commercial | Ducted CEE Tier 1
215439725 | Central HP <5.4 tons | GOODMAN | HRCU-A-CB (Split System: Heat Pump with Remote Outdoor Unit-Air-Source) | GZV6SA1810A* |  |  | CA*EA2418*3A* | G*VT960603BNA* | 17000 | 19 | 8.8 | 16800 | 13000 | 77.38% | 2.1 | 0 | 12 |  |  |  | No | R-32 | 1.4167 | Residential & Commercial | Ducted CEE Tier 1
214447337 | Central HP <5.4 tons | ECOER | HRCU-A-CB (Split System: Heat Pump with Remote Outdoor Unit-Air-Source) | EODA18H-4860B | ASPEN |  | A(E,F)M484+TDR |  | 43000 | 17.5 | 8.2 | 46000 | 34400 | 74.78% | 1.96 | 0 | 11 |  |  |  | No | R-410A | 3.5833 | Residential & Commercial | Ducted CEE Tier 1
215488138 | Central HP <5.4 tons | GOODMAN | HRCU-A-CB (Split System: Heat Pump with Remote Outdoor Unit-Air-Source) | GZV6SA1810A* |  |  | CA*EA2418*3A* | G*VC960804CNB* | 17000 | 19 | 8.8 | 16800 | 13000 | 77.38% | 2.1 | 0 | 12 |  |  |  | No | R-32 | 1.4167 | Residential & Commercial | Ducted CEE Tier 1
214393608 | Central HP <5.4 tons | RUUD | HRCU-A-CB (Split System: Heat Pump with Remote Outdoor Unit-Air-Source) | RD17AZ36AJ3N | ASPEN |  | D(A,C,E)42C44+TDR | R921V0603A17M4S | 33200 | 18 | 8.1 | 34200 | 29800 | 87.13% | 1.9 | 0 | 10 |  |  |  | No | R-410A | 2.7667 | Residential & Commercial | Ducted CEE Tier 1
214393724 | Central HP <5.4 tons | RUUD | HRCU-A-CB (Split System: Heat Pump with Remote Outdoor Unit-Air-Source) | RD17AZ36AJ3N | ASPEN |  | D(A,C,E)48C44+TDR | R921V1005A21M4S | 33200 | 17 | 8.1 | 34200 | 29600 | 86.55% | 1.9 | 0 | 10 |  |  |  | No | R-410A | 2.7667 | Residential & Commercial | Ducted CEE Tier 1
214393739 | Central HP <5.4 tons | RUUD | HRCU-A-CB (Split System: Heat Pump with Remote Outdoor Unit-Air-Source) | RD17AZ36AJ3N | ASPEN |  | D(A,C,E)42B44+TDR | R951V0403A17M4S | 33000 | 18 | 8.1 | 34200 | 29600 | 86.55% | 1.9 | 0 | 10 |  |  |  | No | R-410A | 2.75 | Residential & Commercial | Ducted CEE Tier 1
214393774 | Central HP <5.4 tons | RUUD | HRCU-A-CB (Split System: Heat Pump with Remote Outdoor Unit-Air-Source) | RD17AZ36AJ3N | ASPEN |  | D(A,C,E)42D34+TDR | R951V0403A17UHU | 32800 | 18 | 8.1 | 34200 | 29800 | 87.13% | 1.9 | 0 | 10 |  |  |  | No | R-410A | 2.7333 | Residential & Commercial | Ducted CEE Tier 1
214393872 | Central HP <5.4 tons | RUUD | HRCU-A-CB (Split System: Heat Pump with Remote Outdoor Unit-Air-Source) | RD17AZ36AJ3N | ASPEN |  | D(A,C,E)48C34+TDR | R951V0703A17M4S | 32800 | 18 | 8.1 | 34200 | 29600 | 86.55% | 1.9 | 0 | 10 |  |  |  | No | R-410A | 2.7333 | Residential & Commercial | Ducted CEE Tier 1
214393925 | Central HP <5.4 tons | RUUD | HRCU-A-CB (Split System: Heat Pump with Remote Outdoor Unit-Air-Source) | RD17AZ36AJ3N | ASPEN |  | D(A,C,E)48C44+TDR | R951V0855A21M4S | 33200 | 18 | 8.1 | 34200 | 29600 | 86.55% | 1.9 | 0 | 10 |  |  |  | No | R-410A | 2.7667 | Residential & Commercial | Ducted CEE Tier 1
214394023 | Central HP <5.4 tons | RUUD | HRCU-A-CB (Split System: Heat Pump with Remote Outdoor Unit-Air-Source) | RD17AZ36AJ3N | ASPEN |  | D(A,C,E)42B44+TDR | R962V0603A17M4S | 33000 | 18 | 8.1 | 34200 | 29800 | 87.13% | 1.9 | 0 | 10 |  |  |  | No | R-410A | 2.75 | Residential & Commercial | Ducted CEE Tier 1
215488054 | Central HP <5.4 tons | GOODMAN | HRCU-A-CB (Split System: Heat Pump with Remote Outdoor Unit-Air-Source) | GZV7SA3610A* |  |  | CA*EA4830*3A* | G*VC961005CNB* | 34800 | 18.5 | 8.5 | 35000 | 28400 | 81.14% | 2 | 0 | 10.5 |  |  |  | No | R-32 | 2.9 | Residential & Commercial | Ducted CEE Tier 1
214391652 | Central HP <5.4 tons | RUUD | HRCU-A-CB (Split System: Heat Pump with Remote Outdoor Unit-Air-Source) | RP15AZ24AJ2N | ASPEN |  | CP31A34+TDR | R801V1004A17UHN | 22400 | 16 | 8.3 | 23000 | 17000 | 73.91% | 3.03 | 0 | 11.9 |  |  |  | No | R-410A | 1.8667 | Residential & Commercial | Ducted CEE Tier 1
214391666 | Central HP <5.4 tons | RUUD | HRCU-A-CB (Split System: Heat Pump with Remote Outdoor Unit-Air-Source) | RP15AZ24AJ2N | ASPEN |  | CP31A34+TDR | R802V0754A17UH | 22400 | 15.6 | 8.3 | 23000 | 16300 | 70.87% | 2.87 | 0 | 11.9 |  |  |  | No | R-410A | 1.8667 | Residential & Commercial | Ducted CEE Tier 1
214391628 | Central HP <5.4 tons | RUUD | HRCU-A-CB (Split System: Heat Pump with Remote Outdoor Unit-Air-Source) | RP15AZ18AJ2N | ASPEN |  | CP31A34+TDR | R951V0603A17UHU | 16700 | 15.5 | 8.3 | 17200 | 12500 | 72.67% | 2.75 | 0 | 11.8 |  |  |  | No | R-410A | 1.3917 | Residential & Commercial | Ducted CEE Tier 1
214394056 | Central HP <5.4 tons | RUUD | HRCU-A-CB (Split System: Heat Pump with Remote Outdoor Unit-Air-Source) | RD17AZ36AJ3N | ASPEN |  | D(A,C,E)42C44+TDR | R962V0703A17M4S | 33200 | 18 | 8.1 | 34200 | 29600 | 86.55% | 1.9 | 0 | 10 |  |  |  | No | R-410A | 2.7667 | Residential & Commercial | Ducted CEE Tier 1
214394392 | Central HP <5.4 tons | RUUD | HRCU-A-CB (Split System: Heat Pump with Remote Outdoor Unit-Air-Source) | RD17AZ36AJ3N | ASPEN |  | D(A,C,E)48D44+TDR | U97MV0603A17DHS | 33800 | 18 | 8.1 | 34200 | 29600 | 86.55% | 1.9 | 0 | 10 |  |  |  | No | R-410A | 2.8167 | Residential & Commercial | Ducted CEE Tier 1
215488024 | Central HP <5.4 tons | GOODMAN | HRCU-A-CB (Split System: Heat Pump with Remote Outdoor Unit-Air-Source) | GZV7SA2410A* |  |  | CA*EA3626*3A* | G*VM970803BNB* | 23200 | 19 | 8.6 | 23200 | 17000 | 73.28% | 2 | 0 | 11 |  |  |  | No | R-32 | 1.9333 | Residential & Commercial | Ducted CEE Tier 1
212396563 | Central HP <5.4 tons | American Standard | HRCU-A-CB (Split System: Heat Pump with Remote Outdoor Unit-Air-Source) | 4TXD2036A10NU** | ADP |  | F,PE*E32925 |  | 23000 | 16 | 8.85 | 22400 | 21200 | 94.64% | 1.8 | 0 | 11.5 |  |  |  | No | R-410A | 1.9167 | Residential & Commercial | Ducted CEE Tier 1
215488108 | Central HP <5.4 tons | GOODMAN | HRCU-A-CB (Split System: Heat Pump with Remote Outdoor Unit-Air-Source) | GZV7SA4810A* |  |  | CA*EA6030*3A* | G*VC800805C*A* | 45500 | 16.5 | 8.8 | 47000 | 33600 | 71.49% | 2 | 0 | 10 |  |  |  | No | R-32 | 3.7917 | Residential & Commercial | Ducted CEE Tier 1
213372119 | Central HP <5.4 tons | ARCOAIRE | HRCU-A-C (Split System: Heat Pump with Remote Outdoor Unit with No Indoor Fan --Air Source) | DLCURAH30ABK |  |  | DLFULAH36XCX + CI |  | 30000 | 15.5 | 9.7 | 33000 | 27000 | 81.82% | 1.85 | 10.7 | 10.5 |  |  |  | No | R-410A | 2.5 | Residential & Commercial | Ducted CEE Tier 1
214066583 | Central HP <5.4 tons | RUUD | HRCU-A-CB (Split System: Heat Pump with Remote Outdoor Unit-Air-Source) | RD17AZ36AJ3N |  |  | RCFZ3621MTANM | R962V0855A21M4S | 34200 | 18 | 8.1 | 34200 | 29600 | 86.55% | 1.9 | 0 | 10 |  |  |  | No | R-410A | 2.85 | Residential & Commercial | Ducted CEE Tier 1
214394029 | Central HP <5.4 tons | RUUD | HRCU-A-CB (Split System: Heat Pump with Remote Outdoor Unit-Air-Source) | RD17AZ36AJ3N | ASPEN |  | D(A,C,E)42D44+TDR | R962V0603A17M4S | 33400 | 18 | 8.1 | 34200 | 29800 | 87.13% | 1.9 | 0 | 10 |  |  |  | No | R-410A | 2.7833 | Residential & Commercial | Ducted CEE Tier 1
214394621 | Central HP <5.4 tons | RUUD | HRCU-A-CB (Split System: Heat Pump with Remote Outdoor Unit-Air-Source) | RD17AZ36AJ3N | ASPEN |  | D(A,C,E)42D44+TDR | U98MV1005A21UPS | 33400 | 18 | 8.1 | 34200 | 29600 | 86.55% | 1.9 | 0 | 10 |  |  |  | No | R-410A | 2.7833 | Residential & Commercial | Ducted CEE Tier 1
215375248 | Central HP <5.4 tons | RUUD | HRCU-A-CB (Split System: Heat Pump with Remote Outdoor Unit-Air-Source) | RD17AZ48AJ3N | ASPEN |  | D(A,C,E)60D34+TDR | R801V1505A24UH | 45500 | 16 | 8.1 | 45500 | 32400 | 71.21% | 2.4 | 0 | 10 |  |  |  | No | R-410A | 3.7917 | Residential & Commercial | Ducted CEE Tier 1
215375264 | Central HP <5.4 tons | RUUD | HRCU-A-CB (Split System: Heat Pump with Remote Outdoor Unit-Air-Source) | RD17AZ48AJ3N | ASPEN |  | D(A,C,E)60D34+TDR | R802V1005A21DZ | 45500 | 16 | 8.1 | 45500 | 32200 | 70.77% | 2.4 | 0 | 10 |  |  |  | No | R-410A | 3.7917 | Residential & Commercial | Ducted CEE Tier 1
215375280 | Central HP <5.4 tons | RUUD | HRCU-A-CB (Split System: Heat Pump with Remote Outdoor Unit-Air-Source) | RD17AZ48AJ3N | ASPEN |  | D(A,C,E)60D34+TDR | R802V1255A24UHN | 45500 | 16 | 8.1 | 45500 | 32400 | 71.21% | 2.4 | 0 | 10 |  |  |  | No | R-410A | 3.7917 | Residential & Commercial | Ducted CEE Tier 1
215375282 | Central HP <5.4 tons | RUUD | HRCU-A-CB (Split System: Heat Pump with Remote Outdoor Unit-Air-Source) | RD17AZ48AJ3N | ASPEN |  | D(A,C,E)48B44+TDR | R802V1255A24UHS | 44000 | 16 | 8.1 | 45500 | 32400 | 71.21% | 2.4 | 0 | 10 |  |  |  | No | R-410A | 3.6667 | Residential & Commercial | Ducted CEE Tier 1
215375312 | Central HP <5.4 tons | RUUD | HRCU-A-CB (Split System: Heat Pump with Remote Outdoor Unit-Air-Source) | RD17AZ48AJ3N | ASPEN |  | D(A,C,E)60D34+TDR | R951V0705A21M4S | 45500 | 15.2 | 8.1 | 45500 | 32600 | 71.65% | 2.3 | 0 | 10 |  |  |  | No | R-410A | 3.7917 | Residential & Commercial | Ducted CEE Tier 1
215375313 | Central HP <5.4 tons | RUUD | HRCU-A-CB (Split System: Heat Pump with Remote Outdoor Unit-Air-Source) | RD17AZ48AJ3N | ASPEN |  | D(A,C,E)60D36+TDR | R951V0705A21M4S | 45500 | 15.2 | 8.1 | 45500 | 32600 | 71.65% | 2.3 | 0 | 10 |  |  |  | No | R-410A | 3.7917 | Residential & Commercial | Ducted CEE Tier 1
213205539 | Central HP <5.4 tons | TEMPSTAR | HRCU-A-CB (Split System: Heat Pump with Remote Outdoor Unit-Air-Source) | DLCURAH36ABK | ASPEN |  | D(A,C,E)42B34+TDR | *80ES(N,L)0902120A* | 35400 | 16 | 8.1 | 39500 | 31600 | 80% | 2.52 | 0 | 10 |  |  |  | No | R-410A | 2.95 | Residential & Commercial | Ducted CEE Tier 1
213205621 | Central HP <5.4 tons | TEMPSTAR | HRCU-A-CB (Split System: Heat Pump with Remote Outdoor Unit-Air-Source) | DLCURAH36ABK | ASPEN |  | D(A,C,E)36C34+TDR | *92ESN1202420A* | 35400 | 16 | 8.1 | 38500 | 31800 | 82.6% | 2.72 | 0 | 10.5 |  |  |  | No | R-410A | 2.95 | Residential & Commercial | Ducted CEE Tier 1
213205623 | Central HP <5.4 tons | TEMPSTAR | HRCU-A-CB (Split System: Heat Pump with Remote Outdoor Unit-Air-Source) | DLCURAH36ABK | ASPEN |  | D(A,C,E)42B34+TDR | *92ESN1202420A* | 35400 | 16 | 8.1 | 38500 | 31800 | 82.6% | 2.72 | 0 | 10.5 |  |  |  | No | R-410A | 2.95 | Residential & Commercial | Ducted CEE Tier 1
215375314 | Central HP <5.4 tons | RUUD | HRCU-A-CB (Split System: Heat Pump with Remote Outdoor Unit-Air-Source) | RD17AZ48AJ3N | ASPEN |  | D(A,C,E)48B44+TDR | R951V0855A21M4S | 44000 | 15.2 | 8.1 | 45500 | 32600 | 71.65% | 2.3 | 0 | 10 |  |  |  | No | R-410A | 3.6667 | Residential & Commercial | Ducted CEE Tier 1
215375332 | Central HP <5.4 tons | RUUD | HRCU-A-CB (Split System: Heat Pump with Remote Outdoor Unit-Air-Source) | RD17AZ48AJ3N | ASPEN |  | D(A,C,E)60D34+TDR | R962V0705A21M4S | 45500 | 15.2 | 8.1 | 45500 | 32600 | 71.65% | 2.3 | 0 | 10 |  |  |  | No | R-410A | 3.7917 | Residential & Commercial | Ducted CEE Tier 1
215488156 | Central HP <5.4 tons | GOODMAN | HRCU-A-CB (Split System: Heat Pump with Remote Outdoor Unit-Air-Source) | GZV6SA1810A* |  |  | CA*EA3022*3A* | G*VC800604B*A* | 17000 | 19 | 8.8 | 16800 | 13000 | 77.38% | 2.1 | 0 | 12 |  |  |  | No | R-32 | 1.4167 | Residential & Commercial | Ducted CEE Tier 1
215488157 | Central HP <5.4 tons | GOODMAN | HRCU-A-CB (Split System: Heat Pump with Remote Outdoor Unit-Air-Source) | GZV6SA1810A* |  |  | CA*EA2418*3A* | G*VC800604B*A* | 17000 | 19 | 8.8 | 16800 | 13000 | 77.38% | 2.1 | 0 | 12 |  |  |  | No | R-32 | 1.4167 | Residential & Commercial | Ducted CEE Tier 1
213360662 | Central HP <5.4 tons | LENNOX | HRCU-A-CB (Split System: Heat Pump with Remote Outdoor Unit-Air-Source) | EL22XPV-024-230A** | ADP |  | LH35/36X9 | EL297UH070XV36B* | 23800 | 21 | 8.5 | 22000 | 15400 | 70% | 1.92 | 0 | 13.5 |  |  |  | No | R-410A | 1.9833 | Residential & Commercial | Ducted CEE Tier 1
213369606 | Central HP <5.4 tons | KINGHOME | HRCU-A-C (Split System: Heat Pump with Remote Outdoor Unit with No Indoor Fan --Air Source) | KU60UHO | ADP |  | *E50960 |  | 47000 | 15.2 | 8.4 | 46000 | 33200 | 72.17% | 1.78 | 0 | 10 |  |  |  | No | R-410A | 3.9167 | Residential & Commercial | Ducted CEE Tier 1
214771537 | Central HP <5.4 tons | WABBAN | HRCU-A-CB (Split System: Heat Pump with Remote Outdoor Unit-Air-Source) | BB60-48WADU | ADP |  | F,PE*CC4948 |  | 47500 | 15.2 | 9 | 46000 | 38500 | 83.7% | 1.8 | 0 | 11 |  |  |  | No | R-410A | 3.9583 | Residential & Commercial | Ducted CEE Tier 1
212406530 | Central HP <5.4 tons | American Standard | HRCU-A-C (Split System: Heat Pump with Remote Outdoor Unit with No Indoor Fan --Air Source) | 4TXD2060A10NU** | ADP |  | H,TG52948+TD |  | 47000 | 15.2 | 8.5 | 46000 | 33200 | 72.17% | 1.8 | 0 | 10 |  |  |  | No | R-410A | 3.9167 | Residential & Commercial | Ducted CEE Tier 1
214391980 | Central HP <5.4 tons | RUUD | HRCU-A-CB (Split System: Heat Pump with Remote Outdoor Unit-Air-Source) | RP15AZ48AJ2N | ASPEN |  | CP61B34+TDR | R801V1005A21DZ | 44500 | 15.5 | 8.2 | 45500 | 36400 | 80% | 3.07 | 0 | 10 |  |  |  | No | R-410A | 3.7083 | Residential & Commercial | Ducted CEE Tier 1
211241636 | Central HP <5.4 tons | BRYANT HEATING AND COOLING SYSTEMS | HRCU-A-CB (Split System: Heat Pump with Remote Outdoor Unit-Air-Source) | 38MURAQ24AB3* |  |  | CAP**3017AL* | 8(0,1)*SA36045E14*** | 24600 | 16 | 8.5 | 26600 | 22600 | 84.96% | 1.84 | 0 | 10 |  |  |  | No | R-410A | 2.05 | Residential & Commercial | Ducted CEE Tier 1
211242319 | Central HP <5.4 tons | BRYANT HEATING AND COOLING SYSTEMS | HRCU-A-CB (Split System: Heat Pump with Remote Outdoor Unit-Air-Source) | 38MURAQ24AB3* |  |  | CAP**3621AL* | 935SA36040E17*** | 23800 | 17 | 8.5 | 25800 | 23200 | 89.92% | 1.92 | 0 | 10 |  |  |  | No | R-410A | 1.9833 | Residential & Commercial | Ducted CEE Tier 1
211242456 | Central HP <5.4 tons | BRYANT HEATING AND COOLING SYSTEMS | HRCU-A-CB (Split System: Heat Pump with Remote Outdoor Unit-Air-Source) | 38MURAQ24AB3* |  |  | CAP**3621AL* | 926TB36040V17*** | 23400 | 16 | 8.5 | 25800 | 23600 | 91.47% | 1.94 | 0 | 10 |  |  |  | No | R-410A | 1.95 | Residential & Commercial | Ducted CEE Tier 1
215488017 | Central HP <5.4 tons | GOODMAN | HRCU-A-CB (Split System: Heat Pump with Remote Outdoor Unit-Air-Source) | GZV7SA2410A* |  |  | CA*EA3022*3A* | G*VC801005C*A* | 23200 | 19 | 8.6 | 23200 | 17000 | 73.28% | 2 | 0 | 11 |  |  |  | No | R-32 | 1.9333 | Residential & Commercial | Ducted CEE Tier 1
215488026 | Central HP <5.4 tons | GOODMAN | HRCU-A-CB (Split System: Heat Pump with Remote Outdoor Unit-Air-Source) | GZV7SA2410A* |  |  | CA*EA3626*3A* | G*VM971005CNB* | 23200 | 19 | 8.6 | 23200 | 17000 | 73.28% | 2 | 0 | 11 |  |  |  | No | R-32 | 1.9333 | Residential & Commercial | Ducted CEE Tier 1
213815171 | Central HP <5.4 tons | GOODMAN | HRCU-A-CB (Split System: Heat Pump with Remote Outdoor Unit-Air-Source) | GSZV903610A* |  |  | CA*F3137*6A*+MBVB12BP1X00A*+TXV |  | 34000 | 18.5 | 8.2 | 34000 | 24400 | 71.76% | 1.8 | 0 | 12 |  |  |  | No | R-410A | 2.8333 | Residential & Commercial | Ducted CEE Tier 1
216035144 | Central HP <5.4 tons | COLEMAN | HRCU-A-C (Split System: Heat Pump with Remote Outdoor Unit with No Indoor Fan --Air Source) | HH836E2S11 | ASPEN |  | D(A,C,E)48B3J+TDR |  | 31200 | 15.2 | 8.5 | 31000 | 31600 | 101.9% | 2.53 | 0 | 10 |  |  |  | No | R-454B | 2.6 | Residential & Commercial | Ducted CEE Tier 1
214499796 | Central HP <5.4 tons | GOODMAN | HRCU-A-CB (Split System: Heat Pump with Remote Outdoor Unit-Air-Source) | GSZS601810A* |  |  | CA*EA1818*4B* | G*VS960805CUA* | 16600 | 17.5 | 8.5 | 17400 | 13000 | 74.71% | 2.1 | 0 | 10.9 |  |  |  | No | R-410A | 1.3833 | Residential & Commercial | Ducted CEE Tier 1
214499813 | Central HP <5.4 tons | GOODMAN | HRCU-A-CB (Split System: Heat Pump with Remote Outdoor Unit-Air-Source) | GSZS601810A* |  |  | CA*EA2422*4B* | G*VC960804CNB* | 16600 | 17.5 | 8.5 | 17400 | 13000 | 74.71% | 2.1 | 0 | 10.9 |  |  |  | No | R-410A | 1.3833 | Residential & Commercial | Ducted CEE Tier 1
214499814 | Central HP <5.4 tons | GOODMAN | HRCU-A-CB (Split System: Heat Pump with Remote Outdoor Unit-Air-Source) | GSZS601810A* |  |  | CA*EA2422*4B* | G*VM970804CNB* | 16600 | 17.5 | 8.5 | 17400 | 13000 | 74.71% | 2.1 | 0 | 10.9 |  |  |  | No | R-410A | 1.3833 | Residential & Commercial | Ducted CEE Tier 1
213349043 | Central HP <5.4 tons | GOODMAN | HRCU-A-CB (Split System: Heat Pump with Remote Outdoor Unit-Air-Source) | GSZS601810A* |  |  | CA*EA1818*4A* | G*VS800805CUA* | 16600 | 17.5 | 8.5 | 17400 | 13000 | 74.71% | 2.1 | 0 | 10.9 |  |  |  | No | R-410A | 1.3833 | Residential & Commercial | Ducted CEE Tier 1
214394632 | Central HP <5.4 tons | RUUD | HRCU-A-CB (Split System: Heat Pump with Remote Outdoor Unit-Air-Source) | RD17AZ36AJ3N | ASPEN |  | D(A,C,E)48D44+TDR | U98MV1005A21UPS | 33800 | 18 | 8.1 | 34200 | 29600 | 86.55% | 1.9 | 0 | 10 |  |  |  | No | R-410A | 2.8167 | Residential & Commercial | Ducted CEE Tier 1
214394608 | Central HP <5.4 tons | RUUD | HRCU-A-CB (Split System: Heat Pump with Remote Outdoor Unit-Air-Source) | RD17AZ36AJ3N | ASPEN |  | D(A,C,E)36C44+TDR | U98MV1005A21UPS | 33000 | 18 | 8.1 | 34200 | 29600 | 86.55% | 1.9 | 0 | 10 |  |  |  | No | R-410A | 2.75 | Residential & Commercial | Ducted CEE Tier 1
215375162 | Central HP <5.4 tons | RUUD | HRCU-A-CB (Split System: Heat Pump with Remote Outdoor Unit-Air-Source) | RD17AZ36AJ3N | ASPEN |  | D(A,C,E)36C46+TDR | R921V0603A17M4S | 33000 | 18 | 8.1 | 34200 | 31600 | 92.4% | 1.9 | 0 | 10 |  |  |  | No | R-410A | 2.75 | Residential & Commercial | Ducted CEE Tier 1
216453751 | Central HP <5.4 tons | RUUD | HRCU-A-CB (Split System: Heat Pump with Remote Outdoor Unit-Air-Source) | RD17AZ36AJ3N | ASPEN |  | D(A,C,E)48C44+TDR | R962V0403A17M4 | 34200 | 17 | 8.5 | 34200 | 24600 | 71.93% | 2.81 | 0 | 10.5 |  |  |  | No | R-410A | 2.85 | Residential & Commercial | Ducted CEE Tier 1
211245649 | Central HP <5.4 tons | DAY & NIGHT | HRCU-A-CB (Split System: Heat Pump with Remote Outdoor Unit-Air-Source) | DLCURAH24ABK |  |  | EN(A,D)4X36L21** | *80ES(N,L)1102120A* | 24800 | 16 | 8.5 | 26800 | 22200 | 82.84% | 1.82 | 0 | 10.5 |  |  |  | No | R-410A | 2.0667 | Residential & Commercial | Ducted CEE Tier 1
211245876 | Central HP <5.4 tons | DAY & NIGHT | HRCU-A-CB (Split System: Heat Pump with Remote Outdoor Unit-Air-Source) | DLCURAH24ABK |  |  | FMA4P30**AL* |  | 25200 | 15.2 | 9 | 27800 | 21600 | 77.7% | 1.78 | 0 | 10 |  |  |  | No | R-410A | 2.1 | Residential & Commercial | Ducted CEE Tier 1
213204385 | Central HP <5.4 tons | TEMPSTAR | HRCU-A-CB (Split System: Heat Pump with Remote Outdoor Unit-Air-Source) | DLCURAH24ABK | ASPEN |  | D(A,C,E)30B34+TDR | *80ES(N,L)0451412A* | 23400 | 16.3 | 8.4 | 26000 | 26200 | 100.8% | 2.71 | 0 | 10.2 |  |  |  | No | R-410A | 1.95 | Residential & Commercial | Ducted CEE Tier 1
213204401 | Central HP <5.4 tons | TEMPSTAR | HRCU-A-CB (Split System: Heat Pump with Remote Outdoor Unit-Air-Source) | DLCURAH24ABK | ASPEN |  | D(A,C,E)36B34+TDR | *80ES(N,L)0451712A* | 23800 | 17 | 8.5 | 26200 | 24800 | 94.66% | 2.57 | 0 | 10 |  |  |  | No | R-410A | 1.9833 | Residential & Commercial | Ducted CEE Tier 1
212972145 | Central HP <5.4 tons | AIRQUEST | HRCU-A-CB (Split System: Heat Pump with Remote Outdoor Unit-Air-Source) | DLCURAH24ABK |  |  | EN(A,D)4X36L21** | *80VTL0902120B* | 23400 | 17 | 8.5 | 26200 | 24600 | 93.89% | 2.06 | 0 | 10 |  |  |  | No | R-410A | 1.95 | Residential & Commercial | Ducted CEE Tier 1
212544189 | Central HP <5.4 tons | DAY & NIGHT | HRCU-A-CB (Split System: Heat Pump with Remote Outdoor Unit-Air-Source) | DLCURAH24ABK | ADP |  | FG80936 | *92ESN0401410A* | 24200 | 15.2 | 8.5 | 24800 | 22200 | 89.52% | 1.84 | 0 | 10 |  |  |  | No | R-410A | 2.0167 | Residential & Commercial | Ducted CEE Tier 1
212501416 | Central HP <5.4 tons | LENNOX | HRCU-A-CB (Split System: Heat Pump with Remote Outdoor Unit-Air-Source) | SL25XPV-024-230A** | ADP |  | LP36/37R9 | SLP99UH090XV48C* | 22200 | 21 | 9.4 | 19800 | 19600 | 98.99% | 1.9 | 0 | 14.5 |  |  |  | No | R-410A | 1.85 | Residential & Commercial | Ducted CEE Tier 1
210471225 | Central HP <5.4 tons | AIRQUEST | HRCU-A-CB (Split System: Heat Pump with Remote Outdoor Unit-Air-Source) | HVH837GKA2* |  |  | EHD4X60AAL+WALLCON | *97CMN0801714A* | 32800 | 16.5 | 8.1 | 32600 | 25200 | 77.3% | 1.98 | 0 | 11 |  |  |  | No | R-410A | 2.7333 | Residential & Commercial | Ducted CEE Tier 1
213942102 | Central HP <5.4 tons | AIRQUEST | HRCU-A-CB (Split System: Heat Pump with Remote Outdoor Unit-Air-Source) | DLCURAH24ABK |  |  | EN(A,D,W)4X36L17** | *96VTN0601716B* | 24000 | 16.5 | 9 | 26000 | 23200 | 89.23% | 1.92 | 0 | 10.5 |  |  |  | No | R-410A | 2 | Residential & Commercial | Ducted CEE Tier 1
212987441 | Central HP <5.4 tons | DAY & NIGHT | HRCU-A-CB (Split System: Heat Pump with Remote Outdoor Unit-Air-Source) | DLCURAH24ABK |  |  | EA*4X37L21A* | *96MSN0801716A* | 24400 | 18 | 9 | 29200 | 25200 | 86.3% | 2.1 | 0 | 10.5 |  |  |  | No | R-410A | 2.0333 | Residential & Commercial | Ducted CEE Tier 1
214395010 | Central HP <5.4 tons | AIRQUEST | HRCU-A-CB (Split System: Heat Pump with Remote Outdoor Unit-Air-Source) | DLCURAH24ABK |  |  | EN(A,D)4X24L17** | *96MSN0601716A* | 23400 | 16 | 9 | 26600 | 24200 | 90.98% | 2 | 0 | 10 |  |  |  | No | R-410A | 1.95 | Residential & Commercial | Ducted CEE Tier 1
214392151 | Central HP <5.4 tons | RUUD | HRCU-A-CB (Split System: Heat Pump with Remote Outdoor Unit-Air-Source) | RD17AZ24AJ3N | ASPEN |  | D(A,C,E)24C34+TDR | R801V0504A17UHN | 21600 | 18 | 8.1 | 22600 | 16900 | 74.78% | 2 | 0 | 10 |  |  |  | No | R-410A | 1.8 | Residential & Commercial | Ducted CEE Tier 1
214392219 | Central HP <5.4 tons | RUUD | HRCU-A-CB (Split System: Heat Pump with Remote Outdoor Unit-Air-Source) | RD17AZ24AJ3N | ASPEN |  | D(A,C,E)30B34+TDR | R801V0754A17DZ | 21600 | 19 | 8.1 | 22600 | 16800 | 74.34% | 2.1 | 0 | 10 |  |  |  | No | R-410A | 1.8 | Residential & Commercial | Ducted CEE Tier 1
216497875 | Central HP <5.4 tons | RHEEM | HRCU-A-CB (Split System: Heat Pump with Remote Outdoor Unit-Air-Source) | RD17AZ24AJ3N | ASPEN |  | D(A,C,E)24A34+TDR | R98MV0703A17UPS | 20600 | 16.5 | 9 | 22400 | 16800 | 75% | 2.55 | 0 | 11 |  |  |  | No | R-410A | 1.7167 | Residential & Commercial | Ducted CEE Tier 1
215565249 | Central HP <5.4 tons | COLEMAN | HRCU-A-C (Split System: Heat Pump with Remote Outdoor Unit with No Indoor Fan --Air Source) | HH824E2S11 | ASPEN |  | D(A,C,E)36A4J+TDR |  | 22600 | 15.2 | 8.5 | 22800 | 21200 | 92.98% | 2.69 | 0 | 11 |  |  |  | No | R-454B | 1.8833 | Residential & Commercial | Ducted CEE Tier 1
216054541 | Central HP <5.4 tons | COLEMAN | HRCU-A-CB (Split System: Heat Pump with Remote Outdoor Unit-Air-Source) | HH824E2S11 | ASPEN |  | C(A,C,D,E)24D2K+TDR | TM8E080B12MP11 | 21000 | 17 | 8.5 | 22800 | 18000 | 78.95% | 2 | 0 | 11.7 |  |  |  | No | R-454B | 1.75 | Residential & Commercial | Ducted CEE Tier 1
214391690 | Central HP <5.4 tons | RUUD | HRCU-A-CB (Split System: Heat Pump with Remote Outdoor Unit-Air-Source) | RP15AZ24AJ2N | ASPEN |  | CP31A34+TDR | R962V0603A17M4S | 22400 | 15.6 | 8.3 | 23000 | 16500 | 71.74% | 2.9 | 0 | 11.9 |  |  |  | No | R-410A | 1.8667 | Residential & Commercial | Ducted CEE Tier 1
215488055 | Central HP <5.4 tons | GOODMAN | HRCU-A-CB (Split System: Heat Pump with Remote Outdoor Unit-Air-Source) | GZV7SA3610A* |  |  | CA*EA4830*3A* | G*VC960804CNB* | 34800 | 18.5 | 8.5 | 35000 | 28400 | 81.14% | 2 | 0 | 10.5 |  |  |  | No | R-32 | 2.9 | Residential & Commercial | Ducted CEE Tier 1
215488074 | Central HP <5.4 tons | GOODMAN | HRCU-A-CB (Split System: Heat Pump with Remote Outdoor Unit-Air-Source) | GZV7SA3610A* |  |  | CHPEA4830*3A* | G*VM971205DNB* | 35000 | 18.5 | 8.1 | 35000 | 28400 | 81.14% | 2 | 0 | 10.5 |  |  |  | No | R-32 | 2.9167 | Residential & Commercial | Ducted CEE Tier 1
214391624 | Central HP <5.4 tons | RUUD | HRCU-A-CB (Split System: Heat Pump with Remote Outdoor Unit-Air-Source) | RP15AZ18AJ2N | ASPEN |  | CP31A34+TDR | R921V0703A17M4S | 16700 | 15.5 | 8.3 | 17200 | 12200 | 70.93% | 2.72 | 0 | 11.8 |  |  |  | No | R-410A | 1.3917 | Residential & Commercial | Ducted CEE Tier 1
211245569 | Central HP <5.4 tons | DAY & NIGHT | HRCU-A-CB (Split System: Heat Pump with Remote Outdoor Unit-Air-Source) | DLCURAH24ABK |  |  | EN(A,D)4X36L21** | *96VTN1002120A* | 23800 | 16.5 | 8.1 | 26000 | 23400 | 90% | 1.94 | 0 | 10.5 |  |  |  | No | R-410A | 1.9833 | Residential & Commercial | Ducted CEE Tier 1
211245589 | Central HP <5.4 tons | DAY & NIGHT | HRCU-A-CB (Split System: Heat Pump with Remote Outdoor Unit-Air-Source) | DLCURAH24ABK |  |  | EN(A,D)4X36L21** | *80ES(N,L)0451712A* | 24000 | 16.5 | 8.1 | 26200 | 23000 | 87.79% | 1.9 | 0 | 10.5 |  |  |  | No | R-410A | 2 | Residential & Commercial | Ducted CEE Tier 1
211245672 | Central HP <5.4 tons | DAY & NIGHT | HRCU-A-CB (Split System: Heat Pump with Remote Outdoor Unit-Air-Source) | DLCURAH24ABK |  |  | EN(A,D)4X36L21** | *92ESN0801716A* | 24200 | 17 | 8.1 | 26200 | 22800 | 87.02% | 1.88 | 0 | 10.5 |  |  |  | No | R-410A | 2.0167 | Residential & Commercial | Ducted CEE Tier 1
213204460 | Central HP <5.4 tons | TEMPSTAR | HRCU-A-CB (Split System: Heat Pump with Remote Outdoor Unit-Air-Source) | DLCURAH24ABK | ASPEN |  | D(A,C,E)36B34+TDR | *80ES(N,L)0901714A* | 23600 | 16.9 | 8.4 | 25800 | 26000 | 100.8% | 2.76 | 0 | 10.3 |  |  |  | No | R-410A | 1.9667 | Residential & Commercial | Ducted CEE Tier 1
213204853 | Central HP <5.4 tons | TEMPSTAR | HRCU-A-CB (Split System: Heat Pump with Remote Outdoor Unit-Air-Source) | DLCURAH24ABK | ASPEN |  | D(A,C,E)30C44+TDR | *92ESN0601412A* | 23600 | 17 | 8.5 | 25600 | 20000 | 78.12% | 2.87 | 0 | 10 |  |  |  | No | R-410A | 1.9667 | Residential & Commercial | Ducted CEE Tier 1
215318909 | Central HP <5.4 tons | ARCOAIRE | HRCU-A-CB (Split System: Heat Pump with Remote Outdoor Unit-Air-Source) | D5CLHAH36AAK |  |  | D5FLAAH36XAK |  | 36000 | 17.3 | 9.5 | 38000 | 38000 | 100% | 2.06 | 0 | 11.7 |  |  |  | No | R-454B | 3 | Residential & Commercial | Ducted CEE Tier 1
212406531 | Central HP <5.4 tons | American Standard | HRCU-A-C (Split System: Heat Pump with Remote Outdoor Unit with No Indoor Fan --Air Source) | 4TXD2060A10NU** | ADP |  | H,TE86948+TD |  | 47000 | 15.2 | 8.5 | 46000 | 33200 | 72.17% | 1.8 | 0 | 10 |  |  |  | No | R-410A | 3.9167 | Residential & Commercial | Ducted CEE Tier 1
212555857 | Central HP <5.4 tons | American Standard | HRCU-A-C (Split System: Heat Pump with Remote Outdoor Unit with No Indoor Fan --Air Source) | 4TXD2060A10NU** | ADP |  | H,TG52960 |  | 47000 | 15.2 | 8.5 | 46000 | 33200 | 72.17% | 1.8 | 0 | 10 |  |  |  | No | R-410A | 3.9167 | Residential & Commercial | Ducted CEE Tier 1
214392045 | Central HP <5.4 tons | RUUD | HRCU-A-CB (Split System: Heat Pump with Remote Outdoor Unit-Air-Source) | RP15AZ48AJ2N | ASPEN |  | CP49B34+TDR | U802VA100521M | 43500 | 15.3 | 8.1 | 45000 | 33400 | 74.22% | 2.97 | 0 | 10 |  |  |  | No | R-410A | 3.625 | Residential & Commercial | Ducted CEE Tier 1
213255513 | Central HP <5.4 tons | KINGHOME | HRCU-A-C (Split System: Heat Pump with Remote Outdoor Unit with No Indoor Fan --Air Source) | KU36UHO | ADP |  | *E36936+TD |  | 23000 | 15.2 | 8.5 | 22400 | 21200 | 94.64% | 1.8 | 0 | 11 |  |  |  | No | R-410A | 1.9167 | Residential & Commercial | Ducted CEE Tier 1
214660178 | Central HP <5.4 tons | ECOER | HRCU-A-CB (Split System: Heat Pump with Remote Outdoor Unit-Air-Source) | EODA18H-4860BAA | ASPEN |  | D(A,C,E)36C34+TDR | MGH96M080B3A | 33000 | 17.5 | 8.8 | 35000 | 27000 | 77.14% | 2.1 | 0 | 11.7 |  |  |  | No | R-410A | 2.75 | Residential & Commercial | Ducted CEE Tier 1
212555860 | Central HP <5.4 tons | American Standard | HRCU-A-C (Split System: Heat Pump with Remote Outdoor Unit with No Indoor Fan --Air Source) | 4TXD2060A10NU** | ADP |  | H,TE86960 |  | 47000 | 15.2 | 8.5 | 46000 | 33200 | 72.17% | 1.8 | 0 | 10 |  |  |  | No | R-410A | 3.9167 | Residential & Commercial | Ducted CEE Tier 1
214392119 | Central HP <5.4 tons | RUUD | HRCU-A-CB (Split System: Heat Pump with Remote Outdoor Unit-Air-Source) | RD17AZ24AJ3N | ASPEN |  | D(A,C,E)24C34+TDR | R801V0503A14DZ | 21600 | 19 | 8.1 | 22600 | 16800 | 74.34% | 2 | 0 | 10 |  |  |  | No | R-410A | 1.8 | Residential & Commercial | Ducted CEE Tier 1
211243040 | Central HP <5.4 tons | BRYANT HEATING AND COOLING SYSTEMS | HRCU-A-CB (Split System: Heat Pump with Remote Outdoor Unit-Air-Source) | 38MURAQ24AB3* |  |  | CAP**3717AL* | 8(0,1)*SA36070E17*** | 24800 | 16.5 | 8.5 | 25800 | 21400 | 82.95% | 1.78 | 0 | 10 |  |  |  | No | R-410A | 2.0667 | Residential & Commercial | Ducted CEE Tier 1
214649708 | Central HP <5.4 tons | MIDEA | HRCU-A-CB (Split System: Heat Pump with Remote Outdoor Unit-Air-Source) | MOVB-60HDN1-M18M | ASPEN |  | D(A,C,E)36D44+TDR | MGH96M100C5A | 34000 | 16.5 | 8.5 | 34600 | 26000 | 75.14% | 2.41 | 0 | 11.7 |  |  |  | No | R-410A | 2.8333 | Residential & Commercial | Ducted CEE Tier 1
212970957 | Central HP <5.4 tons | AIRQUEST | HRCU-A-CB (Split System: Heat Pump with Remote Outdoor Unit-Air-Source) | DLCURAH18ABK |  |  | EN(A,D)4X30L17** | *80VTL0451412B* | 17400 | 16.5 | 8.1 | 17900 | 18600 | 103.9% | 2.24 | 0 | 11 |  |  |  | No | R-410A | 1.45 | Residential & Commercial | Ducted CEE Tier 1
210472911 | Central HP <5.4 tons | AIRQUEST | HRCU-A-CB (Split System: Heat Pump with Remote Outdoor Unit-Air-Source) | HVH825GKA3* |  |  | EA*4X42L21A*+WALLCON | *96CTN0801714A* | 23600 | 16.5 | 8.1 | 21400 | 16700 | 78.04% | 1.96 | 0 | 11 |  |  |  | No | R-410A | 1.9667 | Residential & Commercial | Ducted CEE Tier 1
210472977 | Central HP <5.4 tons | AIRQUEST | HRCU-A-CB (Split System: Heat Pump with Remote Outdoor Unit-Air-Source) | HVH825GKA3* |  |  | EA*4X42L21A*+WALLCON | *97CMN0602120A* | 23600 | 16 | 8.1 | 21400 | 16700 | 78.04% | 1.94 | 0 | 11 |  |  |  | No | R-410A | 1.9667 | Residential & Commercial | Ducted CEE Tier 1
210473263 | Central HP <5.4 tons | AIRQUEST | HRCU-A-CB (Split System: Heat Pump with Remote Outdoor Unit-Air-Source) | HVH825GKA3* |  |  | EA*4X48L21A*+WALLCON | *95CSU0601716A* | 24000 | 16.5 | 8.1 | 21000 | 16600 | 79.05% | 2 | 0 | 10.5 |  |  |  | No | R-410A | 2 | Residential & Commercial | Ducted CEE Tier 1
215833649 | Central HP <5.4 tons | COLEMAN | HRCU-A-CB (Split System: Heat Pump with Remote Outdoor Unit-Air-Source) | HH860E2S11 | ADP |  | A60VHA*+TXV+AEFE5* |  | 46000 | 19 | 9 | 44000 | 33600 | 76.36% | 2.1 | 0 | 12 |  |  |  | No | R-454B | 3.8333 | Residential & Commercial | Ducted CEE Tier 1
215433962 | Central HP <5.4 tons | GOODMAN | HRCU-A-CB (Split System: Heat Pump with Remote Outdoor Unit-Air-Source) | GZV7SA4810A* |  |  | CHPEA4830*3A*+MBVK20DP1X00A* |  | 45500 | 17.5 | 8.5 | 46000 | 33600 | 73.04% | 2 | 0 | 10 |  |  |  | No | R-32 | 3.7917 | Residential & Commercial | Ducted CEE Tier 1
215488112 | Central HP <5.4 tons | GOODMAN | HRCU-A-CB (Split System: Heat Pump with Remote Outdoor Unit-Air-Source) | GZV7SA4810A* |  |  | CA*EA6030*3A* | G*VM970804CNB* | 45500 | 16.2 | 8.8 | 47000 | 33600 | 71.49% | 2 | 0 | 10 |  |  |  | No | R-32 | 3.7917 | Residential & Commercial | Ducted CEE Tier 1
215488028 | Central HP <5.4 tons | GOODMAN | HRCU-A-CB (Split System: Heat Pump with Remote Outdoor Unit-Air-Source) | GZV7SA2410A* |  |  | CA*EA3626*3A* | G*VC800604B*A* | 23200 | 19 | 8.6 | 23200 | 17000 | 73.28% | 2 | 0 | 11 |  |  |  | No | R-32 | 1.9333 | Residential & Commercial | Ducted CEE Tier 1
215488035 | Central HP <5.4 tons | GOODMAN | HRCU-A-CB (Split System: Heat Pump with Remote Outdoor Unit-Air-Source) | GZV7SA2410A* |  |  | CA*EA3626*3A* | G*VC960803BNB* | 23200 | 19 | 8.6 | 23200 | 17000 | 73.28% | 2 | 0 | 11 |  |  |  | No | R-32 | 1.9333 | Residential & Commercial | Ducted CEE Tier 1
215488033 | Central HP <5.4 tons | GOODMAN | HRCU-A-CB (Split System: Heat Pump with Remote Outdoor Unit-Air-Source) | GZV7SA2410A* |  |  | CA*EA3626*3A* | G*VC960403BNB* | 23200 | 19 | 8.6 | 23200 | 17000 | 73.28% | 2 | 0 | 11 |  |  |  | No | R-32 | 1.9333 | Residential & Commercial | Ducted CEE Tier 1
215488037 | Central HP <5.4 tons | GOODMAN | HRCU-A-CB (Split System: Heat Pump with Remote Outdoor Unit-Air-Source) | GZV7SA2410A* |  |  | CA*EA3626*3A* | G*VC961005CNB* | 23200 | 19 | 8.6 | 23200 | 17000 | 73.28% | 2 | 0 | 11 |  |  |  | No | R-32 | 1.9333 | Residential & Commercial | Ducted CEE Tier 1
215864134 | Central HP <5.4 tons | Cooper&Hunter | HRCU-A-CB (Split System: Heat Pump with Remote Outdoor Unit-Air-Source) | CH-R48LCU-230VO |  |  | CH-RS48LCAHU |  | 48000 | 17.7 | 10 | 50000 | 35200 | 70.4% | 1.9 | 0 | 10 |  |  |  | No | R-454B | 4 | Residential & Commercial | Ducted CEE Tier 1
207683536 | Central HP <5.4 tons | LENNOX | HRCU-A-CB (Split System: Heat Pump with Remote Outdoor Unit-Air-Source) | SL25XPV-048-230A** | ADP |  | LP42/62W9 | EL296UH090XV48C* | 45500 | 20 | 9.4 | 42000 | 36000 | 85.71% | 1.88 | 12 | 12 |  |  |  | No | R-410A | 3.7917 | Residential & Commercial | Ducted CEE Tier 1
214771536 | Central HP <5.4 tons | WABBAN | HRCU-A-CB (Split System: Heat Pump with Remote Outdoor Unit-Air-Source) | BB36-24WADU | ADP |  | F,PE*G33925 |  | 23400 | 17 | 8.95 | 22400 | 21600 | 96.43% | 1.8 | 0 | 11.7 |  |  |  | No | R-410A | 1.95 | Residential & Commercial | Ducted CEE Tier 1
213738485 | Central HP <5.4 tons | DAY & NIGHT | HRCU-A-CB (Split System: Heat Pump with Remote Outdoor Unit-Air-Source) | DLCURAH36ABK | ADP |  | V,G36H175P159 | *80MS(N,L)0901714A* | 35400 | 16 | 8.1 | 36800 | 34600 | 94.02% | 1.88 | 0 | 10 |  |  |  | No | R-410A | 2.95 | Residential & Commercial | Ducted CEE Tier 1
213738486 | Central HP <5.4 tons | DAY & NIGHT | HRCU-A-CB (Split System: Heat Pump with Remote Outdoor Unit-Air-Source) | DLCURAH36ABK | ADP |  | PL36H175P789 | *80MS(N,L)0901714A* | 36000 | 16 | 8.5 | 36800 | 34600 | 94.02% | 2.02 | 0 | 10 |  |  |  | No | R-410A | 3 | Residential & Commercial | Ducted CEE Tier 1
212396566 | Central HP <5.4 tons | American Standard | HRCU-A-CB (Split System: Heat Pump with Remote Outdoor Unit-Air-Source) | 4TXD2036A10NU** | ADP |  | F,PE*G33930 |  | 23400 | 17 | 8.95 | 22400 | 21200 | 94.64% | 1.8 | 0 | 11.5 |  |  |  | No | R-410A | 1.95 | Residential & Commercial | Ducted CEE Tier 1
212396567 | Central HP <5.4 tons | American Standard | HRCU-A-CB (Split System: Heat Pump with Remote Outdoor Unit-Air-Source) | 4TXD2036A10NU** | ADP |  | F,PE*G33925 |  | 23400 | 17 | 8.95 | 22400 | 21200 | 94.64% | 1.8 | 0 | 11.5 |  |  |  | No | R-410A | 1.95 | Residential & Commercial | Ducted CEE Tier 1
210692777 | Central HP <5.4 tons | GOODMAN | HRCU-A-CB (Split System: Heat Pump with Remote Outdoor Unit-Air-Source) | GSZV903610A* |  |  | CSCF3642N6D*+TXV | G*VC960603BNB* | 33800 | 18.5 | 8.2 | 34000 | 24400 | 71.76% | 1.8 | 0 | 11.5 |  |  |  | No | R-410A | 2.8167 | Residential & Commercial | Ducted CEE Tier 1
210692784 | Central HP <5.4 tons | GOODMAN | HRCU-A-CB (Split System: Heat Pump with Remote Outdoor Unit-Air-Source) | GSZV903610A* |  |  | CSCF3642N6D*+TXV | G*VM970803BNB* | 33800 | 18.5 | 8.2 | 34000 | 24400 | 71.76% | 1.8 | 0 | 11.5 |  |  |  | No | R-410A | 2.8167 | Residential & Commercial | Ducted CEE Tier 1
215488106 | Central HP <5.4 tons | GOODMAN | HRCU-A-CB (Split System: Heat Pump with Remote Outdoor Unit-Air-Source) | GZV7SA4210A* |  |  | CHPEA6030*3A* | G*VC961205DNB* | 40500 | 17 | 8.6 | 41000 | 31000 | 75.61% | 2 | 0 | 10 |  |  |  | No | R-32 | 3.375 | Residential & Commercial | Ducted CEE Tier 1
210473296 | Central HP <5.4 tons | AIRQUEST | HRCU-A-CB (Split System: Heat Pump with Remote Outdoor Unit-Air-Source) | HVH825GKA3* |  |  | EA*4X48L21A*+WALLCON | *80CSU0401712A* | 24200 | 17 | 8.1 | 21000 | 16500 | 78.57% | 2.02 | 0 | 11 |  |  |  | No | R-410A | 2.0167 | Residential & Commercial | Ducted CEE Tier 1
210473963 | Central HP <5.4 tons | AIRQUEST | HRCU-A-CB (Split System: Heat Pump with Remote Outdoor Unit-Air-Source) | HVH825GKA3* |  |  | EN(A,D,W)4X48L21**+WALLCON | *80CTL0701716A* | 24200 | 17 | 8.1 | 21400 | 16600 | 77.57% | 2.02 | 0 | 11 |  |  |  | No | R-410A | 2.0167 | Residential & Commercial | Ducted CEE Tier 1
211243825 | Central HP <5.4 tons | BRYANT HEATING AND COOLING SYSTEMS | HRCU-A-CB (Split System: Heat Pump with Remote Outdoor Unit-Air-Source) | 38MURAQ24AB3* |  |  | CNPV*2414AL* | 8(0,1)*SA36070E14*** | 23800 | 16 | 8.5 | 26800 | 23200 | 86.57% | 1.92 | 0 | 10 |  |  |  | No | R-410A | 1.9833 | Residential & Commercial | Ducted CEE Tier 1
211244578 | Central HP <5.4 tons | BRYANT HEATING AND COOLING SYSTEMS | HRCU-A-CB (Split System: Heat Pump with Remote Outdoor Unit-Air-Source) | 38MURAQ24AB3* |  |  | CNPV*3017AL* | 926TB48080V17*** | 24200 | 16.5 | 8.1 | 26200 | 23000 | 87.79% | 1.9 | 0 | 10.5 |  |  |  | No | R-410A | 2.0167 | Residential & Commercial | Ducted CEE Tier 1
211245144 | Central HP <5.4 tons | BRYANT HEATING AND COOLING SYSTEMS | HRCU-A-CB (Split System: Heat Pump with Remote Outdoor Unit-Air-Source) | 38MURAQ24AB3* |  |  | CNPV*3617AL* | 8(0,1)*SA42090E17*** | 24600 | 16.5 | 8.1 | 26400 | 22600 | 85.61% | 1.86 | 0 | 10.5 |  |  |  | No | R-410A | 2.05 | Residential & Commercial | Ducted CEE Tier 1
211244809 | Central HP <5.4 tons | BRYANT HEATING AND COOLING SYSTEMS | HRCU-A-CB (Split System: Heat Pump with Remote Outdoor Unit-Air-Source) | 38MURAQ24AB3* |  |  | CNPV*3017AL* | 83*SA48060E17*** | 24800 | 16.5 | 8.5 | 26600 | 22200 | 83.46% | 1.84 | 0 | 10.5 |  |  |  | No | R-410A | 2.0667 | Residential & Commercial | Ducted CEE Tier 1
210474117 | Central HP <5.4 tons | AIRQUEST | HRCU-A-CB (Split System: Heat Pump with Remote Outdoor Unit-Air-Source) | HVH825GKA3* |  |  | EN(A,D)4X48L24**+WALLCON | *97CMN1002122A* | 24200 | 17 | 8.1 | 21400 | 16600 | 77.57% | 2.02 | 0 | 11.5 |  |  |  | No | R-410A | 2.0167 | Residential & Commercial | Ducted CEE Tier 1
212544104 | Central HP <5.4 tons | American Standard | HRCU-A-C (Split System: Heat Pump with Remote Outdoor Unit with No Indoor Fan --Air Source) | 4TXD2036A10NU** | ADP |  | H,TG34936 |  | 22800 | 15.2 | 8.5 | 22400 | 21200 | 94.64% | 1.8 | 0 | 11 |  |  |  | No | R-410A | 1.9 | Residential & Commercial | Ducted CEE Tier 1
212384318 | Central HP <5.4 tons | DAY & NIGHT | HRCU-A-CB (Split System: Heat Pump with Remote Outdoor Unit-Air-Source) | DLCURAH36ABK |  |  | END4X42L17** | *92ESN0601714A* | 35800 | 16 | 8.1 | 39000 | 35000 | 89.74% | 1.96 | 0 | 10 |  |  |  | No | R-410A | 2.9833 | Residential & Commercial | Ducted CEE Tier 1
212498214 | Central HP <5.4 tons | American Standard | HRCU-A-CB (Split System: Heat Pump with Remote Outdoor Unit-Air-Source) | 4TXD2036A10NU** | ADP |  | CP3005C+TXV+TD |  | 22400 | 15.2 | 8.25 | 22400 | 21200 | 94.64% | 1.76 | 0 | 10.5 |  |  |  | No | R-410A | 1.8667 | Residential & Commercial | Ducted CEE Tier 1
213615295 | Central HP <5.4 tons | GE | HRCU-A-CB (Split System: Heat Pump with Remote Outdoor Unit-Air-Source) | NS22H24MA4-**A | ADP |  | V36H175P789 | NF97X060V3B | 23800 | 21 | 8.5 | 21600 | 15200 | 70.37% | 1.9 | 0 | 13.5 |  |  |  | No | R-410A | 1.9833 | Residential & Commercial | Ducted CEE Tier 1
214010093 | Central HP <5.4 tons | AC PRO.COM | HRCU-A-C (Split System: Heat Pump with Remote Outdoor Unit with No Indoor Fan --Air Source) | AOX430-24HFN1-MR0 |  |  | AAC-24HWDN1-MN0 |  | 24000 | 15.7 | 9.8 | 25600 | 18500 | 72.27% | 2.2 | 10.3 | 10 |  |  |  | No | R-410A | 2 | Residential & Commercial | Ducted CEE Tier 1
215488036 | Central HP <5.4 tons | GOODMAN | HRCU-A-CB (Split System: Heat Pump with Remote Outdoor Unit-Air-Source) | GZV7SA2410A* |  |  | CA*EA3626*3A* | G*VC960804CNB* | 23200 | 19 | 8.6 | 23200 | 17000 | 73.28% | 2 | 0 | 11 |  |  |  | No | R-32 | 1.9333 | Residential & Commercial | Ducted CEE Tier 1
215488043 | Central HP <5.4 tons | GOODMAN | HRCU-A-CB (Split System: Heat Pump with Remote Outdoor Unit-Air-Source) | GZV7SA2410A* |  |  | CHPEA3026*3A* | G*VC800604B*A* | 23200 | 19 | 8.6 | 23200 | 17000 | 73.28% | 2 | 0 | 11 |  |  |  | No | R-32 | 1.9333 | Residential & Commercial | Ducted CEE Tier 1
215488044 | Central HP <5.4 tons | GOODMAN | HRCU-A-CB (Split System: Heat Pump with Remote Outdoor Unit-Air-Source) | GZV7SA2410A* |  |  | CHPEA3026*3A* | G*VC800803B*A* | 23200 | 19 | 8.6 | 23200 | 17000 | 73.28% | 2 | 0 | 11 |  |  |  | No | R-32 | 1.9333 | Residential & Commercial | Ducted CEE Tier 1
214391670 | Central HP <5.4 tons | RUUD | HRCU-A-CB (Split System: Heat Pump with Remote Outdoor Unit-Air-Source) | RP15AZ24AJ2N | ASPEN |  | CP31A34+TDR | R802V1004A17UHS | 22400 | 16 | 8.3 | 23000 | 17000 | 73.91% | 3.04 | 0 | 11.9 |  |  |  | No | R-410A | 1.8667 | Residential & Commercial | Ducted CEE Tier 1
214391674 | Central HP <5.4 tons | RUUD | HRCU-A-CB (Split System: Heat Pump with Remote Outdoor Unit-Air-Source) | RP15AZ24AJ2N | ASPEN |  | CP31A34+TDR | R921V0603A17M4S | 22400 | 15.6 | 8.3 | 23000 | 16500 | 71.74% | 2.9 | 0 | 11.9 |  |  |  | No | R-410A | 1.8667 | Residential & Commercial | Ducted CEE Tier 1
213088096 | Central HP <5.4 tons | KINGHOME | HRCU-A-C (Split System: Heat Pump with Remote Outdoor Unit with No Indoor Fan --Air Source) | KU60UHO | ADP |  | HG52960+TD |  | 47000 | 15.2 | 8.5 | 46000 | 33200 | 72.17% | 1.8 | 0 | 10 |  |  |  | No | R-410A | 3.9167 | Residential & Commercial | Ducted CEE Tier 1
215439739 | Central HP <5.4 tons | GOODMAN | HRCU-A-CB (Split System: Heat Pump with Remote Outdoor Unit-Air-Source) | GZV6SA1810A* |  |  | CHPEA2422*3A* | G*VT800603B*A* | 17000 | 19 | 8.8 | 16800 | 13000 | 77.38% | 2.1 | 0 | 12 |  |  |  | No | R-32 | 1.4167 | Residential & Commercial | Ducted CEE Tier 1
215439756 | Central HP <5.4 tons | GOODMAN | HRCU-A-CB (Split System: Heat Pump with Remote Outdoor Unit-Air-Source) | GZV6SA1810A* |  |  | CA*EA2418*3A* | G*VM970803BNA* | 17000 | 19 | 8.8 | 16800 | 13000 | 77.38% | 2.1 | 0 | 12 |  |  |  | No | R-32 | 1.4167 | Residential & Commercial | Ducted CEE Tier 1
213274524 | Central HP <5.4 tons | COLEMAN | HRCU-A-CB (Split System: Heat Pump with Remote Outdoor Unit-Air-Source) | THF2B48T21 | ASPEN |  | D(A,C,E)60A44+TDR | TM8E080C16MP11 | 42500 | 16 | 8.2 | 44000 | 31200 | 70.91% | 3.14 | 0 | 11.5 |  |  |  | No | R-410A | 3.5417 | Residential & Commercial | Ducted CEE Tier 1
213279221 | Central HP <5.4 tons | COLEMAN | HRCU-A-CB (Split System: Heat Pump with Remote Outdoor Unit-Air-Source) | THF2B48T21 | ASPEN |  | D(A,C,E)60A46+JMET16CS2N1+TDR |  | 43000 | 16 | 8.2 | 44000 | 31200 | 70.91% | 3.19 | 0 | 11.8 |  |  |  | No | R-410A | 3.5833 | Residential & Commercial | Ducted CEE Tier 1
213279235 | Central HP <5.4 tons | COLEMAN | HRCU-A-CB (Split System: Heat Pump with Remote Outdoor Unit-Air-Source) | THF2B48T21 | ASPEN |  | D(A,C,E)60A46+TDR | TL8E080C16UH11 | 43000 | 16 | 8.2 | 44000 | 31200 | 70.91% | 3.13 | 0 | 11.5 |  |  |  | No | R-410A | 3.5833 | Residential & Commercial | Ducted CEE Tier 1
214392647 | Central HP <5.4 tons | RUUD | HRCU-A-CB (Split System: Heat Pump with Remote Outdoor Unit-Air-Source) | RD17AZ24AJ3N | ASPEN |  | D(A,C,E)24C34+TDR | U802VA075317Z | 21600 | 19 | 8.1 | 22600 | 16800 | 74.34% | 2.1 | 0 | 10 |  |  |  | No | R-410A | 1.8 | Residential & Commercial | Ducted CEE Tier 1
214392711 | Central HP <5.4 tons | RUUD | HRCU-A-CB (Split System: Heat Pump with Remote Outdoor Unit-Air-Source) | RD17AZ24AJ3N | ASPEN |  | D(A,C,E)24C34+TDR | U98MV0703A17UPS | 21600 | 19 | 8.1 | 22600 | 16900 | 74.78% | 2 | 0 | 10 |  |  |  | No | R-410A | 1.8 | Residential & Commercial | Ducted CEE Tier 1
214447329 | Central HP <5.4 tons | ECOER | HRCU-A-CB (Split System: Heat Pump with Remote Outdoor Unit-Air-Source) | EODA18H-2436B | ASPEN |  | A(E,F)M304+TDR |  | 23200 | 19.6 | 9.2 | 24000 | 19600 | 81.67% | 1.98 | 0 | 13 |  |  |  | No | R-410A | 1.9333 | Residential & Commercial | Ducted CEE Tier 1
214392539 | Central HP <5.4 tons | RUUD | HRCU-A-CB (Split System: Heat Pump with Remote Outdoor Unit-Air-Source) | RD17AZ24AJ3N | ASPEN |  | D(A,C,E)30B34+TDR | R951V0603A17UHU | 21400 | 18 | 8.1 | 22400 | 17000 | 75.89% | 2 | 0 | 10 |  |  |  | No | R-410A | 1.7833 | Residential & Commercial | Ducted CEE Tier 1
215375078 | Central HP <5.4 tons | RUUD | HRCU-A-CB (Split System: Heat Pump with Remote Outdoor Unit-Air-Source) | RD17AZ24AJ3N | ASPEN |  | D(A,C,E)30B36+TDR | R801V0704A17UHU | 21600 | 17 | 8.1 | 22600 | 19000 | 84.07% | 2 | 0 | 10 |  |  |  | No | R-410A | 1.8 | Residential & Commercial | Ducted CEE Tier 1
214728166 | Central HP <5.4 tons | American Standard | HRCU-A-C (Split System: Heat Pump with Remote Outdoor Unit with No Indoor Fan --Air Source) | 4TXD2036A10NU** | ADP |  | H,TE7J924+TD |  | 22200 | 15.2 | 8.4 | 22400 | 21200 | 94.64% | 1.78 | 0 | 10.5 |  |  |  | No | R-410A | 1.85 | Residential & Commercial | Ducted CEE Tier 1
213386505 | Central HP <5.4 tons | AC PRO.COM | HRCU-A-CB (Split System: Heat Pump with Remote Outdoor Unit-Air-Source) | AOE31U-36HFN1-M |  |  | AVBL-36HWFN1-MK3 |  | 36000 | 17 | 9.9 | 36000 | 36000 | 100% | 1.9 | 0 | 10 |  |  |  | No | R-410A | 3 | Residential & Commercial | Ducted CEE Tier 1
212384280 | Central HP <5.4 tons | DAY & NIGHT | HRCU-A-CB (Split System: Heat Pump with Remote Outdoor Unit-Air-Source) | DLCURAH36ABK |  |  | END4X42L17** | *80ES(N,L)0701712A* | 35800 | 15.2 | 8.1 | 39500 | 35000 | 88.61% | 1.96 | 0 | 10 |  |  |  | No | R-410A | 2.9833 | Residential & Commercial | Ducted CEE Tier 1
212384355 | Central HP <5.4 tons | DAY & NIGHT | HRCU-A-CB (Split System: Heat Pump with Remote Outdoor Unit-Air-Source) | DLCURAH36ABK |  |  | END4X42L17** | *80ESU0601716A | 36400 | 15.5 | 8.1 | 39500 | 35000 | 88.61% | 1.98 | 0 | 10 |  |  |  | No | R-410A | 3.0333 | Residential & Commercial | Ducted CEE Tier 1
212384780 | Central HP <5.4 tons | DAY & NIGHT | HRCU-A-CB (Split System: Heat Pump with Remote Outdoor Unit-Air-Source) | DLCURAH36ABK |  |  | EN(A,D,W)4X48L21** | *80ES(N,L)0701716A* | 35800 | 16 | 8.1 | 39000 | 34800 | 89.23% | 2 | 0 | 10 |  |  |  | No | R-410A | 2.9833 | Residential & Commercial | Ducted CEE Tier 1
212501414 | Central HP <5.4 tons | LENNOX | HRCU-A-CB (Split System: Heat Pump with Remote Outdoor Unit-Air-Source) | SL25XPV-024-230A** | ADP |  | LP36/37R9 | SL297UH080NV48C* | 22200 | 21 | 9.3 | 19800 | 19800 | 100% | 1.9 | 0 | 14 |  |  |  | No | R-410A | 1.85 | Residential & Commercial | Ducted CEE Tier 1
216054542 | Central HP <5.4 tons | COLEMAN | HRCU-A-CB (Split System: Heat Pump with Remote Outdoor Unit-Air-Source) | HH824E2S11 | ASPEN |  | D(A,C,E)24B3K+TDR | TM8E080B12MP11 | 22000 | 17 | 8.1 | 22600 | 18000 | 79.65% | 2 | 0 | 12 |  |  |  | No | R-454B | 1.8333 | Residential & Commercial | Ducted CEE Tier 1
216054574 | Central HP <5.4 tons | COLEMAN | HRCU-A-CB (Split System: Heat Pump with Remote Outdoor Unit-Air-Source) | HH824E2S11 | ASPEN |  | D(A,C,E)24B3K+TDR | TM9E060B12MP12 | 22000 | 17 | 8.1 | 22600 | 18300 | 80.97% | 2 | 0 | 11.7 |  |  |  | No | R-454B | 1.8333 | Residential & Commercial | Ducted CEE Tier 1
216054575 | Central HP <5.4 tons | COLEMAN | HRCU-A-CB (Split System: Heat Pump with Remote Outdoor Unit-Air-Source) | HH824E2S11 | ASPEN |  | D(A,C,E)24B4K+TDR | TM9E060B12MP12 | 22600 | 17 | 8.5 | 22800 | 18300 | 80.26% | 2 | 0 | 11.7 |  |  |  | No | R-454B | 1.8833 | Residential & Commercial | Ducted CEE Tier 1
216054591 | Central HP <5.4 tons | COLEMAN | HRCU-A-CB (Split System: Heat Pump with Remote Outdoor Unit-Air-Source) | HH824E2S11 | ASPEN |  | D(A,C,E)24B4K+TDR | TM9V080B12MP12 | 22600 | 17 | 8.5 | 22800 | 18300 | 80.26% | 2 | 0 | 12 |  |  |  | No | R-454B | 1.8833 | Residential & Commercial | Ducted CEE Tier 1
216054593 | Central HP <5.4 tons | COLEMAN | HRCU-A-CB (Split System: Heat Pump with Remote Outdoor Unit-Air-Source) | HH824E2S11 | ASPEN |  | C(A,C,D,E)24D2K+TDR | TM9Y040A10MP11 | 19900 | 16 | 8.5 | 22600 | 17300 | 76.55% | 2 | 0 | 10 |  |  |  | No | R-454B | 1.6583 | Residential & Commercial | Ducted CEE Tier 1
216054608 | Central HP <5.4 tons | COLEMAN | HRCU-A-CB (Split System: Heat Pump with Remote Outdoor Unit-Air-Source) | HH824E2S11 | ASPEN |  | D(A,C,E)36A4K+TDR | TMLE040A12MP11 | 21200 | 17 | 8.5 | 22600 | 17200 | 76.11% | 2 | 0 | 11.7 |  |  |  | No | R-454B | 1.7667 | Residential & Commercial | Ducted CEE Tier 1
216054624 | Central HP <5.4 tons | COLEMAN | HRCU-A-CB (Split System: Heat Pump with Remote Outdoor Unit-Air-Source) | HH824E2S11 | ASPEN |  | D(A,C,E)36A4K+TDR | TP9C060B12MP13 | 22600 | 17 | 8.5 | 22800 | 18000 | 78.95% | 2 | 0 | 12 |  |  |  | No | R-454B | 1.8833 | Residential & Commercial | Ducted CEE Tier 1
214392331 | Central HP <5.4 tons | RUUD | HRCU-A-CB (Split System: Heat Pump with Remote Outdoor Unit-Air-Source) | RD17AZ24AJ3N | ASPEN |  | D(A,C,E)30B34+TDR | R802V0504A17UHN | 21600 | 18 | 8.1 | 22600 | 16900 | 74.78% | 2 | 0 | 10 |  |  |  | No | R-410A | 1.8 | Residential & Commercial | Ducted CEE Tier 1
214392683 | Central HP <5.4 tons | RUUD | HRCU-A-CB (Split System: Heat Pump with Remote Outdoor Unit-Air-Source) | RD17AZ24AJ3N | ASPEN |  | D(A,C,E)30B34+TDR | U97MV0703A17DHS | 21600 | 19 | 8.1 | 22600 | 16900 | 74.78% | 2 | 0 | 10 |  |  |  | No | R-410A | 1.8 | Residential & Commercial | Ducted CEE Tier 1
214447331 | Central HP <5.4 tons | ECOER | HRCU-A-CB (Split System: Heat Pump with Remote Outdoor Unit-Air-Source) | EODA18H-2436B | ASPEN |  | AFM354+TDR |  | 23000 | 19.6 | 9.1 | 24000 | 19600 | 81.67% | 1.9 | 0 | 13 |  |  |  | No | R-410A | 1.9167 | Residential & Commercial | Ducted CEE Tier 1
214660173 | Central HP <5.4 tons | ECOER | HRCU-A-CB (Split System: Heat Pump with Remote Outdoor Unit-Air-Source) | EODA18H-2436BAA | ASPEN |  | D(A,C,E)24C34+TDR | MGH96M080B3A | 22800 | 18 | 8.8 | 24000 | 19200 | 80% | 2.1 | 0 | 12.5 |  |  |  | No | R-410A | 1.9 | Residential & Commercial | Ducted CEE Tier 1
215375095 | Central HP <5.4 tons | RUUD | HRCU-A-CB (Split System: Heat Pump with Remote Outdoor Unit-Air-Source) | RD17AZ24AJ3N | ASPEN |  | D(A,C,E)30B36+TDR | R921V0703A17M4S | 21600 | 17 | 8.1 | 22600 | 19000 | 84.07% | 2 | 0 | 10 |  |  |  | No | R-410A | 1.8 | Residential & Commercial | Ducted CEE Tier 1
215375096 | Central HP <5.4 tons | RUUD | HRCU-A-CB (Split System: Heat Pump with Remote Outdoor Unit-Air-Source) | RD17AZ24AJ3N | ASPEN |  | D(A,C,E)30B36+TDR | R951V0403A17M4S | 21600 | 17 | 8.1 | 22600 | 19000 | 84.07% | 2 | 0 | 10 |  |  |  | No | R-410A | 1.8 | Residential & Commercial | Ducted CEE Tier 1
215375098 | Central HP <5.4 tons | RUUD | HRCU-A-CB (Split System: Heat Pump with Remote Outdoor Unit-Air-Source) | RD17AZ24AJ3N | ASPEN |  | D(A,C,E)30B36+TDR | R951V0603A17M4S | 21600 | 17 | 8.1 | 22600 | 19000 | 84.07% | 2 | 0 | 10 |  |  |  | No | R-410A | 1.8 | Residential & Commercial | Ducted CEE Tier 1
213279251 | Central HP <5.4 tons | COLEMAN | HRCU-A-CB (Split System: Heat Pump with Remote Outdoor Unit-Air-Source) | THF2B48T21 | ASPEN |  | D(A,C,E)60A46+TDR | TM8V100C20MP12 | 43500 | 16 | 8.3 | 45000 | 31600 | 70.22% | 3.09 | 0 | 11 |  |  |  | No | R-410A | 3.625 | Residential & Commercial | Ducted CEE Tier 1
213279288 | Central HP <5.4 tons | COLEMAN | HRCU-A-CB (Split System: Heat Pump with Remote Outdoor Unit-Air-Source) | THF2B48T21 | ASPEN |  | D(A,C,E)60A46+TDR | TP9C100C16MP13 | 43000 | 16 | 8.2 | 44000 | 31200 | 70.91% | 3.16 | 0 | 11.5 |  |  |  | No | R-410A | 3.5833 | Residential & Commercial | Ducted CEE Tier 1
214447338 | Central HP <5.4 tons | ECOER | HRCU-A-CB (Split System: Heat Pump with Remote Outdoor Unit-Air-Source) | EODA18H-4860B | ASPEN |  | A(E,F)M604+TDR |  | 43000 | 17.6 | 8.2 | 46000 | 34400 | 74.78% | 2 | 0 | 11.3 |  |  |  | No | R-410A | 3.5833 | Residential & Commercial | Ducted CEE Tier 1
215488158 | Central HP <5.4 tons | GOODMAN | HRCU-A-CB (Split System: Heat Pump with Remote Outdoor Unit-Air-Source) | GZV6SA1810A* |  |  | CHPEA2422*3A* | G*VC800603B*A* | 17000 | 19 | 8.8 | 16800 | 13000 | 77.38% | 2.1 | 0 | 12 |  |  |  | No | R-32 | 1.4167 | Residential & Commercial | Ducted CEE Tier 1
214732184 | Central HP <5.4 tons | WABBAN | HRCU-A-CB (Split System: Heat Pump with Remote Outdoor Unit-Air-Source) | BB60-48WADU | ADP |  | F,PE*UU1960 |  | 54000 | 15.5 | 9 | 54000 | 41000 | 75.93% | 1.8 | 0 | 10 |  |  |  | No | R-410A | 4.5 | Residential & Commercial | Ducted CEE Tier 1
212396570 | Central HP <5.4 tons | American Standard | HRCU-A-CB (Split System: Heat Pump with Remote Outdoor Unit-Air-Source) | 4TXD2036A10NU** | ADP |  | F,PE*G34925 |  | 23600 | 17 | 9 | 22400 | 21200 | 94.64% | 1.8 | 0 | 11.5 |  |  |  | No | R-410A | 1.9667 | Residential & Commercial | Ducted CEE Tier 1
213076293 | Central HP <5.4 tons | DAY & NIGHT | HRCU-A-CB (Split System: Heat Pump with Remote Outdoor Unit-Air-Source) | DLCURAH36ABK |  |  | EA*4X48L21A* | *95MSU1002122A* | 36000 | 16.5 | 8.5 | 38000 | 34800 | 91.58% | 2.04 | 0 | 10 |  |  |  | No | R-410A | 3 | Residential & Commercial | Ducted CEE Tier 1
213160948 | Central HP <5.4 tons | DAY & NIGHT | HRCU-A-CB (Split System: Heat Pump with Remote Outdoor Unit-Air-Source) | DLCURAH36ABK | ADP |  | V,G36H***P449+AEFE3A* |  | 36000 | 16 | 8.1 | 38000 | 35000 | 92.11% | 1.82 | 0 | 10 |  |  |  | No | R-410A | 3 | Residential & Commercial | Ducted CEE Tier 1
214660171 | Central HP <5.4 tons | ECOER | HRCU-A-CB (Split System: Heat Pump with Remote Outdoor Unit-Air-Source) | EODA18H-4860BAA | ASPEN |  | AFM594+TDR |  | 52500 | 17.5 | 9 | 55000 | 38500 | 70% | 1.9 | 0 | 10 |  |  |  | No | R-410A | 4.375 | Residential & Commercial | Ducted CEE Tier 1
213611678 | Central HP <5.4 tons | LENNOX | HRCU-A-CB (Split System: Heat Pump with Remote Outdoor Unit-Air-Source) | EL22XPV-024-230A** | ADP |  | LEC309C05 |  | 23000 | 19 | 8.4 | 20600 | 14500 | 70.39% | 2.04 | 0 | 13 |  |  |  | No | R-410A | 1.9167 | Residential & Commercial | Ducted CEE Tier 1
209872697 | Central HP <5.4 tons | RUUD | HRCU-A-CB (Split System: Heat Pump with Remote Outdoor Unit-Air-Source) | UP18AZ24AJVC |  |  | RCFZ2421HEAAM | U98MV0603A17UPS | 22800 | 20 | 8.5 | 22800 | 26000 | 114% | 2.1 | 0 | 12.5 |  |  |  | No | R-410A | 1.9 | Residential & Commercial | Ducted CEE Tier 1
215488137 | Central HP <5.4 tons | GOODMAN | HRCU-A-CB (Split System: Heat Pump with Remote Outdoor Unit-Air-Source) | GZV6SA1810A* |  |  | CA*EA3022*3A* | G*VC960804CNB* | 17000 | 19 | 8.8 | 16800 | 13000 | 77.38% | 2.1 | 0 | 12 |  |  |  | No | R-32 | 1.4167 | Residential & Commercial | Ducted CEE Tier 1
215488142 | Central HP <5.4 tons | GOODMAN | HRCU-A-CB (Split System: Heat Pump with Remote Outdoor Unit-Air-Source) | GZV6SA1810A* |  |  | CHPEA2422*3A* | G*VC960603BNB* | 17000 | 19 | 8.8 | 16800 | 13000 | 77.38% | 2.1 | 0 | 12 |  |  |  | No | R-32 | 1.4167 | Residential & Commercial | Ducted CEE Tier 1
215488167 | Central HP <5.4 tons | GOODMAN | HRCU-A-CB (Split System: Heat Pump with Remote Outdoor Unit-Air-Source) | GZV6SA1810A* |  |  | CA*EA3022*3A* | G*VM970603BNB* | 17000 | 19 | 8.8 | 16800 | 13000 | 77.38% | 2.1 | 0 | 12 |  |  |  | No | R-32 | 1.4167 | Residential & Commercial | Ducted CEE Tier 1
213369669 | Central HP <5.4 tons | KINGHOME | HRCU-A-C (Split System: Heat Pump with Remote Outdoor Unit with No Indoor Fan --Air Source) | KU36UHO | ADP |  | *E33936+TD |  | 22400 | 15.2 | 8.4 | 22400 | 21200 | 94.64% | 1.78 | 0 | 10.5 |  |  |  | No | R-410A | 1.8667 | Residential & Commercial | Ducted CEE Tier 1
214392004 | Central HP <5.4 tons | RUUD | HRCU-A-CB (Split System: Heat Pump with Remote Outdoor Unit-Air-Source) | RP15AZ48AJ2N | ASPEN |  | CP61B34+TDR | R802V1005A21DZ | 44500 | 15.5 | 8.2 | 45500 | 36400 | 80% | 3.07 | 0 | 10.1 |  |  |  | No | R-410A | 3.7083 | Residential & Commercial | Ducted CEE Tier 1
214391999 | Central HP <5.4 tons | RUUD | HRCU-A-CB (Split System: Heat Pump with Remote Outdoor Unit-Air-Source) | RP15AZ48AJ2N | ASPEN |  | CP49B34+TDR | R802V0755A21UH | 44000 | 15.3 | 8.1 | 45500 | 36600 | 80.44% | 3.01 | 0 | 10 |  |  |  | No | R-410A | 3.6667 | Residential & Commercial | Ducted CEE Tier 1
214392006 | Central HP <5.4 tons | RUUD | HRCU-A-CB (Split System: Heat Pump with Remote Outdoor Unit-Air-Source) | RP15AZ48AJ2N | ASPEN |  | CP61B34+TDR | R802V1005A21UH | 44500 | 15.5 | 8.2 | 45500 | 36400 | 80% | 3.06 | 0 | 10 |  |  |  | No | R-410A | 3.7083 | Residential & Commercial | Ducted CEE Tier 1
214447328 | Central HP <5.4 tons | ECOER | HRCU-A-CB (Split System: Heat Pump with Remote Outdoor Unit-Air-Source) | EODA18H-2436B | ASPEN |  | A(E,F)M244+TDR |  | 21800 | 19.6 | 8.5 | 23600 | 19600 | 83.05% | 1.96 | 0 | 12 |  |  |  | No | R-410A | 1.8167 | Residential & Commercial | Ducted CEE Tier 1
214447330 | Central HP <5.4 tons | ECOER | HRCU-A-CB (Split System: Heat Pump with Remote Outdoor Unit-Air-Source) | EODA18H-2436B | ASPEN |  | A(E,F)M254+TDR |  | 21600 | 19.6 | 8.6 | 23600 | 19600 | 83.05% | 2 | 0 | 12.5 |  |  |  | No | R-410A | 1.8 | Residential & Commercial | Ducted CEE Tier 1
214447327 | Central HP <5.4 tons | ECOER | HRCU-A-CB (Split System: Heat Pump with Remote Outdoor Unit-Air-Source) | EODA18H-2436B | ASPEN |  | AFM234+TDR |  | 21800 | 19.6 | 8.7 | 23600 | 19600 | 83.05% | 2.1 | 0 | 12 |  |  |  | No | R-410A | 1.8167 | Residential & Commercial | Ducted CEE Tier 1
214592562 | Central HP <5.4 tons | ECOER | HRCU-A-CB (Split System: Heat Pump with Remote Outdoor Unit-Air-Source) | EODA18H-2436B | ASPEN |  | D(A,C,E)36C34+TDR | MGH96M080B3A | 32000 | 17 | 8.8 | 34600 | 24400 | 70.52% | 1.95 | 0 | 11.2 |  |  |  | No | R-410A | 2.6667 | Residential & Commercial | Ducted CEE Tier 1
214391942 | Central HP <5.4 tons | RUUD | HRCU-A-CB (Split System: Heat Pump with Remote Outdoor Unit-Air-Source) | RP15AZ42AJ2N | ASPEN |  | CP61B34+TDR | U802VA100521M | 38000 | 15.5 | 8.2 | 39000 | 27600 | 70.77% | 2.83 | 0 | 10 |  |  |  | No | R-410A | 3.1667 | Residential & Commercial | Ducted CEE Tier 1
215318892 | Central HP <5.4 tons | ARCOAIRE | HRCU-A-CB (Split System: Heat Pump with Remote Outdoor Unit-Air-Source) | D5CUHAH48AAK |  |  | D5FUAAH48XAK |  | 48000 | 16.5 | 9.5 | 50000 | 46000 | 92% | 1.9 | 0 | 10.5 |  |  |  | No | R-454B | 4 | Residential & Commercial | Ducted CEE Tier 1
209872716 | Central HP <5.4 tons | RUUD | HRCU-A-CB (Split System: Heat Pump with Remote Outdoor Unit-Air-Source) | UP18AZ36AJVC |  |  | RCFZ6021SEAAM | U98MV0703A17UPS | 34200 | 19 | 8.5 | 34200 | 43500 | 127.2% | 2.2 | 0 | 12.5 |  |  |  | No | R-410A | 2.85 | Residential & Commercial | Ducted CEE Tier 1
209872718 | Central HP <5.4 tons | RUUD | HRCU-A-CB (Split System: Heat Pump with Remote Outdoor Unit-Air-Source) | UP18AZ36AJVC |  |  | RCFZ6021SEAAM | U98MV1005A21UPS | 34200 | 19 | 8.5 | 34200 | 43500 | 127.2% | 2.2 | 0 | 12.5 |  |  |  | No | R-410A | 2.85 | Residential & Commercial | Ducted CEE Tier 1
211245985 | Central HP <5.4 tons | DAY & NIGHT | HRCU-A-CB (Split System: Heat Pump with Remote Outdoor Unit-Air-Source) | DLCURAH24ABK |  |  | FVM4X36***L |  | 24400 | 17.5 | 8.5 | 26000 | 22400 | 86.15% | 1.88 | 0 | 10.5 |  |  |  | No | R-410A | 2.0333 | Residential & Commercial | Ducted CEE Tier 1
210471300 | Central HP <5.4 tons | HEIL | HRCU-A-CB (Split System: Heat Pump with Remote Outdoor Unit-Air-Source) | HVH837GKA2* |  |  | EHD4X60AAL+WALLCON | *80CTL0901716A* | 33000 | 17.5 | 8.1 | 32200 | 24800 | 77.02% | 2.02 | 0 | 11.5 |  |  |  | No | R-410A | 2.75 | Residential & Commercial | Ducted CEE Tier 1
214574010 | Central HP <5.4 tons | HEIL | HRCU-A-CB (Split System: Heat Pump with Remote Outdoor Unit-Air-Source) | HVH837GKA2* |  |  | EA*4X48L24A*+WALLCON | *97CMN0802120B* | 32400 | 17.5 | 8.5 | 32400 | 25000 | 77.16% | 1.98 | 0 | 11 |  |  |  | No | R-410A | 2.7 | Residential & Commercial | Ducted CEE Tier 1
215031314 | Central HP <5.4 tons | DAIKIN | HRCU-A-CB (Split System: Heat Pump with Remote Outdoor Unit-Air-Source) | DZ9VCA3610A* | ASPEN |  | CH48B34+TDR | D*97MC1005CNA* | 31200 | 19 | 8.1 | 33600 | 24400 | 72.62% | 1.8 | 0 | 11.9 |  |  |  | No | R-410A | 2.6 | Residential & Commercial | Ducted CEE Tier 1
216054658 | Central HP <5.4 tons | COLEMAN | HRCU-A-CB (Split System: Heat Pump with Remote Outdoor Unit-Air-Source) | HH824E2S11 | ASPEN |  | D(A,C,E)24B3K+TDR | Z9ES026A08SMPS1 | 20600 | 17.5 | 8.1 | 22800 | 17300 | 75.88% | 2 | 0 | 11.2 |  |  |  | No | R-454B | 1.7167 | Residential & Commercial | Ducted CEE Tier 1
215488012 | Central HP <5.4 tons | GOODMAN | HRCU-A-CB (Split System: Heat Pump with Remote Outdoor Unit-Air-Source) | GZV7SA2410A* |  |  | CA*EA3022*3A* | G*VM971005CNB* | 23200 | 19 | 8.6 | 23200 | 17000 | 73.28% | 2 | 0 | 11 |  |  |  | No | R-32 | 1.9333 | Residential & Commercial | Ducted CEE Tier 1
215488030 | Central HP <5.4 tons | GOODMAN | HRCU-A-CB (Split System: Heat Pump with Remote Outdoor Unit-Air-Source) | GZV7SA2410A* |  |  | CA*EA3626*3A* | G*VC800804C*A* | 23200 | 19 | 8.6 | 23200 | 17000 | 73.28% | 2 | 0 | 11 |  |  |  | No | R-32 | 1.9333 | Residential & Commercial | Ducted CEE Tier 1
215434133 | Central HP <5.4 tons | GOODMAN | HRCU-A-CB (Split System: Heat Pump with Remote Outdoor Unit-Air-Source) | GZV7SA2410A* |  |  | CHPEA3026*3A* | G*VT960804CNA* | 23200 | 19 | 8.6 | 23200 | 17000 | 73.28% | 2 | 0 | 11 |  |  |  | No | R-32 | 1.9333 | Residential & Commercial | Ducted CEE Tier 1
210474298 | Central HP <5.4 tons | AIRQUEST | HRCU-A-CB (Split System: Heat Pump with Remote Outdoor Unit-Air-Source) | HVH825GKA3* |  |  | EHD4X42AAL+WALLCON | *80CTL0701716A* | 24200 | 16 | 8.1 | 21400 | 16600 | 77.57% | 2 | 0 | 10.5 |  |  |  | No | R-410A | 2.0167 | Residential & Commercial | Ducted CEE Tier 1
210474551 | Central HP <5.4 tons | AIRQUEST | HRCU-A-CB (Split System: Heat Pump with Remote Outdoor Unit-Air-Source) | HVH825GKA3* |  |  | EHD4X48AAL+WALLCON | *96CTN0801714A* | 24200 | 16 | 8.1 | 21400 | 16700 | 78.04% | 2 | 0 | 10.5 |  |  |  | No | R-410A | 2.0167 | Residential & Commercial | Ducted CEE Tier 1
210474617 | Central HP <5.4 tons | AIRQUEST | HRCU-A-CB (Split System: Heat Pump with Remote Outdoor Unit-Air-Source) | HVH825GKA3* |  |  | EHD4X48AAL+WALLCON | *96CTN1002122A* | 24200 | 16 | 8.1 | 21200 | 16700 | 78.77% | 2.04 | 0 | 11 |  |  |  | No | R-410A | 2.0167 | Residential & Commercial | Ducted CEE Tier 1
210473437 | Central HP <5.4 tons | HEIL | HRCU-A-CB (Split System: Heat Pump with Remote Outdoor Unit-Air-Source) | HVH825GKA3* |  |  | EA*4X48L24A*+WALLCON | *95CSU0802120A* | 24200 | 17 | 8.1 | 21000 | 16500 | 78.57% | 2.02 | 0 | 11 |  |  |  | No | R-410A | 2.0167 | Residential & Commercial | Ducted CEE Tier 1
216472814 | Central HP <5.4 tons | AC PRO.COM | HRCU-A-CB (Split System: Heat Pump with Remote Outdoor Unit-Air-Source) | SPHP-Z-V030BB |  |  | AIRH-Z-V030V10C |  | 30000 | 17.2 | 10.8 | 33000 | 33200 | 100.6% | 1.97 | 0 | 12 |  |  |  | No | R-454B | 2.5 | Residential & Commercial | Ducted CEE Tier 1
215387239 | Central HP <5.4 tons | ACIQ | HRCU-A-CB (Split System: Heat Pump with Remote Outdoor Unit-Air-Source) | ACIQ-36-HP32 |  |  | ACIQ-36-AH32 |  | 34000 | 16.5 | 9.5 | 34000 | 32000 | 94.12% | 1.8 | 0 | 11.7 |  |  |  | No | R-32 | 2.8333 | Residential & Commercial | Ducted CEE Tier 1
209872728 | Central HP <5.4 tons | RUUD | HRCU-A-CB (Split System: Heat Pump with Remote Outdoor Unit-Air-Source) | UP18AZ48AJVC |  |  | RCFZ6021SEAAM | R962V1005A21M4S | 44500 | 19 | 8.5 | 43500 | 45000 | 103.4% | 2 | 0 | 10.9 |  |  |  | No | R-410A | 3.7083 | Residential & Commercial | Ducted CEE Tier 1
210692757 | Central HP <5.4 tons | GOODMAN | HRCU-A-CB (Split System: Heat Pump with Remote Outdoor Unit-Air-Source) | GSZV903610A* |  |  | CHPF3743C6B*+TXV | G*VS960603BUA* | 33400 | 18 | 8.2 | 34000 | 24400 | 71.76% | 1.8 | 0 | 11 |  |  |  | No | R-410A | 2.7833 | Residential & Commercial | Ducted CEE Tier 1
210692772 | Central HP <5.4 tons | GOODMAN | HRCU-A-CB (Split System: Heat Pump with Remote Outdoor Unit-Air-Source) | GSZV903610A* |  |  | CSCF3642N6D*+TXV | G*VS800805CUA* | 33800 | 18.5 | 8.2 | 34000 | 24400 | 71.76% | 1.8 | 0 | 11.5 |  |  |  | No | R-410A | 2.8167 | Residential & Commercial | Ducted CEE Tier 1
210692774 | Central HP <5.4 tons | GOODMAN | HRCU-A-CB (Split System: Heat Pump with Remote Outdoor Unit-Air-Source) | GSZV903610A* |  |  | CSCF3642N6D*+TXV | G*VC801005C*A* | 33800 | 18.5 | 8.2 | 34000 | 24400 | 71.76% | 1.8 | 0 | 11.5 |  |  |  | No | R-410A | 2.8167 | Residential & Commercial | Ducted CEE Tier 1
214392047 | Central HP <5.4 tons | RUUD | HRCU-A-CB (Split System: Heat Pump with Remote Outdoor Unit-Air-Source) | RP15AZ48AJ2N | ASPEN |  | CP49B34+TDR | U802VA100521Z | 43500 | 15.3 | 8.1 | 45000 | 33400 | 74.22% | 2.97 | 0 | 10 |  |  |  | No | R-410A | 3.625 | Residential & Commercial | Ducted CEE Tier 1
214447342 | Central HP <5.4 tons | ECOER | HRCU-A-CB (Split System: Heat Pump with Remote Outdoor Unit-Air-Source) | EODA18H-4860B | ASPEN |  | AFM594+TDR |  | 52500 | 17.5 | 9 | 55000 | 38500 | 70% | 1.9 | 0 | 10 |  |  |  | No | R-410A | 4.375 | Residential & Commercial | Ducted CEE Tier 1
214592560 | Central HP <5.4 tons | ECOER | HRCU-A-CB (Split System: Heat Pump with Remote Outdoor Unit-Air-Source) | EODA18H-4860B | ASPEN |  | D(A,C,E)36C34+TDR | MGH96M060B3A | 33000 | 17.5 | 8.8 | 35000 | 27000 | 77.14% | 2.1 | 0 | 11.7 |  |  |  | No | R-410A | 2.75 | Residential & Commercial | Ducted CEE Tier 1
214630548 | Central HP <5.4 tons | CARRIER | HRCU-A-CB (Split System: Heat Pump with Remote Outdoor Unit-Air-Source) | 25VNA837A*031* | ADP |  | PL36H210P299 | 59TN6B100C21**22 | 32400 | 18 | 8.5 | 30400 | 24400 | 80.26% | 2 | 0 | 11.7 |  |  |  | No | R-410A | 2.7 | Residential & Commercial | Ducted CEE Tier 1
214253513 | Central HP <5.4 tons | TRANE | HRCU-A-CB (Split System: Heat Pump with Remote Outdoor Unit-Air-Source) | 4TWV8X60A1 |  |  | 4PX*DU60BS3 | S8V2D120M5PDB | 54000 | 18 | 8.2 | 52000 | 39500 | 75.96% | 1.8 | 0 | 11.7 |  |  |  | No | R-410A | 4.5 | Residential & Commercial | Ducted CEE Tier 1
214253515 | Central HP <5.4 tons | TRANE | HRCU-A-CB (Split System: Heat Pump with Remote Outdoor Unit-Air-Source) | 4TWV8X60A1 |  |  | 4PX*DU60BS3 | S8V2D120M5PCB | 54000 | 18 | 8.2 | 52000 | 39500 | 75.96% | 1.8 | 0 | 11.7 |  |  |  | No | R-410A | 4.5 | Residential & Commercial | Ducted CEE Tier 1
214717442 | Central HP <5.4 tons | American Standard | HRCU-A-C (Split System: Heat Pump with Remote Outdoor Unit with No Indoor Fan --Air Source) | 4TXD2036A10NU** | ADP |  | H,TE7J930+TD |  | 22200 | 15.2 | 8.4 | 22400 | 21200 | 94.64% | 1.78 | 0 | 10.5 |  |  |  | No | R-410A | 1.85 | Residential & Commercial | Ducted CEE Tier 1
212383429 | Central HP <5.4 tons | DAY & NIGHT | HRCU-A-CB (Split System: Heat Pump with Remote Outdoor Unit-Air-Source) | DLCURAH36ABK |  |  | EA*4X37L21A* | *80VTL0902120A* | 36200 | 16 | 8.5 | 38500 | 34800 | 90.39% | 2.06 | 0 | 10 |  |  |  | No | R-410A | 3.0167 | Residential & Commercial | Ducted CEE Tier 1
212396569 | Central HP <5.4 tons | American Standard | HRCU-A-CB (Split System: Heat Pump with Remote Outdoor Unit-Air-Source) | 4TXD2036A10NU** | ADP |  | F,PE*G34930 |  | 23600 | 17 | 9 | 22400 | 21200 | 94.64% | 1.8 | 0 | 11.5 |  |  |  | No | R-410A | 1.9667 | Residential & Commercial | Ducted CEE Tier 1
214660180 | Central HP <5.4 tons | ECOER | HRCU-A-CB (Split System: Heat Pump with Remote Outdoor Unit-Air-Source) | EODA18H-4860BAA | ASPEN |  | D(A,C,E)48C34+TDR | MGH96M100C5A | 45000 | 17.5 | 8.5 | 46000 | 32400 | 70.43% | 1.95 | 0 | 11 |  |  |  | No | R-410A | 3.75 | Residential & Commercial | Ducted CEE Tier 1
209872692 | Central HP <5.4 tons | RUUD | HRCU-A-CB (Split System: Heat Pump with Remote Outdoor Unit-Air-Source) | UP18AZ24AJVC |  |  | RCFZ2421HEAAM | R962V0403A17M4S | 22800 | 20 | 8.5 | 22800 | 26000 | 114% | 2.1 | 0 | 12.5 |  |  |  | No | R-410A | 1.9 | Residential & Commercial | Ducted CEE Tier 1
215488146 | Central HP <5.4 tons | GOODMAN | HRCU-A-CB (Split System: Heat Pump with Remote Outdoor Unit-Air-Source) | GZV6SA1810A* |  |  | CA*EA3022*3A* | G*VC960403BNB* | 17000 | 19 | 8.8 | 16800 | 13000 | 77.38% | 2.1 | 0 | 12 |  |  |  | No | R-32 | 1.4167 | Residential & Commercial | Ducted CEE Tier 1
212498213 | Central HP <5.4 tons | American Standard | HRCU-A-CB (Split System: Heat Pump with Remote Outdoor Unit-Air-Source) | 4TXD2036A10NU** | ADP |  | CP2505C+TXV+TD |  | 22400 | 15.2 | 8.25 | 22400 | 21200 | 94.64% | 1.76 | 0 | 10.5 |  |  |  | No | R-410A | 1.8667 | Residential & Commercial | Ducted CEE Tier 1
211227117 | Central HP <5.4 tons | DAY & NIGHT | HRCU-A-CB (Split System: Heat Pump with Remote Outdoor Unit-Air-Source) | DLCURAH36ABK |  |  | EA*4X37L21A* | *96VSN0802120A* | 36400 | 16 | 8.5 | 38500 | 34800 | 90.39% | 2.08 | 0 | 10 |  |  |  | No | R-410A | 3.0333 | Residential & Commercial | Ducted CEE Tier 1
211227242 | Central HP <5.4 tons | DAY & NIGHT | HRCU-A-CB (Split System: Heat Pump with Remote Outdoor Unit-Air-Source) | DLCURAH36ABK |  |  | EA*4X37L21A* | OMV112K14A | 36200 | 15.5 | 8.5 | 38500 | 34800 | 90.39% | 2.06 | 0 | 10 |  |  |  | No | R-410A | 3.0167 | Residential & Commercial | Ducted CEE Tier 1
211227485 | Central HP <5.4 tons | DAY & NIGHT | HRCU-A-CB (Split System: Heat Pump with Remote Outdoor Unit-Air-Source) | DLCURAH36ABK |  |  | EA*4X42L21A* | *80VTL1102122A* | 36200 | 15.5 | 8.1 | 39500 | 35200 | 89.11% | 1.92 | 0 | 10 |  |  |  | No | R-410A | 3.0167 | Residential & Commercial | Ducted CEE Tier 1
211227524 | Central HP <5.4 tons | DAY & NIGHT | HRCU-A-CB (Split System: Heat Pump with Remote Outdoor Unit-Air-Source) | DLCURAH36ABK |  |  | EA*4X42L21A* | *92ESN0801716A* | 35400 | 16 | 8.1 | 38500 | 35000 | 90.91% | 1.88 | 0 | 10 |  |  |  | No | R-410A | 2.95 | Residential & Commercial | Ducted CEE Tier 1
212983677 | Central HP <5.4 tons | BRYANT HEATING AND COOLING SYSTEMS | HRCU-A-CB (Split System: Heat Pump with Remote Outdoor Unit-Air-Source) | 38MURAQ18AB3* |  |  | CAP**3017AL* | 912SE36060M14*** | 17400 | 16.5 | 8.5 | 18000 | 18900 | 105% | 2.28 | 0 | 10.5 |  |  |  | No | R-410A | 1.45 | Residential & Commercial | Ducted CEE Tier 1
212983728 | Central HP <5.4 tons | BRYANT HEATING AND COOLING SYSTEMS | HRCU-A-CB (Split System: Heat Pump with Remote Outdoor Unit-Air-Source) | 38MURAQ18AB3* |  |  | CNPV*3017AL* | 912SE36060M14*** | 17400 | 16.5 | 8.1 | 18000 | 18700 | 103.9% | 2.24 | 0 | 11 |  |  |  | No | R-410A | 1.45 | Residential & Commercial | Ducted CEE Tier 1
215853316 | Central HP <5.4 tons | JOHNSON CONTROLS | HRCU-A-CB (Split System: Heat Pump with Remote Outdoor Unit-Air-Source) | HH824E2S11 |  |  | CTM30B5ACS1+JMVT12BC2N1 |  | 23000 | 18 | 9.5 | 23000 | 19000 | 82.61% | 2 | 0 | 12 |  |  |  | No | R-454B | 1.9167 | Residential & Commercial | Ducted CEE Tier 1
211168138 | Central HP <5.4 tons | AMERICAN STANDARD | HRCU-A-CB (Split System: Heat Pump with Remote Outdoor Unit-Air-Source) | 4A6V0X24A1 | ASPEN |  | 4PXFH003AZ3+TDR | *DHMB060BCV3 | 23200 | 18 | 8.5 | 20200 | 19300 | 95.54% | 2.48 | 0 | 12 |  |  |  | No | R-410A | 1.9333 | Residential & Commercial | Ducted CEE Tier 1
213311583 | Central HP <5.4 tons | CARRIER | HRCU-A-CB (Split System: Heat Pump with Remote Outdoor Unit-Air-Source) | 38MURAQ24AB3* | ADP |  | C36A***L129+CBPE3A* |  | 23600 | 17 | 9 | 25600 | 25200 | 98.44% | 2.14 | 0 | 10 |  |  |  | No | R-410A | 1.9667 | Residential & Commercial | Ducted CEE Tier 1
212498216 | Central HP <5.4 tons | American Standard | HRCU-A-CB (Split System: Heat Pump with Remote Outdoor Unit-Air-Source) | 4TXD2036A10NU** | ADP |  | CE2505C+TXV |  | 23000 | 16 | 8.8 | 22400 | 21600 | 96.43% | 1.78 | 0 | 11.5 |  |  |  | No | R-410A | 1.9167 | Residential & Commercial | Ducted CEE Tier 1
213187949 | Central HP <5.4 tons | American Standard | HRCU-A-C (Split System: Heat Pump with Remote Outdoor Unit with No Indoor Fan --Air Source) | 4TXD2036A10NU** | ADP |  | V,T36H175P139+TD |  | 22600 | 15.2 | 8.5 | 22400 | 21200 | 94.64% | 1.8 | 0 | 10.5 |  |  |  | No | R-410A | 1.8833 | Residential & Commercial | Ducted CEE Tier 1
216472818 | Central HP <5.4 tons | AC PRO.COM | HRCU-A-CB (Split System: Heat Pump with Remote Outdoor Unit-Air-Source) | MHPC-H-018BSB |  |  | MMUL-H-018BMB |  | 18000 | 18.5 | 9.8 | 18000 | 13000 | 72.22% | 2.3 | 0 | 12.1 |  |  |  | No | R-454B | 1.5 | Residential & Commercial | Ducted CEE Tier 1
216054690 | Central HP <5.4 tons | COLEMAN | HRCU-A-CB (Split System: Heat Pump with Remote Outdoor Unit-Air-Source) | HH836E2S11 | ASPEN |  | D(A,C,E)36A4K+TDR | TM8E080C16MP11 | 31000 | 18 | 8.5 | 31000 | 25200 | 81.29% | 2 | 0 | 10.5 |  |  |  | No | R-454B | 2.5833 | Residential & Commercial | Ducted CEE Tier 1
216054727 | Central HP <5.4 tons | COLEMAN | HRCU-A-CB (Split System: Heat Pump with Remote Outdoor Unit-Air-Source) | HH836E2S11 | ASPEN |  | D(A,C,E)36A4K+TDR | TMLE120C16MP11 | 30400 | 18 | 8.5 | 30200 | 24800 | 82.12% | 2 | 0 | 11.2 |  |  |  | No | R-454B | 2.5333 | Residential & Commercial | Ducted CEE Tier 1
213279229 | Central HP <5.4 tons | COLEMAN | HRCU-A-CB (Split System: Heat Pump with Remote Outdoor Unit-Air-Source) | THF2B48T21 | ASPEN |  | D(A,C,E)60A46+TDR | CP9C100C20MP13 | 43000 | 16 | 8.2 | 44000 | 31400 | 71.36% | 3.14 | 0 | 11.5 |  |  |  | No | R-410A | 3.5833 | Residential & Commercial | Ducted CEE Tier 1
213279246 | Central HP <5.4 tons | COLEMAN | HRCU-A-CB (Split System: Heat Pump with Remote Outdoor Unit-Air-Source) | THF2B48T21 | ASPEN |  | D(A,C,E)60A46+TDR | TM8E120C16MP11 | 43000 | 16 | 8.2 | 44000 | 31400 | 71.36% | 3.13 | 0 | 11.5 |  |  |  | No | R-410A | 3.5833 | Residential & Commercial | Ducted CEE Tier 1
213279260 | Central HP <5.4 tons | COLEMAN | HRCU-A-CB (Split System: Heat Pump with Remote Outdoor Unit-Air-Source) | THF2B48T21 | ASPEN |  | D(A,C,E)60A46+TDR | TM9E080C16MP12 | 42500 | 16 | 8.2 | 44000 | 31400 | 71.36% | 3.13 | 0 | 11.5 |  |  |  | No | R-410A | 3.5417 | Residential & Commercial | Ducted CEE Tier 1
213829717 | Central HP <5.4 tons | RUUD | HRCU-A-CB (Split System: Heat Pump with Remote Outdoor Unit-Air-Source) | UP18AZ24AJVC |  |  | RCFZ2421HEAAM | R801V0504A17UHU | 22800 | 20 | 8.5 | 22800 | 26000 | 114% | 2.1 | 0 | 12.5 |  |  |  | No | R-410A | 1.9 | Residential & Commercial | Ducted CEE Tier 1
214574369 | Central HP <5.4 tons | BRYANT HEATING AND COOLING SYSTEMS | HRCU-A-CB (Split System: Heat Pump with Remote Outdoor Unit-Air-Source) | 288BNV037*0**B* |  |  | CSPH*4812AL*+UI | 987MC60080C21*** | 32600 | 17 | 8.5 | 32800 | 25000 | 76.22% | 1.98 | 0 | 11 |  |  |  | No | R-410A | 2.7167 | Residential & Commercial | Ducted CEE Tier 1
214574519 | Central HP <5.4 tons | BRYANT HEATING AND COOLING SYSTEMS | HRCU-A-CB (Split System: Heat Pump with Remote Outdoor Unit-Air-Source) | 288BNV037*0**B* |  |  | CNPV*4221AL*+UI | 935CB60080C21*** | 31800 | 17 | 8.1 | 33000 | 24600 | 74.55% | 1.88 | 0 | 11 |  |  |  | No | R-410A | 2.65 | Residential & Commercial | Ducted CEE Tier 1
214574569 | Central HP <5.4 tons | BRYANT HEATING AND COOLING SYSTEMS | HRCU-A-CB (Split System: Heat Pump with Remote Outdoor Unit-Air-Source) | 288BNV037*0**B* |  |  | CNPV*4821AL*+UI | 88*TB60070C21*** | 32400 | 18.5 | 8.1 | 32800 | 24800 | 75.61% | 1.96 | 0 | 11.5 |  |  |  | No | R-410A | 2.7 | Residential & Commercial | Ducted CEE Tier 1
211717285 | Central HP <5.4 tons | ACIQ | HRCU-A-CB (Split System: Heat Pump with Remote Outdoor Unit-Air-Source) | SC-2436-HP |  |  | SC-24-AH |  | 24000 | 17 | 9 | 24000 | 22000 | 91.67% | 1.8 | 12.5 | 12 |  |  |  | No | R-410A | 2 | Residential & Commercial | Ducted CEE Tier 1
213738487 | Central HP <5.4 tons | DAY & NIGHT | HRCU-A-CB (Split System: Heat Pump with Remote Outdoor Unit-Air-Source) | DLCURAH36ABK | ADP |  | FG35936 | *80MS(N,L)0901714A* | 35400 | 16 | 8.1 | 36800 | 34600 | 94.02% | 1.88 | 0 | 10 |  |  |  | No | R-410A | 2.95 | Residential & Commercial | Ducted CEE Tier 1
214592566 | Central HP <5.4 tons | ECOER | HRCU-A-CB (Split System: Heat Pump with Remote Outdoor Unit-Air-Source) | EODA18H-4860B | ASPEN |  | D(A,C,E)48C34+TDR | MGH96M100C5A | 45000 | 17.5 | 8.5 | 46000 | 32400 | 70.43% | 1.95 | 0 | 11 |  |  |  | No | R-410A | 3.75 | Residential & Commercial | Ducted CEE Tier 1
213279262 | Central HP <5.4 tons | COLEMAN | HRCU-A-CB (Split System: Heat Pump with Remote Outdoor Unit-Air-Source) | THF2B48T21 | ASPEN |  | D(A,C,E)60A46+TDR | TM9E100C16MP12 | 42500 | 16 | 8.2 | 44000 | 31400 | 71.36% | 3.13 | 0 | 11.5 |  |  |  | No | R-410A | 3.5417 | Residential & Commercial | Ducted CEE Tier 1
212499708 | Central HP <5.4 tons | LENNOX | HRCU-A-CB (Split System: Heat Pump with Remote Outdoor Unit-Air-Source) | EL22XPV-024-230A** | ADP |  | LP36/37R9 | EL280UH070E36A* | 24000 | 21 | 8.5 | 22000 | 15400 | 70% | 1.92 | 0 | 13.5 |  |  |  | No | R-410A | 2 | Residential & Commercial | Ducted CEE Tier 1
212499724 | Central HP <5.4 tons | LENNOX | HRCU-A-CB (Split System: Heat Pump with Remote Outdoor Unit-Air-Source) | EL22XPV-024-230A** | ADP |  | L*19/36U9 | EL280UH070XE36A* | 24000 | 21 | 8.5 | 22000 | 15400 | 70% | 1.92 | 0 | 13.5 |  |  |  | No | R-410A | 2 | Residential & Commercial | Ducted CEE Tier 1
212499725 | Central HP <5.4 tons | LENNOX | HRCU-A-CB (Split System: Heat Pump with Remote Outdoor Unit-Air-Source) | EL22XPV-024-230A** | ADP |  | L*19/36S9 | EL280UH070XE36A* | 24000 | 21 | 8.5 | 22000 | 15400 | 70% | 1.92 | 0 | 13.5 |  |  |  | No | R-410A | 2 | Residential & Commercial | Ducted CEE Tier 1
212499726 | Central HP <5.4 tons | LENNOX | HRCU-A-CB (Split System: Heat Pump with Remote Outdoor Unit-Air-Source) | EL22XPV-024-230A** | ADP |  | LP25/36R9 | EL280UH070XE36A* | 24000 | 21 | 8.5 | 22000 | 15400 | 70% | 1.92 | 0 | 13.5 |  |  |  | No | R-410A | 2 | Residential & Commercial | Ducted CEE Tier 1
212985928 | Central HP <5.4 tons | COMFORTMAKER | HRCU-A-CB (Split System: Heat Pump with Remote Outdoor Unit-Air-Source) | DLCURAH18ABK |  |  | EA*4X30L17A* | *96MSN0261410A* | 17500 | 16 | 8.5 | 18100 | 18800 | 103.9% | 2.26 | 0 | 10.5 |  |  |  | No | R-410A | 1.4583 | Residential & Commercial | Ducted CEE Tier 1
212985978 | Central HP <5.4 tons | COMFORTMAKER | HRCU-A-CB (Split System: Heat Pump with Remote Outdoor Unit-Air-Source) | DLCURAH18ABK |  |  | EN(A,D)4X30L17** | *96MSN0261410A* | 17500 | 16 | 8.1 | 18200 | 18800 | 103.3% | 2.26 | 0 | 11 |  |  |  | No | R-410A | 1.4583 | Residential & Commercial | Ducted CEE Tier 1
211240217 | Central HP <5.4 tons | CARRIER | HRCU-A-CB (Split System: Heat Pump with Remote Outdoor Unit-Air-Source) | 38MURAQ24AB3* |  |  | FMA4X24**AL* |  | 23600 | 17 | 9 | 27200 | 25600 | 94.12% | 2.14 | 0 | 10 |  |  |  | No | R-410A | 1.9667 | Residential & Commercial | Ducted CEE Tier 1
211239839 | Central HP <5.4 tons | CARRIER | HRCU-A-CB (Split System: Heat Pump with Remote Outdoor Unit-Air-Source) | 38MURAQ24AB3* |  |  | CAP**3617AL* | 59SC2D060E14**12 | 23600 | 17 | 8.5 | 25600 | 23600 | 92.19% | 1.96 | 0 | 10 |  |  |  | No | R-410A | 1.9667 | Residential & Commercial | Ducted CEE Tier 1
211239854 | Central HP <5.4 tons | CARRIER | HRCU-A-CB (Split System: Heat Pump with Remote Outdoor Unit-Air-Source) | 38MURAQ24AB3* |  |  | CAP**3621AL* | 59SP6A060V17**14 | 23600 | 16.5 | 8.5 | 25600 | 23600 | 92.19% | 1.96 | 0 | 10 |  |  |  | No | R-410A | 1.9667 | Residential & Commercial | Ducted CEE Tier 1
211239857 | Central HP <5.4 tons | CARRIER | HRCU-A-CB (Split System: Heat Pump with Remote Outdoor Unit-Air-Source) | 38MURAQ24AB3* |  |  | CAP**3621AL* | 59SP6A040V17**12 | 23400 | 16 | 8.5 | 25800 | 23600 | 91.47% | 1.94 | 0 | 10 |  |  |  | No | R-410A | 1.95 | Residential & Commercial | Ducted CEE Tier 1
211239889 | Central HP <5.4 tons | CARRIER | HRCU-A-CB (Split System: Heat Pump with Remote Outdoor Unit-Air-Source) | 38MURAQ24AB3* |  |  | CAP**3621AL* | 59SC2D060E17**14 | 24600 | 17 | 8.5 | 26200 | 22200 | 84.73% | 1.86 | 0 | 10 |  |  |  | No | R-410A | 2.05 | Residential & Commercial | Ducted CEE Tier 1
215223132 | Central HP <5.4 tons | BRYANT HEATING AND COOLING SYSTEMS | HRCU-A-CB (Split System: Heat Pump with Remote Outdoor Unit-Air-Source) | 288BNV025*0**C* | ADP |  | H,PE7J936 | 987MB66100C21*** | 23600 | 16 | 8.1 | 19800 | 16200 | 81.82% | 1.94 | 0 | 11 |  |  |  | No | R-410A | 1.9667 | Residential & Commercial | Ducted CEE Tier 1
215223136 | Central HP <5.4 tons | BRYANT HEATING AND COOLING SYSTEMS | HRCU-A-CB (Split System: Heat Pump with Remote Outdoor Unit-Air-Source) | 288BNV025*0**C* | ADP |  | H,PG9J930 | 987MB66120C24*** | 23800 | 16 | 8.1 | 19800 | 16300 | 82.32% | 1.96 | 0 | 11 |  |  |  | No | R-410A | 1.9833 | Residential & Commercial | Ducted CEE Tier 1
215223127 | Central HP <5.4 tons | BRYANT HEATING AND COOLING SYSTEMS | HRCU-A-CB (Split System: Heat Pump with Remote Outdoor Unit-Air-Source) | 288BNV025*0**C* | ADP |  | H,PG9J930 | 987MB42080C17*** | 23600 | 16 | 8.1 | 19800 | 16300 | 82.32% | 1.96 | 0 | 11 |  |  |  | No | R-410A | 1.9667 | Residential & Commercial | Ducted CEE Tier 1
215223134 | Central HP <5.4 tons | BRYANT HEATING AND COOLING SYSTEMS | HRCU-A-CB (Split System: Heat Pump with Remote Outdoor Unit-Air-Source) | 288BNV025*0**C* | ADP |  | H,PE9J936 | 987MB66100C21*** | 23800 | 16 | 8.1 | 19800 | 16200 | 81.82% | 1.96 | 0 | 11 |  |  |  | No | R-410A | 1.9833 | Residential & Commercial | Ducted CEE Tier 1
216472807 | Central HP <5.4 tons | AC PRO.COM | HRCU-A-CB (Split System: Heat Pump with Remote Outdoor Unit-Air-Source) | SPHP-Y-V024BB |  |  | AIRH-Y-V02408CB |  | 24000 | 18.1 | 9.7 | 26000 | 21600 | 83.08% | 1.87 | 0 | 11 |  |  |  | No | R-454B | 2 | Residential & Commercial | Ducted CEE Tier 1
212499842 | Central HP <5.4 tons | LENNOX | HRCU-A-CB (Split System: Heat Pump with Remote Outdoor Unit-Air-Source) | EL22XPV-024-230A** | ADP |  | LP29/36X9 | ML180UH045XE36A* | 23400 | 21 | 8.5 | 21200 | 14900 | 70.28% | 1.86 | 0 | 13.5 |  |  |  | No | R-410A | 1.95 | Residential & Commercial | Ducted CEE Tier 1
216054659 | Central HP <5.4 tons | COLEMAN | HRCU-A-CB (Split System: Heat Pump with Remote Outdoor Unit-Air-Source) | HH824E2S11 | ASPEN |  | D(A,C,E)24B4K+TDR | Z9ES026A08SMPS1 | 21000 | 17.5 | 8.5 | 23000 | 17300 | 75.22% | 2 | 0 | 11.7 |  |  |  | No | R-454B | 1.75 | Residential & Commercial | Ducted CEE Tier 1
215565268 | Central HP <5.4 tons | COLEMAN | HRCU-A-CB (Split System: Heat Pump with Remote Outdoor Unit-Air-Source) | HH824E2S11 | ASPEN |  | D(A,C,E)36A4J+TDR | Z8ES100B12SMPS1 | 21000 | 19 | 9.5 | 22800 | 18000 | 78.95% | 2 | 0 | 11.2 |  |  |  | No | R-454B | 1.75 | Residential & Commercial | Ducted CEE Tier 1
213738537 | Central HP <5.4 tons | DAY & NIGHT | HRCU-A-CB (Split System: Heat Pump with Remote Outdoor Unit-Air-Source) | DLCURAH36ABK | ADP |  | PL36H175P789 | *92MSN0601714A* | 35600 | 16 | 8.5 | 36200 | 34400 | 95.03% | 2.02 | 0 | 10 |  |  |  | No | R-410A | 2.9667 | Residential & Commercial | Ducted CEE Tier 1
213738551 | Central HP <5.4 tons | DAY & NIGHT | HRCU-A-CB (Split System: Heat Pump with Remote Outdoor Unit-Air-Source) | DLCURAH36ABK | ADP |  | PL36H210P179 | *95MSU0401712A* | 35800 | 15.2 | 8.1 | 36800 | 34800 | 94.57% | 2 | 0 | 10 |  |  |  | No | R-410A | 2.9833 | Residential & Commercial | Ducted CEE Tier 1
215864476 | Central HP <5.4 tons | AMERICAN STANDARD | HRCU-A-CB (Split System: Heat Pump with Remote Outdoor Unit-Air-Source) | 5A6V8X36A1 |  |  | 5PX*B004AS3 | *UHMB080CCV3+LRP | 31600 | 18.1 | 8.5 | 32800 | 25600 | 78.05% | 2 | 0 | 10 |  |  |  | No | R-454B | 2.6333 | Residential & Commercial | Ducted CEE Tier 1
215864576 | Central HP <5.4 tons | AMERICAN STANDARD | HRCU-A-CB (Split System: Heat Pump with Remote Outdoor Unit-Air-Source) | 5A6V8X36A1 |  |  | 5TXCB004AS3 | S8V2B080M4PDB | 31800 | 18.1 | 8.5 | 33000 | 25600 | 77.58% | 2 | 0 | 10 |  |  |  | No | R-454B | 2.65 | Residential & Commercial | Ducted CEE Tier 1
214391672 | Central HP <5.4 tons | RUUD | HRCU-A-CB (Split System: Heat Pump with Remote Outdoor Unit-Air-Source) | RP15AZ24AJ2N | ASPEN |  | CP31A34+TDR | R921V0403A17M4S | 22400 | 15.6 | 8.3 | 23000 | 16500 | 71.74% | 2.9 | 0 | 11.9 |  |  |  | No | R-410A | 1.8667 | Residential & Commercial | Ducted CEE Tier 1
214391697 | Central HP <5.4 tons | RUUD | HRCU-A-CB (Split System: Heat Pump with Remote Outdoor Unit-Air-Source) | RP15AZ24AJ2N | ASPEN |  | CP37A34+TDR | U802VA075317M | 22400 | 15.6 | 8.3 | 23000 | 16100 | 70% | 2.99 | 0 | 11.9 |  |  |  | No | R-410A | 1.8667 | Residential & Commercial | Ducted CEE Tier 1
215488062 | Central HP <5.4 tons | GOODMAN | HRCU-A-CB (Split System: Heat Pump with Remote Outdoor Unit-Air-Source) | GZV7SA3610A* |  |  | CA*EA4830*3A* | G*VM970804CNB* | 34800 | 18.5 | 8.5 | 35000 | 28400 | 81.14% | 2 | 0 | 10.5 |  |  |  | No | R-32 | 2.9 | Residential & Commercial | Ducted CEE Tier 1
215488067 | Central HP <5.4 tons | GOODMAN | HRCU-A-CB (Split System: Heat Pump with Remote Outdoor Unit-Air-Source) | GZV7SA3610A* |  |  | CHPEA4830*3A* | G*VC961205DNB* | 35000 | 18.5 | 8.1 | 35000 | 28400 | 81.14% | 2 | 0 | 10.5 |  |  |  | No | R-32 | 2.9167 | Residential & Commercial | Ducted CEE Tier 1
215488069 | Central HP <5.4 tons | GOODMAN | HRCU-A-CB (Split System: Heat Pump with Remote Outdoor Unit-Air-Source) | GZV7SA3610A* |  |  | CHPEA4830*3A* | G*VC960804CNB* | 35000 | 18.5 | 8.1 | 35000 | 28400 | 81.14% | 2 | 0 | 10.5 |  |  |  | No | R-32 | 2.9167 | Residential & Commercial | Ducted CEE Tier 1
215223184 | Central HP <5.4 tons | BRYANT HEATING AND COOLING SYSTEMS | HRCU-A-CB (Split System: Heat Pump with Remote Outdoor Unit-Air-Source) | 288BNV037*0**A* | ADP |  | H,PG35936 | 987MB60060C21*** | 31600 | 17 | 8.1 | 31800 | 24200 | 76.1% | 1.88 | 0 | 11 |  |  |  | No | R-410A | 2.6333 | Residential & Commercial | Ducted CEE Tier 1
212499940 | Central HP <5.4 tons | LENNOX | HRCU-A-CB (Split System: Heat Pump with Remote Outdoor Unit-Air-Source) | EL22XPV-024-230A** | ADP |  | L*19/36S9 | ML180UH090V48B* | 24000 | 21 | 8.7 | 22000 | 15400 | 70% | 1.9 | 0 | 13.5 |  |  |  | No | R-410A | 2 | Residential & Commercial | Ducted CEE Tier 1
214391658 | Central HP <5.4 tons | RUUD | HRCU-A-CB (Split System: Heat Pump with Remote Outdoor Unit-Air-Source) | RP15AZ24AJ2N | ASPEN |  | CP31A34+TDR | R802V0503A14UH | 22400 | 15.6 | 8.3 | 23000 | 16300 | 70.87% | 2.88 | 0 | 11.9 |  |  |  | No | R-410A | 1.8667 | Residential & Commercial | Ducted CEE Tier 1
214391660 | Central HP <5.4 tons | RUUD | HRCU-A-CB (Split System: Heat Pump with Remote Outdoor Unit-Air-Source) | RP15AZ24AJ2N | ASPEN |  | CP31A34+TDR | R802V0504A17UHN | 22400 | 16 | 8.3 | 23000 | 17200 | 74.78% | 3.06 | 0 | 11.9 |  |  |  | No | R-410A | 1.8667 | Residential & Commercial | Ducted CEE Tier 1
214391691 | Central HP <5.4 tons | RUUD | HRCU-A-CB (Split System: Heat Pump with Remote Outdoor Unit-Air-Source) | RP15AZ24AJ2N | ASPEN |  | CP37A34+TDR | R962V0603A17M4S | 22400 | 15.6 | 8.3 | 23000 | 16500 | 71.74% | 2.9 | 0 | 11.9 |  |  |  | No | R-410A | 1.8667 | Residential & Commercial | Ducted CEE Tier 1
213738503 | Central HP <5.4 tons | DAY & NIGHT | HRCU-A-CB (Split System: Heat Pump with Remote Outdoor Unit-Air-Source) | DLCURAH36ABK | ADP |  | FG82936 | *80MSU0401712A* | 36000 | 16 | 8.5 | 36800 | 34600 | 94.02% | 2 | 0 | 10 |  |  |  | No | R-410A | 3 | Residential & Commercial | Ducted CEE Tier 1
215864594 | Central HP <5.4 tons | AMERICAN STANDARD | HRCU-A-CB (Split System: Heat Pump with Remote Outdoor Unit-Air-Source) | 5A6V8X36A1 |  |  | 5TXCB004AS3 | S9V2B080U4PSC+LRP | 31600 | 18.1 | 8.5 | 32800 | 25600 | 78.05% | 2 | 0 | 10 |  |  |  | No | R-454B | 2.6333 | Residential & Commercial | Ducted CEE Tier 1
215864708 | Central HP <5.4 tons | AMERICAN STANDARD | HRCU-A-CB (Split System: Heat Pump with Remote Outdoor Unit-Air-Source) | 5A6V8X60A1 |  |  | 5TXCC007AS3 | S8V2C100M5PDB | 53000 | 18.1 | 8.5 | 56000 | 40000 | 71.43% | 2 | 0 | 10 |  |  |  | No | R-454B | 4.4167 | Residential & Commercial | Ducted CEE Tier 1
215864710 | Central HP <5.4 tons | AMERICAN STANDARD | HRCU-A-CB (Split System: Heat Pump with Remote Outdoor Unit-Air-Source) | 5A6V8X60A1 |  |  | 5TXCC007AS3 | S8V2C100M5PCB | 53000 | 18.1 | 8.5 | 56000 | 40000 | 71.43% | 2 | 0 | 10 |  |  |  | No | R-454B | 4.4167 | Residential & Commercial | Ducted CEE Tier 1
215864760 | Central HP <5.4 tons | AMERICAN STANDARD | HRCU-A-CB (Split System: Heat Pump with Remote Outdoor Unit-Air-Source) | 5A6V8X60A1 |  |  | 5TXCD010AS3 | S9V2D120U5VSB+LRP | 54500 | 18.1 | 8.5 | 55000 | 39500 | 71.82% | 2 | 0 | 10.5 |  |  |  | No | R-454B | 4.5417 | Residential & Commercial | Ducted CEE Tier 1
214233330 | Central HP <5.4 tons | CARRIER | HRCU-A-CB (Split System: Heat Pump with Remote Outdoor Unit-Air-Source) | 25VNA436A*031* | ADP |  | H,PG9J936 | 59TN6C080C17**14 | 32600 | 19 | 9 | 35200 | 27400 | 77.84% | 2.04 | 0 | 11.7 |  |  |  | No | R-410A | 2.7167 | Residential & Commercial | Ducted CEE Tier 1
216472810 | Central HP <5.4 tons | AC PRO.COM | HRCU-A-CB (Split System: Heat Pump with Remote Outdoor Unit-Air-Source) | SPHP-Y-V048BB |  |  | AIRH-Y-V04816CB |  | 48000 | 16 | 8.5 | 48000 | 38000 | 79.17% | 1.85 | 0 | 10 |  |  |  | No | R-454B | 4 | Residential & Commercial | Ducted CEE Tier 1
215565269 | Central HP <5.4 tons | COLEMAN | HRCU-A-CB (Split System: Heat Pump with Remote Outdoor Unit-Air-Source) | HH824E2S11 | ASPEN |  | D(A,C,E)36A4J+TDR | Z8ET060A12LMPS1 | 21000 | 19 | 9 | 23000 | 17700 | 76.96% | 2 | 0 | 11.7 |  |  |  | No | R-454B | 1.75 | Residential & Commercial | Ducted CEE Tier 1
215565299 | Central HP <5.4 tons | COLEMAN | HRCU-A-CB (Split System: Heat Pump with Remote Outdoor Unit-Air-Source) | HH824E2S11 | ASPEN |  | D(A,C,E)37E2J+TDR | TM8E080B12MP11 | 22400 | 17 | 9 | 23000 | 18000 | 78.26% | 2 | 0 | 12 |  |  |  | No | R-454B | 1.8667 | Residential & Commercial | Ducted CEE Tier 1
212632757 | Central HP <5.4 tons | LENNOX | HRCU-A-CB (Split System: Heat Pump with Remote Outdoor Unit-Air-Source) | SL25XPV-036-230A** | ADP |  | LD31/36Z9 | SLP99DF090XV36C* | 33400 | 21 | 8.7 | 34400 | 29000 | 84.3% | 1.76 | 0 | 13 |  |  |  | No | R-410A | 2.7833 | Residential & Commercial | Ducted CEE Tier 1
212632771 | Central HP <5.4 tons | LENNOX | HRCU-A-CB (Split System: Heat Pump with Remote Outdoor Unit-Air-Source) | SL25XPV-036-230A** | ADP |  | LD30/36Z9 | SLP99DF110XV60C* | 33400 | 20 | 8.7 | 34400 | 29400 | 85.47% | 1.76 | 0 | 13 |  |  |  | No | R-410A | 2.7833 | Residential & Commercial | Ducted CEE Tier 1
215864842 | Central HP <5.4 tons | AMERICAN STANDARD | HRCU-A-CB (Split System: Heat Pump with Remote Outdoor Unit-Air-Source) | 5A6V8X48A1 |  |  | 5PX*C009AS3 | S9V2C100U5PSC+LRP | 46000 | 18.1 | 8.5 | 45500 | 34800 | 76.48% | 2.1 | 0 | 10.5 |  |  |  | No | R-454B | 3.8333 | Residential & Commercial | Ducted CEE Tier 1
213076491 | Central HP <5.4 tons | DAY & NIGHT | HRCU-A-CB (Split System: Heat Pump with Remote Outdoor Unit-Air-Source) | DLCURAH36ABK |  |  | EA*4X37L17A* | *80VTL0701716B* | 36000 | 15.5 | 8.5 | 38500 | 35000 | 90.91% | 2 | 0 | 10 |  |  |  | No | R-410A | 3 | Residential & Commercial | Ducted CEE Tier 1
213076645 | Central HP <5.4 tons | DAY & NIGHT | HRCU-A-CB (Split System: Heat Pump with Remote Outdoor Unit-Air-Source) | DLCURAH36ABK |  |  | EA*4X37L21A* | *80VTL0902120B* | 36600 | 16 | 8.5 | 38500 | 35000 | 90.91% | 2.08 | 0 | 10 |  |  |  | No | R-410A | 3.05 | Residential & Commercial | Ducted CEE Tier 1
214062752 | Central HP <5.4 tons | TRANE | HRCU-A-CB (Split System: Heat Pump with Remote Outdoor Unit-Air-Source) | 4TWV0X60A1 | ADP |  | FG86960+P0V0D000M50SC+RP |  | 54000 | 19 | 8.2 | 49500 | 38500 | 77.78% | 1.75 | 0 | 12 |  |  |  | No | R-410A | 4.5 | Residential & Commercial | Ducted CEE Tier 1
211227108 | Central HP <5.4 tons | DAY & NIGHT | HRCU-A-CB (Split System: Heat Pump with Remote Outdoor Unit-Air-Source) | DLCURAH36ABK |  |  | EA*4X37L21A* | *96VSN0801716A* | 36800 | 15.2 | 8.5 | 38500 | 35000 | 90.91% | 2.1 | 0 | 10 |  |  |  | No | R-410A | 3.0667 | Residential & Commercial | Ducted CEE Tier 1
212498215 | Central HP <5.4 tons | American Standard | HRCU-A-CB (Split System: Heat Pump with Remote Outdoor Unit-Air-Source) | 4TXD2036A10NU** | ADP |  | CE3005C+TXV |  | 23000 | 16 | 8.8 | 22400 | 21600 | 96.43% | 1.78 | 0 | 11.5 |  |  |  | No | R-410A | 1.9167 | Residential & Commercial | Ducted CEE Tier 1
213372116 | Central HP <5.4 tons | ARCOAIRE | HRCU-A-C (Split System: Heat Pump with Remote Outdoor Unit with No Indoor Fan --Air Source) | DLCURAH18ABK |  |  | DLFULAH24XBX + CI |  | 18000 | 16.1 | 9.5 | 19000 | 15000 | 78.95% | 2.2 | 11.6 | 11.7 |  |  |  | No | R-410A | 1.5 | Residential & Commercial | Ducted CEE Tier 1
213386503 | Central HP <5.4 tons | AC PRO.COM | HRCU-A-CB (Split System: Heat Pump with Remote Outdoor Unit-Air-Source) | AOD30-24HFN1-MW |  |  | AVBL-24HWFN1-MI3 |  | 24000 | 19 | 9.3 | 27400 | 24000 | 87.59% | 1.91 | 0 | 12 |  |  |  | No | R-410A | 2 | Residential & Commercial | Ducted CEE Tier 1
216054741 | Central HP <5.4 tons | COLEMAN | HRCU-A-CB (Split System: Heat Pump with Remote Outdoor Unit-Air-Source) | HH836E2S11 | ASPEN |  | D(A,C,E)36A4K+TDR | Z8ES100B12SMPS1 | 30600 | 18 | 8.5 | 30400 | 24800 | 81.58% | 2 | 0 | 11 |  |  |  | No | R-454B | 2.55 | Residential & Commercial | Ducted CEE Tier 1
212626264 | Central HP <5.4 tons | COLEMAN | HRCU-A-CB (Split System: Heat Pump with Remote Outdoor Unit-Air-Source) | HMH72B341 | ASPEN |  | C(A,C,D,E)48A36+TDR | TM8E100C16MP11 | 33000 | 18 | 8.1 | 33600 | 28200 | 83.93% | 2.64 | 0 | 10 |  |  |  | No | R-410A | 2.75 | Residential & Commercial | Ducted CEE Tier 1
212500024 | Central HP <5.4 tons | LENNOX | HRCU-A-CB (Split System: Heat Pump with Remote Outdoor Unit-Air-Source) | EL22XPV-024-230A** | ADP |  | LH29/36X9 | ML196UH070XE48B* | 24000 | 16 | 8.2 | 22400 | 15700 | 70.09% | 1.88 | 0 | 12.5 |  |  |  | No | R-410A | 2 | Residential & Commercial | Ducted CEE Tier 1
214447341 | Central HP <5.4 tons | ECOER | HRCU-A-CB (Split System: Heat Pump with Remote Outdoor Unit-Air-Source) | EODA18H-4860B | ASPEN |  | AFM474+TDR |  | 43000 | 17.6 | 8.2 | 46000 | 34400 | 74.78% | 1.9 | 0 | 11.3 |  |  |  | No | R-410A | 3.5833 | Residential & Commercial | Ducted CEE Tier 1
209872698 | Central HP <5.4 tons | RUUD | HRCU-A-CB (Split System: Heat Pump with Remote Outdoor Unit-Air-Source) | UP18AZ24AJVC |  |  | RCFZ2421HEAAM | U98MV0703A17UPS | 22800 | 20 | 8.5 | 22800 | 26000 | 114% | 2.1 | 0 | 12.5 |  |  |  | No | R-410A | 1.9 | Residential & Commercial | Ducted CEE Tier 1
214660184 | Central HP <5.4 tons | ECOER | HRCU-A-CB (Split System: Heat Pump with Remote Outdoor Unit-Air-Source) | EODA18H-4860BAA | ASPEN |  | D(A,C,E)60B44+TDR | MGH96M100D5A | 52000 | 16.5 | 8.5 | 54000 | 37800 | 70% | 1.9 | 0 | 10 |  |  |  | No | R-410A | 4.3333 | Residential & Commercial | Ducted CEE Tier 1
216035495 | Central HP <5.4 tons | COLEMAN | HRCU-A-CB (Split System: Heat Pump with Remote Outdoor Unit-Air-Source) | HH824E2S11 | ASPEN |  | AE*S+CM30C2J+TDR |  | 22000 | 19 | 9 | 23200 | 20000 | 86.21% | 2.84 | 0 | 12 |  |  |  | No | R-454B | 1.8333 | Residential & Commercial | Ducted CEE Tier 1
211239906 | Central HP <5.4 tons | CARRIER | HRCU-A-CB (Split System: Heat Pump with Remote Outdoor Unit-Air-Source) | 38MURAQ24AB3* |  |  | CAP**3717AL* | 59SP6A040V17**12 | 24600 | 15.5 | 8.5 | 25800 | 21600 | 83.72% | 1.78 | 0 | 10 |  |  |  | No | R-410A | 2.05 | Residential & Commercial | Ducted CEE Tier 1
211239923 | Central HP <5.4 tons | CARRIER | HRCU-A-CB (Split System: Heat Pump with Remote Outdoor Unit-Air-Source) | 38MURAQ24AB3* |  |  | CAP**3717AL* | 59SC5B040E14**10 | 24800 | 15.2 | 8.5 | 26200 | 21200 | 80.92% | 1.76 | 0 | 10 |  |  |  | No | R-410A | 2.0667 | Residential & Commercial | Ducted CEE Tier 1
211239937 | Central HP <5.4 tons | CARRIER | HRCU-A-CB (Split System: Heat Pump with Remote Outdoor Unit-Air-Source) | 38MURAQ24AB3* |  |  | CAP**3717AL* | 59SC5B060E17**14 | 25200 | 16 | 8.5 | 26200 | 21200 | 80.92% | 1.76 | 0 | 10 |  |  |  | No | R-410A | 2.1 | Residential & Commercial | Ducted CEE Tier 1
208553295 | Central HP <5.4 tons | RUUD | HRCU-A-CB (Split System: Heat Pump with Remote Outdoor Unit-Air-Source) | UP18AZ48AJVC |  |  | RHMVZ6021SEACA |  | 45000 | 19 | 8.5 | 40000 | 42000 | 105% | 1.8 | 0 | 12 |  |  |  | No | R-410A | 3.75 | Residential & Commercial | Ducted CEE Tier 1
215488032 | Central HP <5.4 tons | GOODMAN | HRCU-A-CB (Split System: Heat Pump with Remote Outdoor Unit-Air-Source) | GZV7SA2410A* |  |  | CA*EA3626*3A* | G*VC801005C*A* | 23200 | 19 | 8.6 | 23200 | 17000 | 73.28% | 2 | 0 | 11 |  |  |  | No | R-32 | 1.9333 | Residential & Commercial | Ducted CEE Tier 1
216436713 | Central HP <5.4 tons | MIDEA | HRCU-A-CB (Split System: Heat Pump with Remote Outdoor Unit-Air-Source) | MOVA-36HDN1-M20G | ASPEN |  | L(E,F)W30F4 |  | 21800 | 19 | 9 | 23600 | 17600 | 74.58% | 2 | 0 | 11.7 |  |  |  | No | R-410A | 1.8167 | Residential & Commercial | Ducted CEE Tier 1
212626696 | Central HP <5.4 tons | COLEMAN | HRCU-A-CB (Split System: Heat Pump with Remote Outdoor Unit-Air-Source) | HMH72B341 | ASPEN |  | D(A,C,E)42B36+TDR | TM9Y100C16MP11 | 32800 | 18 | 8.3 | 33800 | 28600 | 84.62% | 2.68 | 0 | 10 |  |  |  | No | R-410A | 2.7333 | Residential & Commercial | Ducted CEE Tier 1
212626849 | Central HP <5.4 tons | COLEMAN | HRCU-A-CB (Split System: Heat Pump with Remote Outdoor Unit-Air-Source) | HMH72B341 | ASPEN |  | D(A,C,E)42D36+TDR | TM9E080B12MP12 | 33200 | 17.5 | 8.5 | 33800 | 27400 | 81.07% | 2.65 | 0 | 10 |  |  |  | No | R-410A | 2.7667 | Residential & Commercial | Ducted CEE Tier 1
212626914 | Central HP <5.4 tons | COLEMAN | HRCU-A-CB (Split System: Heat Pump with Remote Outdoor Unit-Air-Source) | HMH72B341 | ASPEN |  | D(A,C,E)36C36+TDR | TM8E100B12MP11 | 32600 | 18 | 8.5 | 33800 | 27400 | 81.07% | 2.64 | 0 | 10 |  |  |  | No | R-410A | 2.7167 | Residential & Commercial | Ducted CEE Tier 1
214731170 | Central HP <5.4 tons | BRYANT HEATING AND COOLING SYSTEMS | HRCU-A-CB (Split System: Heat Pump with Remote Outdoor Unit-Air-Source) | 38MURAQ24AB3* | ADP |  | H,PG9J936 | 926TC36040V17*** | 23400 | 16 | 8.5 | 24600 | 24000 | 97.56% | 2.02 | 0 | 10 |  |  |  | No | R-410A | 1.95 | Residential & Commercial | Ducted CEE Tier 1
214731186 | Central HP <5.4 tons | BRYANT HEATING AND COOLING SYSTEMS | HRCU-A-CB (Split System: Heat Pump with Remote Outdoor Unit-Air-Source) | 38MURAQ24AB3* | ADP |  | H,PG81936 | 926TC48080V17*** | 23600 | 17 | 8.5 | 24400 | 23800 | 97.54% | 2.02 | 0 | 10 |  |  |  | No | R-410A | 1.9667 | Residential & Commercial | Ducted CEE Tier 1
214731193 | Central HP <5.4 tons | BRYANT HEATING AND COOLING SYSTEMS | HRCU-A-CB (Split System: Heat Pump with Remote Outdoor Unit-Air-Source) | 38MURAQ24AB3* | ADP |  | H,PG35936 | 926TC60100V21*** | 23600 | 17 | 8.5 | 24600 | 24200 | 98.37% | 2.04 | 0 | 10.5 |  |  |  | No | R-410A | 1.9667 | Residential & Commercial | Ducted CEE Tier 1
212627048 | Central HP <5.4 tons | COLEMAN | HRCU-A-CB (Split System: Heat Pump with Remote Outdoor Unit-Air-Source) | HMH72B341 | ASPEN |  | D(A,C,E)48B36+TDR | CP9C080C16MP13 | 32800 | 17.5 | 8.1 | 33800 | 27400 | 81.07% | 2.45 | 0 | 10 |  |  |  | No | R-410A | 2.7333 | Residential & Commercial | Ducted CEE Tier 1
212627064 | Central HP <5.4 tons | COLEMAN | HRCU-A-CB (Split System: Heat Pump with Remote Outdoor Unit-Air-Source) | HMH72B341 | ASPEN |  | D(A,C,E)36D36+TDR | TM9V080C16MP12 | 32800 | 17.5 | 8.5 | 33800 | 27400 | 81.07% | 2.66 | 0 | 10 |  |  |  | No | R-410A | 2.7333 | Residential & Commercial | Ducted CEE Tier 1
213778906 | Central HP <5.4 tons | BRYANT HEATING AND COOLING SYSTEMS | HRCU-A-CB (Split System: Heat Pump with Remote Outdoor Unit-Air-Source) | 288BNV037*0**A* |  |  | CAP**3621AL*+UI | 986TD42060C17*** | 31400 | 16.5 | 8.1 | 33200 | 24400 | 73.49% | 1.82 | 0 | 10.5 |  |  |  | No | R-410A | 2.6167 | Residential & Commercial | Ducted CEE Tier 1
213779306 | Central HP <5.4 tons | BRYANT HEATING AND COOLING SYSTEMS | HRCU-A-CB (Split System: Heat Pump with Remote Outdoor Unit-Air-Source) | 288BNV037*0**A* |  |  | CAP**4321AL*+UI | 987MC42060C17*** | 32600 | 16.5 | 8.1 | 33000 | 25400 | 76.97% | 1.94 | 0 | 11 |  |  |  | No | R-410A | 2.7167 | Residential & Commercial | Ducted CEE Tier 1
214391647 | Central HP <5.4 tons | RUUD | HRCU-A-CB (Split System: Heat Pump with Remote Outdoor Unit-Air-Source) | RP15AZ24AJ2N | ASPEN |  | CP37A34+TDR | R801V0704A17UHU | 22400 | 15.6 | 8.3 | 23000 | 16300 | 70.87% | 2.88 | 0 | 11.9 |  |  |  | No | R-410A | 1.8667 | Residential & Commercial | Ducted CEE Tier 1
215864878 | Central HP <5.4 tons | AMERICAN STANDARD | HRCU-A-CB (Split System: Heat Pump with Remote Outdoor Unit-Air-Source) | 5A6V8X48A1 |  |  | 5PX*D008AS3 | S9V2C100U4VSB+LRP | 45500 | 18.1 | 8.5 | 45500 | 35200 | 77.36% | 2.1 | 0 | 10 |  |  |  | No | R-454B | 3.7917 | Residential & Commercial | Ducted CEE Tier 1
215865026 | Central HP <5.4 tons | AMERICAN STANDARD | HRCU-A-CB (Split System: Heat Pump with Remote Outdoor Unit-Air-Source) | 5A6V8X60A1 |  |  | 5PX*D010AS3 | S8V2D120M5PDB | 54500 | 18.1 | 8.5 | 55500 | 40000 | 72.07% | 2 | 0 | 10 |  |  |  | No | R-454B | 4.5417 | Residential & Commercial | Ducted CEE Tier 1
215865094 | Central HP <5.4 tons | AMERICAN STANDARD | HRCU-A-CB (Split System: Heat Pump with Remote Outdoor Unit-Air-Source) | 5A6V8X48A1 |  |  | 5PX*D008AS3+P0V0C000M50SD+LRP |  | 45500 | 18.1 | 8.5 | 45500 | 34800 | 76.48% | 2.2 | 0 | 10.5 |  |  |  | No | R-454B | 3.7917 | Residential & Commercial | Ducted CEE Tier 1
209872729 | Central HP <5.4 tons | RUUD | HRCU-A-CB (Split System: Heat Pump with Remote Outdoor Unit-Air-Source) | UP18AZ48AJVC |  |  | RCFZ6021SEAAM | U97MV0855A21DHS | 44500 | 19 | 8.1 | 43500 | 45000 | 103.4% | 2 | 0 | 10 |  |  |  | No | R-410A | 3.7083 | Residential & Commercial | Ducted CEE Tier 1
212627567 | Central HP <5.4 tons | COLEMAN | HRCU-A-CB (Split System: Heat Pump with Remote Outdoor Unit-Air-Source) | HMH72B341 | ASPEN |  | D(A,C,E)48D26+TDR | TM8E080C16MP11 | 32600 | 18 | 8.4 | 34000 | 28400 | 83.53% | 2.77 | 0 | 10 |  |  |  | No | R-410A | 2.7167 | Residential & Commercial | Ducted CEE Tier 1
212627585 | Central HP <5.4 tons | COLEMAN | HRCU-A-CB (Split System: Heat Pump with Remote Outdoor Unit-Air-Source) | HMH72B341 | ASPEN |  | D(A,C,E)48D26+TDR | TM8E100C16MP11 | 32600 | 18 | 8.4 | 34000 | 28400 | 83.53% | 2.77 | 0 | 10 |  |  |  | No | R-410A | 2.7167 | Residential & Commercial | Ducted CEE Tier 1
212627668 | Central HP <5.4 tons | COLEMAN | HRCU-A-CB (Split System: Heat Pump with Remote Outdoor Unit-Air-Source) | HMH72B341 | ASPEN |  | D(A,C,E)42D36+TDR | TM8E120C16MP11 | 33200 | 18 | 8.5 | 34000 | 28800 | 84.71% | 2.79 | 0 | 10 |  |  |  | No | R-410A | 2.7667 | Residential & Commercial | Ducted CEE Tier 1
214421490 | Central HP <5.4 tons | TRANE | HRCU-A-CB (Split System: Heat Pump with Remote Outdoor Unit-Air-Source) | 4TWV8X60A1 | ADP |  | V,T60H245P189+P0V0D000M50SC+RP |  | 53500 | 18 | 8.2 | 49500 | 38500 | 77.78% | 1.75 | 0 | 12 |  |  |  | No | R-410A | 4.4583 | Residential & Commercial | Ducted CEE Tier 1
215223137 | Central HP <5.4 tons | BRYANT HEATING AND COOLING SYSTEMS | HRCU-A-CB (Split System: Heat Pump with Remote Outdoor Unit-Air-Source) | 288BNV025*0**C* | ADP |  | H,PE9J936 | 987MB66120C24*** | 23800 | 16 | 8.1 | 19800 | 16300 | 82.32% | 1.96 | 0 | 11 |  |  |  | No | R-410A | 1.9833 | Residential & Commercial | Ducted CEE Tier 1
215223138 | Central HP <5.4 tons | BRYANT HEATING AND COOLING SYSTEMS | HRCU-A-CB (Split System: Heat Pump with Remote Outdoor Unit-Air-Source) | 288BNV025*0**C* | ADP |  | H,PG9J930 | 987MC42060C17*** | 23600 | 16 | 8.1 | 20000 | 16300 | 81.5% | 1.94 | 0 | 11 |  |  |  | No | R-410A | 1.9667 | Residential & Commercial | Ducted CEE Tier 1
214063092 | Central HP <5.4 tons | TRANE | HRCU-A-CB (Split System: Heat Pump with Remote Outdoor Unit-Air-Source) | 4TWV8X60A1 | ADP |  | FG86960+P0V0D000M50SC+RP |  | 54000 | 18 | 8.2 | 49500 | 38500 | 77.78% | 1.75 | 0 | 12 |  |  |  | No | R-410A | 4.5 | Residential & Commercial | Ducted CEE Tier 1
212624724 | Central HP <5.4 tons | COLEMAN | HRCU-A-CB (Split System: Heat Pump with Remote Outdoor Unit-Air-Source) | HMH72B341 | ASPEN |  | D(A,C,E)36B44+TDR | TPLC100C16MP13 | 33000 | 17.5 | 8.1 | 33800 | 27400 | 81.07% | 2.47 | 0 | 10 |  |  |  | No | R-410A | 2.75 | Residential & Commercial | Ducted CEE Tier 1
214779458 | Central HP <5.4 tons | JOHNSON CONTROLS | HRCU-A-CB (Split System: Heat Pump with Remote Outdoor Unit-Air-Source) | HH836E2S11 |  |  | CTU36B5XDS1+JMET12BS2N1+TXV |  | 34200 | 19 | 9 | 31600 | 25800 | 81.65% | 2 | 0 | 11.7 |  |  |  | No | R-454B | 2.85 | Residential & Commercial | Ducted CEE Tier 1
214779592 | Central HP <5.4 tons | JOHNSON CONTROLS | HRCU-A-CB (Split System: Heat Pump with Remote Outdoor Unit-Air-Source) | HMH72B341 |  |  | XAHB36DBCN1 | Z9ES060B12SMPS1 | 32800 | 16.5 | 8.5 | 31600 | 22200 | 70.25% | 1.8 | 0 | 10 |  |  |  | No | R-410A | 2.7333 | Residential & Commercial | Ducted CEE Tier 1
212624725 | Central HP <5.4 tons | COLEMAN | HRCU-A-CB (Split System: Heat Pump with Remote Outdoor Unit-Air-Source) | HMH72B341 | ASPEN |  | D(A,C,E)36C34+TDR | TPLC100C16MP13 | 32400 | 17.5 | 8.1 | 33800 | 27400 | 81.07% | 2.47 | 0 | 10 |  |  |  | No | R-410A | 2.7 | Residential & Commercial | Ducted CEE Tier 1
212624727 | Central HP <5.4 tons | COLEMAN | HRCU-A-CB (Split System: Heat Pump with Remote Outdoor Unit-Air-Source) | HMH72B341 | ASPEN |  | D(A,C,E)36D34+TDR | TPLC100C16MP13 | 32800 | 17.5 | 8.1 | 33800 | 27400 | 81.07% | 2.47 | 0 | 10 |  |  |  | No | R-410A | 2.7333 | Residential & Commercial | Ducted CEE Tier 1
213779506 | Central HP <5.4 tons | BRYANT HEATING AND COOLING SYSTEMS | HRCU-A-CB (Split System: Heat Pump with Remote Outdoor Unit-Air-Source) | 288BNV037*0**A* |  |  | CAP**4824AL*+UI | 88*TB66135C24*** | 32400 | 17.5 | 8.5 | 32400 | 24800 | 76.54% | 1.98 | 0 | 11.5 |  |  |  | No | R-410A | 2.7 | Residential & Commercial | Ducted CEE Tier 1
213779606 | Central HP <5.4 tons | BRYANT HEATING AND COOLING SYSTEMS | HRCU-A-CB (Split System: Heat Pump with Remote Outdoor Unit-Air-Source) | 288BNV037*0**A* |  |  | CAP**6024AL*+UI | 986TD66100C21*** | 32800 | 17.5 | 8.1 | 31800 | 24600 | 77.36% | 1.98 | 0 | 11.5 |  |  |  | No | R-410A | 2.7333 | Residential & Commercial | Ducted CEE Tier 1
213779726 | Central HP <5.4 tons | BRYANT HEATING AND COOLING SYSTEMS | HRCU-A-CB (Split System: Heat Pump with Remote Outdoor Unit-Air-Source) | 288BNV037*0**A* |  |  | CAP**6121AL*+UI | 986TD42080C17*** | 33000 | 17 | 8.1 | 32000 | 25000 | 78.12% | 1.96 | 0 | 11 |  |  |  | No | R-410A | 2.75 | Residential & Commercial | Ducted CEE Tier 1
212624894 | Central HP <5.4 tons | COLEMAN | HRCU-A-CB (Split System: Heat Pump with Remote Outdoor Unit-Air-Source) | HMH72B341 | ASPEN |  | D(A,C,E)42D34+TDR | CP9C100C16MP13 | 33200 | 17.5 | 8.1 | 34000 | 27400 | 80.59% | 2.47 | 0 | 10 |  |  |  | No | R-410A | 2.7667 | Residential & Commercial | Ducted CEE Tier 1
212625060 | Central HP <5.4 tons | COLEMAN | HRCU-A-CB (Split System: Heat Pump with Remote Outdoor Unit-Air-Source) | HMH72B341 | ASPEN |  | D(A,C,E)36D34+TDR | TM9V100C16MP12 | 32800 | 17.5 | 8.5 | 34000 | 27400 | 80.59% | 2.67 | 0 | 10 |  |  |  | No | R-410A | 2.7333 | Residential & Commercial | Ducted CEE Tier 1
210589360 | Central HP <5.4 tons | RUUD | HRCU-A-CB (Split System: Heat Pump with Remote Outdoor Unit-Air-Source) | UP18AZ60AJVC |  |  | RCFZ6021SEAAM | U802VA100521M | 53000 | 19 | 8.1 | 52500 | 50000 | 95.24% | 1.9 | 0 | 10 |  |  |  | No | R-410A | 4.4167 | Residential & Commercial | Ducted CEE Tier 1
212625160 | Central HP <5.4 tons | COLEMAN | HRCU-A-CB (Split System: Heat Pump with Remote Outdoor Unit-Air-Source) | HMH72B341 | ASPEN |  | C(A,C,D,E)42D24+TDR | TL9E100C20UH11 | 32400 | 17 | 8.5 | 34000 | 29200 | 85.88% | 2.81 | 0 | 10 |  |  |  | No | R-410A | 2.7 | Residential & Commercial | Ducted CEE Tier 1
212625162 | Central HP <5.4 tons | COLEMAN | HRCU-A-CB (Split System: Heat Pump with Remote Outdoor Unit-Air-Source) | HMH72B341 | ASPEN |  | C(A,C,D,E)48C24+TDR | TL9E100C20UH11 | 32400 | 17 | 8.5 | 34000 | 29200 | 85.88% | 2.81 | 0 | 10 |  |  |  | No | R-410A | 2.7 | Residential & Commercial | Ducted CEE Tier 1
212625276 | Central HP <5.4 tons | COLEMAN | HRCU-A-CB (Split System: Heat Pump with Remote Outdoor Unit-Air-Source) | HMH72B341 | ASPEN |  | D(A,C,E)42C34+TDR | TL8E100C20UH11 | 32800 | 17.5 | 8.5 | 34000 | 27400 | 80.59% | 2.69 | 0 | 10 |  |  |  | No | R-410A | 2.7333 | Residential & Commercial | Ducted CEE Tier 1
214394428 | Central HP <5.4 tons | RUUD | HRCU-A-CB (Split System: Heat Pump with Remote Outdoor Unit-Air-Source) | RD17AZ36AJ3N | ASPEN |  | D(A,C,E)36C44+TDR | U97MV0855A21DHS | 33000 | 18 | 8.1 | 34200 | 29400 | 85.96% | 1.9 | 0 | 10 |  |  |  | No | R-410A | 2.75 | Residential & Commercial | Ducted CEE Tier 1
214394528 | Central HP <5.4 tons | RUUD | HRCU-A-CB (Split System: Heat Pump with Remote Outdoor Unit-Air-Source) | RD17AZ36AJ3N | ASPEN |  | D(A,C,E)42C44+TDR | U98MV0603A17UPS | 33200 | 18 | 8.1 | 34200 | 29800 | 87.13% | 1.9 | 0 | 10 |  |  |  | No | R-410A | 2.7667 | Residential & Commercial | Ducted CEE Tier 1
213203934 | Central HP <5.4 tons | TEMPSTAR | HRCU-A-CB (Split System: Heat Pump with Remote Outdoor Unit-Air-Source) | DLCURAH18ABK | ASPEN |  | D(A,C,E)30B34+TDR | *80ES(N,L)0451412A* | 17900 | 16.5 | 8.5 | 18700 | 15300 | 81.82% | 2.35 | 0 | 11 |  |  |  | No | R-410A | 1.4917 | Residential & Commercial | Ducted CEE Tier 1
213203977 | Central HP <5.4 tons | TEMPSTAR | HRCU-A-CB (Split System: Heat Pump with Remote Outdoor Unit-Air-Source) | DLCURAH18ABK | ASPEN |  | D(A,C,E)30B34+TDR | *95ESN0261410A* | 17400 | 15.9 | 8.5 | 18600 | 13900 | 74.73% | 2.26 | 0 | 10.8 |  |  |  | No | R-410A | 1.45 | Residential & Commercial | Ducted CEE Tier 1
212500160 | Central HP <5.4 tons | LENNOX | HRCU-A-CB (Split System: Heat Pump with Remote Outdoor Unit-Air-Source) | EL22XPV-024-230A** | ADP |  | LH35/36X9 | SLP99UH070XV36B* | 23800 | 21 | 8.5 | 22000 | 15400 | 70% | 1.92 | 0 | 13.5 |  |  |  | No | R-410A | 1.9833 | Residential & Commercial | Ducted CEE Tier 1
214732185 | Central HP <5.4 tons | WABBAN | HRCU-A-CB (Split System: Heat Pump with Remote Outdoor Unit-Air-Source) | BB60-48WADU | ADP |  | F,PE*CC7960 |  | 54000 | 15.2 | 9 | 54000 | 41000 | 75.93% | 1.8 | 0 | 10 |  |  |  | No | R-410A | 4.5 | Residential & Commercial | Ducted CEE Tier 1
214592567 | Central HP <5.4 tons | ECOER | HRCU-A-CB (Split System: Heat Pump with Remote Outdoor Unit-Air-Source) | EODA18H-4860B | ASPEN |  | D(A,C,E)60B44+TDR | MGH96M100C5A | 52000 | 16.5 | 8.5 | 54000 | 37800 | 70% | 1.9 | 0 | 10 |  |  |  | No | R-410A | 4.3333 | Residential & Commercial | Ducted CEE Tier 1
212500159 | Central HP <5.4 tons | LENNOX | HRCU-A-CB (Split System: Heat Pump with Remote Outdoor Unit-Air-Source) | EL22XPV-024-230A** | ADP |  | LH29/36F9 | SLP99UH070XV36B* | 23800 | 21 | 8.5 | 22000 | 15400 | 70% | 1.92 | 0 | 13.5 |  |  |  | No | R-410A | 1.9833 | Residential & Commercial | Ducted CEE Tier 1
215488114 | Central HP <5.4 tons | GOODMAN | HRCU-A-CB (Split System: Heat Pump with Remote Outdoor Unit-Air-Source) | GZV7SA4810A* |  |  | CA*EA6030*3A* | G*VC800805D*A* | 45500 | 17 | 8.8 | 47000 | 33600 | 71.49% | 2 | 0 | 10 |  |  |  | No | R-32 | 3.7917 | Residential & Commercial | Ducted CEE Tier 1
213386504 | Central HP <5.4 tons | AC PRO.COM | HRCU-A-CB (Split System: Heat Pump with Remote Outdoor Unit-Air-Source) | AOD30U-30HFN1-MR0(X) |  |  | AVBL-30HWFN1-MJ3 |  | 28000 | 18.2 | 8.8 | 30000 | 26000 | 86.67% | 1.8 | 0 | 11.7 |  |  |  | No | R-410A | 2.3333 | Residential & Commercial | Ducted CEE Tier 1
215488113 | Central HP <5.4 tons | GOODMAN | HRCU-A-CB (Split System: Heat Pump with Remote Outdoor Unit-Air-Source) | GZV7SA4810A* |  |  | CA*EA6030*3A* | G*VM971005CNB* | 45500 | 16.2 | 8.8 | 47000 | 33600 | 71.49% | 2 | 0 | 10 |  |  |  | No | R-32 | 3.7917 | Residential & Commercial | Ducted CEE Tier 1
215488129 | Central HP <5.4 tons | GOODMAN | HRCU-A-CB (Split System: Heat Pump with Remote Outdoor Unit-Air-Source) | GZV7SA4810A* |  |  | CHPEA6030*3A* | G*VC801005C*A* | 45500 | 16.5 | 8.5 | 46500 | 33600 | 72.26% | 2 | 0 | 10 |  |  |  | No | R-32 | 3.7917 | Residential & Commercial | Ducted CEE Tier 1
215488130 | Central HP <5.4 tons | GOODMAN | HRCU-A-CB (Split System: Heat Pump with Remote Outdoor Unit-Air-Source) | GZV7SA4810A* |  |  | CHPEA6030*3A* | G*VC960804CNB* | 45500 | 16.2 | 8.5 | 46500 | 33600 | 72.26% | 2 | 0 | 10 |  |  |  | No | R-32 | 3.7917 | Residential & Commercial | Ducted CEE Tier 1
216057048 | Central HP <5.4 tons | COLEMAN | HRCU-A-C (Split System: Heat Pump with Remote Outdoor Unit with No Indoor Fan --Air Source) | HH824E2S11 | ASPEN |  | D(A,C,E)24B4K+TDR |  | 22600 | 15.2 | 8.5 | 22800 | 21200 | 92.98% | 2.72 | 0 | 11 |  |  |  | No | R-454B | 1.8833 | Residential & Commercial | Ducted CEE Tier 1
214574390 | Central HP <5.4 tons | HEIL | HRCU-A-CB (Split System: Heat Pump with Remote Outdoor Unit-Air-Source) | HVH837GKA2* |  |  | EHD4X60AAL+WALLCON | *80CTL0702120B* | 33000 | 17 | 8.5 | 32200 | 25000 | 77.64% | 2 | 0 | 11 |  |  |  | No | R-410A | 2.75 | Residential & Commercial | Ducted CEE Tier 1
212981815 | Central HP <5.4 tons | HEIL | HRCU-A-CB (Split System: Heat Pump with Remote Outdoor Unit-Air-Source) | DLCURAH24ABK |  |  | EN(A,D)4X36L21** | *80MSU1002120A* | 23400 | 16.5 | 8.1 | 26200 | 24800 | 94.66% | 2.08 | 0 | 10 |  |  |  | No | R-410A | 1.95 | Residential & Commercial | Ducted CEE Tier 1
212983603 | Central HP <5.4 tons | HEIL | HRCU-A-CB (Split System: Heat Pump with Remote Outdoor Unit-Air-Source) | DLCURAH24ABK |  |  | EN(A,D)4X30L14** | *92MSN0601412A* | 23800 | 16.5 | 8.5 | 26400 | 24000 | 90.91% | 2 | 0 | 10 |  |  |  | No | R-410A | 1.9833 | Residential & Commercial | Ducted CEE Tier 1
214395023 | Central HP <5.4 tons | AIRQUEST | HRCU-A-CB (Split System: Heat Pump with Remote Outdoor Unit-Air-Source) | DLCURAH24ABK |  |  | EN(A,D)4X30L17** | *96MSN0601716A* | 23400 | 16.5 | 9 | 25800 | 24200 | 93.8% | 2 | 0 | 10 |  |  |  | No | R-410A | 1.95 | Residential & Commercial | Ducted CEE Tier 1
212498604 | Central HP <5.4 tons | BRYANT HEATING AND COOLING SYSTEMS | HRCU-A-CB (Split System: Heat Pump with Remote Outdoor Unit-Air-Source) | 38MURAQ24AB3* | ADP |  | CE3005C+TXV |  | 23600 | 17 | 9 | 25600 | 25200 | 98.44% | 2.14 | 0 | 10 |  |  |  | No | R-410A | 1.9667 | Residential & Commercial | Ducted CEE Tier 1
213204443 | Central HP <5.4 tons | TEMPSTAR | HRCU-A-CB (Split System: Heat Pump with Remote Outdoor Unit-Air-Source) | DLCURAH24ABK | ASPEN |  | D(A,C,E)30B34+TDR | *80ES(N,L)0702116A* | 23800 | 17 | 8.1 | 26200 | 27000 | 103.1% | 2.69 | 0 | 10.5 |  |  |  | No | R-410A | 1.9833 | Residential & Commercial | Ducted CEE Tier 1
213204813 | Central HP <5.4 tons | TEMPSTAR | HRCU-A-CB (Split System: Heat Pump with Remote Outdoor Unit-Air-Source) | DLCURAH24ABK | ASPEN |  | D(A,C,E)24B44+TDR | *80ES(N,L)1102120A* | 23800 | 16.3 | 8.4 | 26200 | 20200 | 77.1% | 2.97 | 0 | 10.2 |  |  |  | No | R-410A | 1.9833 | Residential & Commercial | Ducted CEE Tier 1
213204879 | Central HP <5.4 tons | TEMPSTAR | HRCU-A-CB (Split System: Heat Pump with Remote Outdoor Unit-Air-Source) | DLCURAH24ABK | ASPEN |  | D(A,C,E)36B34+TDR | *92ESN0801716A* | 23600 | 17.5 | 8.5 | 25600 | 20000 | 78.12% | 3 | 0 | 10.3 |  |  |  | No | R-410A | 1.9667 | Residential & Commercial | Ducted CEE Tier 1
213204918 | Central HP <5.4 tons | TEMPSTAR | HRCU-A-CB (Split System: Heat Pump with Remote Outdoor Unit-Air-Source) | DLCURAH24ABK | ASPEN |  | D(A,C,E)24B44+TDR | *95ESN0401410A* | 23800 | 15.2 | 8.5 | 26600 | 20600 | 77.44% | 2.84 | 0 | 10 |  |  |  | No | R-410A | 1.9833 | Residential & Commercial | Ducted CEE Tier 1
213204963 | Central HP <5.4 tons | TEMPSTAR | HRCU-A-CB (Split System: Heat Pump with Remote Outdoor Unit-Air-Source) | DLCURAH24ABK | ASPEN |  | D(A,C,E)36C34+TDR | *95ESN0601714A* | 23800 | 16.5 | 8.5 | 26000 | 20200 | 77.69% | 2.96 | 0 | 10.3 |  |  |  | No | R-410A | 1.9833 | Residential & Commercial | Ducted CEE Tier 1
215488047 | Central HP <5.4 tons | GOODMAN | HRCU-A-CB (Split System: Heat Pump with Remote Outdoor Unit-Air-Source) | GZV7SA2410A* |  |  | CHPEA3026*3A* | G*VC801005C*A* | 23200 | 19 | 8.6 | 23200 | 17000 | 73.28% | 2 | 0 | 11 |  |  |  | No | R-32 | 1.9333 | Residential & Commercial | Ducted CEE Tier 1
215488049 | Central HP <5.4 tons | GOODMAN | HRCU-A-CB (Split System: Heat Pump with Remote Outdoor Unit-Air-Source) | GZV7SA2410A* |  |  | CHPEA3026*3A* | G*VC960603BNB* | 23200 | 19 | 8.6 | 23200 | 17000 | 73.28% | 2 | 0 | 11 |  |  |  | No | R-32 | 1.9333 | Residential & Commercial | Ducted CEE Tier 1
212498555 | Central HP <5.4 tons | BRYANT HEATING AND COOLING SYSTEMS | HRCU-A-CB (Split System: Heat Pump with Remote Outdoor Unit-Air-Source) | 38MURAQ18AB3* | ADP |  | CP2301A+TXV+TD |  | 17100 | 15.2 | 8.6 | 17000 | 19300 | 113.5% | 2.3 | 0 | 10.5 |  |  |  | No | R-410A | 1.425 | Residential & Commercial | Ducted CEE Tier 1
209872737 | Central HP <5.4 tons | RUUD | HRCU-A-CB (Split System: Heat Pump with Remote Outdoor Unit-Air-Source) | UP18AZ60AJVC |  |  | RCFZ6021SEAAM | R962V0705A21M4S | 52500 | 18 | 8.1 | 52500 | 50500 | 96.19% | 1.9 | 0 | 10 |  |  |  | No | R-410A | 4.375 | Residential & Commercial | Ducted CEE Tier 1
215864487 | Central HP <5.4 tons | TRANE | HRCU-A-CB (Split System: Heat Pump with Remote Outdoor Unit-Air-Source) | 5TWV8X36A1 |  |  | 5PX*B004AS3 | S9V2B040U3PSC+LRP | 31600 | 18.1 | 8.5 | 32800 | 25600 | 78.05% | 2 | 0 | 10 |  |  |  | No | R-454B | 2.6333 | Residential & Commercial | Ducted CEE Tier 1
215864571 | Central HP <5.4 tons | TRANE | HRCU-A-CB (Split System: Heat Pump with Remote Outdoor Unit-Air-Source) | 5TWV8X36A1 |  |  | 5TXCB004AS3 | S9V2B040U3VSB+LRP | 31600 | 18.1 | 8.5 | 32800 | 25400 | 77.44% | 2 | 0 | 10 |  |  |  | No | R-454B | 2.6333 | Residential & Commercial | Ducted CEE Tier 1
213386502 | Central HP <5.4 tons | AC PRO.COM | HRCU-A-CB (Split System: Heat Pump with Remote Outdoor Unit-Air-Source) | AOX430U-18HFN1-M |  |  | AVBL-18HWFN1-MH3 |  | 18000 | 17 | 9.5 | 19000 | 18000 | 94.74% | 2 | 0 | 12.4 |  |  |  | No | R-410A | 1.5 | Residential & Commercial | Ducted CEE Tier 1
216035496 | Central HP <5.4 tons | COLEMAN | HRCU-A-CB (Split System: Heat Pump with Remote Outdoor Unit-Air-Source) | HH824E2S11 | ASPEN |  | AE*S+CM36B2J+TDR |  | 22000 | 19 | 9 | 23200 | 20000 | 86.21% | 2.84 | 0 | 12 |  |  |  | No | R-454B | 1.8333 | Residential & Commercial | Ducted CEE Tier 1
209852034 | Central HP <5.4 tons | ARCOAIRE | HRCU-A-CB (Split System: Heat Pump with Remote Outdoor Unit-Air-Source) | DLCURAH24AAK |  |  | DLFUAAH24XAK |  | 24000 | 17 | 9.2 | 26000 | 19400 | 74.62% | 2.1 | 11.3 | 10.5 |  |  |  | No | R-410A | 2 | Residential & Commercial | Ducted CEE Tier 1
215323725 | Central HP <5.4 tons | ARCOAIRE | HRCU-A-CB (Split System: Heat Pump with Remote Outdoor Unit-Air-Source) | D5CUHAH36AAK |  |  | D5FUHAH36XAK |  | 36000 | 18 | 10 | 37000 | 37400 | 101.1% | 1.9 | 0 | 12 |  |  |  | No | R-454B | 3 | Residential & Commercial | Ducted CEE Tier 1
214574619 | Central HP <5.4 tons | BRYANT HEATING AND COOLING SYSTEMS | HRCU-A-CB (Split System: Heat Pump with Remote Outdoor Unit-Air-Source) | 288BNV037*0**B* |  |  | CNPV*4821AL*+UI | 986TD60080C21*** | 32400 | 17.5 | 8.5 | 32600 | 24800 | 76.07% | 1.98 | 0 | 11.5 |  |  |  | No | R-410A | 2.7 | Residential & Commercial | Ducted CEE Tier 1
213780926 | Central HP <5.4 tons | BRYANT HEATING AND COOLING SYSTEMS | HRCU-A-CB (Split System: Heat Pump with Remote Outdoor Unit-Air-Source) | 288BNV037*0**B* |  |  | CAP**3721AL*+UI | 987MC66100C21*** | 33000 | 17 | 8.5 | 32600 | 25000 | 76.69% | 1.98 | 0 | 11.5 |  |  |  | No | R-410A | 2.75 | Residential & Commercial | Ducted CEE Tier 1
213781046 | Central HP <5.4 tons | BRYANT HEATING AND COOLING SYSTEMS | HRCU-A-CB (Split System: Heat Pump with Remote Outdoor Unit-Air-Source) | 288BNV037*0**B* |  |  | CAP**4221AL*+UI | 987MC66100C21*** | 31800 | 17 | 8.1 | 33000 | 24400 | 73.94% | 1.88 | 0 | 11 |  |  |  | No | R-410A | 2.65 | Residential & Commercial | Ducted CEE Tier 1
215864687 | Central HP <5.4 tons | TRANE | HRCU-A-CB (Split System: Heat Pump with Remote Outdoor Unit-Air-Source) | 5TWV8X60A1 |  |  | 5PX*C007AS3 | S8V2C100M5PDB | 53000 | 18.1 | 8.5 | 56000 | 40000 | 71.43% | 2 | 0 | 10 |  |  |  | No | R-454B | 4.4167 | Residential & Commercial | Ducted CEE Tier 1
211245150 | Central HP <5.4 tons | HEIL | HRCU-A-CB (Split System: Heat Pump with Remote Outdoor Unit-Air-Source) | DLCURAH24ABK |  |  | EN(A,D,W)4X36L17** | *80ES(N,L)0901714A* | 24600 | 16.5 | 8.1 | 26400 | 22600 | 85.61% | 1.86 | 0 | 10.5 |  |  |  | No | R-410A | 2.05 | Residential & Commercial | Ducted CEE Tier 1
212984666 | Central HP <5.4 tons | COMFORTMAKER | HRCU-A-CB (Split System: Heat Pump with Remote Outdoor Unit-Air-Source) | DLCURAH24ABK |  |  | EN(A,D)4X30L17** | *92MSN0801716A* | 23600 | 17.5 | 8.5 | 26200 | 24600 | 93.89% | 2.04 | 0 | 10.5 |  |  |  | No | R-410A | 1.9667 | Residential & Commercial | Ducted CEE Tier 1
212624223 | Central HP <5.4 tons | COLEMAN | HRCU-A-CB (Split System: Heat Pump with Remote Outdoor Unit-Air-Source) | HMH72B341 | ASPEN |  | C(A,C,D,E)42C24+TDR | TMLE040A12MP11 | 31600 | 18 | 8.1 | 33400 | 29000 | 86.83% | 2.48 | 0 | 10 |  |  |  | No | R-410A | 2.6333 | Residential & Commercial | Ducted CEE Tier 1
212624293 | Central HP <5.4 tons | COLEMAN | HRCU-A-CB (Split System: Heat Pump with Remote Outdoor Unit-Air-Source) | HMH72B341 | ASPEN |  | D(A,C,E)48C34+TDR | TM9E080C16MP12 | 33000 | 18 | 8.1 | 33000 | 29200 | 88.48% | 2.49 | 0 | 10 |  |  |  | No | R-410A | 2.75 | Residential & Commercial | Ducted CEE Tier 1
212624424 | Central HP <5.4 tons | COLEMAN | HRCU-A-CB (Split System: Heat Pump with Remote Outdoor Unit-Air-Source) | HMH72B341 | ASPEN |  | C(A,C,D,E)42C24+TDR | TM8E120C16MP11 | 32000 | 18 | 8.5 | 34000 | 28800 | 84.71% | 2.79 | 0 | 10 |  |  |  | No | R-410A | 2.6667 | Residential & Commercial | Ducted CEE Tier 1
212624440 | Central HP <5.4 tons | COLEMAN | HRCU-A-CB (Split System: Heat Pump with Remote Outdoor Unit-Air-Source) | HMH72B341 | ASPEN |  | C(A,C,D,E)48C24+TDR | TMLE120C16MP11 | 32400 | 18 | 8.1 | 33000 | 29200 | 88.48% | 2.5 | 0 | 10 |  |  |  | No | R-410A | 2.7 | Residential & Commercial | Ducted CEE Tier 1
212624474 | Central HP <5.4 tons | COLEMAN | HRCU-A-CB (Split System: Heat Pump with Remote Outdoor Unit-Air-Source) | HMH72B341 | ASPEN |  | C(A,C,D,E)36C34+TDR | CPLC080C16MP13 | 32400 | 17.5 | 8.1 | 33800 | 27400 | 81.07% | 2.47 | 0 | 10 |  |  |  | No | R-410A | 2.7 | Residential & Commercial | Ducted CEE Tier 1
212624524 | Central HP <5.4 tons | COLEMAN | HRCU-A-CB (Split System: Heat Pump with Remote Outdoor Unit-Air-Source) | HMH72B341 | ASPEN |  | D(A,C,E)36B44+TDR | CPLC100C16MP13 | 33000 | 17.5 | 8.1 | 33800 | 27400 | 81.07% | 2.47 | 0 | 10 |  |  |  | No | R-410A | 2.75 | Residential & Commercial | Ducted CEE Tier 1
214393571 | Central HP <5.4 tons | RUUD | HRCU-A-CB (Split System: Heat Pump with Remote Outdoor Unit-Air-Source) | RD17AZ36AJ3N | ASPEN |  | D(A,C,E)36D44+TDR | R921V0403A17M4S | 33200 | 18 | 8.1 | 34200 | 29600 | 86.55% | 1.9 | 0 | 10 |  |  |  | No | R-410A | 2.7667 | Residential & Commercial | Ducted CEE Tier 1
215223191 | Central HP <5.4 tons | BRYANT HEATING AND COOLING SYSTEMS | HRCU-A-CB (Split System: Heat Pump with Remote Outdoor Unit-Air-Source) | 288BNV037*0**B* | ADP |  | H,PG35936 | 987MB42080C17*** | 31600 | 17 | 8.1 | 31800 | 24400 | 76.73% | 1.86 | 0 | 11 |  |  |  | No | R-410A | 2.6333 | Residential & Commercial | Ducted CEE Tier 1
213781126 | Central HP <5.4 tons | BRYANT HEATING AND COOLING SYSTEMS | HRCU-A-CB (Split System: Heat Pump with Remote Outdoor Unit-Air-Source) | 288BNV037*0**B* |  |  | CAP**4224AL*+UI | 987MC66120C24*** | 31800 | 17 | 8.1 | 32800 | 24400 | 74.39% | 1.88 | 0 | 11 |  |  |  | No | R-410A | 2.65 | Residential & Commercial | Ducted CEE Tier 1
213781146 | Central HP <5.4 tons | BRYANT HEATING AND COOLING SYSTEMS | HRCU-A-CB (Split System: Heat Pump with Remote Outdoor Unit-Air-Source) | 288BNV037*0**B* |  |  | CAP**4224AL*+UI | 986TD66120C24*** | 31800 | 17 | 8.1 | 33000 | 24200 | 73.33% | 1.88 | 0 | 11 |  |  |  | No | R-410A | 2.65 | Residential & Commercial | Ducted CEE Tier 1
213782166 | Central HP <5.4 tons | BRYANT HEATING AND COOLING SYSTEMS | HRCU-A-CB (Split System: Heat Pump with Remote Outdoor Unit-Air-Source) | 288BNV037*0**B* |  |  | CSPH*4812AL*+UI | 986TD42060C17*** | 32400 | 16 | 8.1 | 33000 | 25200 | 76.36% | 1.94 | 0 | 10.5 |  |  |  | No | R-410A | 2.7 | Residential & Commercial | Ducted CEE Tier 1
209872740 | Central HP <5.4 tons | RUUD | HRCU-A-CB (Split System: Heat Pump with Remote Outdoor Unit-Air-Source) | UP18AZ60AJVC |  |  | RCFZ6021SEAAM | U97MV1005A21DHS | 52500 | 18 | 8.1 | 52500 | 50500 | 96.19% | 1.9 | 0 | 10 |  |  |  | No | R-410A | 4.375 | Residential & Commercial | Ducted CEE Tier 1
208553299 | Central HP <5.4 tons | RUUD | HRCU-A-CB (Split System: Heat Pump with Remote Outdoor Unit-Air-Source) | UP18AZ60AJVC |  |  | RHMVZ6021SEACA |  | 53000 | 19 | 8.1 | 48500 | 45500 | 93.81% | 1.8 | 0 | 10 |  |  |  | No | R-410A | 4.4167 | Residential & Commercial | Ducted CEE Tier 1
210589401 | Central HP <5.4 tons | RUUD | HRCU-A-CB (Split System: Heat Pump with Remote Outdoor Unit-Air-Source) | UP18AZ60AJVC |  |  | RCFZ6021SEAAM | U802VA100521Z | 53000 | 19 | 8.1 | 53000 | 50000 | 94.34% | 1.9 | 0 | 10 |  |  |  | No | R-410A | 4.4167 | Residential & Commercial | Ducted CEE Tier 1
212978291 | Central HP <5.4 tons | HEIL | HRCU-A-CB (Split System: Heat Pump with Remote Outdoor Unit-Air-Source) | DLCURAH18ABK |  |  | EA*4X30L17A* | *80MS(N,L)0701412A* | 17400 | 16.5 | 8.5 | 17900 | 18700 | 104.5% | 2.24 | 0 | 10.5 |  |  |  | No | R-410A | 1.45 | Residential & Commercial | Ducted CEE Tier 1
215488147 | Central HP <5.4 tons | GOODMAN | HRCU-A-CB (Split System: Heat Pump with Remote Outdoor Unit-Air-Source) | GZV6SA1810A* |  |  | CA*EA2418*3A* | G*VC960403BNB* | 17000 | 19 | 8.8 | 16800 | 13000 | 77.38% | 2.1 | 0 | 12 |  |  |  | No | R-32 | 1.4167 | Residential & Commercial | Ducted CEE Tier 1
209872696 | Central HP <5.4 tons | RUUD | HRCU-A-CB (Split System: Heat Pump with Remote Outdoor Unit-Air-Source) | UP18AZ24AJVC |  |  | RCFZ2421HEAAM | U97MV0703A17DHS | 22800 | 20 | 8.5 | 22800 | 26000 | 114% | 2.1 | 0 | 12.5 |  |  |  | No | R-410A | 1.9 | Residential & Commercial | Ducted CEE Tier 1
210589355 | Central HP <5.4 tons | RUUD | HRCU-A-CB (Split System: Heat Pump with Remote Outdoor Unit-Air-Source) | UP18AZ48AJVC |  |  | RCFZ6021SEAAM | U802VA100521Z | 45000 | 19 | 8.5 | 43000 | 45000 | 104.7% | 2 | 0 | 11.7 |  |  |  | No | R-410A | 3.75 | Residential & Commercial | Ducted CEE Tier 1
214389973 | Central HP <5.4 tons | CARRIER | HRCU-A-CB (Split System: Heat Pump with Remote Outdoor Unit-Air-Source) | 25VNA837A*031* | ADP |  | H,PG53936 | 58TN*B090C17**16 | 32400 | 18 | 8.5 | 30400 | 24600 | 80.92% | 2 | 0 | 11.5 |  |  |  | No | R-410A | 2.7 | Residential & Commercial | Ducted CEE Tier 1
216472813 | Central HP <5.4 tons | AC PRO.COM | HRCU-A-CB (Split System: Heat Pump with Remote Outdoor Unit-Air-Source) | SPHP-Z-V024BB |  |  | AIRH-Z-V024V08C |  | 24000 | 18.6 | 10 | 24000 | 20600 | 85.83% | 2.14 | 0 | 12 |  |  |  | No | R-454B | 2 | Residential & Commercial | Ducted CEE Tier 1
213360280 | Central HP <5.4 tons | LENNOX | HRCU-A-CB (Split System: Heat Pump with Remote Outdoor Unit-Air-Source) | SL25XPV-036-230A** | ADP |  | LH23/37W9 | EL297UH110XV48C* | 33600 | 22 | 8.7 | 32800 | 26400 | 80.49% | 1.82 | 0 | 13 |  |  |  | No | R-410A | 2.8 | Residential & Commercial | Ducted CEE Tier 1
212632703 | Central HP <5.4 tons | LENNOX | HRCU-A-CB (Split System: Heat Pump with Remote Outdoor Unit-Air-Source) | SL25XPV-036-230A** | ADP |  | LD19/36Y9 | EL296DF070XV48B* | 32800 | 20 | 8.6 | 34400 | 29600 | 86.05% | 1.76 | 0 | 12 |  |  |  | No | R-410A | 2.7333 | Residential & Commercial | Ducted CEE Tier 1
212632717 | Central HP <5.4 tons | LENNOX | HRCU-A-CB (Split System: Heat Pump with Remote Outdoor Unit-Air-Source) | SL25XPV-036-230A** | ADP |  | LD30/36Z9 | EL296DF110XV60C* | 33400 | 20 | 8.7 | 34400 | 29400 | 85.47% | 1.76 | 0 | 13 |  |  |  | No | R-410A | 2.7833 | Residential & Commercial | Ducted CEE Tier 1
212632733 | Central HP <5.4 tons | LENNOX | HRCU-A-CB (Split System: Heat Pump with Remote Outdoor Unit-Air-Source) | SL25XPV-036-230A** | ADP |  | LD19/36Y9 | SL280DF090V48B* | 33000 | 21 | 8.7 | 34400 | 29400 | 85.47% | 1.78 | 0 | 12.5 |  |  |  | No | R-410A | 2.75 | Residential & Commercial | Ducted CEE Tier 1
214391633 | Central HP <5.4 tons | RUUD | HRCU-A-CB (Split System: Heat Pump with Remote Outdoor Unit-Air-Source) | RP15AZ18AJ2N | ASPEN |  | CP31A34+TDR | U802VA050317M | 16700 | 15.5 | 8.2 | 17200 | 12200 | 70.93% | 2.7 | 0 | 11.8 |  |  |  | No | R-410A | 1.3917 | Residential & Commercial | Ducted CEE Tier 1
212985034 | Central HP <5.4 tons | COMFORTMAKER | HRCU-A-CB (Split System: Heat Pump with Remote Outdoor Unit-Air-Source) | DLCURAH24ABK |  |  | EA*4X36L21A* | *92MSN0802120A* | 23600 | 17.5 | 8.5 | 26000 | 24000 | 92.31% | 2.02 | 0 | 10 |  |  |  | No | R-410A | 1.9667 | Residential & Commercial | Ducted CEE Tier 1
215877118 | Central HP <5.4 tons | COMFORTMAKER | HRCU-A-CB (Split System: Heat Pump with Remote Outdoor Unit-Air-Source) | DLCURAH24ABK | ASPEN |  | L(E,F)W30E4 |  | 23000 | 16 | 9 | 25400 | 19800 | 77.95% | 2.8 | 0 | 10 |  |  |  | No | R-410A | 1.9167 | Residential & Commercial | Ducted CEE Tier 1
212986264 | Central HP <5.4 tons | COMFORTMAKER | HRCU-A-CB (Split System: Heat Pump with Remote Outdoor Unit-Air-Source) | DLCURAH24ABK |  |  | EN(A,D,W)4X36L17** | *96MSN0401410A* | 23400 | 16 | 8.1 | 26400 | 24400 | 92.42% | 2.02 | 0 | 10 |  |  |  | No | R-410A | 1.95 | Residential & Commercial | Ducted CEE Tier 1
211243488 | Central HP <5.4 tons | HEIL | HRCU-A-CB (Split System: Heat Pump with Remote Outdoor Unit-Air-Source) | DLCURAH24ABK |  |  | EA*4X37L21A* | *80VTL1102122A* | 24400 | 17 | 8.5 | 25200 | 21200 | 84.13% | 1.8 | 0 | 10.5 |  |  |  | No | R-410A | 2.0333 | Residential & Commercial | Ducted CEE Tier 1
212981695 | Central HP <5.4 tons | HEIL | HRCU-A-CB (Split System: Heat Pump with Remote Outdoor Unit-Air-Source) | DLCURAH24ABK |  |  | EA*4X24L17A* | *80MSU1002120A* | 23400 | 16.5 | 8.5 | 27000 | 25800 | 95.56% | 2.16 | 0 | 10 |  |  |  | No | R-410A | 1.95 | Residential & Commercial | Ducted CEE Tier 1
211244770 | Central HP <5.4 tons | HEIL | HRCU-A-CB (Split System: Heat Pump with Remote Outdoor Unit-Air-Source) | DLCURAH24ABK |  |  | EN(A,D)4X30L17** | *95ESN0801716A* | 24600 | 15.5 | 8.1 | 26800 | 22200 | 82.84% | 1.82 | 0 | 10 |  |  |  | No | R-410A | 2.05 | Residential & Commercial | Ducted CEE Tier 1
215488042 | Central HP <5.4 tons | GOODMAN | HRCU-A-CB (Split System: Heat Pump with Remote Outdoor Unit-Air-Source) | GZV7SA2410A* |  |  | CHPEA3026*3A* | G*VC800603B*A* | 23200 | 19 | 8.6 | 23200 | 17000 | 73.28% | 2 | 0 | 11 |  |  |  | No | R-32 | 1.9333 | Residential & Commercial | Ducted CEE Tier 1
214731173 | Central HP <5.4 tons | BRYANT HEATING AND COOLING SYSTEMS | HRCU-A-CB (Split System: Heat Pump with Remote Outdoor Unit-Air-Source) | 38MURAQ24AB3* | ADP |  | H,PG35936 | 926TC36060V14*** | 23600 | 17 | 8.5 | 24600 | 23600 | 95.93% | 2 | 0 | 10 |  |  |  | No | R-410A | 1.9667 | Residential & Commercial | Ducted CEE Tier 1
212989302 | Central HP <5.4 tons | COMFORTMAKER | HRCU-A-CB (Split System: Heat Pump with Remote Outdoor Unit-Air-Source) | DLCURAH18ABK |  |  | EA*4X30L17A* | *95MSU0601716A* | 17500 | 16.5 | 8.5 | 18100 | 18700 | 103.3% | 2.26 | 0 | 10.5 |  |  |  | No | R-410A | 1.4583 | Residential & Commercial | Ducted CEE Tier 1
213311981 | Central HP <5.4 tons | BRYANT HEATING AND COOLING SYSTEMS | HRCU-A-CB (Split System: Heat Pump with Remote Outdoor Unit-Air-Source) | 38MURAQ18AB3* | ADP |  | C36A***L139+CBPE3A* |  | 17800 | 15.5 | 9 | 17100 | 19400 | 113.5% | 2.4 | 0 | 10.5 |  |  |  | No | R-410A | 1.4833 | Residential & Commercial | Ducted CEE Tier 1
211717286 | Central HP <5.4 tons | ACIQ | HRCU-A-CB (Split System: Heat Pump with Remote Outdoor Unit-Air-Source) | SC-2436-HP |  |  | SC-36-AH |  | 34000 | 16 | 9 | 35000 | 28000 | 80% | 1.8 | 10 | 10 |  |  |  | No | R-410A | 2.8333 | Residential & Commercial | Ducted CEE Tier 1
213187948 | Central HP <5.4 tons | American Standard | HRCU-A-C (Split System: Heat Pump with Remote Outdoor Unit with No Indoor Fan --Air Source) | 4TXD2036A10NU** | ADP |  | V,T36H175P149+TD |  | 22800 | 15.2 | 8.5 | 22400 | 21200 | 94.64% | 1.8 | 0 | 11 |  |  |  | No | R-410A | 1.9 | Residential & Commercial | Ducted CEE Tier 1
212396562 | Central HP <5.4 tons | American Standard | HRCU-A-CB (Split System: Heat Pump with Remote Outdoor Unit-Air-Source) | 4TXD2036A10NU** | ADP |  | F,PE*E32930 |  | 23000 | 16 | 8.85 | 22400 | 21200 | 94.64% | 1.8 | 0 | 11.5 |  |  |  | No | R-410A | 1.9167 | Residential & Commercial | Ducted CEE Tier 1
212396564 | Central HP <5.4 tons | American Standard | HRCU-A-CB (Split System: Heat Pump with Remote Outdoor Unit-Air-Source) | 4TXD2036A10NU** | ADP |  | F,PE*E32924 |  | 22800 | 16 | 8.85 | 22400 | 21200 | 94.64% | 1.8 | 0 | 11.5 |  |  |  | No | R-410A | 1.9 | Residential & Commercial | Ducted CEE Tier 1
213311982 | Central HP <5.4 tons | BRYANT HEATING AND COOLING SYSTEMS | HRCU-A-CB (Split System: Heat Pump with Remote Outdoor Unit-Air-Source) | 38MURAQ18AB3* | ADP |  | V36H***P219+CBPE3A* |  | 17800 | 15.5 | 9 | 17100 | 19400 | 113.5% | 2.4 | 0 | 10.5 |  |  |  | No | R-410A | 1.4833 | Residential & Commercial | Ducted CEE Tier 1
215488051 | Central HP <5.4 tons | GOODMAN | HRCU-A-CB (Split System: Heat Pump with Remote Outdoor Unit-Air-Source) | GZV7SA2410A* |  |  | CHPEA3026*3A* | G*VC960804CNB* | 23200 | 19 | 8.6 | 23200 | 17000 | 73.28% | 2 | 0 | 11 |  |  |  | No | R-32 | 1.9333 | Residential & Commercial | Ducted CEE Tier 1
212632235 | Central HP <5.4 tons | LENNOX | HRCU-A-CB (Split System: Heat Pump with Remote Outdoor Unit-Air-Source) | EL22XPV-024-230A** | ADP |  | LD19/36Y9 | SL280DF060NV36B* | 23800 | 20 | 8.5 | 22000 | 15400 | 70% | 1.92 | 0 | 13.5 |  |  |  | No | R-410A | 1.9833 | Residential & Commercial | Ducted CEE Tier 1
213369604 | Central HP <5.4 tons | KINGHOME | HRCU-A-C (Split System: Heat Pump with Remote Outdoor Unit with No Indoor Fan --Air Source) | KU36UHO | ADP |  | *G34936 |  | 22800 | 15.2 | 8.5 | 22400 | 21200 | 94.64% | 1.8 | 0 | 11 |  |  |  | No | R-410A | 1.9 | Residential & Commercial | Ducted CEE Tier 1
214660181 | Central HP <5.4 tons | ECOER | HRCU-A-CB (Split System: Heat Pump with Remote Outdoor Unit-Air-Source) | EODA18H-4860BAA | ASPEN |  | D(A,C,E)48C34+TDR | MGH96M080C4A | 44000 | 17 | 8.5 | 45000 | 32000 | 71.11% | 1.9 | 0 | 11 |  |  |  | No | R-410A | 3.6667 | Residential & Commercial | Ducted CEE Tier 1
214660182 | Central HP <5.4 tons | ECOER | HRCU-A-CB (Split System: Heat Pump with Remote Outdoor Unit-Air-Source) | EODA18H-4860BAA | ASPEN |  | D(A,C,E)60B44+TDR | MGH96M100C5A | 52000 | 16.5 | 8.5 | 54000 | 37800 | 70% | 1.9 | 0 | 10 |  |  |  | No | R-410A | 4.3333 | Residential & Commercial | Ducted CEE Tier 1
213076721 | Central HP <5.4 tons | COMFORTMAKER | HRCU-A-CB (Split System: Heat Pump with Remote Outdoor Unit-Air-Source) | DLCURAH36ABK |  |  | EN(A,D)4X48L24** | *80VTL0902120B* | 36000 | 16.5 | 8.1 | 38500 | 35000 | 90.91% | 2 | 0 | 10 |  |  |  | No | R-410A | 3 | Residential & Commercial | Ducted CEE Tier 1
214731151 | Central HP <5.4 tons | BRYANT HEATING AND COOLING SYSTEMS | HRCU-A-CB (Split System: Heat Pump with Remote Outdoor Unit-Air-Source) | 38MURAQ18AB3* | ADP |  | H,PG7J936 | 926TC48060V17*** | 17200 | 16 | 8.5 | 16800 | 19100 | 113.7% | 2.34 | 0 | 10 |  |  |  | No | R-410A | 1.4333 | Residential & Commercial | Ducted CEE Tier 1
215565285 | Central HP <5.4 tons | COLEMAN | HRCU-A-CB (Split System: Heat Pump with Remote Outdoor Unit-Air-Source) | HH860E2S11 | ASPEN |  | D(A,C,E)49B3J+TDR | Z8ES100C20SMPS1 | 41500 | 18 | 8.5 | 44000 | 33400 | 75.91% | 2 | 0 | 11.7 |  |  |  | No | R-454B | 3.4583 | Residential & Commercial | Ducted CEE Tier 1
215565333 | Central HP <5.4 tons | COLEMAN | HRCU-A-CB (Split System: Heat Pump with Remote Outdoor Unit-Air-Source) | HH860E2S11 | ASPEN |  | D(A,C,E)61A3J+TDR | Z8ES130D20SMPS1 | 42000 | 18 | 9 | 44500 | 33600 | 75.51% | 2 | 0 | 11.7 |  |  |  | No | R-454B | 3.5 | Residential & Commercial | Ducted CEE Tier 1
215864453 | Central HP <5.4 tons | TRANE | HRCU-A-CB (Split System: Heat Pump with Remote Outdoor Unit-Air-Source) | 5TWV8X24A1 |  |  | 5PX*B003AS3 | *DHMB080CCV3+LRP | 20000 | 18.1 | 8.5 | 23200 | 18500 | 79.74% | 2.1 | 0 | 10.5 |  |  |  | No | R-454B | 1.6667 | Residential & Commercial | Ducted CEE Tier 1
214651042 | Central HP <5.4 tons | JOHNSON CONTROLS | HRCU-A-CB (Split System: Heat Pump with Remote Outdoor Unit-Air-Source) | HH860E2S11 |  |  | CTU60D5XHS1+TXV | Z9ES120D20SMPS1 | 53500 | 19 | 8.5 | 53500 | 38500 | 71.96% | 2 | 0 | 11.7 |  |  |  | No | R-454B | 4.4583 | Residential & Commercial | Ducted CEE Tier 1
215488120 | Central HP <5.4 tons | GOODMAN | HRCU-A-CB (Split System: Heat Pump with Remote Outdoor Unit-Air-Source) | GZV7SA4810A* |  |  | CHPEA4830*3A* | G*VC960804CNB* | 45500 | 16.2 | 8.5 | 46000 | 33600 | 73.04% | 2 | 0 | 10 |  |  |  | No | R-32 | 3.7917 | Residential & Commercial | Ducted CEE Tier 1
215488127 | Central HP <5.4 tons | GOODMAN | HRCU-A-CB (Split System: Heat Pump with Remote Outdoor Unit-Air-Source) | GZV7SA4810A* |  |  | CHPEA6030*3A* | G*VC800804C*A* | 45500 | 16.5 | 8.5 | 46500 | 33600 | 72.26% | 2 | 0 | 10 |  |  |  | No | R-32 | 3.7917 | Residential & Commercial | Ducted CEE Tier 1
215488134 | Central HP <5.4 tons | GOODMAN | HRCU-A-CB (Split System: Heat Pump with Remote Outdoor Unit-Air-Source) | GZV7SA4810A* |  |  | CHPEA6030*3A* | G*VC800805D*A* | 45500 | 17 | 8.5 | 46500 | 33600 | 72.26% | 2 | 0 | 10 |  |  |  | No | R-32 | 3.7917 | Residential & Commercial | Ducted CEE Tier 1
212926722 | Central HP <5.4 tons | KERR | HRCU-A-C (Split System: Heat Pump with Remote Outdoor Unit with No Indoor Fan --Air Source) | A-KCD30SA-1 | ADP |  | HE31(1,2)30+TXV+TD |  | 28600 | 15.2 | 9.05 | 31000 | 26600 | 85.81% | 1.76 | 0 | 10 |  |  |  | No | R-410A | 2.3833 | Residential & Commercial | Ducted CEE Tier 1
215488041 | Central HP <5.4 tons | GOODMAN | HRCU-A-CB (Split System: Heat Pump with Remote Outdoor Unit-Air-Source) | GZV7SA2410A* |  |  | CHPEA3026*3A* | G*VM971005CNB* | 23200 | 19 | 8.6 | 23200 | 17000 | 73.28% | 2 | 0 | 11 |  |  |  | No | R-32 | 1.9333 | Residential & Commercial | Ducted CEE Tier 1
212632744 | Central HP <5.4 tons | LENNOX | HRCU-A-CB (Split System: Heat Pump with Remote Outdoor Unit-Air-Source) | SL25XPV-036-230A** | ADP |  | LD31/36Y9 | SL280DF090V60C* | 33400 | 20 | 8.7 | 34400 | 28800 | 83.72% | 1.76 | 0 | 13 |  |  |  | No | R-410A | 2.7833 | Residential & Commercial | Ducted CEE Tier 1
212632751 | Central HP <5.4 tons | LENNOX | HRCU-A-CB (Split System: Heat Pump with Remote Outdoor Unit-Air-Source) | SL25XPV-036-230A** | ADP |  | LD30/36Z9 | SLP99DF070XV36B* | 33400 | 21 | 8.7 | 34400 | 29400 | 85.47% | 1.76 | 0 | 12.5 |  |  |  | No | R-410A | 2.7833 | Residential & Commercial | Ducted CEE Tier 1
212632753 | Central HP <5.4 tons | LENNOX | HRCU-A-CB (Split System: Heat Pump with Remote Outdoor Unit-Air-Source) | SL25XPV-036-230A** | ADP |  | LD31/36Z9 | SLP99DF070XV36B* | 33400 | 21 | 8.7 | 34400 | 29400 | 85.47% | 1.76 | 0 | 12.5 |  |  |  | No | R-410A | 2.7833 | Residential & Commercial | Ducted CEE Tier 1
212632767 | Central HP <5.4 tons | LENNOX | HRCU-A-CB (Split System: Heat Pump with Remote Outdoor Unit-Air-Source) | SL25XPV-036-230A** | ADP |  | LD31/36Z9 | SLP99DF090XV60C* | 33400 | 20 | 8.7 | 34400 | 29400 | 85.47% | 1.76 | 0 | 13 |  |  |  | No | R-410A | 2.7833 | Residential & Commercial | Ducted CEE Tier 1
214731138 | Central HP <5.4 tons | BRYANT HEATING AND COOLING SYSTEMS | HRCU-A-CB (Split System: Heat Pump with Remote Outdoor Unit-Air-Source) | 38MURAQ18AB3* | ADP |  | H,PG35936 | 926TC30040V14*** | 17200 | 16 | 8.5 | 16500 | 18500 | 112.1% | 2.26 | 0 | 10.5 |  |  |  | No | R-410A | 1.4333 | Residential & Commercial | Ducted CEE Tier 1
214731140 | Central HP <5.4 tons | BRYANT HEATING AND COOLING SYSTEMS | HRCU-A-CB (Split System: Heat Pump with Remote Outdoor Unit-Air-Source) | 38MURAQ18AB3* | ADP |  | H,PG9J936 | 926TC30040V14*** | 17200 | 16 | 8.5 | 16600 | 19000 | 114.5% | 2.34 | 0 | 10 |  |  |  | No | R-410A | 1.4333 | Residential & Commercial | Ducted CEE Tier 1
212498605 | Central HP <5.4 tons | BRYANT HEATING AND COOLING SYSTEMS | HRCU-A-CB (Split System: Heat Pump with Remote Outdoor Unit-Air-Source) | 38MURAQ24AB3* | ADP |  | CE2505C+TXV |  | 23600 | 17 | 9 | 25600 | 25200 | 98.44% | 2.14 | 0 | 10 |  |  |  | No | R-410A | 1.9667 | Residential & Commercial | Ducted CEE Tier 1
212969982 | Central HP <5.4 tons | HEIL | HRCU-A-CB (Split System: Heat Pump with Remote Outdoor Unit-Air-Source) | DLCURAH18ABK |  |  | EA*4X24L17A* | *80VSL0701716B* | 17300 | 16 | 8.5 | 18200 | 19400 | 106.6% | 2.34 | 0 | 10.5 |  |  |  | No | R-410A | 1.4417 | Residential & Commercial | Ducted CEE Tier 1
213312002 | Central HP <5.4 tons | BRYANT HEATING AND COOLING SYSTEMS | HRCU-A-CB (Split System: Heat Pump with Remote Outdoor Unit-Air-Source) | 38MURAQ24AB3* | ADP |  | PL36H175P149+CBPE4B* |  | 24200 | 18 | 8.9 | 25000 | 22600 | 90.4% | 1.9 | 0 | 10.5 |  |  |  | No | R-410A | 2.0167 | Residential & Commercial | Ducted CEE Tier 1
209872738 | Central HP <5.4 tons | RUUD | HRCU-A-CB (Split System: Heat Pump with Remote Outdoor Unit-Air-Source) | UP18AZ60AJVC |  |  | RCFZ6021SEAAM | R962V0855A21M4S | 53000 | 18 | 8.1 | 53000 | 50500 | 95.28% | 1.9 | 0 | 10 |  |  |  | No | R-410A | 4.4167 | Residential & Commercial | Ducted CEE Tier 1
213349045 | Central HP <5.4 tons | GOODMAN | HRCU-A-CB (Split System: Heat Pump with Remote Outdoor Unit-Air-Source) | GSZS601810A* |  |  | CA*EA1818*4A* | G*VC800805C*A* | 16600 | 17.5 | 8.5 | 17400 | 13000 | 74.71% | 2.1 | 0 | 10.9 |  |  |  | No | R-410A | 1.3833 | Residential & Commercial | Ducted CEE Tier 1
215488152 | Central HP <5.4 tons | GOODMAN | HRCU-A-CB (Split System: Heat Pump with Remote Outdoor Unit-Air-Source) | GZV6SA1810A* |  |  | CHPEA2422*3A* | G*VC800803B*A* | 17000 | 19 | 8.8 | 16800 | 13000 | 77.38% | 2.1 | 0 | 12 |  |  |  | No | R-32 | 1.4167 | Residential & Commercial | Ducted CEE Tier 1
214731218 | Central HP <5.4 tons | BRYANT HEATING AND COOLING SYSTEMS | HRCU-A-CB (Split System: Heat Pump with Remote Outdoor Unit-Air-Source) | 38MURAQ36AB3* | ADP |  | H,PG48936 | 926TC60100V21*** | 36000 | 16 | 8.5 | 36200 | 34400 | 95.03% | 2.04 | 0 | 10 |  |  |  | No | R-410A | 3 | Residential & Commercial | Ducted CEE Tier 1
215939615 | Central HP <5.4 tons | BRYANT HEATING AND COOLING SYSTEMS | HRCU-A-CB (Split System: Heat Pump with Remote Outdoor Unit-Air-Source) | 293VAN036**AA* |  |  | CAA**3617AM*+UI | 83*CB48060C17*** | 32400 | 19.5 | 9.5 | 35000 | 27000 | 77.14% | 2 | 0 | 11 |  |  |  | No | R-454B | 2.7 | Residential & Commercial | Ducted CEE Tier 1
216035142 | Central HP <5.4 tons | COLEMAN | HRCU-A-C (Split System: Heat Pump with Remote Outdoor Unit with No Indoor Fan --Air Source) | HH824E2S11 | ASPEN |  | D(A,C,E)24C3J+TDR |  | 22400 | 15.2 | 8.5 | 22800 | 21200 | 92.98% | 2.7 | 0 | 11 |  |  |  | No | R-454B | 1.8667 | Residential & Commercial | Ducted CEE Tier 1
211226597 | Central HP <5.4 tons | HEIL | HRCU-A-CB (Split System: Heat Pump with Remote Outdoor Unit-Air-Source) | DLCURAH36ABK |  |  | EA*4X37L17A* | *80VTL0701716A* | 36400 | 15.5 | 8.5 | 39500 | 35000 | 88.61% | 2.04 | 0 | 10 |  |  |  | No | R-410A | 3.0333 | Residential & Commercial | Ducted CEE Tier 1
212624607 | Central HP <5.4 tons | COLEMAN | HRCU-A-CB (Split System: Heat Pump with Remote Outdoor Unit-Air-Source) | HMH72B341 | ASPEN |  | C(A,C,D,E)36C34+TDR | TM8V100C16MP12 | 32400 | 17.5 | 8.5 | 34000 | 27400 | 80.59% | 2.67 | 0 | 10 |  |  |  | No | R-410A | 2.7 | Residential & Commercial | Ducted CEE Tier 1
214244070 | Central HP <5.4 tons | BRYANT HEATING AND COOLING SYSTEMS | HRCU-A-CB (Split System: Heat Pump with Remote Outdoor Unit-Air-Source) | 284ANV024*0**B* |  |  | CNPV*4221AL*+UI | 88*TB60090C21*** | 23400 | 20 | 10 | 26600 | 19800 | 74.44% | 2.44 | 0 | 13 |  |  |  | No | R-410A | 1.95 | Residential & Commercial | Ducted CEE Tier 1
214271666 | Central HP <5.4 tons | CARRIER | HRCU-A-CB (Split System: Heat Pump with Remote Outdoor Unit-Air-Source) | 25VNA436A*031* | ADP |  | PL36H175P159 | 58TN*B070C17**16 | 33000 | 19 | 9 | 35000 | 27400 | 78.29% | 2.02 | 0 | 12 |  |  |  | No | R-410A | 2.75 | Residential & Commercial | Ducted CEE Tier 1
215940365 | Central HP <5.4 tons | BRYANT HEATING AND COOLING SYSTEMS | HRCU-A-CB (Split System: Heat Pump with Remote Outdoor Unit-Air-Source) | 293VAN036**AA* |  |  | CVAMA4921XMA*+UI | 987TA42080C17*** | 35400 | 21 | 8.5 | 38500 | 29000 | 75.32% | 2.02 | 0 | 12 |  |  |  | No | R-454B | 2.95 | Residential & Commercial | Ducted CEE Tier 1
215940615 | Central HP <5.4 tons | BRYANT HEATING AND COOLING SYSTEMS | HRCU-A-CB (Split System: Heat Pump with Remote Outdoor Unit-Air-Source) | 293VAN036**AA* |  |  | CVAVA4221XMA*+UI | 986TD60080C21*** | 34400 | 20.5 | 8.5 | 38500 | 28200 | 73.25% | 2.04 | 0 | 11.7 |  |  |  | No | R-454B | 2.8667 | Residential & Commercial | Ducted CEE Tier 1
215940835 | Central HP <5.4 tons | BRYANT HEATING AND COOLING SYSTEMS | HRCU-A-CB (Split System: Heat Pump with Remote Outdoor Unit-Air-Source) | 293VAN036**AA* |  |  | CVAVA6021XMA*+UI | 987TA42060C17*** | 35200 | 21 | 8.5 | 38500 | 29200 | 75.84% | 2 | 0 | 11.7 |  |  |  | No | R-454B | 2.9333 | Residential & Commercial | Ducted CEE Tier 1
213349059 | Central HP <5.4 tons | GOODMAN | HRCU-A-CB (Split System: Heat Pump with Remote Outdoor Unit-Air-Source) | GSZS601810A* |  |  | CA*EA2422*4A* | G*VS800805CUA* | 16600 | 17.5 | 8.5 | 17400 | 13000 | 74.71% | 2.1 | 0 | 10.9 |  |  |  | No | R-410A | 1.3833 | Residential & Commercial | Ducted CEE Tier 1
209872727 | Central HP <5.4 tons | RUUD | HRCU-A-CB (Split System: Heat Pump with Remote Outdoor Unit-Air-Source) | UP18AZ48AJVC |  |  | RCFZ6021SEAAM | R962V0855A21M4S | 44500 | 18 | 8.5 | 43000 | 45000 | 104.7% | 2 | 0 | 11.7 |  |  |  | No | R-410A | 3.7083 | Residential & Commercial | Ducted CEE Tier 1
213815172 | Central HP <5.4 tons | GOODMAN | HRCU-A-CB (Split System: Heat Pump with Remote Outdoor Unit-Air-Source) | GSZV903610A* |  |  | CA*F3743*6D*+MBVB12BP1X00A*+TXV |  | 34000 | 19 | 8.2 | 34000 | 24400 | 71.76% | 1.8 | 0 | 12 |  |  |  | No | R-410A | 2.8333 | Residential & Commercial | Ducted CEE Tier 1
215318894 | Central HP <5.4 tons | ARCOAIRE | HRCU-A-CB (Split System: Heat Pump with Remote Outdoor Unit-Air-Source) | D5CUHAH60AAK |  |  | D5FUHAH60XAK |  | 54000 | 17.5 | 9.5 | 55000 | 54000 | 98.18% | 1.9 | 0 | 12 |  |  |  | No | R-454B | 4.5 | Residential & Commercial | Ducted CEE Tier 1
215565301 | Central HP <5.4 tons | COLEMAN | HRCU-A-CB (Split System: Heat Pump with Remote Outdoor Unit-Air-Source) | HH824E2S11 | ASPEN |  | D(A,C,E)37E2J+TDR | TM8V080B12MP12 | 22400 | 17 | 9 | 23000 | 17700 | 76.96% | 2 | 0 | 12 |  |  |  | No | R-454B | 1.8667 | Residential & Commercial | Ducted CEE Tier 1
215565318 | Central HP <5.4 tons | COLEMAN | HRCU-A-CB (Split System: Heat Pump with Remote Outdoor Unit-Air-Source) | HH824E2S11 | ASPEN |  | D(A,C,E)37E2J+TDR | Z8ES080B12SMPS1 | 22200 | 18 | 9 | 22800 | 18500 | 81.14% | 2 | 0 | 12 |  |  |  | No | R-454B | 1.85 | Residential & Commercial | Ducted CEE Tier 1
215864821 | Central HP <5.4 tons | TRANE | HRCU-A-CB (Split System: Heat Pump with Remote Outdoor Unit-Air-Source) | 5TWV8X48A1 |  |  | 5PX*B006AS3 | S8V2B060M4PDB | 44500 | 18.1 | 8.5 | 46000 | 35400 | 76.96% | 2.1 | 0 | 10 |  |  |  | No | R-454B | 3.7083 | Residential & Commercial | Ducted CEE Tier 1
215864837 | Central HP <5.4 tons | TRANE | HRCU-A-CB (Split System: Heat Pump with Remote Outdoor Unit-Air-Source) | 5TWV8X48A1 |  |  | 5PX*C009AS3 | S8V2C080M5PCB | 46000 | 18.1 | 8.5 | 45000 | 34800 | 77.33% | 2.1 | 0 | 10.5 |  |  |  | No | R-454B | 3.8333 | Residential & Commercial | Ducted CEE Tier 1
215864839 | Central HP <5.4 tons | TRANE | HRCU-A-CB (Split System: Heat Pump with Remote Outdoor Unit-Air-Source) | 5TWV8X48A1 |  |  | 5PX*C009AS3 | L8V1C100U5VSB+LRP | 46500 | 18.1 | 8.5 | 45000 | 34800 | 77.33% | 2.2 | 0 | 10.5 |  |  |  | No | R-454B | 3.875 | Residential & Commercial | Ducted CEE Tier 1
215864855 | Central HP <5.4 tons | TRANE | HRCU-A-CB (Split System: Heat Pump with Remote Outdoor Unit-Air-Source) | 5TWV8X48A1 |  |  | 5PX*CD09AS3 | S8V2C100M5PDB | 46000 | 18.1 | 8.5 | 45000 | 35000 | 77.78% | 2.1 | 0 | 10 |  |  |  | No | R-454B | 3.8333 | Residential & Commercial | Ducted CEE Tier 1
215864871 | Central HP <5.4 tons | TRANE | HRCU-A-CB (Split System: Heat Pump with Remote Outdoor Unit-Air-Source) | 5TWV8X48A1 |  |  | 5PX*D008AS3 | S8V2D120M5PCB | 45500 | 18.1 | 8.5 | 45500 | 35200 | 77.36% | 2.1 | 0 | 10 |  |  |  | No | R-454B | 3.7917 | Residential & Commercial | Ducted CEE Tier 1
211244870 | Central HP <5.4 tons | HEIL | HRCU-A-CB (Split System: Heat Pump with Remote Outdoor Unit-Air-Source) | DLCURAH24ABK |  |  | EN(A,D,W)4X36L17** | *96VSN0601714A* | 23400 | 16.5 | 8.1 | 25800 | 24000 | 93.02% | 2 | 0 | 10 |  |  |  | No | R-410A | 1.95 | Residential & Commercial | Ducted CEE Tier 1
213145646 | Central HP <5.4 tons | TEMPSTAR | HRCU-A-CB (Split System: Heat Pump with Remote Outdoor Unit-Air-Source) | DLCURAH24ABK | ADP |  | PL36H175P159+AEFE4B* |  | 24200 | 18 | 9 | 25000 | 22600 | 90.4% | 1.92 | 0 | 10.5 |  |  |  | No | R-410A | 2.0167 | Residential & Commercial | Ducted CEE Tier 1
213205018 | Central HP <5.4 tons | TEMPSTAR | HRCU-A-CB (Split System: Heat Pump with Remote Outdoor Unit-Air-Source) | DLCURAH24ABK | ASPEN |  | D(A,C,E)30C44+TDR | *96VTN0601412A* | 23600 | 16.5 | 8.5 | 25800 | 20000 | 77.52% | 2.86 | 0 | 10 |  |  |  | No | R-410A | 1.9667 | Residential & Commercial | Ducted CEE Tier 1
213205045 | Central HP <5.4 tons | TEMPSTAR | HRCU-A-CB (Split System: Heat Pump with Remote Outdoor Unit-Air-Source) | DLCURAH24ABK | ASPEN |  | D(A,C,E)36B34+TDR | *96VTN0801716A* | 23000 | 16.9 | 8.5 | 25600 | 19900 | 77.73% | 2.98 | 0 | 10.3 |  |  |  | No | R-410A | 1.9167 | Residential & Commercial | Ducted CEE Tier 1
211245184 | Central HP <5.4 tons | HEIL | HRCU-A-CB (Split System: Heat Pump with Remote Outdoor Unit-Air-Source) | DLCURAH24ABK |  |  | EN(A,D,W)4X36L17** | *92ESN0801716A* | 24200 | 17 | 8.1 | 26200 | 22800 | 87.02% | 1.88 | 0 | 10.5 |  |  |  | No | R-410A | 2.0167 | Residential & Commercial | Ducted CEE Tier 1
213205072 | Central HP <5.4 tons | TEMPSTAR | HRCU-A-CB (Split System: Heat Pump with Remote Outdoor Unit-Air-Source) | DLCURAH24ABK | ASPEN |  | D(A,C,E)36C34+TDR | *96VTN1002120A* | 23000 | 17 | 8.5 | 25200 | 19900 | 78.97% | 2.96 | 0 | 10.3 |  |  |  | No | R-410A | 1.9167 | Residential & Commercial | Ducted CEE Tier 1
213077259 | Central HP <5.4 tons | COMFORTMAKER | HRCU-A-CB (Split System: Heat Pump with Remote Outdoor Unit-Air-Source) | DLCURAH36ABK |  |  | EN(A,D)4X48L24** | *96VSN1202422B* | 36000 | 16.5 | 8.1 | 38500 | 35000 | 90.91% | 2 | 0 | 10 |  |  |  | No | R-410A | 3 | Residential & Commercial | Ducted CEE Tier 1
212505539 | Central HP <5.4 tons | BRYANT HEATING AND COOLING SYSTEMS | HRCU-A-CB (Split System: Heat Pump with Remote Outdoor Unit-Air-Source) | 288BNV037*0**B* | ADP |  | H,PG81936 | 88*TA48090C17*** | 32400 | 18 | 8.1 | 30800 | 27200 | 88.31% | 2.2 | 0 | 11.5 |  |  |  | No | R-410A | 2.7 | Residential & Commercial | Ducted CEE Tier 1
215318910 | Central HP <5.4 tons | ARCOAIRE | HRCU-A-CB (Split System: Heat Pump with Remote Outdoor Unit-Air-Source) | D5CLHAH48AAK |  |  | D5FLAAH48XAK |  | 48000 | 17 | 10.2 | 50000 | 46000 | 92% | 2 | 0 | 10.1 |  |  |  | No | R-454B | 4 | Residential & Commercial | Ducted CEE Tier 1
215488161 | Central HP <5.4 tons | GOODMAN | HRCU-A-CB (Split System: Heat Pump with Remote Outdoor Unit-Air-Source) | GZV6SA1810A* |  |  | CA*EA3022*3A* | G*VM970804CNB* | 17000 | 19 | 8.8 | 16800 | 13000 | 77.38% | 2.1 | 0 | 12 |  |  |  | No | R-32 | 1.4167 | Residential & Commercial | Ducted CEE Tier 1
214731221 | Central HP <5.4 tons | BRYANT HEATING AND COOLING SYSTEMS | HRCU-A-CB (Split System: Heat Pump with Remote Outdoor Unit-Air-Source) | 38MURAQ36AB3* | ADP |  | H,PG81936 | 926TC60100V21*** | 36000 | 16 | 8.5 | 36200 | 34400 | 95.03% | 2.04 | 0 | 10 |  |  |  | No | R-410A | 3 | Residential & Commercial | Ducted CEE Tier 1
209872695 | Central HP <5.4 tons | RUUD | HRCU-A-CB (Split System: Heat Pump with Remote Outdoor Unit-Air-Source) | UP18AZ24AJVC |  |  | RCFZ2421HEAAM | U97MV0603A17DHS | 22800 | 20 | 8.5 | 22800 | 26000 | 114% | 2.1 | 0 | 12.5 |  |  |  | No | R-410A | 1.9 | Residential & Commercial | Ducted CEE Tier 1
215939925 | Central HP <5.4 tons | BRYANT HEATING AND COOLING SYSTEMS | HRCU-A-CB (Split System: Heat Pump with Remote Outdoor Unit-Air-Source) | 293VAN036**AA* |  |  | CAA**6124AM*+UI | 987TA66120C24*** | 34400 | 20.5 | 9.5 | 34200 | 26000 | 76.02% | 2.08 | 0 | 12 |  |  |  | No | R-454B | 2.8667 | Residential & Commercial | Ducted CEE Tier 1
215939805 | Central HP <5.4 tons | BRYANT HEATING AND COOLING SYSTEMS | HRCU-A-CB (Split System: Heat Pump with Remote Outdoor Unit-Air-Source) | 293VAN036**AA* |  |  | CAA**6024AM*+UI | 987TA66100C21*** | 34000 | 20.5 | 9.5 | 34000 | 25800 | 75.88% | 2.06 | 0 | 12 |  |  |  | No | R-454B | 2.8333 | Residential & Commercial | Ducted CEE Tier 1
216013301 | Central HP <5.4 tons | JOHNSON CONTROLS | HRCU-A-CB (Split System: Heat Pump with Remote Outdoor Unit-Air-Source) | HH824E2S11 |  |  | CTM36B5ADS1+JMET08BS2N1 |  | 23000 | 18 | 9 | 23000 | 17800 | 77.39% | 2 | 0 | 12 |  |  |  | No | R-454B | 1.9167 | Residential & Commercial | Ducted CEE Tier 1
214650004 | Central HP <5.4 tons | JOHNSON CONTROLS | HRCU-A-CB (Split System: Heat Pump with Remote Outdoor Unit-Air-Source) | HH824E2S11 |  |  | CTU30B5XCS1+TXV | TL9E060B12UH11 | 23000 | 17 | 9.5 | 23000 | 18400 | 80% | 2 | 0 | 12 |  |  |  | No | R-454B | 1.9167 | Residential & Commercial | Ducted CEE Tier 1
215318904 | Central HP <5.4 tons | ARCOAIRE | HRCU-A-CB (Split System: Heat Pump with Remote Outdoor Unit-Air-Source) | D5CSHAH18AAK |  |  | D5FSAAH18XBK |  | 18000 | 18.2 | 10.1 | 19500 | 18000 | 92.31% | 2.2 | 0 | 12 |  |  |  | No | R-454B | 1.5 | Residential & Commercial | Ducted CEE Tier 1
211653536 | Central HP <5.4 tons | LENNOX | HRCU-A-CB (Split System: Heat Pump with Remote Outdoor Unit-Air-Source) | SL25XPV-048-230A** | ADP |  | LP42/62W9 | SL297UH080NV60C* | 45500 | 20 | 9.4 | 42000 | 36000 | 85.71% | 1.88 | 0 | 12 |  |  |  | No | R-410A | 3.7917 | Residential & Commercial | Ducted CEE Tier 1
214056596 | Central HP <5.4 tons | AC PRO.COM | HRCU-A-C (Split System: Heat Pump with Remote Outdoor Unit with No Indoor Fan --Air Source) | AOX430U-24HFN1-MR0 |  |  | AAC-24HWDN1-MN0 |  | 24000 | 15.7 | 9.8 | 25600 | 18500 | 72.27% | 2.2 | 10.3 | 10 |  |  |  | No | R-410A | 2 | Residential & Commercial | Ducted CEE Tier 1
215941035 | Central HP <5.4 tons | BRYANT HEATING AND COOLING SYSTEMS | HRCU-A-CB (Split System: Heat Pump with Remote Outdoor Unit-Air-Source) | 293VAN048**AA* |  |  | CAA**6121AM*+UI | 986TD60080C21*** | 45000 | 21 | 9.5 | 48500 | 37000 | 76.29% | 2 | 0 | 11 |  |  |  | No | R-454B | 3.75 | Residential & Commercial | Ducted CEE Tier 1
215941085 | Central HP <5.4 tons | BRYANT HEATING AND COOLING SYSTEMS | HRCU-A-CB (Split System: Heat Pump with Remote Outdoor Unit-Air-Source) | 293VAN048**AA* |  |  | CAA**6121AM*+UI | 987TA66100C21*** | 45500 | 21 | 9.5 | 48500 | 36800 | 75.88% | 2 | 0 | 11 |  |  |  | No | R-454B | 3.7917 | Residential & Commercial | Ducted CEE Tier 1
215318890 | Central HP <5.4 tons | ARCOAIRE | HRCU-A-CB (Split System: Heat Pump with Remote Outdoor Unit-Air-Source) | D5CUHAH30AAK |  |  | D5FUAAH30XAK |  | 30000 | 16.9 | 10 | 34000 | 32600 | 95.88% | 1.96 | 0 | 11.7 |  |  |  | No | R-454B | 2.5 | Residential & Commercial | Ducted CEE Tier 1
214731185 | Central HP <5.4 tons | BRYANT HEATING AND COOLING SYSTEMS | HRCU-A-CB (Split System: Heat Pump with Remote Outdoor Unit-Air-Source) | 38MURAQ24AB3* | ADP |  | H,PG9J936 | 926TC48080V17*** | 23600 | 17 | 8.5 | 24400 | 23800 | 97.54% | 2.02 | 0 | 10 |  |  |  | No | R-410A | 1.9667 | Residential & Commercial | Ducted CEE Tier 1
212984222 | Central HP <5.4 tons | COMFORTMAKER | HRCU-A-CB (Split System: Heat Pump with Remote Outdoor Unit-Air-Source) | DLCURAH18ABK |  |  | EN(A,D)4X30L17** | *92MSN0601714A* | 17700 | 16.5 | 8.1 | 18300 | 18600 | 101.6% | 2.24 | 0 | 11 |  |  |  | No | R-410A | 1.475 | Residential & Commercial | Ducted CEE Tier 1
211243797 | Central HP <5.4 tons | HEIL | HRCU-A-CB (Split System: Heat Pump with Remote Outdoor Unit-Air-Source) | DLCURAH24ABK |  |  | EN(A,D)4X24L14** | *80ES(N,L)0451412A* | 24200 | 15.5 | 8.5 | 27200 | 22600 | 83.09% | 1.86 | 0 | 10 |  |  |  | No | R-410A | 2.0167 | Residential & Commercial | Ducted CEE Tier 1
211243954 | Central HP <5.4 tons | HEIL | HRCU-A-CB (Split System: Heat Pump with Remote Outdoor Unit-Air-Source) | DLCURAH24ABK |  |  | EN(A,D)4X24L17** | *80VSL0701716A* | 23400 | 16 | 8.5 | 26600 | 24000 | 90.23% | 1.98 | 0 | 10 |  |  |  | No | R-410A | 1.95 | Residential & Commercial | Ducted CEE Tier 1
212986648 | Central HP <5.4 tons | COMFORTMAKER | HRCU-A-CB (Split System: Heat Pump with Remote Outdoor Unit-Air-Source) | DLCURAH24ABK |  |  | EN(A,D)4X36L21** | *96MSN0401712A* | 23200 | 15.5 | 8.1 | 26000 | 24400 | 93.85% | 2.02 | 0 | 10 |  |  |  | No | R-410A | 1.9333 | Residential & Commercial | Ducted CEE Tier 1
213305981 | Central HP <5.4 tons | TEMPSTAR | HRCU-A-CB (Split System: Heat Pump with Remote Outdoor Unit-Air-Source) | DLCURAH24ABK | ADP |  | CE3005A+TXV |  | 23600 | 17 | 9 | 25600 | 25200 | 98.44% | 2.14 | 0 | 10 |  |  |  | No | R-410A | 1.9667 | Residential & Commercial | Ducted CEE Tier 1
214063091 | Central HP <5.4 tons | TRANE | HRCU-A-CB (Split System: Heat Pump with Remote Outdoor Unit-Air-Source) | 4TWV8X60A1 | ADP |  | FG84960+P0V0D000M50SC+RP |  | 54000 | 18 | 8.2 | 49500 | 38500 | 77.78% | 1.75 | 0 | 12 |  |  |  | No | R-410A | 4.5 | Residential & Commercial | Ducted CEE Tier 1
215936469 | Central HP <5.4 tons | COMFORTMAKER | HRCU-A-CB (Split System: Heat Pump with Remote Outdoor Unit-Air-Source) | C5H3V36*K*AAA* |  |  | EVD5X49M24A*+WALLCON | *80CTL1352422B* | 35600 | 22 | 8.5 | 38000 | 28400 | 74.74% | 2.04 | 0 | 12.5 |  |  |  | No | R-454B | 2.9667 | Residential & Commercial | Ducted CEE Tier 1
213077376 | Central HP <5.4 tons | COMFORTMAKER | HRCU-A-CB (Split System: Heat Pump with Remote Outdoor Unit-Air-Source) | DLCURAH36ABK |  |  | EA*4X37L21A* | *96VTN0801716B* | 36400 | 15.5 | 8.5 | 38500 | 35000 | 90.91% | 2.06 | 0 | 10 |  |  |  | No | R-410A | 3.0333 | Residential & Commercial | Ducted CEE Tier 1
213372120 | Central HP <5.4 tons | ARCOAIRE | HRCU-A-C (Split System: Heat Pump with Remote Outdoor Unit with No Indoor Fan --Air Source) | DLCURAH36ABK |  |  | DLFULAH36XBX + CI |  | 35000 | 15.5 | 8.6 | 38000 | 31600 | 83.16% | 1.85 | 0 | 10 |  |  |  | No | R-410A | 2.9167 | Residential & Commercial | Ducted CEE Tier 1
211226844 | Central HP <5.4 tons | HEIL | HRCU-A-CB (Split System: Heat Pump with Remote Outdoor Unit-Air-Source) | DLCURAH36ABK |  |  | EA*4X37L21A* | *80ES(N,L)0902120A* | 36800 | 16 | 8.5 | 38500 | 34800 | 90.39% | 2.1 | 0 | 10 |  |  |  | No | R-410A | 3.0667 | Residential & Commercial | Ducted CEE Tier 1
213265604 | Central HP <5.4 tons | Cooper&Hunter | HRCU-A-CB (Split System: Heat Pump with Remote Outdoor Unit-Air-Source) | CH-HPR18-230VO |  |  | CH-M18AHU-W |  | 18000 | 17.6 | 9.6 | 19000 | 17000 | 89.47% | 2 | 12.5 | 11.7 |  |  |  | No | R-410A | 1.5 | Residential & Commercial | Ducted CEE Tier 1
212479897 | Central HP <5.4 tons | CARRIER | HRCU-A-CB (Split System: Heat Pump with Remote Outdoor Unit-Air-Source) | 38MURAQ24AB3* | ADP |  | C36A***L129 | 58SP*A045V17**16 | 23800 | 16 | 8.5 | 25200 | 23000 | 91.27% | 1.92 | 0 | 10 |  |  |  | No | R-410A | 1.9833 | Residential & Commercial | Ducted CEE Tier 1
212479997 | Central HP <5.4 tons | CARRIER | HRCU-A-CB (Split System: Heat Pump with Remote Outdoor Unit-Air-Source) | 38MURAQ24AB3* | ADP |  | C36A***L139 | 58TP*A090V17**16 | 23800 | 17 | 8.5 | 24400 | 22400 | 91.8% | 1.9 | 0 | 10 |  |  |  | No | R-410A | 1.9833 | Residential & Commercial | Ducted CEE Tier 1
212480011 | Central HP <5.4 tons | CARRIER | HRCU-A-CB (Split System: Heat Pump with Remote Outdoor Unit-Air-Source) | 38MURAQ24AB3* | ADP |  | V,C36H175P139 | 58TP*A090V17**16 | 23600 | 17 | 8.1 | 24400 | 23000 | 94.26% | 1.94 | 0 | 10.5 |  |  |  | No | R-410A | 1.9667 | Residential & Commercial | Ducted CEE Tier 1
212480013 | Central HP <5.4 tons | CARRIER | HRCU-A-CB (Split System: Heat Pump with Remote Outdoor Unit-Air-Source) | 38MURAQ24AB3* | ADP |  | A24VBA+TXV | 59SC2D040E14**10 | 24000 | 15.2 | 8.5 | 24800 | 22200 | 89.52% | 1.84 | 0 | 10 |  |  |  | No | R-410A | 2 | Residential & Commercial | Ducted CEE Tier 1
212480111 | Central HP <5.4 tons | CARRIER | HRCU-A-CB (Split System: Heat Pump with Remote Outdoor Unit-Air-Source) | 38MURAQ24AB3* | ADP |  | C36A***L159 | 59SP6A080V17**16 | 24200 | 16 | 8.1 | 24600 | 22600 | 91.87% | 1.9 | 0 | 10.5 |  |  |  | No | R-410A | 2.0167 | Residential & Commercial | Ducted CEE Tier 1
212498513 | Central HP <5.4 tons | CARRIER | HRCU-A-CB (Split System: Heat Pump with Remote Outdoor Unit-Air-Source) | 38MURAQ24AB3* | ADP |  | CE2903C+TXV |  | 23800 | 17 | 8.85 | 25600 | 25400 | 99.22% | 2.14 | 0 | 10 |  |  |  | No | R-410A | 1.9833 | Residential & Commercial | Ducted CEE Tier 1
212498515 | Central HP <5.4 tons | CARRIER | HRCU-A-CB (Split System: Heat Pump with Remote Outdoor Unit-Air-Source) | 38MURAQ24AB3* | ADP |  | CE3005A+TXV |  | 23600 | 17 | 9 | 25600 | 25200 | 98.44% | 2.14 | 0 | 10 |  |  |  | No | R-410A | 1.9667 | Residential & Commercial | Ducted CEE Tier 1
216472819 | Central HP <5.4 tons | AC PRO.COM | HRCU-A-CB (Split System: Heat Pump with Remote Outdoor Unit-Air-Source) | MHPC-H-024BSB |  |  | MMUL-H-024BMB |  | 24000 | 19.7 | 9 | 25000 | 18000 | 72% | 2.2 | 0 | 11.7 |  |  |  | No | R-454B | 2 | Residential & Commercial | Ducted CEE Tier 1
209872713 | Central HP <5.4 tons | RUUD | HRCU-A-CB (Split System: Heat Pump with Remote Outdoor Unit-Air-Source) | UP18AZ36AJVC |  |  | RCFZ6021SEAAM | R962V1005A21M4S | 34200 | 18 | 8.5 | 34200 | 43000 | 125.7% | 2.2 | 0 | 12.5 |  |  |  | No | R-410A | 2.85 | Residential & Commercial | Ducted CEE Tier 1
211717287 | Central HP <5.4 tons | ACIQ | HRCU-A-CB (Split System: Heat Pump with Remote Outdoor Unit-Air-Source) | SC-4860-HP |  |  | SC-48-AH |  | 48000 | 17 | 9 | 48000 | 39000 | 81.25% | 1.8 | 11.5 | 11 |  |  |  | No | R-410A | 4 | Residential & Commercial | Ducted CEE Tier 1
214592568 | Central HP <5.4 tons | ECOER | HRCU-A-CB (Split System: Heat Pump with Remote Outdoor Unit-Air-Source) | EODA18H-4860B | ASPEN |  | D(A,C,E)60B44+TDR | MGH96M100D5A | 52000 | 16.5 | 8.5 | 54000 | 37800 | 70% | 1.9 | 0 | 10 |  |  |  | No | R-410A | 4.3333 | Residential & Commercial | Ducted CEE Tier 1
212555861 | Central HP <5.4 tons | American Standard | HRCU-A-C (Split System: Heat Pump with Remote Outdoor Unit with No Indoor Fan --Air Source) | 4TXD2060A10NU** | ADP |  | H,TE88960 |  | 47000 | 15.2 | 8.5 | 46000 | 33200 | 72.17% | 1.8 | 0 | 10 |  |  |  | No | R-410A | 3.9167 | Residential & Commercial | Ducted CEE Tier 1
214660179 | Central HP <5.4 tons | ECOER | HRCU-A-CB (Split System: Heat Pump with Remote Outdoor Unit-Air-Source) | EODA18H-4860BAA | ASPEN |  | D(A,C,E)36C34+TDR | MGH96M060B3A | 33000 | 17.5 | 8.8 | 35000 | 27000 | 77.14% | 2.1 | 0 | 11.7 |  |  |  | No | R-410A | 2.75 | Residential & Commercial | Ducted CEE Tier 1
215864921 | Central HP <5.4 tons | TRANE | HRCU-A-CB (Split System: Heat Pump with Remote Outdoor Unit-Air-Source) | 5TWV8X48A1 |  |  | 5TXCC007AS3 | L8V1C100U5VSB+LRP | 45500 | 18.1 | 8.5 | 45500 | 35200 | 77.36% | 2.1 | 0 | 10.5 |  |  |  | No | R-454B | 3.7917 | Residential & Commercial | Ducted CEE Tier 1
214630422 | Central HP <5.4 tons | CARRIER | HRCU-A-CB (Split System: Heat Pump with Remote Outdoor Unit-Air-Source) | 25VNA825A*032* | ADP |  | PL36H210P749 | 59TN6B060C17**14 | 23600 | 16 | 8.1 | 19800 | 16300 | 82.32% | 1.94 | 0 | 11 |  |  |  | No | R-410A | 1.9667 | Residential & Commercial | Ducted CEE Tier 1
215488165 | Central HP <5.4 tons | GOODMAN | HRCU-A-CB (Split System: Heat Pump with Remote Outdoor Unit-Air-Source) | GZV6SA1810A* |  |  | CA*EA2418*3A* | G*VM970803BNB* | 17000 | 19 | 8.8 | 16800 | 13000 | 77.38% | 2.1 | 0 | 12 |  |  |  | No | R-32 | 1.4167 | Residential & Commercial | Ducted CEE Tier 1
215488166 | Central HP <5.4 tons | GOODMAN | HRCU-A-CB (Split System: Heat Pump with Remote Outdoor Unit-Air-Source) | GZV6SA1810A* |  |  | CHPEA2422*3A* | G*VM970603BNB* | 17000 | 19 | 8.8 | 16800 | 13000 | 77.38% | 2.1 | 0 | 12 |  |  |  | No | R-32 | 1.4167 | Residential & Commercial | Ducted CEE Tier 1
214629036 | Central HP <5.4 tons | CARRIER | HRCU-A-CB (Split System: Heat Pump with Remote Outdoor Unit-Air-Source) | 38MURAQ36AB3* | ADP |  | PL36H210P299 | 58S(B,C)*B070M17**16 | 36600 | 16 | 8.5 | 36800 | 34600 | 94.02% | 2.06 | 0 | 10 |  |  |  | No | R-410A | 3.05 | Residential & Commercial | Ducted CEE Tier 1
214630456 | Central HP <5.4 tons | CARRIER | HRCU-A-CB (Split System: Heat Pump with Remote Outdoor Unit-Air-Source) | 25VNA837A*030* | ADP |  | V,C36H175P159 | 58CU*A060C17**16 | 32000 | 17 | 8.1 | 31400 | 24400 | 77.71% | 1.96 | 0 | 11.5 |  |  |  | No | R-410A | 2.6667 | Residential & Commercial | Ducted CEE Tier 1
214630471 | Central HP <5.4 tons | CARRIER | HRCU-A-CB (Split System: Heat Pump with Remote Outdoor Unit-Air-Source) | 25VNA837A*030* | ADP |  | C36A***L539 | 59CU5B060C17**16 | 32200 | 17 | 8.1 | 31400 | 24600 | 78.34% | 1.94 | 0 | 11.5 |  |  |  | No | R-410A | 2.6833 | Residential & Commercial | Ducted CEE Tier 1
213311980 | Central HP <5.4 tons | BRYANT HEATING AND COOLING SYSTEMS | HRCU-A-CB (Split System: Heat Pump with Remote Outdoor Unit-Air-Source) | 38MURAQ18AB3* | ADP |  | C36A***L129+CBPE3A* |  | 17800 | 15.5 | 8.95 | 17100 | 19400 | 113.5% | 2.4 | 0 | 10.5 |  |  |  | No | R-410A | 1.4833 | Residential & Commercial | Ducted CEE Tier 1
213088501 | Central HP <5.4 tons | TEMPSTAR | HRCU-A-CB (Split System: Heat Pump with Remote Outdoor Unit-Air-Source) | DLCURAH36ABK | ADP |  | V,R36H***P449+AEFE3A* |  | 36000 | 16 | 8.1 | 38000 | 35000 | 92.11% | 1.82 | 0 | 10 |  |  |  | No | R-410A | 3 | Residential & Commercial | Ducted CEE Tier 1
209872710 | Central HP <5.4 tons | RUUD | HRCU-A-CB (Split System: Heat Pump with Remote Outdoor Unit-Air-Source) | UP18AZ36AJVC |  |  | RCFZ6021SEAAM | R962V0703A17M4S | 34200 | 19 | 8.5 | 35000 | 43000 | 122.9% | 2.2 | 0 | 12.5 |  |  |  | No | R-410A | 2.85 | Residential & Commercial | Ducted CEE Tier 1
214629119 | Central HP <5.4 tons | CARRIER | HRCU-A-CB (Split System: Heat Pump with Remote Outdoor Unit-Air-Source) | 38MURAQ36AB3* | ADP |  | PL36H210P749 | 58S(B,C)*B090M21**20 | 35400 | 16 | 8.1 | 36800 | 34600 | 94.02% | 1.9 | 0 | 10 |  |  |  | No | R-410A | 2.95 | Residential & Commercial | Ducted CEE Tier 1
214629254 | Central HP <5.4 tons | CARRIER | HRCU-A-CB (Split System: Heat Pump with Remote Outdoor Unit-Air-Source) | 38MURAQ36AB3* | ADP |  | C36A***L159 | 59SC6A100M21**20 | 35400 | 16 | 8.1 | 36800 | 34600 | 94.02% | 1.88 | 0 | 10 |  |  |  | No | R-410A | 2.95 | Residential & Commercial | Ducted CEE Tier 1
214629337 | Central HP <5.4 tons | CARRIER | HRCU-A-CB (Split System: Heat Pump with Remote Outdoor Unit-Air-Source) | 38MURAQ36AB3* | ADP |  | PL36H210P749 | 59SU5B100M21**20 | 35600 | 16 | 8.1 | 36800 | 34800 | 94.57% | 1.9 | 0 | 10 |  |  |  | No | R-410A | 2.9667 | Residential & Commercial | Ducted CEE Tier 1
211244538 | Central HP <5.4 tons | HEIL | HRCU-A-CB (Split System: Heat Pump with Remote Outdoor Unit-Air-Source) | DLCURAH24ABK |  |  | EN(A,D)4X30L17** | *95ESU0601716A* | 24200 | 16.5 | 8.1 | 26200 | 22800 | 87.02% | 1.9 | 0 | 10.5 |  |  |  | No | R-410A | 2.0167 | Residential & Commercial | Ducted CEE Tier 1
211244549 | Central HP <5.4 tons | HEIL | HRCU-A-CB (Split System: Heat Pump with Remote Outdoor Unit-Air-Source) | DLCURAH24ABK |  |  | EN(A,D)4X30L17** | *80ESU0401712A* | 24000 | 17 | 8.1 | 26000 | 23200 | 89.23% | 1.94 | 0 | 10.5 |  |  |  | No | R-410A | 2 | Residential & Commercial | Ducted CEE Tier 1
212614360 | Central HP <5.4 tons | DAY & NIGHT | HRCU-A-CB (Split System: Heat Pump with Remote Outdoor Unit-Air-Source) | DLCURAH24ABK | ADP |  | F,PE*G33925 |  | 23800 | 18 | 8.75 | 25000 | 22600 | 90.4% | 1.88 | 0 | 10 |  |  |  | No | R-410A | 1.9833 | Residential & Commercial | Ducted CEE Tier 1
213088483 | Central HP <5.4 tons | TEMPSTAR | HRCU-A-CB (Split System: Heat Pump with Remote Outdoor Unit-Air-Source) | DLCURAH24ABK | ADP |  | V,R36H175P159+AEFE4B* |  | 24200 | 18 | 9 | 25000 | 22600 | 90.4% | 1.92 | 0 | 10.5 |  |  |  | No | R-410A | 2.0167 | Residential & Commercial | Ducted CEE Tier 1
213204394 | Central HP <5.4 tons | TEMPSTAR | HRCU-A-CB (Split System: Heat Pump with Remote Outdoor Unit-Air-Source) | DLCURAH24ABK | ASPEN |  | D(A,C,E)24B44+TDR | *80ES(N,L)0451712A* | 23800 | 17 | 8.5 | 26200 | 24800 | 94.66% | 2.54 | 0 | 10 |  |  |  | No | R-410A | 1.9833 | Residential & Commercial | Ducted CEE Tier 1
213204408 | Central HP <5.4 tons | TEMPSTAR | HRCU-A-CB (Split System: Heat Pump with Remote Outdoor Unit-Air-Source) | DLCURAH24ABK | ASPEN |  | D(A,C,E)30B34+TDR | *80ES(N,L)0701412A* | 23800 | 17 | 8.5 | 26200 | 26400 | 100.8% | 2.81 | 0 | 10 |  |  |  | No | R-410A | 1.9833 | Residential & Commercial | Ducted CEE Tier 1
214630491 | Central HP <5.4 tons | CARRIER | HRCU-A-CB (Split System: Heat Pump with Remote Outdoor Unit-Air-Source) | 25VNA837A*030* | ADP |  | C36A***L539 | 59TN6B100C21**22 | 32400 | 18 | 8.5 | 30400 | 24400 | 80.26% | 2 | 0 | 11.7 |  |  |  | No | R-410A | 2.7 | Residential & Commercial | Ducted CEE Tier 1
214272267 | Central HP <5.4 tons | CARRIER | HRCU-A-CB (Split System: Heat Pump with Remote Outdoor Unit-Air-Source) | 25VNA837A*030* | ADP |  | PL36H210P299 | 58TN*B045C17**12 | 32600 | 17 | 8.5 | 31600 | 25200 | 79.75% | 1.96 | 0 | 11 |  |  |  | No | R-410A | 2.7167 | Residential & Commercial | Ducted CEE Tier 1
214272317 | Central HP <5.4 tons | CARRIER | HRCU-A-CB (Split System: Heat Pump with Remote Outdoor Unit-Air-Source) | 25VNA837A*030* | ADP |  | PL36H175P159 | 59MN7C080C17**14 | 31600 | 17 | 8.1 | 31800 | 24200 | 76.1% | 1.88 | 0 | 11 |  |  |  | No | R-410A | 2.6333 | Residential & Commercial | Ducted CEE Tier 1
211227992 | Central HP <5.4 tons | DAY & NIGHT | HRCU-A-CB (Split System: Heat Pump with Remote Outdoor Unit-Air-Source) | DLCURAH36ABK |  |  | EA*4X42L24A* | *92ESN1202420A* | 35800 | 16 | 8.1 | 38500 | 35000 | 90.91% | 1.9 | 0 | 10 |  |  |  | No | R-410A | 2.9833 | Residential & Commercial | Ducted CEE Tier 1
211228560 | Central HP <5.4 tons | DAY & NIGHT | HRCU-A-CB (Split System: Heat Pump with Remote Outdoor Unit-Air-Source) | DLCURAH36ABK |  |  | EA*4X43L21A* | *96VSN0802120A* | 36400 | 16 | 8.5 | 38500 | 34800 | 90.39% | 2.08 | 0 | 10 |  |  |  | No | R-410A | 3.0333 | Residential & Commercial | Ducted CEE Tier 1
211226640 | Central HP <5.4 tons | HEIL | HRCU-A-CB (Split System: Heat Pump with Remote Outdoor Unit-Air-Source) | DLCURAH36ABK |  |  | EA*4X37L17A* | *92ESN0801716A* | 36800 | 15.2 | 8.5 | 39500 | 35000 | 88.61% | 2.06 | 0 | 10 |  |  |  | No | R-410A | 3.0667 | Residential & Commercial | Ducted CEE Tier 1
211226808 | Central HP <5.4 tons | HEIL | HRCU-A-CB (Split System: Heat Pump with Remote Outdoor Unit-Air-Source) | DLCURAH36ABK |  |  | EA*4X37L21A* | *80ES(N,L)0702116A* | 37200 | 15.5 | 8.5 | 38500 | 35000 | 90.91% | 2.12 | 0 | 10 |  |  |  | No | R-410A | 3.1 | Residential & Commercial | Ducted CEE Tier 1
214628199 | Central HP <5.4 tons | CARRIER | HRCU-A-CB (Split System: Heat Pump with Remote Outdoor Unit-Air-Source) | 38MURAQ24AB3* | ADP |  | V,C36H175P139 | 58S(B,C)*B070M17**12 | 23600 | 17 | 9 | 25400 | 25400 | 100% | 2.16 | 0 | 10 |  |  |  | No | R-410A | 1.9667 | Residential & Commercial | Ducted CEE Tier 1
214628215 | Central HP <5.4 tons | CARRIER | HRCU-A-CB (Split System: Heat Pump with Remote Outdoor Unit-Air-Source) | 38MURAQ24AB3* | ADP |  | PL36H175P159 | 58S(B,C)*B070M17**16 | 23600 | 17 | 8.5 | 24800 | 24000 | 96.77% | 2.02 | 0 | 10.5 |  |  |  | No | R-410A | 1.9667 | Residential & Commercial | Ducted CEE Tier 1
214628351 | Central HP <5.4 tons | CARRIER | HRCU-A-CB (Split System: Heat Pump with Remote Outdoor Unit-Air-Source) | 38MURAQ24AB3* | ADP |  | C36A***L159 | 59SC6A040M14**10 | 23600 | 16 | 8.5 | 24600 | 23600 | 95.93% | 1.98 | 0 | 10 |  |  |  | No | R-410A | 1.9667 | Residential & Commercial | Ducted CEE Tier 1
212986696 | Central HP <5.4 tons | COMFORTMAKER | HRCU-A-CB (Split System: Heat Pump with Remote Outdoor Unit-Air-Source) | DLCURAH18ABK |  |  | EA*4X30L17A* | *96MSN0401712A* | 17300 | 15.5 | 8.5 | 18100 | 18800 | 103.9% | 2.24 | 0 | 10 |  |  |  | No | R-410A | 1.4417 | Residential & Commercial | Ducted CEE Tier 1
214570370 | Central HP <5.4 tons | HEIL | HRCU-A-CB (Split System: Heat Pump with Remote Outdoor Unit-Air-Source) | HVH825GKA3* |  |  | EA*4X36L21A*+WALLCON | *80CTL0702120B* | 23600 | 16.5 | 8.1 | 21400 | 16600 | 77.57% | 1.94 | 0 | 10.5 |  |  |  | No | R-410A | 1.9667 | Residential & Commercial | Ducted CEE Tier 1
214570720 | Central HP <5.4 tons | HEIL | HRCU-A-CB (Split System: Heat Pump with Remote Outdoor Unit-Air-Source) | HVH825GKA3* |  |  | EA*4X48L21A*+WALLCON | *96CTN0802120B* | 24200 | 17 | 8.5 | 20800 | 16500 | 79.33% | 2.02 | 0 | 11 |  |  |  | No | R-410A | 2.0167 | Residential & Commercial | Ducted CEE Tier 1
214271897 | Central HP <5.4 tons | CARRIER | HRCU-A-CB (Split System: Heat Pump with Remote Outdoor Unit-Air-Source) | 25VNA825A*032* | ADP |  | PL36H175P159 | 58TN*B070C14**12 | 24000 | 17 | 8.1 | 19600 | 16200 | 82.65% | 2.02 | 0 | 10.5 |  |  |  | No | R-410A | 2 | Residential & Commercial | Ducted CEE Tier 1
209872739 | Central HP <5.4 tons | RUUD | HRCU-A-CB (Split System: Heat Pump with Remote Outdoor Unit-Air-Source) | UP18AZ60AJVC |  |  | RCFZ6021SEAAM | R962V1005A21M4S | 52500 | 18 | 8.1 | 52500 | 50500 | 96.19% | 1.9 | 0 | 10 |  |  |  | No | R-410A | 4.375 | Residential & Commercial | Ducted CEE Tier 1
215940975 | Central HP <5.4 tons | BRYANT HEATING AND COOLING SYSTEMS | HRCU-A-CB (Split System: Heat Pump with Remote Outdoor Unit-Air-Source) | 293VAN048**AA* |  |  | CAA**4821AM*+UI | 987TA60080C21*** | 43500 | 20.5 | 9.5 | 48000 | 36600 | 76.25% | 1.92 | 0 | 10.5 |  |  |  | No | R-454B | 3.625 | Residential & Commercial | Ducted CEE Tier 1
215940995 | Central HP <5.4 tons | BRYANT HEATING AND COOLING SYSTEMS | HRCU-A-CB (Split System: Heat Pump with Remote Outdoor Unit-Air-Source) | 293VAN048**AA* |  |  | CAA**6024AM*+UI | 986TD60080C21*** | 44500 | 21 | 9.5 | 48500 | 36600 | 75.46% | 2 | 0 | 11 |  |  |  | No | R-454B | 3.7083 | Residential & Commercial | Ducted CEE Tier 1
213779806 | Central HP <5.4 tons | BRYANT HEATING AND COOLING SYSTEMS | HRCU-A-CB (Split System: Heat Pump with Remote Outdoor Unit-Air-Source) | 288BNV037*0**A* |  |  | CAP**6124AL*+UI | 986TD66120C24*** | 33200 | 17.5 | 8.5 | 32000 | 24800 | 77.5% | 2 | 0 | 11.7 |  |  |  | No | R-410A | 2.7667 | Residential & Commercial | Ducted CEE Tier 1
213612033 | Central HP <5.4 tons | RUUD | HRCU-A-CB (Split System: Heat Pump with Remote Outdoor Unit-Air-Source) | RP15AZ24AJ2N | ASPEN |  | D(A,C,E)24A34+TDR | R962V0603A17M4S | 22000 | 15.4 | 8.1 | 22800 | 16400 | 71.93% | 2.84 | 0 | 11.8 |  |  |  | No | R-410A | 1.8333 | Residential & Commercial | Ducted CEE Tier 1
215318893 | Central HP <5.4 tons | ARCOAIRE | HRCU-A-CB (Split System: Heat Pump with Remote Outdoor Unit-Air-Source) | D5CUHAH60AAK |  |  | D5FUAAH60XAK |  | 54000 | 16 | 9 | 56000 | 52000 | 92.86% | 1.8 | 0 | 10 |  |  |  | No | R-454B | 4.5 | Residential & Commercial | Ducted CEE Tier 1
214389873 | Central HP <5.4 tons | CARRIER | HRCU-A-CB (Split System: Heat Pump with Remote Outdoor Unit-Air-Source) | 25VNA424A*031* | ADP |  | H,PG24936 | 58TN*B070C17**16 | 23000 | 20 | 10 | 25400 | 19800 | 77.95% | 2.3 | 0 | 13 |  |  |  | No | R-410A | 1.9167 | Residential & Commercial | Ducted CEE Tier 1
215726720 | Central HP <5.4 tons | YORK | HRCU-A-CB (Split System: Heat Pump with Remote Outdoor Unit-Air-Source) | HH860E2S11 | ADP |  | H,YG52*60+TXV-BLEED | Y81E120C20SMPS1 | 52500 | 19 | 8.5 | 51500 | 38000 | 73.79% | 2 | 0 | 11.7 |  |  |  | No | R-454B | 4.375 | Residential & Commercial | Ducted CEE Tier 1
215936569 | Central HP <5.4 tons | COMFORTMAKER | HRCU-A-CB (Split System: Heat Pump with Remote Outdoor Unit-Air-Source) | C5H3V36*K*AAA* |  |  | EVD5X60M21A*+WALLCON | *80CSU0601716A* | 35600 | 22 | 8.5 | 38000 | 28600 | 75.26% | 2.04 | 0 | 12 |  |  |  | No | R-454B | 2.9667 | Residential & Commercial | Ducted CEE Tier 1
215936919 | Central HP <5.4 tons | COMFORTMAKER | HRCU-A-CB (Split System: Heat Pump with Remote Outdoor Unit-Air-Source) | C5H3V36*K*AAA* |  |  | EVD5X61M21A*+WALLCON | *96CTN0601714B* | 35600 | 21.5 | 8.5 | 37600 | 28200 | 75% | 2 | 0 | 12 |  |  |  | No | R-454B | 2.9667 | Residential & Commercial | Ducted CEE Tier 1
215939715 | Central HP <5.4 tons | BRYANT HEATING AND COOLING SYSTEMS | HRCU-A-CB (Split System: Heat Pump with Remote Outdoor Unit-Air-Source) | 293VAN036**AA* |  |  | CAA**4821AM*+UI | 986TD60080C21*** | 33400 | 20 | 9.5 | 34600 | 26400 | 76.3% | 2.04 | 0 | 11.5 |  |  |  | No | R-454B | 2.7833 | Residential & Commercial | Ducted CEE Tier 1
215940515 | Central HP <5.4 tons | BRYANT HEATING AND COOLING SYSTEMS | HRCU-A-CB (Split System: Heat Pump with Remote Outdoor Unit-Air-Source) | 293VAN036**AA* |  |  | CVAVA3621XMA*+UI | 83*CB36040C17*** | 34600 | 21 | 8.5 | 38500 | 28000 | 72.73% | 2.06 | 0 | 12 |  |  |  | No | R-454B | 2.8833 | Residential & Commercial | Ducted CEE Tier 1
215940535 | Central HP <5.4 tons | BRYANT HEATING AND COOLING SYSTEMS | HRCU-A-CB (Split System: Heat Pump with Remote Outdoor Unit-Air-Source) | 293VAN036**AA* |  |  | CVAVA3621XMA*+UI | 987TA42060C17*** | 34000 | 20 | 8.5 | 39500 | 28800 | 72.91% | 2.02 | 0 | 11 |  |  |  | No | R-454B | 2.8333 | Residential & Commercial | Ducted CEE Tier 1
214731208 | Central HP <5.4 tons | BRYANT HEATING AND COOLING SYSTEMS | HRCU-A-CB (Split System: Heat Pump with Remote Outdoor Unit-Air-Source) | 38MURAQ36AB3* | ADP |  | H,PG48936 | 926TC48080V17*** | 35600 | 16 | 8.1 | 36800 | 34600 | 94.02% | 1.98 | 0 | 10 |  |  |  | No | R-410A | 2.9667 | Residential & Commercial | Ducted CEE Tier 1
209852044 | Central HP <5.4 tons | ARCOAIRE | HRCU-A-CB (Split System: Heat Pump with Remote Outdoor Unit-Air-Source) | DLCURAH30ABK |  |  | DLFUAAH30XAK |  | 30000 | 16.2 | 8.9 | 33000 | 24000 | 72.73% | 1.8 | 11 | 10 |  |  |  | No | R-410A | 2.5 | Residential & Commercial | Ducted CEE Tier 1
212380540 | Central HP <5.4 tons | CARRIER | HRCU-A-CB (Split System: Heat Pump with Remote Outdoor Unit-Air-Source) | 25VNA424A*031* | ADP |  | PL36H210P749 | 58TN*A070C17**16 | 23400 | 20 | 8.5 | 25000 | 19400 | 77.6% | 2.46 | 0 | 13.5 |  |  |  | No | R-410A | 1.95 | Residential & Commercial | Ducted CEE Tier 1
215488115 | Central HP <5.4 tons | GOODMAN | HRCU-A-CB (Split System: Heat Pump with Remote Outdoor Unit-Air-Source) | GZV7SA4810A* |  |  | CA*EA6030*3A* | G*VC961205DNB* | 45500 | 16.5 | 8.8 | 47000 | 33600 | 71.49% | 2 | 0 | 10 |  |  |  | No | R-32 | 3.7917 | Residential & Commercial | Ducted CEE Tier 1
215488116 | Central HP <5.4 tons | GOODMAN | HRCU-A-CB (Split System: Heat Pump with Remote Outdoor Unit-Air-Source) | GZV7SA4810A* |  |  | CA*EA6030*3A* | G*VM971205DNB* | 45500 | 16.5 | 8.8 | 47000 | 33600 | 71.49% | 2 | 0 | 10 |  |  |  | No | R-32 | 3.7917 | Residential & Commercial | Ducted CEE Tier 1
215939695 | Central HP <5.4 tons | BRYANT HEATING AND COOLING SYSTEMS | HRCU-A-CB (Split System: Heat Pump with Remote Outdoor Unit-Air-Source) | 293VAN036**AA* |  |  | CAA**4221AM*+UI | 987TA60080C21*** | 32600 | 19.5 | 9.5 | 34800 | 26800 | 77.01% | 2.02 | 0 | 11.7 |  |  |  | No | R-454B | 2.7167 | Residential & Commercial | Ducted CEE Tier 1
215939795 | Central HP <5.4 tons | BRYANT HEATING AND COOLING SYSTEMS | HRCU-A-CB (Split System: Heat Pump with Remote Outdoor Unit-Air-Source) | 293VAN036**AA* |  |  | CAA**6024AM*+UI | 987TA60080C21*** | 34000 | 20 | 9.5 | 34200 | 26000 | 76.02% | 2.06 | 0 | 11.7 |  |  |  | No | R-454B | 2.8333 | Residential & Commercial | Ducted CEE Tier 1
215939845 | Central HP <5.4 tons | BRYANT HEATING AND COOLING SYSTEMS | HRCU-A-CB (Split System: Heat Pump with Remote Outdoor Unit-Air-Source) | 293VAN036**AA* |  |  | CAA**6121AM*+UI | 83*CB48060C17*** | 34400 | 20.5 | 9.5 | 34400 | 26000 | 75.58% | 2.06 | 0 | 12 |  |  |  | No | R-454B | 2.8667 | Residential & Commercial | Ducted CEE Tier 1
212632236 | Central HP <5.4 tons | LENNOX | HRCU-A-CB (Split System: Heat Pump with Remote Outdoor Unit-Air-Source) | EL22XPV-024-230A** | ADP |  | LD24/35Z9 | SL280DF060NV36B* | 23800 | 20 | 8.5 | 22000 | 15400 | 70% | 1.92 | 0 | 13.5 |  |  |  | No | R-410A | 1.9833 | Residential & Commercial | Ducted CEE Tier 1
214592565 | Central HP <5.4 tons | ECOER | HRCU-A-CB (Split System: Heat Pump with Remote Outdoor Unit-Air-Source) | EODA18H-4860B | ASPEN |  | D(A,C,E)48C34+TDR | MGH96M080C4A | 44000 | 17 | 8.5 | 45000 | 32000 | 71.11% | 1.9 | 0 | 11 |  |  |  | No | R-410A | 3.6667 | Residential & Commercial | Ducted CEE Tier 1
212349783 | Central HP <5.4 tons | LENNOX | HRCU-A-CB (Split System: Heat Pump with Remote Outdoor Unit-Air-Source) | EL22XPV-024-230A** | ADP |  | F,PE*G34925 |  | 23000 | 21 | 8.55 | 20600 | 15700 | 76.21% | 2.24 | 0 | 13 |  |  |  | No | R-410A | 1.9167 | Residential & Commercial | Ducted CEE Tier 1
213311619 | Central HP <5.4 tons | CARRIER | HRCU-A-CB (Split System: Heat Pump with Remote Outdoor Unit-Air-Source) | 38MURAQ36AB3* | ADP |  | PL36H***P449+CBPE3A* |  | 36000 | 16 | 8.1 | 38000 | 35000 | 92.11% | 1.82 | 0 | 10 |  |  |  | No | R-410A | 3 | Residential & Commercial | Ducted CEE Tier 1
215939665 | Central HP <5.4 tons | BRYANT HEATING AND COOLING SYSTEMS | HRCU-A-CB (Split System: Heat Pump with Remote Outdoor Unit-Air-Source) | 293VAN036**AA* |  |  | CAA**4221AM*+UI | 83*CB48060C17*** | 32800 | 20 | 9.5 | 34800 | 26600 | 76.44% | 2 | 0 | 11.5 |  |  |  | No | R-454B | 2.7333 | Residential & Commercial | Ducted CEE Tier 1
215939865 | Central HP <5.4 tons | BRYANT HEATING AND COOLING SYSTEMS | HRCU-A-CB (Split System: Heat Pump with Remote Outdoor Unit-Air-Source) | 293VAN036**AA* |  |  | CAA**6121AM*+UI | 987TA42080C17*** | 34200 | 20 | 9 | 34800 | 26600 | 76.44% | 1.92 | 0 | 11.5 |  |  |  | No | R-454B | 2.85 | Residential & Commercial | Ducted CEE Tier 1
215940015 | Central HP <5.4 tons | BRYANT HEATING AND COOLING SYSTEMS | HRCU-A-CB (Split System: Heat Pump with Remote Outdoor Unit-Air-Source) | 293VAN036**AA* |  |  | CSAH*4212AM*+UI | 986TD60080C21*** | 33600 | 19 | 9 | 34800 | 26600 | 76.44% | 1.92 | 0 | 11.5 |  |  |  | No | R-454B | 2.8 | Residential & Commercial | Ducted CEE Tier 1
215643937 | Central HP <5.4 tons | TRANE | HRCU-A-CB (Split System: Heat Pump with Remote Outdoor Unit-Air-Source) | 4TWV0060A1 | ADP |  | H,TG49960 | S9V2C100U5PSB+RP | 54000 | 18 | 8.2 | 50000 | 39000 | 78% | 1.8 | 0 | 11.7 |  |  |  | No | R-410A | 4.5 | Residential & Commercial | Ducted CEE Tier 1
213785020 | Central HP <5.4 tons | BRYANT HEATING AND COOLING SYSTEMS | HRCU-A-CB (Split System: Heat Pump with Remote Outdoor Unit-Air-Source) | 284ANV024*0**B* |  |  | CAP**2417AL*+UI | 987MC42080C17*** | 22800 | 19.5 | 10 | 27200 | 20200 | 74.26% | 2.28 | 0 | 12.5 |  |  |  | No | R-410A | 1.9 | Residential & Commercial | Ducted CEE Tier 1
213785038 | Central HP <5.4 tons | BRYANT HEATING AND COOLING SYSTEMS | HRCU-A-CB (Split System: Heat Pump with Remote Outdoor Unit-Air-Source) | 284ANV024*0**B* |  |  | CAP**2517AL*+UI | 987MC42080C17*** | 24000 | 19.5 | 10.5 | 26600 | 19800 | 74.44% | 2.5 | 0 | 13 |  |  |  | No | R-410A | 2 | Residential & Commercial | Ducted CEE Tier 1
213785090 | Central HP <5.4 tons | BRYANT HEATING AND COOLING SYSTEMS | HRCU-A-CB (Split System: Heat Pump with Remote Outdoor Unit-Air-Source) | 284ANV024*0**B* |  |  | CAP**3621AL*+UI | 88*TB48090C17*** | 23000 | 20 | 10 | 26600 | 19800 | 74.44% | 2.42 | 0 | 13 |  |  |  | No | R-410A | 1.9167 | Residential & Commercial | Ducted CEE Tier 1
213203991 | Central HP <5.4 tons | TEMPSTAR | HRCU-A-CB (Split System: Heat Pump with Remote Outdoor Unit-Air-Source) | DLCURAH18ABK | ASPEN |  | D(A,C,E)30B34+TDR | *95ESN0601412A* | 17200 | 16.4 | 8.5 | 18300 | 14100 | 77.05% | 2.33 | 0 | 10.8 |  |  |  | No | R-410A | 1.4333 | Residential & Commercial | Ducted CEE Tier 1
214731179 | Central HP <5.4 tons | BRYANT HEATING AND COOLING SYSTEMS | HRCU-A-CB (Split System: Heat Pump with Remote Outdoor Unit-Air-Source) | 38MURAQ24AB3* | ADP |  | H,PG7J936 | 926TC48060V17*** | 23600 | 16 | 9 | 24400 | 22800 | 93.44% | 1.92 | 0 | 10 |  |  |  | No | R-410A | 1.9667 | Residential & Commercial | Ducted CEE Tier 1
214731175 | Central HP <5.4 tons | BRYANT HEATING AND COOLING SYSTEMS | HRCU-A-CB (Split System: Heat Pump with Remote Outdoor Unit-Air-Source) | 38MURAQ24AB3* | ADP |  | H,PG9J936 | 926TC36060V14*** | 23600 | 17 | 8.5 | 24600 | 23600 | 95.93% | 2 | 0 | 10 |  |  |  | No | R-410A | 1.9667 | Residential & Commercial | Ducted CEE Tier 1
214731188 | Central HP <5.4 tons | BRYANT HEATING AND COOLING SYSTEMS | HRCU-A-CB (Split System: Heat Pump with Remote Outdoor Unit-Air-Source) | 38MURAQ24AB3* | ADP |  | H,PG35936 | 926TC60080V21*** | 23800 | 17 | 8.5 | 24800 | 23600 | 95.16% | 1.98 | 0 | 10.5 |  |  |  | No | R-410A | 1.9833 | Residential & Commercial | Ducted CEE Tier 1
213204851 | Central HP <5.4 tons | TEMPSTAR | HRCU-A-CB (Split System: Heat Pump with Remote Outdoor Unit-Air-Source) | DLCURAH24ABK | ASPEN |  | D(A,C,E)30B34+TDR | *92ESN0601412A* | 23200 | 17 | 8.5 | 25600 | 20000 | 78.12% | 2.87 | 0 | 10 |  |  |  | No | R-410A | 1.9333 | Residential & Commercial | Ducted CEE Tier 1
213204855 | Central HP <5.4 tons | TEMPSTAR | HRCU-A-CB (Split System: Heat Pump with Remote Outdoor Unit-Air-Source) | DLCURAH24ABK | ASPEN |  | D(A,C,E)36B34+TDR | *92ESN0601412A* | 23400 | 17 | 8.5 | 25600 | 20000 | 78.12% | 2.87 | 0 | 10 |  |  |  | No | R-410A | 1.95 | Residential & Commercial | Ducted CEE Tier 1
213204960 | Central HP <5.4 tons | TEMPSTAR | HRCU-A-CB (Split System: Heat Pump with Remote Outdoor Unit-Air-Source) | DLCURAH24ABK | ASPEN |  | D(A,C,E)36B34+TDR | *95ESN0601714A* | 23600 | 16.3 | 8.4 | 26000 | 20200 | 77.69% | 2.94 | 0 | 10.3 |  |  |  | No | R-410A | 1.9667 | Residential & Commercial | Ducted CEE Tier 1
213205035 | Central HP <5.4 tons | TEMPSTAR | HRCU-A-CB (Split System: Heat Pump with Remote Outdoor Unit-Air-Source) | DLCURAH24ABK | ASPEN |  | D(A,C,E)36C34+TDR | *96VTN0601714A* | 23800 | 16.5 | 8.5 | 26000 | 20400 | 78.46% | 2.91 | 0 | 10 |  |  |  | No | R-410A | 1.9833 | Residential & Commercial | Ducted CEE Tier 1
215318889 | Central HP <5.4 tons | ARCOAIRE | HRCU-A-CB (Split System: Heat Pump with Remote Outdoor Unit-Air-Source) | D5CUHAH24AAK |  |  | D5FUHAH24XAK |  | 24000 | 18.7 | 10 | 24000 | 20600 | 85.83% | 2.14 | 0 | 12 |  |  |  | No | R-454B | 2 | Residential & Commercial | Ducted CEE Tier 1
214630521 | Central HP <5.4 tons | CARRIER | HRCU-A-CB (Split System: Heat Pump with Remote Outdoor Unit-Air-Source) | 25VNA837A*031* | ADP |  | C36A***L539 | 59CU5A080C21**20 | 32400 | 18 | 8.1 | 30600 | 24200 | 79.08% | 1.98 | 0 | 11.7 |  |  |  | No | R-410A | 2.7 | Residential & Commercial | Ducted CEE Tier 1
214630539 | Central HP <5.4 tons | CARRIER | HRCU-A-CB (Split System: Heat Pump with Remote Outdoor Unit-Air-Source) | 25VNA837A*031* | ADP |  | PL36H210P299 | 59MN7B100C21**22 | 32400 | 18 | 8.5 | 30400 | 24400 | 80.26% | 2 | 0 | 11.7 |  |  |  | No | R-410A | 2.7 | Residential & Commercial | Ducted CEE Tier 1
213782096 | Central HP <5.4 tons | BRYANT HEATING AND COOLING SYSTEMS | HRCU-A-CB (Split System: Heat Pump with Remote Outdoor Unit-Air-Source) | 288BNV037*0**B* |  |  | CSPH*4812AL*+UI | 88*TB60110C21*** | 32600 | 16.5 | 8.1 | 32800 | 24800 | 75.61% | 1.96 | 0 | 11 |  |  |  | No | R-410A | 2.7167 | Residential & Commercial | Ducted CEE Tier 1
215941125 | Central HP <5.4 tons | BRYANT HEATING AND COOLING SYSTEMS | HRCU-A-CB (Split System: Heat Pump with Remote Outdoor Unit-Air-Source) | 293VAN048**AA* |  |  | CAA**6124AM*+UI | 987TA66120C24*** | 45500 | 21.5 | 9.5 | 48500 | 36600 | 75.46% | 2 | 0 | 11.5 |  |  |  | No | R-454B | 3.7917 | Residential & Commercial | Ducted CEE Tier 1
215941145 | Central HP <5.4 tons | BRYANT HEATING AND COOLING SYSTEMS | HRCU-A-CB (Split System: Heat Pump with Remote Outdoor Unit-Air-Source) | 293VAN048**AA* |  |  | CSAH*4812AM*+UI | 83*CB36040C17*** | 44000 | 20 | 9 | 48500 | 36600 | 75.46% | 1.82 | 0 | 11 |  |  |  | No | R-454B | 3.6667 | Residential & Commercial | Ducted CEE Tier 1
215941195 | Central HP <5.4 tons | BRYANT HEATING AND COOLING SYSTEMS | HRCU-A-CB (Split System: Heat Pump with Remote Outdoor Unit-Air-Source) | 293VAN048**AA* |  |  | CSAH*4812AM*+UI | 987TA66120C24*** | 44500 | 20 | 9 | 48500 | 36400 | 75.05% | 1.82 | 0 | 10.5 |  |  |  | No | R-454B | 3.7083 | Residential & Commercial | Ducted CEE Tier 1
215941225 | Central HP <5.4 tons | BRYANT HEATING AND COOLING SYSTEMS | HRCU-A-CB (Split System: Heat Pump with Remote Outdoor Unit-Air-Source) | 293VAN048**AA* |  |  | CSAH*6012AM*+UI | 987TA42080C17*** | 44000 | 19.5 | 9 | 49000 | 37400 | 76.33% | 1.8 | 0 | 10.5 |  |  |  | No | R-454B | 3.6667 | Residential & Commercial | Ducted CEE Tier 1
215939965 | Central HP <5.4 tons | BRYANT HEATING AND COOLING SYSTEMS | HRCU-A-CB (Split System: Heat Pump with Remote Outdoor Unit-Air-Source) | 293VAN036**AA* |  |  | CSAH*3612AM*+UI | 987TA42060C17*** | 33000 | 18 | 9 | 35600 | 27400 | 76.97% | 1.9 | 0 | 10.5 |  |  |  | No | R-454B | 2.75 | Residential & Commercial | Ducted CEE Tier 1
215940785 | Central HP <5.4 tons | BRYANT HEATING AND COOLING SYSTEMS | HRCU-A-CB (Split System: Heat Pump with Remote Outdoor Unit-Air-Source) | 293VAN036**AA* |  |  | CVAVA4924XMA*+UI | 987TA66100C21*** | 35400 | 22 | 8.5 | 38000 | 28400 | 74.74% | 2.04 | 0 | 12.5 |  |  |  | No | R-454B | 2.95 | Residential & Commercial | Ducted CEE Tier 1
215940885 | Central HP <5.4 tons | BRYANT HEATING AND COOLING SYSTEMS | HRCU-A-CB (Split System: Heat Pump with Remote Outdoor Unit-Air-Source) | 293VAN036**AA* |  |  | CVAVA6024XMA*+UI | 987TA60080C21*** | 35400 | 21.5 | 8.5 | 38000 | 28600 | 75.26% | 2.04 | 0 | 12 |  |  |  | No | R-454B | 2.95 | Residential & Commercial | Ducted CEE Tier 1
211245062 | Central HP <5.4 tons | HEIL | HRCU-A-CB (Split System: Heat Pump with Remote Outdoor Unit-Air-Source) | DLCURAH24ABK |  |  | EN(A,D,W)4X36L17** | *95ESN0601412A* | 24400 | 15.5 | 8.1 | 26600 | 22600 | 84.96% | 1.86 | 0 | 10 |  |  |  | No | R-410A | 2.0333 | Residential & Commercial | Ducted CEE Tier 1
211245195 | Central HP <5.4 tons | HEIL | HRCU-A-CB (Split System: Heat Pump with Remote Outdoor Unit-Air-Source) | DLCURAH24ABK |  |  | EN(A,D,W)4X36L17** | *95ESN0601714A* | 24600 | 16 | 8.1 | 26600 | 22400 | 84.21% | 1.84 | 0 | 10 |  |  |  | No | R-410A | 2.05 | Residential & Commercial | Ducted CEE Tier 1
212971117 | Central HP <5.4 tons | HEIL | HRCU-A-CB (Split System: Heat Pump with Remote Outdoor Unit-Air-Source) | DLCURAH24ABK |  |  | EA*4X24L14A* | *80VTL0451412B* | 23200 | 17 | 9.5 | 38500 | 27200 | 70.65% | 2.32 | 0 | 10 |  |  |  | No | R-410A | 1.9333 | Residential & Commercial | Ducted CEE Tier 1
211245217 | Central HP <5.4 tons | HEIL | HRCU-A-CB (Split System: Heat Pump with Remote Outdoor Unit-Air-Source) | DLCURAH24ABK |  |  | EN(A,D,W)4X36L17** | *92ESN0401410A* | 24000 | 15.2 | 8.1 | 26600 | 22800 | 85.71% | 1.86 | 0 | 10 |  |  |  | No | R-410A | 2 | Residential & Commercial | Ducted CEE Tier 1
215935949 | Central HP <5.4 tons | COMFORTMAKER | HRCU-A-CB (Split System: Heat Pump with Remote Outdoor Unit-Air-Source) | C5H3V36*K*AAA* |  |  | EVD5X42M21A*+WALLCON | *80CSU0401712A* | 34400 | 21 | 8.5 | 38500 | 28400 | 73.77% | 2.04 | 0 | 11.7 |  |  |  | No | R-454B | 2.8667 | Residential & Commercial | Ducted CEE Tier 1
215935999 | Central HP <5.4 tons | COMFORTMAKER | HRCU-A-CB (Split System: Heat Pump with Remote Outdoor Unit-Air-Source) | C5H3V36*K*AAA* |  |  | EVD5X42M21A*+WALLCON | *80CTL0702120B* | 34400 | 21 | 8.5 | 38500 | 28200 | 73.25% | 2.04 | 0 | 11.7 |  |  |  | No | R-454B | 2.8667 | Residential & Commercial | Ducted CEE Tier 1
214571140 | Central HP <5.4 tons | HEIL | HRCU-A-CB (Split System: Heat Pump with Remote Outdoor Unit-Air-Source) | HVH825GKA3* |  |  | EN(A,D)4X36L21**+WALLCON | *96CTN0802120B* | 23600 | 16.5 | 8.1 | 21400 | 16700 | 78.04% | 1.92 | 0 | 11 |  |  |  | No | R-410A | 1.9667 | Residential & Commercial | Ducted CEE Tier 1
212987032 | Central HP <5.4 tons | COMFORTMAKER | HRCU-A-CB (Split System: Heat Pump with Remote Outdoor Unit-Air-Source) | DLCURAH18ABK |  |  | EA*4X30L17A* | *96MSN0601412A* | 17500 | 16.5 | 8.5 | 18100 | 18700 | 103.3% | 2.26 | 0 | 10.5 |  |  |  | No | R-410A | 1.4583 | Residential & Commercial | Ducted CEE Tier 1
212987082 | Central HP <5.4 tons | COMFORTMAKER | HRCU-A-CB (Split System: Heat Pump with Remote Outdoor Unit-Air-Source) | DLCURAH18ABK |  |  | EN(A,D)4X30L17** | *96MSN0601412A* | 17500 | 16 | 8.1 | 18000 | 18600 | 103.3% | 2.24 | 0 | 11 |  |  |  | No | R-410A | 1.4583 | Residential & Commercial | Ducted CEE Tier 1
213311588 | Central HP <5.4 tons | CARRIER | HRCU-A-CB (Split System: Heat Pump with Remote Outdoor Unit-Air-Source) | 38MURAQ24AB3* | ADP |  | PL36H175P159+CBPE4B* |  | 24200 | 18 | 9 | 25000 | 22600 | 90.4% | 1.92 | 0 | 10.5 |  |  |  | No | R-410A | 2.0167 | Residential & Commercial | Ducted CEE Tier 1
212978759 | Central HP <5.4 tons | HEIL | HRCU-A-CB (Split System: Heat Pump with Remote Outdoor Unit-Air-Source) | DLCURAH18ABK |  |  | EA*4X24L17A* | *80MS(N,L)0701712A* | 17500 | 16.5 | 8.5 | 18400 | 19500 | 106% | 2.34 | 0 | 10.5 |  |  |  | No | R-410A | 1.4583 | Residential & Commercial | Ducted CEE Tier 1
213312003 | Central HP <5.4 tons | BRYANT HEATING AND COOLING SYSTEMS | HRCU-A-CB (Split System: Heat Pump with Remote Outdoor Unit-Air-Source) | 38MURAQ24AB3* | ADP |  | V36H175P149+CBPE4B* |  | 24200 | 18 | 8.9 | 25000 | 22600 | 90.4% | 1.9 | 0 | 10.5 |  |  |  | No | R-410A | 2.0167 | Residential & Commercial | Ducted CEE Tier 1
215940435 | Central HP <5.4 tons | BRYANT HEATING AND COOLING SYSTEMS | HRCU-A-CB (Split System: Heat Pump with Remote Outdoor Unit-Air-Source) | 293VAN036**AA* |  |  | CVAMA6021XMA*+UI | 987TA42080C17*** | 35400 | 21 | 8.5 | 38500 | 29000 | 75.32% | 2.02 | 0 | 12 |  |  |  | No | R-454B | 2.95 | Residential & Commercial | Ducted CEE Tier 1
215488149 | Central HP <5.4 tons | GOODMAN | HRCU-A-CB (Split System: Heat Pump with Remote Outdoor Unit-Air-Source) | GZV6SA1810A* |  |  | CA*EA2418*3A* | G*VC800805C*A* | 17000 | 19 | 8.8 | 16800 | 13000 | 77.38% | 2.1 | 0 | 12 |  |  |  | No | R-32 | 1.4167 | Residential & Commercial | Ducted CEE Tier 1
215488163 | Central HP <5.4 tons | GOODMAN | HRCU-A-CB (Split System: Heat Pump with Remote Outdoor Unit-Air-Source) | GZV6SA1810A* |  |  | CHPEA2422*3A* | G*VM970803BNB* | 17000 | 19 | 8.8 | 16800 | 13000 | 77.38% | 2.1 | 0 | 12 |  |  |  | No | R-32 | 1.4167 | Residential & Commercial | Ducted CEE Tier 1
209872693 | Central HP <5.4 tons | RUUD | HRCU-A-CB (Split System: Heat Pump with Remote Outdoor Unit-Air-Source) | UP18AZ24AJVC |  |  | RCFZ2421HEAAM | R962V0603A17M4S | 22800 | 20 | 8.5 | 22800 | 26000 | 114% | 2.1 | 0 | 12.5 |  |  |  | No | R-410A | 1.9 | Residential & Commercial | Ducted CEE Tier 1
212406532 | Central HP <5.4 tons | American Standard | HRCU-A-C (Split System: Heat Pump with Remote Outdoor Unit with No Indoor Fan --Air Source) | 4TXD2060A10NU** | ADP |  | H,TE88948+TD |  | 47000 | 15.2 | 8.5 | 46000 | 33200 | 72.17% | 1.8 | 0 | 10 |  |  |  | No | R-410A | 3.9167 | Residential & Commercial | Ducted CEE Tier 1
208553288 | Central HP <5.4 tons | RUUD | HRCU-A-CB (Split System: Heat Pump with Remote Outdoor Unit-Air-Source) | UP18AZ24AJVC |  |  | RHMVZ2421HEACA |  | 22800 | 20 | 8.5 | 22800 | 24800 | 108.8% | 2 | 0 | 12.5 |  |  |  | No | R-410A | 1.9 | Residential & Commercial | Ducted CEE Tier 1
214447332 | Central HP <5.4 tons | ECOER | HRCU-A-CB (Split System: Heat Pump with Remote Outdoor Unit-Air-Source) | EODA18H-2436B | ASPEN |  | A(E,F)M364+TDR |  | 23600 | 19.6 | 9.2 | 24000 | 19600 | 81.67% | 1.9 | 0 | 13 |  |  |  | No | R-410A | 1.9667 | Residential & Commercial | Ducted CEE Tier 1
212984690 | Central HP <5.4 tons | COMFORTMAKER | HRCU-A-CB (Split System: Heat Pump with Remote Outdoor Unit-Air-Source) | DLCURAH24ABK |  |  | EN(A,D)4X36L21** | *92MSN0801716A* | 23600 | 17.5 | 8.5 | 26200 | 24600 | 93.89% | 2.04 | 0 | 10.5 |  |  |  | No | R-410A | 1.9667 | Residential & Commercial | Ducted CEE Tier 1
211244574 | Central HP <5.4 tons | HEIL | HRCU-A-CB (Split System: Heat Pump with Remote Outdoor Unit-Air-Source) | DLCURAH24ABK |  |  | EN(A,D)4X30L17** | *96VTN0401712A* | 23400 | 16 | 8.1 | 25800 | 24000 | 93.02% | 1.98 | 0 | 10 |  |  |  | No | R-410A | 1.95 | Residential & Commercial | Ducted CEE Tier 1
211244690 | Central HP <5.4 tons | HEIL | HRCU-A-CB (Split System: Heat Pump with Remote Outdoor Unit-Air-Source) | DLCURAH24ABK |  |  | EN(A,D)4X30L17** | *80ES(N,L)0451712A* | 24000 | 16.5 | 8.1 | 26200 | 23000 | 87.79% | 1.9 | 0 | 10.5 |  |  |  | No | R-410A | 2 | Residential & Commercial | Ducted CEE Tier 1
211244906 | Central HP <5.4 tons | HEIL | HRCU-A-CB (Split System: Heat Pump with Remote Outdoor Unit-Air-Source) | DLCURAH24ABK |  |  | EN(A,D,W)4X36L17** | *96VSN0801716A* | 24200 | 16.5 | 8.1 | 26200 | 23000 | 87.79% | 1.9 | 0 | 10.5 |  |  |  | No | R-410A | 2.0167 | Residential & Commercial | Ducted CEE Tier 1
211244759 | Central HP <5.4 tons | HEIL | HRCU-A-CB (Split System: Heat Pump with Remote Outdoor Unit-Air-Source) | DLCURAH24ABK |  |  | EN(A,D)4X30L17** | *95ESN0601714A* | 24600 | 16 | 8.1 | 26600 | 22400 | 84.21% | 1.84 | 0 | 10 |  |  |  | No | R-410A | 2.05 | Residential & Commercial | Ducted CEE Tier 1
211244792 | Central HP <5.4 tons | HEIL | HRCU-A-CB (Split System: Heat Pump with Remote Outdoor Unit-Air-Source) | DLCURAH24ABK |  |  | EN(A,D)4X30L17** | *92ESN0401712A* | 23600 | 15.5 | 8.1 | 26200 | 23400 | 89.31% | 1.92 | 0 | 10 |  |  |  | No | R-410A | 1.9667 | Residential & Commercial | Ducted CEE Tier 1
213204399 | Central HP <5.4 tons | TEMPSTAR | HRCU-A-CB (Split System: Heat Pump with Remote Outdoor Unit-Air-Source) | DLCURAH24ABK | ASPEN |  | D(A,C,E)30C44+TDR | *80ES(N,L)0451712A* | 23800 | 17 | 8.5 | 26200 | 24600 | 93.89% | 2.52 | 0 | 10 |  |  |  | No | R-410A | 1.9833 | Residential & Commercial | Ducted CEE Tier 1
213204415 | Central HP <5.4 tons | TEMPSTAR | HRCU-A-CB (Split System: Heat Pump with Remote Outdoor Unit-Air-Source) | DLCURAH24ABK | ASPEN |  | D(A,C,E)36C34+TDR | *80ES(N,L)0701412A* | 23800 | 17 | 8.5 | 26200 | 25200 | 96.18% | 2.56 | 0 | 10 |  |  |  | No | R-410A | 1.9833 | Residential & Commercial | Ducted CEE Tier 1
213204417 | Central HP <5.4 tons | TEMPSTAR | HRCU-A-CB (Split System: Heat Pump with Remote Outdoor Unit-Air-Source) | DLCURAH24ABK | ASPEN |  | D(A,C,E)24B44+TDR | *80ES(N,L)0701712A* | 23000 | 17 | 8.5 | 25600 | 25200 | 98.44% | 2.56 | 0 | 10 |  |  |  | No | R-410A | 1.9167 | Residential & Commercial | Ducted CEE Tier 1
213204453 | Central HP <5.4 tons | TEMPSTAR | HRCU-A-CB (Split System: Heat Pump with Remote Outdoor Unit-Air-Source) | DLCURAH24ABK | ASPEN |  | D(A,C,E)24B44+TDR | *80ES(N,L)0901714A* | 23400 | 16.8 | 8.4 | 25800 | 26200 | 101.6% | 2.75 | 0 | 10.2 |  |  |  | No | R-410A | 1.95 | Residential & Commercial | Ducted CEE Tier 1
214391678 | Central HP <5.4 tons | RUUD | HRCU-A-CB (Split System: Heat Pump with Remote Outdoor Unit-Air-Source) | RP15AZ24AJ2N | ASPEN |  | CP31A34+TDR | R951V0403A17M4S | 22400 | 15.6 | 8.3 | 23000 | 16500 | 71.74% | 2.9 | 0 | 11.9 |  |  |  | No | R-410A | 1.8667 | Residential & Commercial | Ducted CEE Tier 1
212380990 | Central HP <5.4 tons | CARRIER | HRCU-A-CB (Split System: Heat Pump with Remote Outdoor Unit-Air-Source) | 25VNA448A*031* | ADP |  | PL60H210P179 | 59MN7B100C21**22 | 44500 | 21 | 8.5 | 44000 | 35800 | 81.36% | 2.34 | 0 | 12 |  |  |  | No | R-410A | 3.7083 | Residential & Commercial | Ducted CEE Tier 1
209852045 | Central HP <5.4 tons | COMFORTMAKER | HRCU-A-CB (Split System: Heat Pump with Remote Outdoor Unit-Air-Source) | DLCURAH24AAK |  |  | DLFUAAH24XAK |  | 24000 | 17 | 9.2 | 26000 | 19400 | 74.62% | 2.1 | 11.3 | 10.5 |  |  |  | No | R-410A | 2 | Residential & Commercial | Ducted CEE Tier 1
214719649 | Central HP <5.4 tons | GE | HRCU-A-CB (Split System: Heat Pump with Remote Outdoor Unit-Air-Source) | NS22H24MA4-**A | ADP |  | F,PE*E32930 |  | 23200 | 20 | 8.45 | 20400 | 15000 | 73.53% | 2.04 | 0 | 12.5 |  |  |  | No | R-410A | 1.9333 | Residential & Commercial | Ducted CEE Tier 1
214570420 | Central HP <5.4 tons | HEIL | HRCU-A-CB (Split System: Heat Pump with Remote Outdoor Unit-Air-Source) | HVH825GKA3* |  |  | EA*4X36L21A*+WALLCON | *96CTN0802120B* | 23600 | 16.5 | 8.1 | 21400 | 16600 | 77.57% | 1.94 | 0 | 11 |  |  |  | No | R-410A | 1.9667 | Residential & Commercial | Ducted CEE Tier 1
213311586 | Central HP <5.4 tons | CARRIER | HRCU-A-CB (Split System: Heat Pump with Remote Outdoor Unit-Air-Source) | 38MURAQ24AB3* | ADP |  | PL36H175P149+CBPE4B* |  | 24200 | 18 | 8.9 | 25000 | 22600 | 90.4% | 1.9 | 0 | 10.5 |  |  |  | No | R-410A | 2.0167 | Residential & Commercial | Ducted CEE Tier 1
211244829 | Central HP <5.4 tons | BRYANT HEATING AND COOLING SYSTEMS | HRCU-A-CB (Split System: Heat Pump with Remote Outdoor Unit-Air-Source) | 38MURAQ24AB3* |  |  | CNPV*3017AL* | OVLAAB036098 | 23400 | 16.5 | 8.1 | 25800 | 24200 | 93.8% | 2 | 0 | 10 |  |  |  | No | R-410A | 1.95 | Residential & Commercial | Ducted CEE Tier 1
213367378 | Central HP <5.4 tons | CARRIER | HRCU-A-CB (Split System: Heat Pump with Remote Outdoor Unit-Air-Source) | 38MURAQ24AB3* | ADP |  | H,PG31930 | 59TP6C080V21**20 | 22800 | 16 | 8.5 | 24800 | 23600 | 95.16% | 1.98 | 0 | 10 |  |  |  | No | R-410A | 1.9 | Residential & Commercial | Ducted CEE Tier 1
213367379 | Central HP <5.4 tons | CARRIER | HRCU-A-CB (Split System: Heat Pump with Remote Outdoor Unit-Air-Source) | 38MURAQ24AB3* | ADP |  | H,PG9J936 | 59TP6C080V21**20 | 23800 | 17 | 8.5 | 24800 | 23600 | 95.16% | 1.98 | 0 | 10.5 |  |  |  | No | R-410A | 1.9833 | Residential & Commercial | Ducted CEE Tier 1
215318888 | Central HP <5.4 tons | ARCOAIRE | HRCU-A-CB (Split System: Heat Pump with Remote Outdoor Unit-Air-Source) | D5CUHAH24AAK |  |  | D5FUAAH24XAK |  | 23000 | 18.4 | 10 | 24000 | 21600 | 90% | 1.87 | 0 | 11.7 |  |  |  | No | R-454B | 1.9167 | Residential & Commercial | Ducted CEE Tier 1
211227805 | Central HP <5.4 tons | DAY & NIGHT | HRCU-A-CB (Split System: Heat Pump with Remote Outdoor Unit-Air-Source) | DLCURAH36ABK |  |  | EA*4X42L24A* | *80ES(N,L)0902420A* | 35400 | 16 | 8.1 | 38500 | 35000 | 90.91% | 1.88 | 0 | 10 |  |  |  | No | R-410A | 2.95 | Residential & Commercial | Ducted CEE Tier 1
214660177 | Central HP <5.4 tons | ECOER | HRCU-A-CB (Split System: Heat Pump with Remote Outdoor Unit-Air-Source) | EODA18H-2436BAA | ASPEN |  | D(A,C,E)48C34+TDR | MGH96M080C4A | 33000 | 18 | 8.8 | 34600 | 24400 | 70.52% | 1.95 | 0 | 11 |  |  |  | No | R-410A | 2.75 | Residential & Commercial | Ducted CEE Tier 1
214569300 | Central HP <5.4 tons | ECOER | HRCU-A-CB (Split System: Heat Pump with Remote Outdoor Unit-Air-Source) | EODA18H-2436B | ASPEN |  | AFM354+TDR |  | 34000 | 18.5 | 9.1 | 35000 | 24600 | 70.29% | 2 | 0 | 10.8 |  |  |  | No | R-410A | 2.8333 | Residential & Commercial | Ducted CEE Tier 1
213204860 | Central HP <5.4 tons | TEMPSTAR | HRCU-A-CB (Split System: Heat Pump with Remote Outdoor Unit-Air-Source) | DLCURAH24ABK | ASPEN |  | D(A,C,E)24B44+TDR | *92ESN0601714A* | 23800 | 17 | 8.5 | 26200 | 20200 | 77.1% | 2.91 | 0 | 10 |  |  |  | No | R-410A | 1.9833 | Residential & Commercial | Ducted CEE Tier 1
213204862 | Central HP <5.4 tons | TEMPSTAR | HRCU-A-CB (Split System: Heat Pump with Remote Outdoor Unit-Air-Source) | DLCURAH24ABK | ASPEN |  | D(A,C,E)30B34+TDR | *92ESN0601714A* | 23800 | 17 | 8.5 | 26200 | 20200 | 77.1% | 2.91 | 0 | 10 |  |  |  | No | R-410A | 1.9833 | Residential & Commercial | Ducted CEE Tier 1
213204981 | Central HP <5.4 tons | TEMPSTAR | HRCU-A-CB (Split System: Heat Pump with Remote Outdoor Unit-Air-Source) | DLCURAH24ABK | ASPEN |  | D(A,C,E)30C44+TDR | *95ESN0802120A* | 23800 | 16.5 | 8.5 | 26600 | 20400 | 76.69% | 2.89 | 0 | 10.5 |  |  |  | No | R-410A | 1.9833 | Residential & Commercial | Ducted CEE Tier 1
213204928 | Central HP <5.4 tons | TEMPSTAR | HRCU-A-CB (Split System: Heat Pump with Remote Outdoor Unit-Air-Source) | DLCURAH24ABK | ASPEN |  | D(A,C,E)36C34+TDR | *95ESN0401410A* | 23800 | 15.2 | 8.5 | 26600 | 20600 | 77.44% | 2.84 | 0 | 10 |  |  |  | No | R-410A | 1.9833 | Residential & Commercial | Ducted CEE Tier 1
212624675 | Central HP <5.4 tons | COLEMAN | HRCU-A-CB (Split System: Heat Pump with Remote Outdoor Unit-Air-Source) | HMH72B341 | ASPEN |  | D(A,C,E)48C34+TDR | TMLV100C16MP12 | 33200 | 17.5 | 8.1 | 33800 | 27400 | 81.07% | 2.47 | 0 | 10 |  |  |  | No | R-410A | 2.7667 | Residential & Commercial | Ducted CEE Tier 1
213785154 | Central HP <5.4 tons | BRYANT HEATING AND COOLING SYSTEMS | HRCU-A-CB (Split System: Heat Pump with Remote Outdoor Unit-Air-Source) | 284ANV024*0**B* |  |  | CAP**4224AL*+UI | 88*TB60110C21*** | 23200 | 20 | 10 | 26600 | 19700 | 74.06% | 2.46 | 0 | 13 |  |  |  | No | R-410A | 1.9333 | Residential & Commercial | Ducted CEE Tier 1
213785188 | Central HP <5.4 tons | BRYANT HEATING AND COOLING SYSTEMS | HRCU-A-CB (Split System: Heat Pump with Remote Outdoor Unit-Air-Source) | 284ANV024*0**B* |  |  | CSPH*3012AL*+UI | 88*TB36070C14*** | 23400 | 19 | 9 | 27000 | 20000 | 74.07% | 2.44 | 0 | 12.5 |  |  |  | No | R-410A | 1.95 | Residential & Commercial | Ducted CEE Tier 1
214652053 | Central HP <5.4 tons | JOHNSON CONTROLS | HRCU-A-CB (Split System: Heat Pump with Remote Outdoor Unit-Air-Source) | HH824E2S11 |  |  | CTU30B5XCS1+TXV | TP9C080B12MP13 | 23000 | 17 | 9.5 | 23000 | 18200 | 79.13% | 2 | 0 | 12 |  |  |  | No | R-454B | 1.9167 | Residential & Commercial | Ducted CEE Tier 1
214630437 | Central HP <5.4 tons | CARRIER | HRCU-A-CB (Split System: Heat Pump with Remote Outdoor Unit-Air-Source) | 25VNA825A*032* | ADP |  | PL36H175P149 | 59TN6C060C17**14 | 23400 | 16 | 8.1 | 20000 | 16300 | 81.5% | 1.94 | 0 | 11 |  |  |  | No | R-410A | 1.95 | Residential & Commercial | Ducted CEE Tier 1
215488121 | Central HP <5.4 tons | GOODMAN | HRCU-A-CB (Split System: Heat Pump with Remote Outdoor Unit-Air-Source) | GZV7SA4810A* |  |  | CHPEA4830*3A* | G*VC961005CNB* | 45500 | 16.2 | 8.5 | 46000 | 33600 | 73.04% | 2 | 0 | 10 |  |  |  | No | R-32 | 3.7917 | Residential & Commercial | Ducted CEE Tier 1
215488110 | Central HP <5.4 tons | GOODMAN | HRCU-A-CB (Split System: Heat Pump with Remote Outdoor Unit-Air-Source) | GZV7SA4810A* |  |  | CA*EA6030*3A* | G*VC960804CNB* | 45500 | 16.2 | 8.8 | 47000 | 33600 | 71.49% | 2 | 0 | 10 |  |  |  | No | R-32 | 3.7917 | Residential & Commercial | Ducted CEE Tier 1
214389923 | Central HP <5.4 tons | CARRIER | HRCU-A-CB (Split System: Heat Pump with Remote Outdoor Unit-Air-Source) | 25VNA448A*031* | ADP |  | H,PG3K960 | 58TN*B090C21**20 | 44000 | 21 | 9.5 | 44500 | 35800 | 80.45% | 2.3 | 0 | 11.7 |  |  |  | No | R-410A | 3.6667 | Residential & Commercial | Ducted CEE Tier 1
214271747 | Central HP <5.4 tons | CARRIER | HRCU-A-CB (Split System: Heat Pump with Remote Outdoor Unit-Air-Source) | 25VNA448A*031* | ADP |  | PL60H210P299 | 58TN*B090C21**20 | 44000 | 21 | 9.5 | 44000 | 35800 | 81.36% | 2.38 | 0 | 11.7 |  |  |  | No | R-410A | 3.6667 | Residential & Commercial | Ducted CEE Tier 1
214271782 | Central HP <5.4 tons | CARRIER | HRCU-A-CB (Split System: Heat Pump with Remote Outdoor Unit-Air-Source) | 25VNA448A*031* | ADP |  | PL60H210P179 | 58TN*B110C21**20 | 45000 | 21 | 9.5 | 43500 | 35600 | 81.84% | 2.36 | 0 | 12 |  |  |  | No | R-410A | 3.75 | Residential & Commercial | Ducted CEE Tier 1
211206982 | Central HP <5.4 tons | JOHNSON CONTROLS | HRCU-A-CB (Split System: Heat Pump with Remote Outdoor Unit-Air-Source) | HL20B4821 |  |  | XAMC48HE3N1+CC | TM8V100C16MP12 | 43500 | 19 | 9 | 44500 | 36200 | 81.35% | 2.14 | 0 | 12 |  |  |  | No | R-410A | 3.625 | Residential & Commercial | Ducted CEE Tier 1
209748109 | Central HP <5.4 tons | AC PRO.COM | HRCU-A-CB (Split System: Heat Pump with Remote Outdoor Unit-Air-Source) | AOX430-24HFN1-MR0 |  |  | AVC-24HWFN1-M |  | 24000 | 17 | 9.2 | 26000 | 19400 | 74.62% | 2.1 | 11.3 | 10.5 |  |  |  | No | R-410A | 2 | Residential & Commercial | Ducted CEE Tier 1
214719650 | Central HP <5.4 tons | GE | HRCU-A-CB (Split System: Heat Pump with Remote Outdoor Unit-Air-Source) | NS22H24MA4-**A | ADP |  | F,PE*G34930 |  | 23800 | 20 | 8.7 | 20600 | 15000 | 72.82% | 2.1 | 0 | 13 |  |  |  | No | R-410A | 1.9833 | Residential & Commercial | Ducted CEE Tier 1
207683201 | Central HP <5.4 tons | LENNOX | HRCU-A-CB (Split System: Heat Pump with Remote Outdoor Unit-Air-Source) | SL25XPV-048-230A** | ADP |  | LP42/62W9 | SL280UH110XV60C* | 46000 | 20 | 9.4 | 42000 | 35800 | 85.24% | 1.9 | 12.5 | 12.5 |  |  |  | No | R-410A | 3.8333 | Residential & Commercial | Ducted CEE Tier 1
214660188 | Central HP <5.4 tons | ECOER | HRCU-A-CB (Split System: Heat Pump with Remote Outdoor Unit-Air-Source) | EODA18H-2436BAA | ASPEN |  | AFM354+TDR |  | 34000 | 18.5 | 9.1 | 35000 | 24600 | 70.29% | 2 | 0 | 10.8 |  |  |  | No | R-410A | 2.8333 | Residential & Commercial | Ducted CEE Tier 1
214592559 | Central HP <5.4 tons | ECOER | HRCU-A-CB (Split System: Heat Pump with Remote Outdoor Unit-Air-Source) | EODA18H-2436B | ASPEN |  | D(A,C,E)36C34+TDR | MGH96M060B3A | 32000 | 17 | 8.8 | 34600 | 24400 | 70.52% | 1.95 | 0 | 11.2 |  |  |  | No | R-410A | 2.6667 | Residential & Commercial | Ducted CEE Tier 1
214731190 | Central HP <5.4 tons | BRYANT HEATING AND COOLING SYSTEMS | HRCU-A-CB (Split System: Heat Pump with Remote Outdoor Unit-Air-Source) | 38MURAQ24AB3* | ADP |  | H,PG9J936 | 926TC60080V21*** | 23800 | 17 | 8.5 | 24800 | 23600 | 95.16% | 1.98 | 0 | 10.5 |  |  |  | No | R-410A | 1.9833 | Residential & Commercial | Ducted CEE Tier 1
214731191 | Central HP <5.4 tons | BRYANT HEATING AND COOLING SYSTEMS | HRCU-A-CB (Split System: Heat Pump with Remote Outdoor Unit-Air-Source) | 38MURAQ24AB3* | ADP |  | H,PG81936 | 926TC60080V21*** | 23800 | 17 | 8.5 | 24800 | 23600 | 95.16% | 1.98 | 0 | 10.5 |  |  |  | No | R-410A | 1.9833 | Residential & Commercial | Ducted CEE Tier 1
212977785 | Central HP <5.4 tons | HEIL | HRCU-A-CB (Split System: Heat Pump with Remote Outdoor Unit-Air-Source) | DLCURAH18ABK |  |  | EN(A,D)4X18L14** | *80MS(N,L)0451412A* | 17200 | 16 | 8.5 | 18400 | 19800 | 107.6% | 2.4 | 0 | 10.5 |  |  |  | No | R-410A | 1.4333 | Residential & Commercial | Ducted CEE Tier 1
214395062 | Central HP <5.4 tons | AIRQUEST | HRCU-A-CB (Split System: Heat Pump with Remote Outdoor Unit-Air-Source) | DLCURAH18ABK |  |  | EN(A,D)4X24L17** | *96MSN0601716A* | 17500 | 15.5 | 8.5 | 18500 | 19000 | 102.7% | 2.28 | 0 | 10.5 |  |  |  | No | R-410A | 1.4583 | Residential & Commercial | Ducted CEE Tier 1
213203946 | Central HP <5.4 tons | TEMPSTAR | HRCU-A-CB (Split System: Heat Pump with Remote Outdoor Unit-Air-Source) | DLCURAH18ABK | ASPEN |  | D(A,C,E)24B44+TDR | *80ES(N,L)0701712A* | 17900 | 16.5 | 8.5 | 18700 | 13700 | 73.26% | 2.27 | 0 | 11 |  |  |  | No | R-410A | 1.4917 | Residential & Commercial | Ducted CEE Tier 1
213360210 | Central HP <5.4 tons | LENNOX | HRCU-A-CB (Split System: Heat Pump with Remote Outdoor Unit-Air-Source) | SL25XPV-024-230A** | ADP |  | LH29/36F9 | EL297UH045XV36B* | 22000 | 22 | 8.95 | 20000 | 20200 | 101% | 1.82 | 0 | 13.5 |  |  |  | No | R-410A | 1.8333 | Residential & Commercial | Ducted CEE Tier 1
213360212 | Central HP <5.4 tons | LENNOX | HRCU-A-CB (Split System: Heat Pump with Remote Outdoor Unit-Air-Source) | SL25XPV-024-230A** | ADP |  | L*19/36S9 | EL297UH045XV36B* | 22000 | 22 | 8.95 | 20000 | 20200 | 101% | 1.82 | 0 | 13.5 |  |  |  | No | R-410A | 1.8333 | Residential & Commercial | Ducted CEE Tier 1
213360214 | Central HP <5.4 tons | LENNOX | HRCU-A-CB (Split System: Heat Pump with Remote Outdoor Unit-Air-Source) | SL25XPV-024-230A** | ADP |  | L*35/36S9 | EL297UH045XV36B* | 22200 | 22 | 9.1 | 20000 | 20200 | 101% | 1.84 | 0 | 14 |  |  |  | No | R-410A | 1.85 | Residential & Commercial | Ducted CEE Tier 1
213360228 | Central HP <5.4 tons | LENNOX | HRCU-A-CB (Split System: Heat Pump with Remote Outdoor Unit-Air-Source) | SL25XPV-024-230A** | ADP |  | LH35/38X9 | EL297UH090XV36C* | 22200 | 22 | 9.3 | 19800 | 19800 | 100% | 1.9 | 0 | 14.5 |  |  |  | No | R-410A | 1.85 | Residential & Commercial | Ducted CEE Tier 1
213360239 | Central HP <5.4 tons | LENNOX | HRCU-A-CB (Split System: Heat Pump with Remote Outdoor Unit-Air-Source) | SL25XPV-024-230A** | ADP |  | LP36/37R9 | EL297UH110XV48C* | 22200 | 21 | 9.3 | 19800 | 19800 | 100% | 1.9 | 0 | 14.5 |  |  |  | No | R-410A | 1.85 | Residential & Commercial | Ducted CEE Tier 1
211228687 | Central HP <5.4 tons | DAY & NIGHT | HRCU-A-CB (Split System: Heat Pump with Remote Outdoor Unit-Air-Source) | DLCURAH36ABK |  |  | EA*4X43L21A* | OMV098J12* | 36200 | 15.2 | 8.5 | 38500 | 35000 | 90.91% | 2.06 | 0 | 10 |  |  |  | No | R-410A | 3.0167 | Residential & Commercial | Ducted CEE Tier 1
211228873 | Central HP <5.4 tons | DAY & NIGHT | HRCU-A-CB (Split System: Heat Pump with Remote Outdoor Unit-Air-Source) | DLCURAH36ABK |  |  | EA*4X48L21A* | *80ESU0601716A | 36600 | 16 | 8.5 | 38500 | 34800 | 90.39% | 2.08 | 0 | 10 |  |  |  | No | R-410A | 3.05 | Residential & Commercial | Ducted CEE Tier 1
216472809 | Central HP <5.4 tons | AC PRO.COM | HRCU-A-CB (Split System: Heat Pump with Remote Outdoor Unit-Air-Source) | SPHP-Y-V036BB |  |  | AIRH-Y-V03612CB |  | 36000 | 16.1 | 8.7 | 36000 | 27000 | 75% | 2 | 0 | 10 |  |  |  | No | R-454B | 3 | Residential & Commercial | Ducted CEE Tier 1
212927251 | Central HP <5.4 tons | LENNOX | HRCU-A-CB (Split System: Heat Pump with Remote Outdoor Unit-Air-Source) | SL25XPV-024-230A** | ADP |  | LP36/37R9 | SLP98UH070XV36B* | 22200 | 23 | 9.2 | 20000 | 20000 | 100% | 1.84 | 0 | 14 |  |  |  | No | R-410A | 1.85 | Residential & Commercial | Ducted CEE Tier 1
211229984 | Central HP <5.4 tons | DAY & NIGHT | HRCU-A-CB (Split System: Heat Pump with Remote Outdoor Unit-Air-Source) | DLCURAH36ABK |  |  | EN(A,D,W)4X48L21** | *80VSL0451716A* | 35800 | 15.5 | 8.1 | 38500 | 35000 | 90.91% | 2 | 0 | 10 |  |  |  | No | R-410A | 2.9833 | Residential & Commercial | Ducted CEE Tier 1
213077775 | Central HP <5.4 tons | COMFORTMAKER | HRCU-A-CB (Split System: Heat Pump with Remote Outdoor Unit-Air-Source) | DLCURAH36ABK |  |  | EN(A,D,W)4X48L21** | *96VTN1002122B* | 36000 | 17 | 8.1 | 38500 | 34800 | 90.39% | 2 | 0 | 10.5 |  |  |  | No | R-410A | 3 | Residential & Commercial | Ducted CEE Tier 1
215652862 | Central HP <5.4 tons | TRANE | HRCU-A-CB (Split System: Heat Pump with Remote Outdoor Unit-Air-Source) | 4TWV0X60A1 | ADP |  | H,TG49960 | S8V2C100M5PCA | 54000 | 19 | 8.2 | 50000 | 39500 | 79% | 1.78 | 0 | 11.7 |  |  |  | No | R-410A | 4.5 | Residential & Commercial | Ducted CEE Tier 1
214394208 | Central HP <5.4 tons | RUUD | HRCU-A-CB (Split System: Heat Pump with Remote Outdoor Unit-Air-Source) | RD17AZ36AJ3N | ASPEN |  | D(A,C,E)48C34+TDR | U802VA050317M | 32800 | 18 | 8.1 | 34200 | 29600 | 86.55% | 1.9 | 0 | 10 |  |  |  | No | R-410A | 2.7333 | Residential & Commercial | Ducted CEE Tier 1
214394375 | Central HP <5.4 tons | RUUD | HRCU-A-CB (Split System: Heat Pump with Remote Outdoor Unit-Air-Source) | RD17AZ36AJ3N | ASPEN |  | D(A,C,E)42B44+TDR | U97MV0603A17DHS | 33000 | 18 | 8.1 | 34200 | 29600 | 86.55% | 1.9 | 0 | 10 |  |  |  | No | R-410A | 2.75 | Residential & Commercial | Ducted CEE Tier 1
213205028 | Central HP <5.4 tons | TEMPSTAR | HRCU-A-CB (Split System: Heat Pump with Remote Outdoor Unit-Air-Source) | DLCURAH24ABK | ASPEN |  | D(A,C,E)30B34+TDR | *96VTN0601714A* | 23600 | 16.5 | 8.5 | 26000 | 20400 | 78.46% | 2.91 | 0 | 10 |  |  |  | No | R-410A | 1.9667 | Residential & Commercial | Ducted CEE Tier 1
213205060 | Central HP <5.4 tons | TEMPSTAR | HRCU-A-CB (Split System: Heat Pump with Remote Outdoor Unit-Air-Source) | DLCURAH24ABK | ASPEN |  | D(A,C,E)36C34+TDR | *96VTN0802120A* | 23600 | 17 | 8.1 | 25800 | 20000 | 77.52% | 2.86 | 0 | 10.5 |  |  |  | No | R-410A | 1.9667 | Residential & Commercial | Ducted CEE Tier 1
211245239 | Central HP <5.4 tons | HEIL | HRCU-A-CB (Split System: Heat Pump with Remote Outdoor Unit-Air-Source) | DLCURAH24ABK |  |  | EN(A,D,W)4X36L17** | *80ES(N,L)0701412A* | 24200 | 16.5 | 8.1 | 26400 | 22800 | 86.36% | 1.88 | 0 | 10.5 |  |  |  | No | R-410A | 2.0167 | Residential & Commercial | Ducted CEE Tier 1
213204420 | Central HP <5.4 tons | TEMPSTAR | HRCU-A-CB (Split System: Heat Pump with Remote Outdoor Unit-Air-Source) | DLCURAH24ABK | ASPEN |  | D(A,C,E)30B34+TDR | *80ES(N,L)0701712A* | 23000 | 17 | 8.5 | 25600 | 26800 | 104.7% | 2.84 | 0 | 10 |  |  |  | No | R-410A | 1.9167 | Residential & Commercial | Ducted CEE Tier 1
213204434 | Central HP <5.4 tons | TEMPSTAR | HRCU-A-CB (Split System: Heat Pump with Remote Outdoor Unit-Air-Source) | DLCURAH24ABK | ASPEN |  | D(A,C,E)30C44+TDR | *80ES(N,L)0701716A* | 23800 | 16.5 | 8.5 | 26000 | 24800 | 95.38% | 2.55 | 0 | 10.4 |  |  |  | No | R-410A | 1.9833 | Residential & Commercial | Ducted CEE Tier 1
213204436 | Central HP <5.4 tons | TEMPSTAR | HRCU-A-CB (Split System: Heat Pump with Remote Outdoor Unit-Air-Source) | DLCURAH24ABK | ASPEN |  | D(A,C,E)36B34+TDR | *80ES(N,L)0701716A* | 23800 | 16.3 | 8.4 | 26000 | 25200 | 96.92% | 2.52 | 0 | 10.3 |  |  |  | No | R-410A | 1.9833 | Residential & Commercial | Ducted CEE Tier 1
213204445 | Central HP <5.4 tons | TEMPSTAR | HRCU-A-CB (Split System: Heat Pump with Remote Outdoor Unit-Air-Source) | DLCURAH24ABK | ASPEN |  | D(A,C,E)30C44+TDR | *80ES(N,L)0702116A* | 23800 | 17 | 8.1 | 26200 | 27000 | 103.1% | 2.74 | 0 | 10.5 |  |  |  | No | R-410A | 1.9833 | Residential & Commercial | Ducted CEE Tier 1
214394525 | Central HP <5.4 tons | RUUD | HRCU-A-CB (Split System: Heat Pump with Remote Outdoor Unit-Air-Source) | RD17AZ36AJ3N | ASPEN |  | D(A,C,E)42B44+TDR | U98MV0603A17UPS | 33000 | 18 | 8.1 | 34200 | 29800 | 87.13% | 1.9 | 0 | 10 |  |  |  | No | R-410A | 2.75 | Residential & Commercial | Ducted CEE Tier 1
214394541 | Central HP <5.4 tons | RUUD | HRCU-A-CB (Split System: Heat Pump with Remote Outdoor Unit-Air-Source) | RD17AZ36AJ3N | ASPEN |  | D(A,C,E)48D34+TDR | U98MV0603A17UPS | 33200 | 18 | 8.1 | 34200 | 29800 | 87.13% | 1.9 | 0 | 10 |  |  |  | No | R-410A | 2.7667 | Residential & Commercial | Ducted CEE Tier 1
215488097 | Central HP <5.4 tons | GOODMAN | HRCU-A-CB (Split System: Heat Pump with Remote Outdoor Unit-Air-Source) | GZV7SA4210A* |  |  | CHPEA6030*3A* | G*VM970804CNB* | 40500 | 16.5 | 8.6 | 41000 | 31000 | 75.61% | 2 | 0 | 10 |  |  |  | No | R-32 | 3.375 | Residential & Commercial | Ducted CEE Tier 1
214660175 | Central HP <5.4 tons | ECOER | HRCU-A-CB (Split System: Heat Pump with Remote Outdoor Unit-Air-Source) | EODA18H-2436BAA | ASPEN |  | D(A,C,E)36C34+TDR | MGH96M080B3A | 32000 | 17 | 8.8 | 34600 | 24400 | 70.52% | 1.95 | 0 | 11.2 |  |  |  | No | R-410A | 2.6667 | Residential & Commercial | Ducted CEE Tier 1
215387238 | Central HP <5.4 tons | ACIQ | HRCU-A-CB (Split System: Heat Pump with Remote Outdoor Unit-Air-Source) | ACIQ-24-HP32 |  |  | ACIQ-24-AH32 |  | 24000 | 16 | 9.5 | 24000 | 24000 | 100% | 1.8 | 0 | 11.7 |  |  |  | No | R-32 | 2 | Residential & Commercial | Ducted CEE Tier 1
212627749 | Central HP <5.4 tons | COLEMAN | HRCU-A-CB (Split System: Heat Pump with Remote Outdoor Unit-Air-Source) | HMH72B341 | ASPEN |  | D(A,C,E)36C36+TDR | TM8V080C16MP12 | 32400 | 17.5 | 8.5 | 34000 | 27400 | 80.59% | 2.67 | 0 | 10 |  |  |  | No | R-410A | 2.7 | Residential & Commercial | Ducted CEE Tier 1
212627767 | Central HP <5.4 tons | COLEMAN | HRCU-A-CB (Split System: Heat Pump with Remote Outdoor Unit-Air-Source) | HMH72B341 | ASPEN |  | C(A,C,D,E)36C36+TDR | TM8V100C16MP12 | 32400 | 17.5 | 8.5 | 34000 | 27400 | 80.59% | 2.67 | 0 | 10 |  |  |  | No | R-410A | 2.7 | Residential & Commercial | Ducted CEE Tier 1
212627817 | Central HP <5.4 tons | COLEMAN | HRCU-A-CB (Split System: Heat Pump with Remote Outdoor Unit-Air-Source) | HMH72B341 | ASPEN |  | C(A,C,D,E)36C36+TDR | TPLC080C16MP13 | 32400 | 17.5 | 8.1 | 33800 | 27400 | 81.07% | 2.47 | 0 | 10 |  |  |  | No | R-410A | 2.7 | Residential & Commercial | Ducted CEE Tier 1
212627835 | Central HP <5.4 tons | COLEMAN | HRCU-A-CB (Split System: Heat Pump with Remote Outdoor Unit-Air-Source) | HMH72B341 | ASPEN |  | D(A,C,E)48D36+TDR | TPLC080C16MP13 | 33400 | 17.5 | 8.1 | 33800 | 27400 | 81.07% | 2.47 | 0 | 10 |  |  |  | No | R-410A | 2.7833 | Residential & Commercial | Ducted CEE Tier 1
214592564 | Central HP <5.4 tons | ECOER | HRCU-A-CB (Split System: Heat Pump with Remote Outdoor Unit-Air-Source) | EODA18H-2436B | ASPEN |  | D(A,C,E)48C34+TDR | MGH96M080C4A | 33000 | 18 | 8.8 | 34600 | 24400 | 70.52% | 1.95 | 0 | 11 |  |  |  | No | R-410A | 2.75 | Residential & Commercial | Ducted CEE Tier 1
207826594 | Central HP <5.4 tons | ARCOAIRE | HRCU-A-CB (Split System: Heat Pump with Remote Outdoor Unit-Air-Source) | DLCSRBH24AAK |  |  | DLFSABH24XBK |  | 23000 | 18.4 | 9.3 | 26000 | 21200 | 81.54% | 1.9 | 12.5 | 11.7 |  |  |  | No | R-410A | 1.9167 | Residential & Commercial | Ducted CEE Tier 1
213203981 | Central HP <5.4 tons | TEMPSTAR | HRCU-A-CB (Split System: Heat Pump with Remote Outdoor Unit-Air-Source) | DLCURAH18ABK | ASPEN |  | D(A,C,E)30B34+TDR | *95ESN0401410A* | 17000 | 15.8 | 8.5 | 18200 | 15400 | 84.62% | 2.3 | 0 | 10.2 |  |  |  | No | R-410A | 1.4167 | Residential & Commercial | Ducted CEE Tier 1
214572660 | Central HP <5.4 tons | HEIL | HRCU-A-CB (Split System: Heat Pump with Remote Outdoor Unit-Air-Source) | HVH837GKA** |  |  | EA*4X42L24A*+WALLCON | *95CSU0802120B* | 31800 | 17 | 8.5 | 33000 | 24400 | 73.94% | 1.9 | 0 | 11 |  |  |  | No | R-410A | 2.65 | Residential & Commercial | Ducted CEE Tier 1
214572710 | Central HP <5.4 tons | HEIL | HRCU-A-CB (Split System: Heat Pump with Remote Outdoor Unit-Air-Source) | HVH837GKA** |  |  | EA*4X43L21A*+WALLCON | *80CTL0702120B* | 32800 | 17.5 | 8.5 | 32800 | 25200 | 76.83% | 2 | 0 | 11 |  |  |  | No | R-410A | 2.7333 | Residential & Commercial | Ducted CEE Tier 1
214571190 | Central HP <5.4 tons | HEIL | HRCU-A-CB (Split System: Heat Pump with Remote Outdoor Unit-Air-Source) | HVH825GKA3* |  |  | EN(A,D,W)4X42L21**+WALLCON | *97CMN0802120B* | 23800 | 16.5 | 8.1 | 21400 | 16700 | 78.04% | 1.96 | 0 | 11 |  |  |  | No | R-410A | 1.9833 | Residential & Commercial | Ducted CEE Tier 1
214572560 | Central HP <5.4 tons | HEIL | HRCU-A-CB (Split System: Heat Pump with Remote Outdoor Unit-Air-Source) | HVH837GKA** |  |  | EA*4X37L21A*+WALLCON | *97CMN0602120B* | 32800 | 17 | 8.5 | 33000 | 25400 | 76.97% | 1.98 | 0 | 11 |  |  |  | No | R-410A | 2.7333 | Residential & Commercial | Ducted CEE Tier 1
212988834 | Central HP <5.4 tons | COMFORTMAKER | HRCU-A-CB (Split System: Heat Pump with Remote Outdoor Unit-Air-Source) | DLCURAH18ABK |  |  | EN(A,D)4X30L17** | *95MSU0401712A* | 17500 | 16 | 8.1 | 18000 | 18700 | 103.9% | 2.24 | 0 | 11 |  |  |  | No | R-410A | 1.4583 | Residential & Commercial | Ducted CEE Tier 1
215940195 | Central HP <5.4 tons | BRYANT HEATING AND COOLING SYSTEMS | HRCU-A-CB (Split System: Heat Pump with Remote Outdoor Unit-Air-Source) | 293VAN036**AA* |  |  | CSAH*6012AM*+UI | 83*CB48060C17*** | 34200 | 19.5 | 9 | 34200 | 26000 | 76.02% | 1.94 | 0 | 11.7 |  |  |  | No | R-454B | 2.85 | Residential & Commercial | Ducted CEE Tier 1
215940295 | Central HP <5.4 tons | BRYANT HEATING AND COOLING SYSTEMS | HRCU-A-CB (Split System: Heat Pump with Remote Outdoor Unit-Air-Source) | 293VAN036**AA* |  |  | CVAMA4421XMA*+UI | 987TA42080C17*** | 35400 | 21 | 8.5 | 38500 | 29000 | 75.32% | 2.02 | 0 | 12 |  |  |  | No | R-454B | 2.95 | Residential & Commercial | Ducted CEE Tier 1
215940645 | Central HP <5.4 tons | BRYANT HEATING AND COOLING SYSTEMS | HRCU-A-CB (Split System: Heat Pump with Remote Outdoor Unit-Air-Source) | 293VAN036**AA* |  |  | CVAVA4221XMA*+UI | 987TA42060C17*** | 34000 | 20 | 8.5 | 39500 | 28800 | 72.91% | 2.02 | 0 | 11 |  |  |  | No | R-454B | 2.8333 | Residential & Commercial | Ducted CEE Tier 1
215940585 | Central HP <5.4 tons | BRYANT HEATING AND COOLING SYSTEMS | HRCU-A-CB (Split System: Heat Pump with Remote Outdoor Unit-Air-Source) | 293VAN036**AA* |  |  | CVAVA3817XMA*+UI | 83*CB48060C17*** | 35600 | 22 | 8.5 | 38000 | 28600 | 75.26% | 2.02 | 0 | 12 |  |  |  | No | R-454B | 2.9667 | Residential & Commercial | Ducted CEE Tier 1
215940635 | Central HP <5.4 tons | BRYANT HEATING AND COOLING SYSTEMS | HRCU-A-CB (Split System: Heat Pump with Remote Outdoor Unit-Air-Source) | 293VAN036**AA* |  |  | CVAVA4221XMA*+UI | 83*CB48060C17*** | 34400 | 21 | 8.5 | 38500 | 28000 | 72.73% | 2.04 | 0 | 12 |  |  |  | No | R-454B | 2.8667 | Residential & Commercial | Ducted CEE Tier 1
215940465 | Central HP <5.4 tons | BRYANT HEATING AND COOLING SYSTEMS | HRCU-A-CB (Split System: Heat Pump with Remote Outdoor Unit-Air-Source) | 293VAN036**AA* |  |  | CVAMA6024XMA*+UI | 986TD60080C21*** | 35400 | 21.5 | 8.5 | 38000 | 28600 | 75.26% | 2.04 | 0 | 12 |  |  |  | No | R-454B | 2.95 | Residential & Commercial | Ducted CEE Tier 1
213613096 | Central HP <5.4 tons | GE | HRCU-A-CB (Split System: Heat Pump with Remote Outdoor Unit-Air-Source) | NS22H24MA4-**A | ADP |  | V36H175P149 | NF80L070S3B | 23400 | 19 | 8.1 | 20800 | 14700 | 70.67% | 1.98 | 0 | 13 |  |  |  | No | R-410A | 1.95 | Residential & Commercial | Ducted CEE Tier 1
216035492 | Central HP <5.4 tons | COLEMAN | HRCU-A-CB (Split System: Heat Pump with Remote Outdoor Unit-Air-Source) | HH824E2S11 | ASPEN |  | AE*S+CM24A3J+TDR |  | 22600 | 19 | 8.5 | 22800 | 20000 | 87.72% | 2.68 | 0 | 12 |  |  |  | No | R-454B | 1.8833 | Residential & Commercial | Ducted CEE Tier 1
216054514 | Central HP <5.4 tons | COLEMAN | HRCU-A-CB (Split System: Heat Pump with Remote Outdoor Unit-Air-Source) | HH824E2S11 | ASPEN |  | D(A,C,E)24B3K+TDR | CP9C060B12MP13 | 22000 | 17 | 8.1 | 22600 | 18000 | 79.65% | 2 | 0 | 12 |  |  |  | No | R-454B | 1.8333 | Residential & Commercial | Ducted CEE Tier 1
214660170 | Central HP <5.4 tons | ECOER | HRCU-A-CB (Split System: Heat Pump with Remote Outdoor Unit-Air-Source) | EODA18H-2436BAA | ASPEN |  | AFM354+TDR |  | 34000 | 18.5 | 9.1 | 35000 | 24600 | 70.29% | 2 | 0 | 10.8 |  |  |  | No | R-410A | 2.8333 | Residential & Commercial | Ducted CEE Tier 1
213785371 | Central HP <5.4 tons | BRYANT HEATING AND COOLING SYSTEMS | HRCU-A-CB (Split System: Heat Pump with Remote Outdoor Unit-Air-Source) | 284ANV036*0**B* |  |  | CAP**3621AL*+UI | 986TD42060C17*** | 32000 | 18.5 | 8.5 | 38500 | 27000 | 70.13% | 1.92 | 0 | 11 |  |  |  | No | R-410A | 2.6667 | Residential & Commercial | Ducted CEE Tier 1
213785389 | Central HP <5.4 tons | BRYANT HEATING AND COOLING SYSTEMS | HRCU-A-CB (Split System: Heat Pump with Remote Outdoor Unit-Air-Source) | 284ANV036*0**B* |  |  | CAP**3717AL*+UI | 987MC42080C17*** | 33200 | 18.5 | 9 | 37000 | 26200 | 70.81% | 2 | 0 | 11.5 |  |  |  | No | R-410A | 2.7667 | Residential & Commercial | Ducted CEE Tier 1
213785391 | Central HP <5.4 tons | BRYANT HEATING AND COOLING SYSTEMS | HRCU-A-CB (Split System: Heat Pump with Remote Outdoor Unit-Air-Source) | 284ANV036*0**B* |  |  | CAP**3717AL*+UI | 986TD42060C17*** | 33200 | 18.5 | 9 | 37000 | 26200 | 70.81% | 2 | 0 | 11 |  |  |  | No | R-410A | 2.7667 | Residential & Commercial | Ducted CEE Tier 1
213785407 | Central HP <5.4 tons | BRYANT HEATING AND COOLING SYSTEMS | HRCU-A-CB (Split System: Heat Pump with Remote Outdoor Unit-Air-Source) | 284ANV036*0**B* |  |  | CAP**3721AL*+UI | 987MC42060C17*** | 33600 | 18.5 | 9 | 36800 | 26000 | 70.65% | 2 | 0 | 11.5 |  |  |  | No | R-410A | 2.8 | Residential & Commercial | Ducted CEE Tier 1
213785473 | Central HP <5.4 tons | BRYANT HEATING AND COOLING SYSTEMS | HRCU-A-CB (Split System: Heat Pump with Remote Outdoor Unit-Air-Source) | 284ANV036*0**B* |  |  | CAP**4321AL*+UI | 987MC66100C21*** | 33800 | 19.5 | 9 | 36400 | 25600 | 70.33% | 2.04 | 0 | 12 |  |  |  | No | R-410A | 2.8167 | Residential & Commercial | Ducted CEE Tier 1
213204450 | Central HP <5.4 tons | TEMPSTAR | HRCU-A-CB (Split System: Heat Pump with Remote Outdoor Unit-Air-Source) | DLCURAH24ABK | ASPEN |  | D(A,C,E)36C34+TDR | *80ES(N,L)0702116A* | 23800 | 17 | 8.1 | 26200 | 25600 | 97.71% | 2.54 | 0 | 10.5 |  |  |  | No | R-410A | 1.9833 | Residential & Commercial | Ducted CEE Tier 1
213204820 | Central HP <5.4 tons | TEMPSTAR | HRCU-A-CB (Split System: Heat Pump with Remote Outdoor Unit-Air-Source) | DLCURAH24ABK | ASPEN |  | D(A,C,E)36B34+TDR | *80ES(N,L)1102120A* | 23800 | 16.3 | 8.4 | 26200 | 20200 | 77.1% | 2.97 | 0 | 10.3 |  |  |  | No | R-410A | 1.9833 | Residential & Commercial | Ducted CEE Tier 1
213204396 | Central HP <5.4 tons | TEMPSTAR | HRCU-A-CB (Split System: Heat Pump with Remote Outdoor Unit-Air-Source) | DLCURAH24ABK | ASPEN |  | D(A,C,E)30B34+TDR | *80ES(N,L)0451712A* | 23800 | 17 | 8.5 | 26200 | 24600 | 93.89% | 2.52 | 0 | 10 |  |  |  | No | R-410A | 1.9833 | Residential & Commercial | Ducted CEE Tier 1
213204800 | Central HP <5.4 tons | TEMPSTAR | HRCU-A-CB (Split System: Heat Pump with Remote Outdoor Unit-Air-Source) | DLCURAH24ABK | ASPEN |  | D(A,C,E)24B44+TDR | *80ES(N,L)0902120A* | 23400 | 16.8 | 8.4 | 25800 | 20000 | 77.52% | 2.96 | 0 | 10.2 |  |  |  | No | R-410A | 1.95 | Residential & Commercial | Ducted CEE Tier 1
213204848 | Central HP <5.4 tons | TEMPSTAR | HRCU-A-CB (Split System: Heat Pump with Remote Outdoor Unit-Air-Source) | DLCURAH24ABK | ASPEN |  | D(A,C,E)24B44+TDR | *92ESN0601412A* | 23200 | 17 | 8.5 | 25600 | 20000 | 78.12% | 2.87 | 0 | 10 |  |  |  | No | R-410A | 1.9333 | Residential & Commercial | Ducted CEE Tier 1
213204865 | Central HP <5.4 tons | TEMPSTAR | HRCU-A-CB (Split System: Heat Pump with Remote Outdoor Unit-Air-Source) | DLCURAH24ABK | ASPEN |  | D(A,C,E)30C44+TDR | *92ESN0601714A* | 23800 | 17 | 8.5 | 26200 | 20200 | 77.1% | 2.91 | 0 | 10 |  |  |  | No | R-410A | 1.9833 | Residential & Commercial | Ducted CEE Tier 1
212627916 | Central HP <5.4 tons | COLEMAN | HRCU-A-CB (Split System: Heat Pump with Remote Outdoor Unit-Air-Source) | HMH72B341 | ASPEN |  | D(A,C,E)36B46+TDR | CP9C100C16MP13 | 33000 | 17.5 | 8.1 | 34000 | 27400 | 80.59% | 2.47 | 0 | 10 |  |  |  | No | R-410A | 2.75 | Residential & Commercial | Ducted CEE Tier 1
212627917 | Central HP <5.4 tons | COLEMAN | HRCU-A-CB (Split System: Heat Pump with Remote Outdoor Unit-Air-Source) | HMH72B341 | ASPEN |  | D(A,C,E)36C36+TDR | CP9C100C16MP13 | 32400 | 17.5 | 8.1 | 34000 | 27400 | 80.59% | 2.47 | 0 | 10 |  |  |  | No | R-410A | 2.7 | Residential & Commercial | Ducted CEE Tier 1
212627953 | Central HP <5.4 tons | COLEMAN | HRCU-A-CB (Split System: Heat Pump with Remote Outdoor Unit-Air-Source) | HMH72B341 | ASPEN |  | D(A,C,E)48D36+TDR | TM8Y080C16MP11 | 33400 | 18.5 | 8.5 | 34000 | 27400 | 80.59% | 2.67 | 0 | 10 |  |  |  | No | R-410A | 2.7833 | Residential & Commercial | Ducted CEE Tier 1
216472815 | Central HP <5.4 tons | AC PRO.COM | HRCU-A-CB (Split System: Heat Pump with Remote Outdoor Unit-Air-Source) | SPHP-Z-V036BB |  |  | AIRH-Z-V036V12C |  | 36000 | 17.7 | 10 | 36000 | 32600 | 90.56% | 2.06 | 0 | 12 |  |  |  | No | R-454B | 3 | Residential & Commercial | Ducted CEE Tier 1
212927228 | Central HP <5.4 tons | LENNOX | HRCU-A-CB (Split System: Heat Pump with Remote Outdoor Unit-Air-Source) | EL22XPV-024-230A** | ADP |  | L*19/36U9 | SLP98UH070XV36B* | 23800 | 21 | 8.5 | 22000 | 15400 | 70% | 1.92 | 0 | 13.5 |  |  |  | No | R-410A | 1.9833 | Residential & Commercial | Ducted CEE Tier 1
215389829 | Central HP <5.4 tons | ECOER | HRCU-A-C (Split System: Heat Pump with Remote Outdoor Unit with No Indoor Fan --Air Source) | EODA18H-4860B | ADP |  | M48E599+TD |  | 40500 | 15.2 | 8.5 | 41000 | 32000 | 78.05% | 1.9 | 0 | 10 |  |  |  | No | R-410A | 3.375 | Residential & Commercial | Ducted CEE Tier 1
215488090 | Central HP <5.4 tons | GOODMAN | HRCU-A-CB (Split System: Heat Pump with Remote Outdoor Unit-Air-Source) | GZV7SA4210A* |  |  | CHPEA4830*3A* | G*VC800804C*A* | 40500 | 17 | 8.6 | 41000 | 31000 | 75.61% | 2 | 0 | 10 |  |  |  | No | R-32 | 3.375 | Residential & Commercial | Ducted CEE Tier 1
215488105 | Central HP <5.4 tons | GOODMAN | HRCU-A-CB (Split System: Heat Pump with Remote Outdoor Unit-Air-Source) | GZV7SA4210A* |  |  | CHPEA6030*3A* | G*VC961005CNB* | 40500 | 16.5 | 8.6 | 41000 | 31000 | 75.61% | 2 | 0 | 10 |  |  |  | No | R-32 | 3.375 | Residential & Commercial | Ducted CEE Tier 1
216054569 | Central HP <5.4 tons | COLEMAN | HRCU-A-CB (Split System: Heat Pump with Remote Outdoor Unit-Air-Source) | HH824E2S11 | ASPEN |  | C(A,C,D,E)24D2K+TDR | TM9E060A10MP12 | 19500 | 16 | 9 | 23000 | 18100 | 78.7% | 2 | 0 | 10 |  |  |  | No | R-454B | 1.625 | Residential & Commercial | Ducted CEE Tier 1
216054578 | Central HP <5.4 tons | COLEMAN | HRCU-A-CB (Split System: Heat Pump with Remote Outdoor Unit-Air-Source) | HH824E2S11 | ASPEN |  | D(A,C,E)24B3K+TDR | TM9E080B12MP12 | 22000 | 17 | 8.5 | 22400 | 18700 | 83.48% | 2 | 0 | 11.7 |  |  |  | No | R-454B | 1.8333 | Residential & Commercial | Ducted CEE Tier 1
216054621 | Central HP <5.4 tons | COLEMAN | HRCU-A-CB (Split System: Heat Pump with Remote Outdoor Unit-Air-Source) | HH824E2S11 | ASPEN |  | C(A,C,D,E)24D2K+TDR | TP9C060B12MP13 | 21200 | 17 | 8.5 | 22800 | 18000 | 78.95% | 2 | 0 | 11.7 |  |  |  | No | R-454B | 1.7667 | Residential & Commercial | Ducted CEE Tier 1
213311983 | Central HP <5.4 tons | BRYANT HEATING AND COOLING SYSTEMS | HRCU-A-CB (Split System: Heat Pump with Remote Outdoor Unit-Air-Source) | 38MURAQ18AB3* | ADP |  | PL36H***P449+CBPE3A* |  | 17800 | 15.5 | 9 | 17100 | 19400 | 113.5% | 2.4 | 0 | 10.5 |  |  |  | No | R-410A | 1.4833 | Residential & Commercial | Ducted CEE Tier 1
214573260 | Central HP <5.4 tons | HEIL | HRCU-A-CB (Split System: Heat Pump with Remote Outdoor Unit-Air-Source) | HVH837GKA** |  |  | EHD4X60AAL+WALLCON | *95CSU0802120B* | 33000 | 17 | 8.5 | 32200 | 25000 | 77.64% | 2 | 0 | 11 |  |  |  | No | R-410A | 2.75 | Residential & Commercial | Ducted CEE Tier 1
214573410 | Central HP <5.4 tons | HEIL | HRCU-A-CB (Split System: Heat Pump with Remote Outdoor Unit-Air-Source) | HVH837GKA** |  |  | EN(A,D,W)4X42L21**+WALLCON | *97CMN0802120B* | 31800 | 17 | 8.1 | 33000 | 24400 | 73.94% | 1.88 | 0 | 11 |  |  |  | No | R-410A | 2.65 | Residential & Commercial | Ducted CEE Tier 1
214570640 | Central HP <5.4 tons | HEIL | HRCU-A-CB (Split System: Heat Pump with Remote Outdoor Unit-Air-Source) | HVH825GKA3* |  |  | EA*4X43L21A*+WALLCON | *97CMN0602120B* | 24400 | 16.5 | 8.5 | 21200 | 16700 | 78.77% | 2.02 | 0 | 11 |  |  |  | No | R-410A | 2.0333 | Residential & Commercial | Ducted CEE Tier 1
214570710 | Central HP <5.4 tons | HEIL | HRCU-A-CB (Split System: Heat Pump with Remote Outdoor Unit-Air-Source) | HVH825GKA3* |  |  | EA*4X48L21A*+WALLCON | *97CMN0802120B* | 24000 | 16.5 | 8.5 | 21000 | 16500 | 78.57% | 2.02 | 0 | 11 |  |  |  | No | R-410A | 2 | Residential & Commercial | Ducted CEE Tier 1
214571160 | Central HP <5.4 tons | HEIL | HRCU-A-CB (Split System: Heat Pump with Remote Outdoor Unit-Air-Source) | HVH825GKA3* |  |  | EN(A,D,W)4X42L21**+WALLCON | *95CSU0802120B* | 23800 | 16.5 | 8.1 | 21400 | 16700 | 78.04% | 1.96 | 0 | 11 |  |  |  | No | R-410A | 1.9833 | Residential & Commercial | Ducted CEE Tier 1
213785240 | Central HP <5.4 tons | BRYANT HEATING AND COOLING SYSTEMS | HRCU-A-CB (Split System: Heat Pump with Remote Outdoor Unit-Air-Source) | 284ANV024*0**B* |  |  | CSPH*3612AL*+UI | 986TD42080C17*** | 23600 | 19 | 9 | 26600 | 19800 | 74.44% | 2.46 | 0 | 12.5 |  |  |  | No | R-410A | 1.9667 | Residential & Commercial | Ducted CEE Tier 1
214271635 | Central HP <5.4 tons | CARRIER | HRCU-A-CB (Split System: Heat Pump with Remote Outdoor Unit-Air-Source) | 25VNA436A*031* | ADP |  | PL36H210P749 | 58TN*B045C17**12 | 32200 | 19 | 9 | 36400 | 28400 | 78.02% | 1.96 | 0 | 11.5 |  |  |  | No | R-410A | 2.6833 | Residential & Commercial | Ducted CEE Tier 1
214271642 | Central HP <5.4 tons | CARRIER | HRCU-A-CB (Split System: Heat Pump with Remote Outdoor Unit-Air-Source) | 25VNA436A*031* | ADP |  | V,C36H175P459 | 58TN*B045C17**12 | 33600 | 19 | 9 | 35200 | 27400 | 77.84% | 2.02 | 0 | 11.7 |  |  |  | No | R-410A | 2.8 | Residential & Commercial | Ducted CEE Tier 1
214649702 | Central HP <5.4 tons | MIDEA | HRCU-A-CB (Split System: Heat Pump with Remote Outdoor Unit-Air-Source) | MOVB-60HDN1-M18M | ASPEN |  | D(A,C,E)36C34+TDR | MGH96M080C4A | 32600 | 16.5 | 8.3 | 34400 | 26200 | 76.16% | 2.39 | 0 | 11 |  |  |  | No | R-410A | 2.7167 | Residential & Commercial | Ducted CEE Tier 1
212978748 | Central HP <5.4 tons | HEIL | HRCU-A-CB (Split System: Heat Pump with Remote Outdoor Unit-Air-Source) | DLCURAH18ABK |  |  | EA*4X19L17A* | *80MS(N,L)0701712A* | 18000 | 17 | 8.5 | 17900 | 17800 | 99.44% | 2.16 | 0 | 11 |  |  |  | No | R-410A | 1.5 | Residential & Commercial | Ducted CEE Tier 1
214731161 | Central HP <5.4 tons | BRYANT HEATING AND COOLING SYSTEMS | HRCU-A-CB (Split System: Heat Pump with Remote Outdoor Unit-Air-Source) | 38MURAQ24AB3* | ADP |  | H,PG81936 | 916SA48060M17*** | 23600 | 17 | 9 | 24200 | 23200 | 95.87% | 1.96 | 0 | 10 |  |  |  | No | R-410A | 1.9667 | Residential & Commercial | Ducted CEE Tier 1
213796971 | Central HP <5.4 tons | BRYANT HEATING AND COOLING SYSTEMS | HRCU-A-CB (Split System: Heat Pump with Remote Outdoor Unit-Air-Source) | 38MURAQ24AB3* | ADP |  | V,C36H175P149+CBPE4B* |  | 24000 | 16 | 8.9 | 25000 | 22600 | 90.4% | 1.9 | 0 | 10 |  |  |  | No | R-410A | 2 | Residential & Commercial | Ducted CEE Tier 1
215472299 | Central HP <5.4 tons | TRANE | HRCU-A-CB (Split System: Heat Pump with Remote Outdoor Unit-Air-Source) | 4TWV8X36A1 | ASPEN |  | D(A,C,E)48C34+TDR | S9V2B060U4PSB+RP | 32800 | 18 | 8.2 | 31000 | 25800 | 83.23% | 2.39 | 0 | 11.7 |  |  |  | No | R-410A | 2.7333 | Residential & Commercial | Ducted CEE Tier 1
213204883 | Central HP <5.4 tons | TEMPSTAR | HRCU-A-CB (Split System: Heat Pump with Remote Outdoor Unit-Air-Source) | DLCURAH24ABK | ASPEN |  | D(A,C,E)24B44+TDR | *92ESN0802120A* | 23600 | 16.8 | 8.4 | 26000 | 20200 | 77.69% | 3.02 | 0 | 10.2 |  |  |  | No | R-410A | 1.9667 | Residential & Commercial | Ducted CEE Tier 1
213205055 | Central HP <5.4 tons | TEMPSTAR | HRCU-A-CB (Split System: Heat Pump with Remote Outdoor Unit-Air-Source) | DLCURAH24ABK | ASPEN |  | D(A,C,E)30C44+TDR | *96VTN0802120A* | 23600 | 17 | 8.1 | 25800 | 20000 | 77.52% | 2.86 | 0 | 10.5 |  |  |  | No | R-410A | 1.9667 | Residential & Commercial | Ducted CEE Tier 1
213205062 | Central HP <5.4 tons | TEMPSTAR | HRCU-A-CB (Split System: Heat Pump with Remote Outdoor Unit-Air-Source) | DLCURAH24ABK | ASPEN |  | D(A,C,E)24B44+TDR | *96VTN1002120A* | 22600 | 16.8 | 8.4 | 25200 | 19900 | 78.97% | 2.94 | 0 | 10.2 |  |  |  | No | R-410A | 1.8833 | Residential & Commercial | Ducted CEE Tier 1
213205080 | Central HP <5.4 tons | TEMPSTAR | HRCU-A-CB (Split System: Heat Pump with Remote Outdoor Unit-Air-Source) | DLCURAH24ABK | ASPEN |  | D(A,C,E)30C44+TDR | *96VTN1002122A* | 23600 | 17 | 8.1 | 25800 | 20000 | 77.52% | 2.85 | 0 | 10.5 |  |  |  | No | R-410A | 1.9667 | Residential & Commercial | Ducted CEE Tier 1
213204984 | Central HP <5.4 tons | TEMPSTAR | HRCU-A-CB (Split System: Heat Pump with Remote Outdoor Unit-Air-Source) | DLCURAH24ABK | ASPEN |  | D(A,C,E)36B34+TDR | *95ESN0802120A* | 23800 | 16.5 | 8.5 | 26600 | 20400 | 76.69% | 2.89 | 0 | 10.5 |  |  |  | No | R-410A | 1.9833 | Residential & Commercial | Ducted CEE Tier 1
213205001 | Central HP <5.4 tons | TEMPSTAR | HRCU-A-CB (Split System: Heat Pump with Remote Outdoor Unit-Air-Source) | DLCURAH24ABK | ASPEN |  | D(A,C,E)24B44+TDR | *96VTN0401712A* | 23000 | 16 | 8.5 | 25800 | 20000 | 77.52% | 2.85 | 0 | 10 |  |  |  | No | R-410A | 1.9167 | Residential & Commercial | Ducted CEE Tier 1
213205016 | Central HP <5.4 tons | TEMPSTAR | HRCU-A-CB (Split System: Heat Pump with Remote Outdoor Unit-Air-Source) | DLCURAH24ABK | ASPEN |  | D(A,C,E)30B34+TDR | *96VTN0601412A* | 23200 | 16.5 | 8.5 | 25800 | 20000 | 77.52% | 2.86 | 0 | 10 |  |  |  | No | R-410A | 1.9333 | Residential & Commercial | Ducted CEE Tier 1
213205033 | Central HP <5.4 tons | TEMPSTAR | HRCU-A-CB (Split System: Heat Pump with Remote Outdoor Unit-Air-Source) | DLCURAH24ABK | ASPEN |  | D(A,C,E)36B34+TDR | *96VTN0601714A* | 23800 | 16.5 | 8.5 | 26000 | 20400 | 78.46% | 2.91 | 0 | 10 |  |  |  | No | R-410A | 1.9833 | Residential & Commercial | Ducted CEE Tier 1
213205003 | Central HP <5.4 tons | TEMPSTAR | HRCU-A-CB (Split System: Heat Pump with Remote Outdoor Unit-Air-Source) | DLCURAH24ABK | ASPEN |  | D(A,C,E)30B34+TDR | *96VTN0401712A* | 23000 | 16 | 8.5 | 25800 | 20000 | 77.52% | 2.85 | 0 | 10 |  |  |  | No | R-410A | 1.9167 | Residential & Commercial | Ducted CEE Tier 1
212986912 | Central HP <5.4 tons | COMFORTMAKER | HRCU-A-CB (Split System: Heat Pump with Remote Outdoor Unit-Air-Source) | DLCURAH24ABK |  |  | EA*4X36L17A* | *96MSN0601412A* | 23600 | 16.5 | 8.5 | 26200 | 23800 | 90.84% | 1.98 | 0 | 10 |  |  |  | No | R-410A | 1.9667 | Residential & Commercial | Ducted CEE Tier 1
212988702 | Central HP <5.4 tons | COMFORTMAKER | HRCU-A-CB (Split System: Heat Pump with Remote Outdoor Unit-Air-Source) | DLCURAH24ABK |  |  | EA*4X37L17A* | *95MSU0401712A* | 24000 | 16.5 | 8.5 | 25200 | 22200 | 88.1% | 1.84 | 0 | 10 |  |  |  | No | R-410A | 2 | Residential & Commercial | Ducted CEE Tier 1
212978682 | Central HP <5.4 tons | HEIL | HRCU-A-CB (Split System: Heat Pump with Remote Outdoor Unit-Air-Source) | DLCURAH24ABK |  |  | EA*4X37L17A* | *80MS(N,L)0701712A* | 24200 | 17.5 | 8.5 | 25200 | 22000 | 87.3% | 1.84 | 0 | 10 |  |  |  | No | R-410A | 2.0167 | Residential & Commercial | Ducted CEE Tier 1
212978693 | Central HP <5.4 tons | HEIL | HRCU-A-CB (Split System: Heat Pump with Remote Outdoor Unit-Air-Source) | DLCURAH24ABK |  |  | EA*4X37L21A* | *80MS(N,L)0701712A* | 24400 | 17.5 | 8.5 | 25200 | 21200 | 84.13% | 1.8 | 0 | 10.5 |  |  |  | No | R-410A | 2.0333 | Residential & Commercial | Ducted CEE Tier 1
211245020 | Central HP <5.4 tons | HEIL | HRCU-A-CB (Split System: Heat Pump with Remote Outdoor Unit-Air-Source) | DLCURAH24ABK |  |  | EN(A,D,W)4X36L17** | *96VTN0801716A* | 24200 | 16.5 | 8.1 | 26200 | 23000 | 87.79% | 1.9 | 0 | 10.5 |  |  |  | No | R-410A | 2.0167 | Residential & Commercial | Ducted CEE Tier 1
211245138 | Central HP <5.4 tons | HEIL | HRCU-A-CB (Split System: Heat Pump with Remote Outdoor Unit-Air-Source) | DLCURAH24ABK |  |  | EN(A,D,W)4X36L17** | *80ES(N,L)0701712A* | 24400 | 16.5 | 8.1 | 26400 | 22600 | 85.61% | 1.88 | 0 | 10.5 |  |  |  | No | R-410A | 2.0333 | Residential & Commercial | Ducted CEE Tier 1
213204404 | Central HP <5.4 tons | TEMPSTAR | HRCU-A-CB (Split System: Heat Pump with Remote Outdoor Unit-Air-Source) | DLCURAH24ABK | ASPEN |  | D(A,C,E)36C34+TDR | *80ES(N,L)0451712A* | 23800 | 17 | 8.5 | 26200 | 24800 | 94.66% | 2.57 | 0 | 10 |  |  |  | No | R-410A | 1.9833 | Residential & Commercial | Ducted CEE Tier 1
213204424 | Central HP <5.4 tons | TEMPSTAR | HRCU-A-CB (Split System: Heat Pump with Remote Outdoor Unit-Air-Source) | DLCURAH24ABK | ASPEN |  | D(A,C,E)36B34+TDR | *80ES(N,L)0701712A* | 23200 | 17 | 8.5 | 25600 | 25200 | 98.44% | 2.55 | 0 | 10 |  |  |  | No | R-410A | 1.9333 | Residential & Commercial | Ducted CEE Tier 1
213204455 | Central HP <5.4 tons | TEMPSTAR | HRCU-A-CB (Split System: Heat Pump with Remote Outdoor Unit-Air-Source) | DLCURAH24ABK | ASPEN |  | D(A,C,E)30B34+TDR | *80ES(N,L)0901714A* | 23200 | 16.7 | 8.3 | 25600 | 26200 | 102.3% | 2.71 | 0 | 10 |  |  |  | No | R-410A | 1.9333 | Residential & Commercial | Ducted CEE Tier 1
213204822 | Central HP <5.4 tons | TEMPSTAR | HRCU-A-CB (Split System: Heat Pump with Remote Outdoor Unit-Air-Source) | DLCURAH24ABK | ASPEN |  | D(A,C,E)36C34+TDR | *80ES(N,L)1102120A* | 23800 | 16.5 | 8.5 | 26200 | 20200 | 77.1% | 2.99 | 0 | 10.3 |  |  |  | No | R-410A | 1.9833 | Residential & Commercial | Ducted CEE Tier 1
213204991 | Central HP <5.4 tons | TEMPSTAR | HRCU-A-CB (Split System: Heat Pump with Remote Outdoor Unit-Air-Source) | DLCURAH24ABK | ASPEN |  | D(A,C,E)30B34+TDR | *96VTN0401410A* | 23000 | 16 | 8.5 | 25600 | 20200 | 78.91% | 2.86 | 0 | 10 |  |  |  | No | R-410A | 1.9167 | Residential & Commercial | Ducted CEE Tier 1
213145645 | Central HP <5.4 tons | TEMPSTAR | HRCU-A-CB (Split System: Heat Pump with Remote Outdoor Unit-Air-Source) | DLCURAH24ABK | ADP |  | PL36H175P149+AEFE4B* |  | 24200 | 18 | 8.9 | 25000 | 22600 | 90.4% | 1.9 | 0 | 10.5 |  |  |  | No | R-410A | 2.0167 | Residential & Commercial | Ducted CEE Tier 1
212986882 | Central HP <5.4 tons | COMFORTMAKER | HRCU-A-CB (Split System: Heat Pump with Remote Outdoor Unit-Air-Source) | DLCURAH24ABK |  |  | EA*4X25L17A* | *96MSN0601412A* | 24200 | 17 | 8.5 | 25200 | 21800 | 86.51% | 1.82 | 0 | 10 |  |  |  | No | R-410A | 2.0167 | Residential & Commercial | Ducted CEE Tier 1
212979234 | Central HP <5.4 tons | HEIL | HRCU-A-CB (Split System: Heat Pump with Remote Outdoor Unit-Air-Source) | DLCURAH24ABK |  |  | EN(A,D,W)4X36L17** | *80MS(N,L)0701716A* | 23600 | 17 | 8.5 | 26400 | 24400 | 92.42% | 2.02 | 0 | 10.5 |  |  |  | No | R-410A | 1.9667 | Residential & Commercial | Ducted CEE Tier 1
212979150 | Central HP <5.4 tons | HEIL | HRCU-A-CB (Split System: Heat Pump with Remote Outdoor Unit-Air-Source) | DLCURAH24ABK |  |  | EA*4X30L17A* | *80MS(N,L)0701716A* | 23600 | 17 | 8.5 | 26400 | 24600 | 93.18% | 2.04 | 0 | 10 |  |  |  | No | R-410A | 1.9667 | Residential & Commercial | Ducted CEE Tier 1
212979852 | Central HP <5.4 tons | HEIL | HRCU-A-CB (Split System: Heat Pump with Remote Outdoor Unit-Air-Source) | DLCURAH24ABK |  |  | EA*4X36L17A* | *80MS(N,L)0901714A* | 23800 | 17 | 8.5 | 26200 | 23800 | 90.84% | 1.98 | 0 | 10 |  |  |  | No | R-410A | 1.9833 | Residential & Commercial | Ducted CEE Tier 1
211226996 | Central HP <5.4 tons | DAY & NIGHT | HRCU-A-CB (Split System: Heat Pump with Remote Outdoor Unit-Air-Source) | DLCURAH36ABK |  |  | EA*4X37L21A* | *92ESN0601714A* | 36400 | 16 | 8.5 | 38500 | 34800 | 90.39% | 2.08 | 0 | 10 |  |  |  | No | R-410A | 3.0333 | Residential & Commercial | Ducted CEE Tier 1
213613092 | Central HP <5.4 tons | GE | HRCU-A-CB (Split System: Heat Pump with Remote Outdoor Unit-Air-Source) | NS22H24MA4-**A | ADP |  | PL36H175P789 | NF80L045S3A | 24000 | 21 | 8.1 | 21800 | 15500 | 71.1% | 2.04 | 0 | 13.5 |  |  |  | No | R-410A | 2 | Residential & Commercial | Ducted CEE Tier 1
213613099 | Central HP <5.4 tons | GE | HRCU-A-CB (Split System: Heat Pump with Remote Outdoor Unit-Air-Source) | NS22H24MA4-**A | ADP |  | V36H175P139 | NF80L070S3B | 23200 | 19 | 8.1 | 20800 | 14700 | 70.67% | 1.98 | 0 | 13 |  |  |  | No | R-410A | 1.9333 | Residential & Commercial | Ducted CEE Tier 1
213613116 | Central HP <5.4 tons | GE | HRCU-A-CB (Split System: Heat Pump with Remote Outdoor Unit-Air-Source) | NS22H24MA4-**A | ADP |  | V36H175P149 | NF95X040S3B | 23600 | 19 | 8.1 | 21200 | 15000 | 70.75% | 1.94 | 0 | 12.5 |  |  |  | No | R-410A | 1.9667 | Residential & Commercial | Ducted CEE Tier 1
213613117 | Central HP <5.4 tons | GE | HRCU-A-CB (Split System: Heat Pump with Remote Outdoor Unit-Air-Source) | NS22H24MA4-**A | ADP |  | PL36H175P789 | NF95X040S3B | 23800 | 19 | 8.2 | 21200 | 15000 | 70.75% | 1.96 | 0 | 13 |  |  |  | No | R-410A | 1.9833 | Residential & Commercial | Ducted CEE Tier 1
214447339 | Central HP <5.4 tons | ECOER | HRCU-A-CB (Split System: Heat Pump with Remote Outdoor Unit-Air-Source) | EODA18H-4860B | ASPEN |  | A(E,F)M494+TDR |  | 43000 | 17.7 | 8.6 | 46500 | 34400 | 73.98% | 1.9 | 0 | 11.3 |  |  |  | No | R-410A | 3.5833 | Residential & Commercial | Ducted CEE Tier 1
214731215 | Central HP <5.4 tons | BRYANT HEATING AND COOLING SYSTEMS | HRCU-A-CB (Split System: Heat Pump with Remote Outdoor Unit-Air-Source) | 38MURAQ36AB3* | ADP |  | H,PG9J936 | 926TC60080V21*** | 35600 | 16 | 8.1 | 36800 | 34800 | 94.57% | 1.9 | 0 | 10 |  |  |  | No | R-410A | 2.9667 | Residential & Commercial | Ducted CEE Tier 1
215488020 | Central HP <5.4 tons | GOODMAN | HRCU-A-CB (Split System: Heat Pump with Remote Outdoor Unit-Air-Source) | GZV7SA2410A* |  |  | CA*EA3022*3A* | G*VC960803BNB* | 23200 | 19 | 8.6 | 23200 | 17000 | 73.28% | 2 | 0 | 11 |  |  |  | No | R-32 | 1.9333 | Residential & Commercial | Ducted CEE Tier 1
214731134 | Central HP <5.4 tons | BRYANT HEATING AND COOLING SYSTEMS | HRCU-A-CB (Split System: Heat Pump with Remote Outdoor Unit-Air-Source) | 38MURAQ18AB3* | ADP |  | H,PG35936 | 916SA48060M17*** | 17300 | 16 | 8.5 | 16400 | 18300 | 111.6% | 2.24 | 0 | 10.5 |  |  |  | No | R-410A | 1.4417 | Residential & Commercial | Ducted CEE Tier 1
211230166 | Central HP <5.4 tons | DAY & NIGHT | HRCU-A-CB (Split System: Heat Pump with Remote Outdoor Unit-Air-Source) | DLCURAH36ABK |  |  | EN(A,D,W)4X48L21** | *95ESN0601714A* | 35600 | 15.5 | 8.1 | 38500 | 35000 | 90.91% | 2 | 0 | 10 |  |  |  | No | R-410A | 2.9667 | Residential & Commercial | Ducted CEE Tier 1
211230511 | Central HP <5.4 tons | DAY & NIGHT | HRCU-A-CB (Split System: Heat Pump with Remote Outdoor Unit-Air-Source) | DLCURAH36ABK |  |  | EN(A,D)4X48L24** | *80VSL0902120A* | 35800 | 16.5 | 8.1 | 38500 | 34800 | 90.39% | 2 | 0 | 10 |  |  |  | No | R-410A | 2.9833 | Residential & Commercial | Ducted CEE Tier 1
216057047 | Central HP <5.4 tons | COLEMAN | HRCU-A-C (Split System: Heat Pump with Remote Outdoor Unit with No Indoor Fan --Air Source) | HH824E2S11 | ASPEN |  | D(A,C,E)24B3K+TDR |  | 22000 | 15.2 | 8.1 | 22600 | 21200 | 93.81% | 2.67 | 0 | 11 |  |  |  | No | R-454B | 1.8333 | Residential & Commercial | Ducted CEE Tier 1
214651072 | Central HP <5.4 tons | JOHNSON CONTROLS | HRCU-A-CB (Split System: Heat Pump with Remote Outdoor Unit-Air-Source) | HH824E2S11 |  |  | CTU36B5XDS1+TXV | Z8ES080B12SMPS1 | 23000 | 19 | 9.5 | 23000 | 18600 | 80.87% | 2 | 0 | 12 |  |  |  | No | R-454B | 1.9167 | Residential & Commercial | Ducted CEE Tier 1
211230843 | Central HP <5.4 tons | DAY & NIGHT | HRCU-A-CB (Split System: Heat Pump with Remote Outdoor Unit-Air-Source) | DLCURAH36ABK |  |  | FEM4X42**BL |  | 37000 | 16 | 8.1 | 38500 | 34800 | 90.39% | 2 | 0 | 10 |  |  |  | No | R-410A | 3.0833 | Residential & Commercial | Ducted CEE Tier 1
212989506 | Central HP <5.4 tons | COMFORTMAKER | HRCU-A-CB (Split System: Heat Pump with Remote Outdoor Unit-Air-Source) | DLCURAH36ABK |  |  | EA*4X48L24A* | *95MSU0802120A* | 35600 | 16.5 | 8.5 | 37800 | 34600 | 91.53% | 2.02 | 0 | 10 |  |  |  | No | R-410A | 2.9667 | Residential & Commercial | Ducted CEE Tier 1
214771856 | Central HP <5.4 tons | ECOER | HRCU-A-CB (Split System: Heat Pump with Remote Outdoor Unit-Air-Source) | EODA18H-2436B | ADP |  | HG7J924+AEFE4B* |  | 23200 | 20 | 8.95 | 22400 | 19200 | 85.71% | 2.06 | 0 | 12.5 |  |  |  | No | R-410A | 1.9333 | Residential & Commercial | Ducted CEE Tier 1
214592558 | Central HP <5.4 tons | ECOER | HRCU-A-CB (Split System: Heat Pump with Remote Outdoor Unit-Air-Source) | EODA18H-2436B | ASPEN |  | D(A,C,E)24C34+TDR | MGH96M060B3A | 22800 | 18 | 8.8 | 24000 | 19200 | 80% | 2.1 | 0 | 12.5 |  |  |  | No | R-410A | 1.9 | Residential & Commercial | Ducted CEE Tier 1
213204429 | Central HP <5.4 tons | TEMPSTAR | HRCU-A-CB (Split System: Heat Pump with Remote Outdoor Unit-Air-Source) | DLCURAH24ABK | ASPEN |  | D(A,C,E)24B44+TDR | *80ES(N,L)0701716A* | 23800 | 16.3 | 8.4 | 26000 | 24600 | 94.62% | 2.52 | 0 | 10.2 |  |  |  | No | R-410A | 1.9833 | Residential & Commercial | Ducted CEE Tier 1
213204798 | Central HP <5.4 tons | TEMPSTAR | HRCU-A-CB (Split System: Heat Pump with Remote Outdoor Unit-Air-Source) | DLCURAH24ABK | ASPEN |  | D(A,C,E)36C34+TDR | *80ES(N,L)0901714A* | 23800 | 17 | 8.5 | 25800 | 20000 | 77.52% | 2.98 | 0 | 10.3 |  |  |  | No | R-410A | 1.9833 | Residential & Commercial | Ducted CEE Tier 1
213204817 | Central HP <5.4 tons | TEMPSTAR | HRCU-A-CB (Split System: Heat Pump with Remote Outdoor Unit-Air-Source) | DLCURAH24ABK | ASPEN |  | D(A,C,E)30C44+TDR | *80ES(N,L)1102120A* | 23800 | 16.5 | 8.5 | 26200 | 20200 | 77.1% | 2.99 | 0 | 10.4 |  |  |  | No | R-410A | 1.9833 | Residential & Commercial | Ducted CEE Tier 1
213204914 | Central HP <5.4 tons | TEMPSTAR | HRCU-A-CB (Split System: Heat Pump with Remote Outdoor Unit-Air-Source) | DLCURAH24ABK | ASPEN |  | D(A,C,E)36B34+TDR | *95ESN0261410A* | 23200 | 16.5 | 8.5 | 25600 | 20200 | 78.91% | 2.86 | 0 | 10 |  |  |  | No | R-410A | 1.9333 | Residential & Commercial | Ducted CEE Tier 1
213205031 | Central HP <5.4 tons | TEMPSTAR | HRCU-A-CB (Split System: Heat Pump with Remote Outdoor Unit-Air-Source) | DLCURAH24ABK | ASPEN |  | D(A,C,E)30C44+TDR | *96VTN0601714A* | 23800 | 16.5 | 8.5 | 26000 | 20400 | 78.46% | 2.91 | 0 | 10 |  |  |  | No | R-410A | 1.9833 | Residential & Commercial | Ducted CEE Tier 1
209852037 | Central HP <5.4 tons | ARCOAIRE | HRCU-A-CB (Split System: Heat Pump with Remote Outdoor Unit-Air-Source) | DLCURAH24ABK |  |  | DLFUAAH24XAK |  | 24000 | 17.4 | 10 | 24000 | 22600 | 94.17% | 1.91 | 12.5 | 11.7 |  |  |  | No | R-410A | 2 | Residential & Commercial | Ducted CEE Tier 1
215291919 | Central HP <5.4 tons | AIRQUEST | HRCU-A-CB (Split System: Heat Pump with Remote Outdoor Unit-Air-Source) | DLCURAH24ABK | ADP |  | HG32936 | *92MSN0601412A* | 23200 | 17 | 8.5 | 24800 | 23400 | 94.35% | 1.98 | 0 | 10 |  |  |  | No | R-410A | 1.9333 | Residential & Commercial | Ducted CEE Tier 1
215291920 | Central HP <5.4 tons | AIRQUEST | HRCU-A-CB (Split System: Heat Pump with Remote Outdoor Unit-Air-Source) | DLCURAH24ABK | ADP |  | H,GE32930 | *92MSN0601412A* | 23200 | 17 | 8.5 | 24800 | 23400 | 94.35% | 1.98 | 0 | 10 |  |  |  | No | R-410A | 1.9333 | Residential & Commercial | Ducted CEE Tier 1
215291933 | Central HP <5.4 tons | AIRQUEST | HRCU-A-CB (Split System: Heat Pump with Remote Outdoor Unit-Air-Source) | DLCURAH24ABK | ADP |  | H,GE35936 | *92MSN0601412A* | 23800 | 17 | 8.5 | 24800 | 23400 | 94.35% | 1.98 | 0 | 10.5 |  |  |  | No | R-410A | 1.9833 | Residential & Commercial | Ducted CEE Tier 1
215291952 | Central HP <5.4 tons | AIRQUEST | HRCU-A-CB (Split System: Heat Pump with Remote Outdoor Unit-Air-Source) | DLCURAH24ABK | ADP |  | H,GE1K936 | *92MSN0601412A* | 23800 | 17 | 8.5 | 24800 | 23400 | 94.35% | 1.98 | 0 | 10.5 |  |  |  | No | R-410A | 1.9833 | Residential & Commercial | Ducted CEE Tier 1
215292003 | Central HP <5.4 tons | AIRQUEST | HRCU-A-CB (Split System: Heat Pump with Remote Outdoor Unit-Air-Source) | DLCURAH24ABK | ADP |  | H,GG1K936 | *92MSN0601714A* | 23600 | 17 | 8.5 | 24800 | 24000 | 96.77% | 2.02 | 0 | 10.5 |  |  |  | No | R-410A | 1.9667 | Residential & Commercial | Ducted CEE Tier 1
215292052 | Central HP <5.4 tons | AIRQUEST | HRCU-A-CB (Split System: Heat Pump with Remote Outdoor Unit-Air-Source) | DLCURAH24ABK | ADP |  | H,GG9J936 | *92MSN0801716A* | 23600 | 17 | 8.5 | 24600 | 24200 | 98.37% | 2.04 | 0 | 10.5 |  |  |  | No | R-410A | 1.9667 | Residential & Commercial | Ducted CEE Tier 1
214771632 | Central HP <5.4 tons | ECOER | HRCU-A-CB (Split System: Heat Pump with Remote Outdoor Unit-Air-Source) | EODA18H-2436B | ADP |  | HG7J924+AEFE3A* |  | 23200 | 20 | 8.95 | 22400 | 19200 | 85.71% | 2.06 | 0 | 12.5 |  |  |  | No | R-410A | 1.9333 | Residential & Commercial | Ducted CEE Tier 1
215389766 | Central HP <5.4 tons | ECOER | HRCU-A-C (Split System: Heat Pump with Remote Outdoor Unit with No Indoor Fan --Air Source) | EODA18H-2436B | ADP |  | M36E589+TD |  | 30200 | 15.2 | 8.45 | 32000 | 23200 | 72.5% | 1.9 | 0 | 10 |  |  |  | No | R-410A | 2.5167 | Residential & Commercial | Ducted CEE Tier 1
213796973 | Central HP <5.4 tons | BRYANT HEATING AND COOLING SYSTEMS | HRCU-A-CB (Split System: Heat Pump with Remote Outdoor Unit-Air-Source) | 38MURAQ24AB3* | ADP |  | V,C36H***P219+CBPE3A* |  | 24000 | 16 | 8.9 | 25000 | 22600 | 90.4% | 1.9 | 0 | 10 |  |  |  | No | R-410A | 2 | Residential & Commercial | Ducted CEE Tier 1
213312009 | Central HP <5.4 tons | BRYANT HEATING AND COOLING SYSTEMS | HRCU-A-CB (Split System: Heat Pump with Remote Outdoor Unit-Air-Source) | 38MURAQ24AB3* | ADP |  | PL36H***P449+CBPE3A* |  | 24200 | 18 | 9 | 25000 | 22600 | 90.4% | 1.92 | 0 | 10.5 |  |  |  | No | R-410A | 2.0167 | Residential & Commercial | Ducted CEE Tier 1
213203948 | Central HP <5.4 tons | TEMPSTAR | HRCU-A-CB (Split System: Heat Pump with Remote Outdoor Unit-Air-Source) | DLCURAH18ABK | ASPEN |  | D(A,C,E)30B34+TDR | *80ES(N,L)0701712A* | 17900 | 16.5 | 8.5 | 18700 | 13200 | 70.59% | 2.21 | 0 | 11 |  |  |  | No | R-410A | 1.4917 | Residential & Commercial | Ducted CEE Tier 1
212984186 | Central HP <5.4 tons | COMFORTMAKER | HRCU-A-CB (Split System: Heat Pump with Remote Outdoor Unit-Air-Source) | DLCURAH18ABK |  |  | EA*4X25L17A* | *92MSN0601714A* | 18100 | 16.5 | 8.5 | 17900 | 17700 | 98.88% | 2.14 | 0 | 11 |  |  |  | No | R-410A | 1.5083 | Residential & Commercial | Ducted CEE Tier 1
212984738 | Central HP <5.4 tons | COMFORTMAKER | HRCU-A-CB (Split System: Heat Pump with Remote Outdoor Unit-Air-Source) | DLCURAH18ABK |  |  | EA*4X30L17A* | *92MSN0801716A* | 17900 | 16.5 | 8.5 | 18500 | 18700 | 101.1% | 2.26 | 0 | 10.5 |  |  |  | No | R-410A | 1.4917 | Residential & Commercial | Ducted CEE Tier 1
215318902 | Central HP <5.4 tons | ARCOAIRE | HRCU-A-CB (Split System: Heat Pump with Remote Outdoor Unit-Air-Source) | D5CUHAH30AAK |  |  | D5FUHAH36XAK |  | 30000 | 17.2 | 10.8 | 33000 | 33200 | 100.6% | 1.97 | 0 | 12.1 |  |  |  | No | R-454B | 2.5 | Residential & Commercial | Ducted CEE Tier 1
214628417 | Central HP <5.4 tons | CARRIER | HRCU-A-CB (Split System: Heat Pump with Remote Outdoor Unit-Air-Source) | 38MURAQ24AB3* | ADP |  | PL36H***P449 | 59SC6A060M14**12 | 23600 | 16 | 8.5 | 24600 | 23800 | 96.75% | 2 | 0 | 10 |  |  |  | No | R-410A | 1.9667 | Residential & Commercial | Ducted CEE Tier 1
209872694 | Central HP <5.4 tons | RUUD | HRCU-A-CB (Split System: Heat Pump with Remote Outdoor Unit-Air-Source) | UP18AZ24AJVC |  |  | RCFZ2421HEAAM | R962V0703A17M4S | 22800 | 20 | 8.5 | 22800 | 26000 | 114% | 2.1 | 0 | 12.5 |  |  |  | No | R-410A | 1.9 | Residential & Commercial | Ducted CEE Tier 1
214592569 | Central HP <5.4 tons | ECOER | HRCU-A-CB (Split System: Heat Pump with Remote Outdoor Unit-Air-Source) | EODA18H-4860B | ASPEN |  | D(A,C,E)60B44+TDR | MGH96M120D5A | 52000 | 16.5 | 8.5 | 54000 | 37800 | 70% | 1.9 | 0 | 10 |  |  |  | No | R-410A | 4.3333 | Residential & Commercial | Ducted CEE Tier 1
214660174 | Central HP <5.4 tons | ECOER | HRCU-A-CB (Split System: Heat Pump with Remote Outdoor Unit-Air-Source) | EODA18H-2436BAA | ASPEN |  | D(A,C,E)24C34+TDR | MGH96M060B3A | 22800 | 18 | 8.8 | 24000 | 19200 | 80% | 2.1 | 0 | 12.5 |  |  |  | No | R-410A | 1.9 | Residential & Commercial | Ducted CEE Tier 1
214394521 | Central HP <5.4 tons | RUUD | HRCU-A-CB (Split System: Heat Pump with Remote Outdoor Unit-Air-Source) | RD17AZ36AJ3N | ASPEN |  | D(A,C,E)36D44+TDR | U98MV0603A17UPS | 33200 | 18 | 8.1 | 34200 | 29800 | 87.13% | 1.9 | 0 | 10 |  |  |  | No | R-410A | 2.7667 | Residential & Commercial | Ducted CEE Tier 1
214328309 | Central HP <5.4 tons | CONTINENTAL | HRCU-A-CB (Split System: Heat Pump with Remote Outdoor Unit-Air-Source) | WSEHV4860RA1-C | ADP |  | H,A,DE48960 | WUV080T4BA | 46000 | 17 | 8.5 | 48000 | 34600 | 72.08% | 1.8 | 0 | 10 |  |  |  | No | R-410A | 3.8333 | Residential & Commercial | Ducted CEE Tier 1
213785489 | Central HP <5.4 tons | BRYANT HEATING AND COOLING SYSTEMS | HRCU-A-CB (Split System: Heat Pump with Remote Outdoor Unit-Air-Source) | 284ANV036*0**B* |  |  | CAP**4821AL*+UI | 88*TB60110C21*** | 33200 | 19.5 | 9 | 36400 | 25800 | 70.88% | 2.04 | 0 | 12 |  |  |  | No | R-410A | 2.7667 | Residential & Commercial | Ducted CEE Tier 1
213785707 | Central HP <5.4 tons | BRYANT HEATING AND COOLING SYSTEMS | HRCU-A-CB (Split System: Heat Pump with Remote Outdoor Unit-Air-Source) | 284ANV036*0**B* |  |  | CSPH*4812AL*+UI | 88*TB60090C21*** | 33600 | 18.5 | 8.5 | 36600 | 25800 | 70.49% | 2.04 | 0 | 12 |  |  |  | No | R-410A | 2.8 | Residential & Commercial | Ducted CEE Tier 1
215864787 | Central HP <5.4 tons | TRANE | HRCU-A-CB (Split System: Heat Pump with Remote Outdoor Unit-Air-Source) | 5TWV8X36A1 |  |  | 5PX*BD06AS3 | S8V2B060M4PCB | 32800 | 18.1 | 8.5 | 34400 | 26000 | 75.58% | 2 | 0 | 10 |  |  |  | No | R-454B | 2.7333 | Residential & Commercial | Ducted CEE Tier 1
215864803 | Central HP <5.4 tons | TRANE | HRCU-A-CB (Split System: Heat Pump with Remote Outdoor Unit-Air-Source) | 5TWV8X36A1 |  |  | 5PX*CD07AS3 | S8V2C080M5PCB | 32800 | 18.1 | 8.5 | 34000 | 25600 | 75.29% | 2.1 | 0 | 10 |  |  |  | No | R-454B | 2.7333 | Residential & Commercial | Ducted CEE Tier 1
215864805 | Central HP <5.4 tons | TRANE | HRCU-A-CB (Split System: Heat Pump with Remote Outdoor Unit-Air-Source) | 5TWV8X36A1 |  |  | 5PX*CD07AS3 | S8V2C100M5PDB | 33000 | 18.1 | 8.5 | 34200 | 25800 | 75.44% | 2.1 | 0 | 10 |  |  |  | No | R-454B | 2.75 | Residential & Commercial | Ducted CEE Tier 1
215488081 | Central HP <5.4 tons | GOODMAN | HRCU-A-CB (Split System: Heat Pump with Remote Outdoor Unit-Air-Source) | GZV7SA4210A* |  |  | CA*EA6030*3A* | G*VC800805C*A* | 40500 | 17 | 8.8 | 41000 | 31000 | 75.61% | 2 | 0 | 10 |  |  |  | No | R-32 | 3.375 | Residential & Commercial | Ducted CEE Tier 1
215488083 | Central HP <5.4 tons | GOODMAN | HRCU-A-CB (Split System: Heat Pump with Remote Outdoor Unit-Air-Source) | GZV7SA4210A* |  |  | CA*EA6030*3A* | G*VC801005C*A* | 40500 | 17 | 8.8 | 41000 | 31000 | 75.61% | 2 | 0 | 10 |  |  |  | No | R-32 | 3.375 | Residential & Commercial | Ducted CEE Tier 1
215488096 | Central HP <5.4 tons | GOODMAN | HRCU-A-CB (Split System: Heat Pump with Remote Outdoor Unit-Air-Source) | GZV7SA4210A* |  |  | CHPEA4830*3A* | G*VC961205DNB* | 40500 | 17 | 8.6 | 41000 | 31000 | 75.61% | 2 | 0 | 10 |  |  |  | No | R-32 | 3.375 | Residential & Commercial | Ducted CEE Tier 1
212406529 | Central HP <5.4 tons | American Standard | HRCU-A-C (Split System: Heat Pump with Remote Outdoor Unit with No Indoor Fan --Air Source) | 4TXD2036A10NU** | ADP |  | H,TG34930+TD |  | 22800 | 15.2 | 8.5 | 22400 | 21200 | 94.64% | 1.8 | 0 | 11 |  |  |  | No | R-410A | 1.9 | Residential & Commercial | Ducted CEE Tier 1
214717443 | Central HP <5.4 tons | American Standard | HRCU-A-C (Split System: Heat Pump with Remote Outdoor Unit with No Indoor Fan --Air Source) | 4TXD2036A10NU** | ADP |  | H,TE7J936+TD |  | 22200 | 15.2 | 8.4 | 22400 | 21200 | 94.64% | 1.78 | 0 | 10.5 |  |  |  | No | R-410A | 1.85 | Residential & Commercial | Ducted CEE Tier 1
212383405 | Central HP <5.4 tons | DAY & NIGHT | HRCU-A-CB (Split System: Heat Pump with Remote Outdoor Unit-Air-Source) | DLCURAH36ABK |  |  | EA*4X37L21A* | *80ES(N,L)0701716A* | 36600 | 15.5 | 8.5 | 39000 | 34800 | 89.23% | 2.1 | 0 | 10 |  |  |  | No | R-410A | 3.05 | Residential & Commercial | Ducted CEE Tier 1
215292103 | Central HP <5.4 tons | AIRQUEST | HRCU-A-CB (Split System: Heat Pump with Remote Outdoor Unit-Air-Source) | DLCURAH24ABK | ADP |  | HE8J936 | *92MSN0802120A* | 23400 | 17 | 8.5 | 24400 | 23600 | 96.72% | 2.02 | 0 | 10 |  |  |  | No | R-410A | 1.95 | Residential & Commercial | Ducted CEE Tier 1
215292134 | Central HP <5.4 tons | AIRQUEST | HRCU-A-CB (Split System: Heat Pump with Remote Outdoor Unit-Air-Source) | DLCURAH24ABK | ADP |  | HE33936 | *92MSN1002120A* | 23200 | 17 | 8.5 | 24800 | 23800 | 95.97% | 2.02 | 0 | 10 |  |  |  | No | R-410A | 1.9333 | Residential & Commercial | Ducted CEE Tier 1
215292202 | Central HP <5.4 tons | AIRQUEST | HRCU-A-CB (Split System: Heat Pump with Remote Outdoor Unit-Air-Source) | DLCURAH24ABK | ADP |  | H,GE7J924 | *96MSN0261410A* | 23400 | 16 | 8.5 | 25400 | 25800 | 101.6% | 2.2 | 0 | 10 |  |  |  | No | R-410A | 1.95 | Residential & Commercial | Ducted CEE Tier 1
215292236 | Central HP <5.4 tons | AIRQUEST | HRCU-A-CB (Split System: Heat Pump with Remote Outdoor Unit-Air-Source) | DLCURAH24ABK | ADP |  | HG33936 | *96MSN0401410A* | 23200 | 16 | 8.5 | 24800 | 24200 | 97.58% | 2.04 | 0 | 10 |  |  |  | No | R-410A | 1.9333 | Residential & Commercial | Ducted CEE Tier 1
215292237 | Central HP <5.4 tons | AIRQUEST | HRCU-A-CB (Split System: Heat Pump with Remote Outdoor Unit-Air-Source) | DLCURAH24ABK | ADP |  | H,GE33936 | *96MSN0401410A* | 23200 | 16 | 8.5 | 24800 | 24200 | 97.58% | 2.04 | 0 | 10 |  |  |  | No | R-410A | 1.9333 | Residential & Commercial | Ducted CEE Tier 1
212384458 | Central HP <5.4 tons | DAY & NIGHT | HRCU-A-CB (Split System: Heat Pump with Remote Outdoor Unit-Air-Source) | DLCURAH36ABK |  |  | EN(A,D,W)4X42L21** | *95ESN1002122A* | 36600 | 15.2 | 8.1 | 40000 | 35200 | 88% | 1.92 | 0 | 10 |  |  |  | No | R-410A | 3.05 | Residential & Commercial | Ducted CEE Tier 1
215488092 | Central HP <5.4 tons | GOODMAN | HRCU-A-CB (Split System: Heat Pump with Remote Outdoor Unit-Air-Source) | GZV7SA4210A* |  |  | CHPEA4830*3A* | G*VC800805D*A* | 40500 | 17 | 8.6 | 41000 | 31000 | 75.61% | 2 | 0 | 10 |  |  |  | No | R-32 | 3.375 | Residential & Commercial | Ducted CEE Tier 1
215488094 | Central HP <5.4 tons | GOODMAN | HRCU-A-CB (Split System: Heat Pump with Remote Outdoor Unit-Air-Source) | GZV7SA4210A* |  |  | CHPEA4830*3A* | G*VC960804CNB* | 40500 | 16.5 | 8.6 | 41000 | 31000 | 75.61% | 2 | 0 | 10 |  |  |  | No | R-32 | 3.375 | Residential & Commercial | Ducted CEE Tier 1
215292351 | Central HP <5.4 tons | AIRQUEST | HRCU-A-CB (Split System: Heat Pump with Remote Outdoor Unit-Air-Source) | DLCURAH24ABK | ADP |  | H,GG36936 | *96MSN0601412A* | 23600 | 16 | 8.5 | 24600 | 23800 | 96.75% | 2 | 0 | 10 |  |  |  | No | R-410A | 1.9667 | Residential & Commercial | Ducted CEE Tier 1
215292385 | Central HP <5.4 tons | AIRQUEST | HRCU-A-CB (Split System: Heat Pump with Remote Outdoor Unit-Air-Source) | DLCURAH24ABK | ADP |  | H,GG32936 | *96MSN0601716A* | 23600 | 16 | 9.5 | 25000 | 24400 | 97.6% | 2.04 | 0 | 10 |  |  |  | No | R-410A | 1.9667 | Residential & Commercial | Ducted CEE Tier 1
215292421 | Central HP <5.4 tons | AIRQUEST | HRCU-A-CB (Split System: Heat Pump with Remote Outdoor Unit-Air-Source) | DLCURAH24ABK | ADP |  | H,GG80936 | *96MSN0601716A* | 23600 | 17 | 9 | 24200 | 23200 | 95.87% | 1.96 | 0 | 10 |  |  |  | No | R-410A | 1.9667 | Residential & Commercial | Ducted CEE Tier 1
215292454 | Central HP <5.4 tons | AIRQUEST | HRCU-A-CB (Split System: Heat Pump with Remote Outdoor Unit-Air-Source) | DLCURAH24ABK | ADP |  | HE35936 | *96MSN0801716A* | 23800 | 17 | 8.5 | 24800 | 23600 | 95.16% | 2 | 0 | 10.5 |  |  |  | No | R-410A | 1.9833 | Residential & Commercial | Ducted CEE Tier 1
215292488 | Central HP <5.4 tons | AIRQUEST | HRCU-A-CB (Split System: Heat Pump with Remote Outdoor Unit-Air-Source) | DLCURAH24ABK | ADP |  | H,GG32930 | *96MSN0802120A* | 23000 | 17 | 8.5 | 24800 | 23800 | 95.97% | 2.02 | 0 | 10 |  |  |  | No | R-410A | 1.9167 | Residential & Commercial | Ducted CEE Tier 1
215292505 | Central HP <5.4 tons | AIRQUEST | HRCU-A-CB (Split System: Heat Pump with Remote Outdoor Unit-Air-Source) | DLCURAH24ABK | ADP |  | H,GE35936 | *96MSN0802120A* | 23600 | 17 | 8.5 | 24800 | 23800 | 95.97% | 2.02 | 0 | 10.5 |  |  |  | No | R-410A | 1.9667 | Residential & Commercial | Ducted CEE Tier 1
215864971 | Central HP <5.4 tons | TRANE | HRCU-A-CB (Split System: Heat Pump with Remote Outdoor Unit-Air-Source) | 5TWV8X48A1 |  |  | 5TXCD008AS3 | S8V2C080M5PDB | 45000 | 18.1 | 8.5 | 45500 | 35000 | 76.92% | 2.2 | 0 | 10 |  |  |  | No | R-454B | 3.75 | Residential & Commercial | Ducted CEE Tier 1
215864989 | Central HP <5.4 tons | TRANE | HRCU-A-CB (Split System: Heat Pump with Remote Outdoor Unit-Air-Source) | 5TWV8X48A1 |  |  | 5TXCD010AS3 | S8V2C100M5PCB | 46500 | 18.1 | 8.5 | 45500 | 34800 | 76.48% | 2.1 | 0 | 10.5 |  |  |  | No | R-454B | 3.875 | Residential & Commercial | Ducted CEE Tier 1
215428290 | Central HP <5.4 tons | ECO AC | HRCU-A-CB (Split System: Heat Pump with Remote Outdoor Unit-Air-Source) | EHI-O36KBA |  |  | EHI-V24KBA |  | 24000 | 17 | 9 | 24000 | 22000 | 91.67% | 1.8 | 12.5 | 12 |  |  |  | No | R-410A | 2 | Residential & Commercial | Ducted CEE Tier 1
215428291 | Central HP <5.4 tons | ECO AC | HRCU-A-CB (Split System: Heat Pump with Remote Outdoor Unit-Air-Source) | EHI-O36KBA |  |  | EHI-V36KBA |  | 34000 | 16 | 9 | 35000 | 28000 | 80% | 1.8 | 10 | 10 |  |  |  | No | R-410A | 2.8333 | Residential & Commercial | Ducted CEE Tier 1
215292518 | Central HP <5.4 tons | AIRQUEST | HRCU-A-CB (Split System: Heat Pump with Remote Outdoor Unit-Air-Source) | DLCURAH24ABK | ADP |  | H,GE8J936 | *96MSN0802120A* | 23400 | 17 | 8.5 | 24800 | 23800 | 95.97% | 2.02 | 0 | 10.5 |  |  |  | No | R-410A | 1.95 | Residential & Commercial | Ducted CEE Tier 1
215292621 | Central HP <5.4 tons | AIRQUEST | HRCU-A-CB (Split System: Heat Pump with Remote Outdoor Unit-Air-Source) | DLCURAH24ABK | ADP |  | H,GE9J936 | *96VTN0401410B* | 23400 | 16 | 8.5 | 24600 | 23800 | 96.75% | 2 | 0 | 10 |  |  |  | No | R-410A | 1.95 | Residential & Commercial | Ducted CEE Tier 1
215292655 | Central HP <5.4 tons | AIRQUEST | HRCU-A-CB (Split System: Heat Pump with Remote Outdoor Unit-Air-Source) | DLCURAH24ABK | ADP |  | HE35936 | *96VTN0401712A* | 23400 | 16 | 8.5 | 24200 | 23200 | 95.87% | 1.94 | 0 | 10 |  |  |  | No | R-410A | 1.95 | Residential & Commercial | Ducted CEE Tier 1
215292670 | Central HP <5.4 tons | AIRQUEST | HRCU-A-CB (Split System: Heat Pump with Remote Outdoor Unit-Air-Source) | DLCURAH24ABK | ADP |  | H,GG1K936 | *96VTN0401712A* | 23400 | 16 | 8.5 | 24200 | 23200 | 95.87% | 1.96 | 0 | 10 |  |  |  | No | R-410A | 1.95 | Residential & Commercial | Ducted CEE Tier 1
215292672 | Central HP <5.4 tons | AIRQUEST | HRCU-A-CB (Split System: Heat Pump with Remote Outdoor Unit-Air-Source) | DLCURAH24ABK | ADP |  | H,GG80936 | *96VTN0401712A* | 23400 | 16 | 8.5 | 24200 | 23200 | 95.87% | 1.94 | 0 | 10 |  |  |  | No | R-410A | 1.95 | Residential & Commercial | Ducted CEE Tier 1
209852043 | Central HP <5.4 tons | ARCOAIRE | HRCU-A-CB (Split System: Heat Pump with Remote Outdoor Unit-Air-Source) | DLCURAH36ABK |  |  | DLFUAAH36XAK |  | 36000 | 16 | 9.5 | 40000 | 34400 | 86% | 1.97 | 10.5 | 10 |  |  |  | No | R-410A | 3 | Residential & Commercial | Ducted CEE Tier 1
215294644 | Central HP <5.4 tons | AIRQUEST | HRCU-A-CB (Split System: Heat Pump with Remote Outdoor Unit-Air-Source) | DLCURAH36ABK | ADP |  | H,GG36936 | *92MSN0601714A* | 35400 | 16 | 8.5 | 36200 | 34400 | 95.03% | 2.02 | 0 | 10 |  |  |  | No | R-410A | 2.95 | Residential & Commercial | Ducted CEE Tier 1
215292719 | Central HP <5.4 tons | AIRQUEST | HRCU-A-CB (Split System: Heat Pump with Remote Outdoor Unit-Air-Source) | DLCURAH24ABK | ADP |  | HG9J936 | *96VTN0401712B* | 23400 | 16 | 8.5 | 24600 | 24000 | 97.56% | 2.02 | 0 | 10 |  |  |  | No | R-410A | 1.95 | Residential & Commercial | Ducted CEE Tier 1
215292739 | Central HP <5.4 tons | AIRQUEST | HRCU-A-CB (Split System: Heat Pump with Remote Outdoor Unit-Air-Source) | DLCURAH24ABK | ADP |  | HG32924 | *96VTN0601412A* | 23200 | 16 | 8.5 | 24800 | 25200 | 101.6% | 2.14 | 0 | 10 |  |  |  | No | R-410A | 1.9333 | Residential & Commercial | Ducted CEE Tier 1
215292752 | Central HP <5.4 tons | AIRQUEST | HRCU-A-CB (Split System: Heat Pump with Remote Outdoor Unit-Air-Source) | DLCURAH24ABK | ADP |  | H,GG35936 | *96VTN0601412A* | 23600 | 16 | 8.5 | 24200 | 23000 | 95.04% | 1.94 | 0 | 10 |  |  |  | No | R-410A | 1.9667 | Residential & Commercial | Ducted CEE Tier 1
215292769 | Central HP <5.4 tons | AIRQUEST | HRCU-A-CB (Split System: Heat Pump with Remote Outdoor Unit-Air-Source) | DLCURAH24ABK | ADP |  | H,GG1K936 | *96VTN0601412A* | 23600 | 16 | 8.5 | 24200 | 23000 | 95.04% | 1.94 | 0 | 10 |  |  |  | No | R-410A | 1.9667 | Residential & Commercial | Ducted CEE Tier 1
215292771 | Central HP <5.4 tons | AIRQUEST | HRCU-A-CB (Split System: Heat Pump with Remote Outdoor Unit-Air-Source) | DLCURAH24ABK | ADP |  | H,GG80936 | *96VTN0601412A* | 23600 | 16 | 8.5 | 24200 | 23000 | 95.04% | 1.94 | 0 | 10 |  |  |  | No | R-410A | 1.9667 | Residential & Commercial | Ducted CEE Tier 1
215292786 | Central HP <5.4 tons | AIRQUEST | HRCU-A-CB (Split System: Heat Pump with Remote Outdoor Unit-Air-Source) | DLCURAH24ABK | ADP |  | H,GG32936 | *96VTN0601412B* | 23200 | 16 | 8.5 | 25200 | 26600 | 105.6% | 2.3 | 0 | 10 |  |  |  | No | R-410A | 1.9333 | Residential & Commercial | Ducted CEE Tier 1
215292805 | Central HP <5.4 tons | AIRQUEST | HRCU-A-CB (Split System: Heat Pump with Remote Outdoor Unit-Air-Source) | DLCURAH24ABK | ADP |  | H,GG37936 | *96VTN0601412B* | 23600 | 17 | 8.5 | 24600 | 23600 | 95.93% | 2 | 0 | 10 |  |  |  | No | R-410A | 1.9667 | Residential & Commercial | Ducted CEE Tier 1
215292819 | Central HP <5.4 tons | AIRQUEST | HRCU-A-CB (Split System: Heat Pump with Remote Outdoor Unit-Air-Source) | DLCURAH24ABK | ADP |  | H,GE9J936 | *96VTN0601412B* | 23600 | 17 | 8.5 | 24600 | 23600 | 95.93% | 2 | 0 | 10 |  |  |  | No | R-410A | 1.9667 | Residential & Commercial | Ducted CEE Tier 1
215292838 | Central HP <5.4 tons | AIRQUEST | HRCU-A-CB (Split System: Heat Pump with Remote Outdoor Unit-Air-Source) | DLCURAH24ABK | ADP |  | HG32924 | *96VTN0601714A* | 23600 | 16 | 8.5 | 25200 | 24000 | 95.24% | 2.02 | 0 | 10 |  |  |  | No | R-410A | 1.9667 | Residential & Commercial | Ducted CEE Tier 1
215292853 | Central HP <5.4 tons | AIRQUEST | HRCU-A-CB (Split System: Heat Pump with Remote Outdoor Unit-Air-Source) | DLCURAH24ABK | ADP |  | HE35936 | *96VTN0601714A* | 24000 | 16 | 8.5 | 24400 | 22400 | 91.8% | 1.88 | 0 | 10 |  |  |  | No | R-410A | 2 | Residential & Commercial | Ducted CEE Tier 1
215292869 | Central HP <5.4 tons | AIRQUEST | HRCU-A-CB (Split System: Heat Pump with Remote Outdoor Unit-Air-Source) | DLCURAH24ABK | ADP |  | H,GE1K936 | *96VTN0601714A* | 24000 | 16 | 8.5 | 24400 | 22400 | 91.8% | 1.88 | 0 | 10 |  |  |  | No | R-410A | 2 | Residential & Commercial | Ducted CEE Tier 1
215292871 | Central HP <5.4 tons | AIRQUEST | HRCU-A-CB (Split System: Heat Pump with Remote Outdoor Unit-Air-Source) | DLCURAH24ABK | ADP |  | HG80936 | *96VTN0601714A* | 24000 | 16 | 8.5 | 24400 | 22400 | 91.8% | 1.88 | 0 | 10 |  |  |  | No | R-410A | 2 | Residential & Commercial | Ducted CEE Tier 1
215292903 | Central HP <5.4 tons | AIRQUEST | HRCU-A-CB (Split System: Heat Pump with Remote Outdoor Unit-Air-Source) | DLCURAH24ABK | ADP |  | H,GG36936 | *96VTN0601716B* | 24000 | 16 | 9 | 24400 | 22800 | 93.44% | 1.92 | 0 | 10.5 |  |  |  | No | R-410A | 2 | Residential & Commercial | Ducted CEE Tier 1
215292920 | Central HP <5.4 tons | AIRQUEST | HRCU-A-CB (Split System: Heat Pump with Remote Outdoor Unit-Air-Source) | DLCURAH24ABK | ADP |  | H,GE1K936 | *96VTN0601716B* | 24000 | 16 | 9 | 24400 | 22800 | 93.44% | 1.92 | 0 | 10.5 |  |  |  | No | R-410A | 2 | Residential & Commercial | Ducted CEE Tier 1
215292921 | Central HP <5.4 tons | AIRQUEST | HRCU-A-CB (Split System: Heat Pump with Remote Outdoor Unit-Air-Source) | DLCURAH24ABK | ADP |  | H,GG80936 | *96VTN0601716B* | 24000 | 16 | 9 | 24400 | 22800 | 93.44% | 1.92 | 0 | 10.5 |  |  |  | No | R-410A | 2 | Residential & Commercial | Ducted CEE Tier 1
215292922 | Central HP <5.4 tons | AIRQUEST | HRCU-A-CB (Split System: Heat Pump with Remote Outdoor Unit-Air-Source) | DLCURAH24ABK | ADP |  | HG80936 | *96VTN0601716B* | 24000 | 16 | 9 | 24400 | 22800 | 93.44% | 1.92 | 0 | 10.5 |  |  |  | No | R-410A | 2 | Residential & Commercial | Ducted CEE Tier 1
215292955 | Central HP <5.4 tons | AIRQUEST | HRCU-A-CB (Split System: Heat Pump with Remote Outdoor Unit-Air-Source) | DLCURAH24ABK | ADP |  | H,GG30924 | *96VTN0801716A* | 23000 | 16 | 8.1 | 24600 | 22600 | 91.87% | 1.9 | 0 | 10 |  |  |  | No | R-410A | 1.9167 | Residential & Commercial | Ducted CEE Tier 1
215293020 | Central HP <5.4 tons | AIRQUEST | HRCU-A-CB (Split System: Heat Pump with Remote Outdoor Unit-Air-Source) | DLCURAH24ABK | ADP |  | H,GG80936 | *96VTN0801716B* | 23600 | 17 | 8.5 | 24600 | 23600 | 95.93% | 2 | 0 | 10 |  |  |  | No | R-410A | 1.9667 | Residential & Commercial | Ducted CEE Tier 1
215293072 | Central HP <5.4 tons | AIRQUEST | HRCU-A-CB (Split System: Heat Pump with Remote Outdoor Unit-Air-Source) | DLCURAH24ABK | ADP |  | H,GE23936 | *96VTN0802120B* | 22800 | 16 | 8.5 | 24800 | 23600 | 95.16% | 1.98 | 0 | 10 |  |  |  | No | R-410A | 1.9 | Residential & Commercial | Ducted CEE Tier 1
215294659 | Central HP <5.4 tons | AIRQUEST | HRCU-A-CB (Split System: Heat Pump with Remote Outdoor Unit-Air-Source) | DLCURAH36ABK | ADP |  | H,GG1K936 | *92MSN0601714A* | 35200 | 16 | 8.1 | 36800 | 34600 | 94.02% | 1.94 | 0 | 10 |  |  |  | No | R-410A | 2.9333 | Residential & Commercial | Ducted CEE Tier 1
215294761 | Central HP <5.4 tons | AIRQUEST | HRCU-A-CB (Split System: Heat Pump with Remote Outdoor Unit-Air-Source) | DLCURAH36ABK | ADP |  | H,GG48936 | *92MSN0802120A* | 35800 | 16 | 8.5 | 36200 | 34200 | 94.48% | 2.02 | 0 | 10 |  |  |  | No | R-410A | 2.9833 | Residential & Commercial | Ducted CEE Tier 1
215294776 | Central HP <5.4 tons | AIRQUEST | HRCU-A-CB (Split System: Heat Pump with Remote Outdoor Unit-Air-Source) | DLCURAH36ABK | ADP |  | H,GE9J936 | *92MSN0802120A* | 35200 | 16 | 8.1 | 36800 | 34600 | 94.02% | 1.88 | 0 | 10 |  |  |  | No | R-410A | 2.9333 | Residential & Commercial | Ducted CEE Tier 1
215294808 | Central HP <5.4 tons | AIRQUEST | HRCU-A-CB (Split System: Heat Pump with Remote Outdoor Unit-Air-Source) | DLCURAH36ABK | ADP |  | H,GG37936 | *92MSN1002120A* | 35800 | 16 | 8.5 | 36200 | 34200 | 94.48% | 2.02 | 0 | 10 |  |  |  | No | R-410A | 2.9833 | Residential & Commercial | Ducted CEE Tier 1
215294811 | Central HP <5.4 tons | AIRQUEST | HRCU-A-CB (Split System: Heat Pump with Remote Outdoor Unit-Air-Source) | DLCURAH36ABK | ADP |  | HG7J936 | *92MSN1002120A* | 34000 | 16 | 8.1 | 36800 | 34400 | 93.48% | 2 | 0 | 10 |  |  |  | No | R-410A | 2.8333 | Residential & Commercial | Ducted CEE Tier 1
215294893 | Central HP <5.4 tons | AIRQUEST | HRCU-A-CB (Split System: Heat Pump with Remote Outdoor Unit-Air-Source) | DLCURAH36ABK | ADP |  | H,GE36936 | *92MSN1202420A* | 36000 | 16 | 8.5 | 36400 | 34400 | 94.51% | 2.04 | 0 | 10 |  |  |  | No | R-410A | 3 | Residential & Commercial | Ducted CEE Tier 1
215295079 | Central HP <5.4 tons | AIRQUEST | HRCU-A-CB (Split System: Heat Pump with Remote Outdoor Unit-Air-Source) | DLCURAH36ABK | ADP |  | H,GE1K936 | *96MSN0802120A* | 35800 | 16 | 8.5 | 36400 | 34400 | 94.51% | 2.04 | 0 | 10 |  |  |  | No | R-410A | 2.9833 | Residential & Commercial | Ducted CEE Tier 1
215295094 | Central HP <5.4 tons | AIRQUEST | HRCU-A-CB (Split System: Heat Pump with Remote Outdoor Unit-Air-Source) | DLCURAH36ABK | ADP |  | H,GG33936 | *96MSN1002120A* | 35200 | 16 | 8.1 | 36800 | 34600 | 94.02% | 1.88 | 0 | 10 |  |  |  | No | R-410A | 2.9333 | Residential & Commercial | Ducted CEE Tier 1
215295111 | Central HP <5.4 tons | AIRQUEST | HRCU-A-CB (Split System: Heat Pump with Remote Outdoor Unit-Air-Source) | DLCURAH36ABK | ADP |  | HG48936 | *96MSN1002120A* | 36000 | 16 | 8.5 | 36200 | 34200 | 94.48% | 2.04 | 0 | 10 |  |  |  | No | R-410A | 3 | Residential & Commercial | Ducted CEE Tier 1
215293189 | Central HP <5.4 tons | AIRQUEST | HRCU-A-CB (Split System: Heat Pump with Remote Outdoor Unit-Air-Source) | DLCURAH24ABK | ADP |  | HG33936 | *96VTN1002120B* | 23200 | 17 | 8.5 | 24600 | 24200 | 98.37% | 2.04 | 0 | 10 |  |  |  | No | R-410A | 1.9333 | Residential & Commercial | Ducted CEE Tier 1
215293223 | Central HP <5.4 tons | AIRQUEST | HRCU-A-CB (Split System: Heat Pump with Remote Outdoor Unit-Air-Source) | DLCURAH24ABK | ADP |  | H,GE23936 | *96VTN1002122A* | 22600 | 16 | 8.1 | 24200 | 23400 | 96.69% | 1.98 | 0 | 10 |  |  |  | No | R-410A | 1.8833 | Residential & Commercial | Ducted CEE Tier 1
215293289 | Central HP <5.4 tons | AIRQUEST | HRCU-A-CB (Split System: Heat Pump with Remote Outdoor Unit-Air-Source) | DLCURAH24ABK | ADP |  | H,GE33936 | *96VTN1002122B* | 23600 | 17 | 8.5 | 24800 | 23400 | 94.35% | 1.98 | 0 | 10.5 |  |  |  | No | R-410A | 1.9667 | Residential & Commercial | Ducted CEE Tier 1
215293306 | Central HP <5.4 tons | AIRQUEST | HRCU-A-CB (Split System: Heat Pump with Remote Outdoor Unit-Air-Source) | DLCURAH24ABK | ADP |  | H,GE7J924 | *96VTN1002122B* | 23400 | 17 | 8.5 | 24800 | 23400 | 94.35% | 1.98 | 0 | 10 |  |  |  | No | R-410A | 1.95 | Residential & Commercial | Ducted CEE Tier 1
211240250 | Central HP <5.4 tons | HEIL | HRCU-A-CB (Split System: Heat Pump with Remote Outdoor Unit-Air-Source) | DLCURAH24ABK |  |  | EA*4X24L14A* | *96VSN0601412A* | 23200 | 16 | 8.5 | 26400 | 25600 | 96.97% | 2.14 | 0 | 10 |  |  |  | No | R-410A | 1.9333 | Residential & Commercial | Ducted CEE Tier 1
215295127 | Central HP <5.4 tons | AIRQUEST | HRCU-A-CB (Split System: Heat Pump with Remote Outdoor Unit-Air-Source) | DLCURAH36ABK | ADP |  | HG81936 | *96MSN1002120A* | 36000 | 16 | 8.5 | 36200 | 34200 | 94.48% | 2.04 | 0 | 10 |  |  |  | No | R-410A | 3 | Residential & Commercial | Ducted CEE Tier 1
214569473 | Central HP <5.4 tons | BRYANT HEATING AND COOLING SYSTEMS | HRCU-A-CB (Split System: Heat Pump with Remote Outdoor Unit-Air-Source) | 284ANV048*0**B* |  |  | CSPH*6012AL*+UI | 935CB66100C21*** | 45000 | 20.5 | 9.5 | 46000 | 36000 | 78.26% | 2.36 | 0 | 12 |  |  |  | No | R-410A | 3.75 | Residential & Commercial | Ducted CEE Tier 1
215295128 | Central HP <5.4 tons | AIRQUEST | HRCU-A-CB (Split System: Heat Pump with Remote Outdoor Unit-Air-Source) | DLCURAH36ABK | ADP |  | HG82936 | *96MSN1002120A* | 36000 | 16 | 8.5 | 36200 | 34200 | 94.48% | 2.04 | 0 | 10 |  |  |  | No | R-410A | 3 | Residential & Commercial | Ducted CEE Tier 1
211240434 | Central HP <5.4 tons | HEIL | HRCU-A-CB (Split System: Heat Pump with Remote Outdoor Unit-Air-Source) | DLCURAH24ABK |  |  | EA*4X24L17A* | *95ESU0401712A* | 23400 | 16.5 | 8.5 | 26400 | 25200 | 95.45% | 2.1 | 0 | 10 |  |  |  | No | R-410A | 1.95 | Residential & Commercial | Ducted CEE Tier 1
211240482 | Central HP <5.4 tons | HEIL | HRCU-A-CB (Split System: Heat Pump with Remote Outdoor Unit-Air-Source) | DLCURAH24ABK |  |  | EA*4X24L17A* | *80VSL0701716A* | 23600 | 16.5 | 8.5 | 26600 | 24600 | 92.48% | 2.04 | 0 | 10 |  |  |  | No | R-410A | 1.9667 | Residential & Commercial | Ducted CEE Tier 1
211240833 | Central HP <5.4 tons | HEIL | HRCU-A-CB (Split System: Heat Pump with Remote Outdoor Unit-Air-Source) | DLCURAH24ABK |  |  | EA*4X25L17A* | *96VSN0401410A* | 24400 | 16 | 8.5 | 25600 | 21400 | 83.59% | 1.78 | 0 | 10 |  |  |  | No | R-410A | 2.0333 | Residential & Commercial | Ducted CEE Tier 1
211241068 | Central HP <5.4 tons | HEIL | HRCU-A-CB (Split System: Heat Pump with Remote Outdoor Unit-Air-Source) | DLCURAH24ABK |  |  | EA*4X25L17A* | *80ES(N,L)0451412A* | 25400 | 16.5 | 8.5 | 26000 | 20800 | 80% | 1.76 | 0 | 10.5 |  |  |  | No | R-410A | 2.1167 | Residential & Commercial | Ducted CEE Tier 1
211241251 | Central HP <5.4 tons | HEIL | HRCU-A-CB (Split System: Heat Pump with Remote Outdoor Unit-Air-Source) | DLCURAH24ABK |  |  | EA*4X30L14A* | *96VSN0401410A* | 23600 | 15.5 | 8.5 | 26200 | 23600 | 90.08% | 1.94 | 0 | 10 |  |  |  | No | R-410A | 1.9667 | Residential & Commercial | Ducted CEE Tier 1
212985352 | Central HP <5.4 tons | COMFORTMAKER | HRCU-A-CB (Split System: Heat Pump with Remote Outdoor Unit-Air-Source) | DLCURAH24ABK |  |  | EA*4X37L21A* | *92MSN1002120A* | 24200 | 17.5 | 8.5 | 25200 | 21600 | 85.71% | 1.82 | 0 | 10.5 |  |  |  | No | R-410A | 2.0167 | Residential & Commercial | Ducted CEE Tier 1
215865041 | Central HP <5.4 tons | TRANE | HRCU-A-CB (Split System: Heat Pump with Remote Outdoor Unit-Air-Source) | 5TWV8X48A1 |  |  | 5TEMCD05AV41+TDR |  | 43500 | 18.1 | 8.5 | 45500 | 34000 | 74.73% | 2.2 | 0 | 11 |  |  |  | No | R-454B | 3.625 | Residential & Commercial | Ducted CEE Tier 1
214271867 | Central HP <5.4 tons | CARRIER | HRCU-A-CB (Split System: Heat Pump with Remote Outdoor Unit-Air-Source) | 25VNA825A*031* | ADP |  | PL36H175P159 | 58TN*B070C14**12 | 24000 | 17 | 8.1 | 19600 | 16200 | 82.65% | 2.02 | 0 | 10.5 |  |  |  | No | R-410A | 2 | Residential & Commercial | Ducted CEE Tier 1
214272296 | Central HP <5.4 tons | CARRIER | HRCU-A-CB (Split System: Heat Pump with Remote Outdoor Unit-Air-Source) | 25VNA837A*030* | ADP |  | PL36H210P299 | 58TN*B090C17**16 | 32400 | 18 | 8.5 | 30400 | 24600 | 80.92% | 2 | 0 | 11.5 |  |  |  | No | R-410A | 2.7 | Residential & Commercial | Ducted CEE Tier 1
214272303 | Central HP <5.4 tons | CARRIER | HRCU-A-CB (Split System: Heat Pump with Remote Outdoor Unit-Air-Source) | 25VNA837A*030* | ADP |  | C36A***L539 | 58TN*B090C21**20 | 32400 | 18 | 8.5 | 30400 | 24400 | 80.26% | 2 | 0 | 11.5 |  |  |  | No | R-410A | 2.7 | Residential & Commercial | Ducted CEE Tier 1
214272321 | Central HP <5.4 tons | CARRIER | HRCU-A-CB (Split System: Heat Pump with Remote Outdoor Unit-Air-Source) | 25VNA837A*030* | ADP |  | C36A***L539 | 59MN7C080C17**14 | 32800 | 17 | 8.5 | 31400 | 25000 | 79.62% | 1.98 | 0 | 11 |  |  |  | No | R-410A | 2.7333 | Residential & Commercial | Ducted CEE Tier 1
214272335 | Central HP <5.4 tons | CARRIER | HRCU-A-CB (Split System: Heat Pump with Remote Outdoor Unit-Air-Source) | 25VNA837A*030* | ADP |  | C36A***L539 | 59TN6C080C17**14 | 32800 | 17 | 8.5 | 31200 | 24800 | 79.49% | 1.98 | 0 | 11 |  |  |  | No | R-410A | 2.7333 | Residential & Commercial | Ducted CEE Tier 1
213885836 | Central HP <5.4 tons | ECOER | HRCU-A-CB (Split System: Heat Pump with Remote Outdoor Unit-Air-Source) | EODA18H-2436B | ASPEN |  | AE(D,N,U)+CM30B24+TDR |  | 20600 | 18 | 9.1 | 23800 | 26800 | 112.6% | 2.65 | 0 | 12.2 |  |  |  | No | R-410A | 1.7167 | Residential & Commercial | Ducted CEE Tier 1
211717288 | Central HP <5.4 tons | ACIQ | HRCU-A-CB (Split System: Heat Pump with Remote Outdoor Unit-Air-Source) | SC-4860-HP |  |  | SC-60-AH |  | 54000 | 16 | 9 | 54000 | 41000 | 75.93% | 1.8 | 10.5 | 10 |  |  |  | No | R-410A | 4.5 | Residential & Commercial | Ducted CEE Tier 1
215389827 | Central HP <5.4 tons | ECOER | HRCU-A-C (Split System: Heat Pump with Remote Outdoor Unit with No Indoor Fan --Air Source) | EODA18H-4860B | ADP |  | HG84948+TD |  | 42000 | 15.2 | 8.5 | 41000 | 32000 | 78.05% | 1.9 | 0 | 10.5 |  |  |  | No | R-410A | 3.5 | Residential & Commercial | Ducted CEE Tier 1
215939635 | Central HP <5.4 tons | BRYANT HEATING AND COOLING SYSTEMS | HRCU-A-CB (Split System: Heat Pump with Remote Outdoor Unit-Air-Source) | 293VAN036**AA* |  |  | CAA**3617AM*+UI | 987TA42080C17*** | 32000 | 19 | 9.5 | 35600 | 27400 | 76.97% | 1.98 | 0 | 10.5 |  |  |  | No | R-454B | 2.6667 | Residential & Commercial | Ducted CEE Tier 1
215939835 | Central HP <5.4 tons | BRYANT HEATING AND COOLING SYSTEMS | HRCU-A-CB (Split System: Heat Pump with Remote Outdoor Unit-Air-Source) | 293VAN036**AA* |  |  | CAA**6121AM*+UI | 83*CB36040C17*** | 34400 | 20.5 | 9.5 | 34200 | 26000 | 76.02% | 2.06 | 0 | 12 |  |  |  | No | R-454B | 2.8667 | Residential & Commercial | Ducted CEE Tier 1
215389831 | Central HP <5.4 tons | ECOER | HRCU-A-C (Split System: Heat Pump with Remote Outdoor Unit with No Indoor Fan --Air Source) | EODA18H-4860B | ADP |  | PL48H175P389+TD |  | 42000 | 15.2 | 8.5 | 41000 | 32000 | 78.05% | 1.9 | 0 | 10.5 |  |  |  | No | R-410A | 3.5 | Residential & Commercial | Ducted CEE Tier 1
211227623 | Central HP <5.4 tons | DAY & NIGHT | HRCU-A-CB (Split System: Heat Pump with Remote Outdoor Unit-Air-Source) | DLCURAH36ABK |  |  | EA*4X42L21A* | *96VSN1002120A* | 35600 | 16 | 8.1 | 38500 | 35000 | 90.91% | 1.88 | 0 | 10 |  |  |  | No | R-410A | 2.9667 | Residential & Commercial | Ducted CEE Tier 1
213205543 | Central HP <5.4 tons | TEMPSTAR | HRCU-A-CB (Split System: Heat Pump with Remote Outdoor Unit-Air-Source) | DLCURAH36ABK | ASPEN |  | D(A,C,E)36C34+TDR | *80ES(N,L)0902420A* | 35400 | 16.5 | 8.1 | 38500 | 31800 | 82.6% | 2.72 | 0 | 10.5 |  |  |  | No | R-410A | 2.95 | Residential & Commercial | Ducted CEE Tier 1
215290433 | Central HP <5.4 tons | AIRQUEST | HRCU-A-CB (Split System: Heat Pump with Remote Outdoor Unit-Air-Source) | DLCURAH18ABK | ADP |  | HG9J936 | *96VTN0801716B* | 17700 | 16 | 8.5 | 17100 | 18700 | 109.4% | 2.3 | 0 | 11 |  |  |  | No | R-410A | 1.475 | Residential & Commercial | Ducted CEE Tier 1
211260103 | Central HP <5.4 tons | HEIL | HRCU-A-CB (Split System: Heat Pump with Remote Outdoor Unit-Air-Source) | DLCURAH18ABK |  |  | EA*4X24L14A* | *96VSN0601412A* | 17800 | 16 | 8.5 | 18800 | 19000 | 101.1% | 2.28 | 0 | 10.5 |  |  |  | No | R-410A | 1.4833 | Residential & Commercial | Ducted CEE Tier 1
211260368 | Central HP <5.4 tons | HEIL | HRCU-A-CB (Split System: Heat Pump with Remote Outdoor Unit-Air-Source) | DLCURAH18ABK |  |  | EA*4X24L17A* | *80VSL0701716A* | 17400 | 16 | 8.5 | 18300 | 19200 | 104.9% | 2.32 | 0 | 10.5 |  |  |  | No | R-410A | 1.45 | Residential & Commercial | Ducted CEE Tier 1
211239974 | Central HP <5.4 tons | CARRIER | HRCU-A-CB (Split System: Heat Pump with Remote Outdoor Unit-Air-Source) | 38MURAQ24AB3* |  |  | CAP**3721AL* | 59TP6B060V17**14 | 24600 | 16.5 | 8.5 | 25400 | 21000 | 82.68% | 1.78 | 0 | 10 |  |  |  | No | R-410A | 2.05 | Residential & Commercial | Ducted CEE Tier 1
211240073 | Central HP <5.4 tons | CARRIER | HRCU-A-CB (Split System: Heat Pump with Remote Outdoor Unit-Air-Source) | 38MURAQ24AB3* |  |  | CNPV*3017AL* | 59SP6A040V17**12 | 23400 | 16 | 8.1 | 25800 | 24000 | 93.02% | 1.98 | 0 | 10 |  |  |  | No | R-410A | 1.95 | Residential & Commercial | Ducted CEE Tier 1
211240121 | Central HP <5.4 tons | CARRIER | HRCU-A-CB (Split System: Heat Pump with Remote Outdoor Unit-Air-Source) | 38MURAQ24AB3* |  |  | CNPV*3617AL* | 58S(B,C)*A070E17**16 | 24800 | 16 | 8.1 | 26800 | 22200 | 82.84% | 1.82 | 0 | 10.5 |  |  |  | No | R-410A | 2.0667 | Residential & Commercial | Ducted CEE Tier 1
211240140 | Central HP <5.4 tons | CARRIER | HRCU-A-CB (Split System: Heat Pump with Remote Outdoor Unit-Air-Source) | 38MURAQ24AB3* |  |  | CNPV*3617AL* | 59TP6B060V17**14 | 24000 | 16.5 | 8.1 | 26200 | 23200 | 88.55% | 1.92 | 0 | 10 |  |  |  | No | R-410A | 2 | Residential & Commercial | Ducted CEE Tier 1
213078812 | Central HP <5.4 tons | COMFORTMAKER | HRCU-A-CB (Split System: Heat Pump with Remote Outdoor Unit-Air-Source) | DLCURAH36ABK |  |  | EN(A,D)4X48L24** | *80MS(N,L)1552420A* | 36200 | 16.5 | 8.1 | 38500 | 35000 | 90.91% | 2.02 | 0 | 10.5 |  |  |  | No | R-410A | 3.0167 | Residential & Commercial | Ducted CEE Tier 1
213079146 | Central HP <5.4 tons | COMFORTMAKER | HRCU-A-CB (Split System: Heat Pump with Remote Outdoor Unit-Air-Source) | DLCURAH36ABK |  |  | EA*4X48L21A* | *80MSU0601716A* | 35600 | 16.5 | 8.5 | 37800 | 34600 | 91.53% | 2.06 | 0 | 10 |  |  |  | No | R-410A | 2.9667 | Residential & Commercial | Ducted CEE Tier 1
212972237 | Central HP <5.4 tons | HEIL | HRCU-A-CB (Split System: Heat Pump with Remote Outdoor Unit-Air-Source) | DLCURAH36ABK |  |  | EA*4X48L21A* | *80VTL0902120B* | 35600 | 16.5 | 8.5 | 37800 | 34600 | 91.53% | 2.02 | 0 | 10 |  |  |  | No | R-410A | 2.9667 | Residential & Commercial | Ducted CEE Tier 1
211240174 | Central HP <5.4 tons | CARRIER | HRCU-A-CB (Split System: Heat Pump with Remote Outdoor Unit-Air-Source) | 38MURAQ24AB3* |  |  | CNPV*3621AL* | 58SP*A070V21**20 | 24600 | 16 | 8.1 | 26600 | 22400 | 84.21% | 1.84 | 0 | 10.5 |  |  |  | No | R-410A | 2.05 | Residential & Commercial | Ducted CEE Tier 1
211240175 | Central HP <5.4 tons | CARRIER | HRCU-A-CB (Split System: Heat Pump with Remote Outdoor Unit-Air-Source) | 38MURAQ24AB3* |  |  | CNPV*3621AL* | 58SP*A090V21**20 | 23800 | 16.5 | 8.1 | 26000 | 23200 | 89.23% | 1.92 | 0 | 10.5 |  |  |  | No | R-410A | 1.9833 | Residential & Commercial | Ducted CEE Tier 1
211240190 | Central HP <5.4 tons | CARRIER | HRCU-A-CB (Split System: Heat Pump with Remote Outdoor Unit-Air-Source) | 38MURAQ24AB3* |  |  | CNPV*3621AL* | 58S(B,C)*A070E17**12 | 24400 | 16.5 | 8.1 | 26400 | 22600 | 85.61% | 1.88 | 0 | 10.5 |  |  |  | No | R-410A | 2.0333 | Residential & Commercial | Ducted CEE Tier 1
211240191 | Central HP <5.4 tons | CARRIER | HRCU-A-CB (Split System: Heat Pump with Remote Outdoor Unit-Air-Source) | 38MURAQ24AB3* |  |  | CNPV*3621AL* | 58S(B,C)*A070E21**16 | 24200 | 17 | 8.1 | 26200 | 22800 | 87.02% | 1.9 | 0 | 10.5 |  |  |  | No | R-410A | 2.0167 | Residential & Commercial | Ducted CEE Tier 1
211240208 | Central HP <5.4 tons | CARRIER | HRCU-A-CB (Split System: Heat Pump with Remote Outdoor Unit-Air-Source) | 38MURAQ24AB3* |  |  | FZ4ANP036L |  | 23600 | 17 | 8.5 | 26000 | 24000 | 92.31% | 2 | 0 | 10 |  |  |  | No | R-410A | 1.9667 | Residential & Commercial | Ducted CEE Tier 1
211240222 | Central HP <5.4 tons | CARRIER | HRCU-A-CB (Split System: Heat Pump with Remote Outdoor Unit-Air-Source) | 38MURAQ24AB3* |  |  | FM(C,U)4Z24**AL* |  | 23800 | 17.5 | 9 | 27200 | 25800 | 94.85% | 2.18 | 0 | 10 |  |  |  | No | R-410A | 1.9833 | Residential & Commercial | Ducted CEE Tier 1
213311584 | Central HP <5.4 tons | CARRIER | HRCU-A-CB (Split System: Heat Pump with Remote Outdoor Unit-Air-Source) | 38MURAQ24AB3* | ADP |  | C36A***L139+CBPE4B* |  | 23800 | 18 | 8.75 | 25000 | 22600 | 90.4% | 1.88 | 0 | 10 |  |  |  | No | R-410A | 1.9833 | Residential & Commercial | Ducted CEE Tier 1
214650487 | Central HP <5.4 tons | JOHNSON CONTROLS | HRCU-A-CB (Split System: Heat Pump with Remote Outdoor Unit-Air-Source) | HH824E2S11 |  |  | CTU36B5XDS1+TXV | TM8Y080B12MP11 | 23000 | 18 | 9.5 | 23000 | 18300 | 79.57% | 2 | 0 | 12 |  |  |  | No | R-454B | 1.9167 | Residential & Commercial | Ducted CEE Tier 1
215318905 | Central HP <5.4 tons | ARCOAIRE | HRCU-A-CB (Split System: Heat Pump with Remote Outdoor Unit-Air-Source) | D5CSHAH24AAK |  |  | D5FSAAH24XBK |  | 23000 | 18.8 | 10 | 26000 | 23600 | 90.77% | 2.16 | 0 | 12 |  |  |  | No | R-454B | 1.9167 | Residential & Commercial | Ducted CEE Tier 1
213079278 | Central HP <5.4 tons | COMFORTMAKER | HRCU-A-CB (Split System: Heat Pump with Remote Outdoor Unit-Air-Source) | DLCURAH36ABK |  |  | EA*4X48L24A* | *80MSU0802120A* | 35600 | 16.5 | 8.5 | 37800 | 34600 | 91.53% | 2.06 | 0 | 10 |  |  |  | No | R-410A | 2.9667 | Residential & Commercial | Ducted CEE Tier 1
213079548 | Central HP <5.4 tons | COMFORTMAKER | HRCU-A-CB (Split System: Heat Pump with Remote Outdoor Unit-Air-Source) | DLCURAH36ABK |  |  | EA*4X37L21A* | *92MSN0801716A* | 36200 | 16.5 | 8.5 | 38000 | 34800 | 91.58% | 2.04 | 0 | 10 |  |  |  | No | R-410A | 3.0167 | Residential & Commercial | Ducted CEE Tier 1
213205658 | Central HP <5.4 tons | TEMPSTAR | HRCU-A-CB (Split System: Heat Pump with Remote Outdoor Unit-Air-Source) | DLCURAH36ABK | ASPEN |  | D(A,C,E)42B34+TDR | *95ESN1002122A* | 35400 | 15.5 | 8.5 | 39500 | 31600 | 80% | 2.71 | 0 | 10 |  |  |  | No | R-410A | 2.95 | Residential & Commercial | Ducted CEE Tier 1
213075903 | Central HP <5.4 tons | COMFORTMAKER | HRCU-A-CB (Split System: Heat Pump with Remote Outdoor Unit-Air-Source) | DLCURAH36ABK |  |  | EA*4X42L21A* | *95MSU1002120A* | 35600 | 16 | 8.1 | 38500 | 35200 | 91.43% | 1.9 | 0 | 10 |  |  |  | No | R-410A | 2.9667 | Residential & Commercial | Ducted CEE Tier 1
213075939 | Central HP <5.4 tons | COMFORTMAKER | HRCU-A-CB (Split System: Heat Pump with Remote Outdoor Unit-Air-Source) | DLCURAH36ABK |  |  | EA*4X48L21A* | *95MSU1002120A* | 36000 | 16 | 8.5 | 38000 | 34800 | 91.58% | 2.04 | 0 | 10 |  |  |  | No | R-410A | 3 | Residential & Commercial | Ducted CEE Tier 1
213076256 | Central HP <5.4 tons | COMFORTMAKER | HRCU-A-CB (Split System: Heat Pump with Remote Outdoor Unit-Air-Source) | DLCURAH36ABK |  |  | EA*4X37L21A* | *95MSU1002122A* | 36400 | 16.5 | 8.5 | 38000 | 34800 | 91.58% | 2.06 | 0 | 10 |  |  |  | No | R-410A | 3.0333 | Residential & Commercial | Ducted CEE Tier 1
215428296 | Central HP <5.4 tons | ECO AC | HRCU-A-C (Split System: Heat Pump with Remote Outdoor Unit with No Indoor Fan --Air Source) | EHI-O60KBA |  |  | EKCA48*I |  | 47000 | 15.2 | 8.5 | 48000 | 33600 | 70% | 1.8 | 0 | 10 |  |  |  | No | R-410A | 3.9167 | Residential & Commercial | Ducted CEE Tier 1
213885838 | Central HP <5.4 tons | ECOER | HRCU-A-CB (Split System: Heat Pump with Remote Outdoor Unit-Air-Source) | EODA18H-4860B | ASPEN |  | AE(D,N,U)+CM48A34+TDR |  | 40000 | 17.6 | 8.3 | 46000 | 44000 | 95.65% | 2.39 | 0 | 11.2 |  |  |  | No | R-410A | 3.3333 | Residential & Commercial | Ducted CEE Tier 1
214056976 | Central HP <5.4 tons | American Standard | HRCU-A-C (Split System: Heat Pump with Remote Outdoor Unit with No Indoor Fan --Air Source) | 4TXD2060A10NU** | ASPEN |  | C(A,C,D,E)48C44+TDR |  | 47000 | 15.2 | 8.5 | 48000 | 33600 | 70% | 1.8 | 0 | 10 |  |  |  | No | R-410A | 3.9167 | Residential & Commercial | Ducted CEE Tier 1
213311615 | Central HP <5.4 tons | CARRIER | HRCU-A-CB (Split System: Heat Pump with Remote Outdoor Unit-Air-Source) | 38MURAQ36AB3* | ADP |  | V36H175P159+CBPE4B* |  | 37000 | 16 | 8.1 | 36800 | 34400 | 93.48% | 2 | 0 | 10 |  |  |  | No | R-410A | 3.0833 | Residential & Commercial | Ducted CEE Tier 1
213311617 | Central HP <5.4 tons | CARRIER | HRCU-A-CB (Split System: Heat Pump with Remote Outdoor Unit-Air-Source) | 38MURAQ36AB3* | ADP |  | C36A***L159+CBPE3A* |  | 36000 | 16 | 8.1 | 38000 | 35000 | 92.11% | 1.82 | 0 | 10 |  |  |  | No | R-410A | 3 | Residential & Commercial | Ducted CEE Tier 1
215488126 | Central HP <5.4 tons | GOODMAN | HRCU-A-CB (Split System: Heat Pump with Remote Outdoor Unit-Air-Source) | GZV7SA4810A* |  |  | CHPEA4830*3A* | G*VM971205DNB* | 45500 | 16.5 | 8.5 | 46000 | 33600 | 73.04% | 2 | 0 | 10 |  |  |  | No | R-32 | 3.7917 | Residential & Commercial | Ducted CEE Tier 1
214271603 | Central HP <5.4 tons | CARRIER | HRCU-A-CB (Split System: Heat Pump with Remote Outdoor Unit-Air-Source) | 25VNA424A*031* | ADP |  | V,C36H175P459 | 58TN*B045C17**12 | 23800 | 20 | 10.5 | 25000 | 19500 | 78% | 2.52 | 0 | 13 |  |  |  | No | R-410A | 1.9833 | Residential & Commercial | Ducted CEE Tier 1
215488132 | Central HP <5.4 tons | GOODMAN | HRCU-A-CB (Split System: Heat Pump with Remote Outdoor Unit-Air-Source) | GZV7SA4810A* |  |  | CHPEA6030*3A* | G*VM970804CNB* | 45500 | 16.2 | 8.5 | 46500 | 33600 | 72.26% | 2 | 0 | 10 |  |  |  | No | R-32 | 3.7917 | Residential & Commercial | Ducted CEE Tier 1
213078210 | Central HP <5.4 tons | COMFORTMAKER | HRCU-A-CB (Split System: Heat Pump with Remote Outdoor Unit-Air-Source) | DLCURAH36ABK |  |  | EA*4X43L21A* | *80MS(N,L)0702116A* | 36400 | 16 | 8.5 | 38000 | 34800 | 91.58% | 2.06 | 0 | 10 |  |  |  | No | R-410A | 3.0333 | Residential & Commercial | Ducted CEE Tier 1
207454732 | Central HP <5.4 tons | LENNOX | HRCU-A-CB (Split System: Heat Pump with Remote Outdoor Unit-Air-Source) | SL25XPV-024-230A** | ADP |  | LH35/38F9 | EL296UH090XV48C* | 22200 | 21 | 9.4 | 19800 | 19600 | 98.99% | 1.9 | 14 | 14.5 |  |  |  | No | R-410A | 1.85 | Residential & Commercial | Ducted CEE Tier 1
207454815 | Central HP <5.4 tons | LENNOX | HRCU-A-CB (Split System: Heat Pump with Remote Outdoor Unit-Air-Source) | SL25XPV-024-230A** | ADP |  | LH29/36F9 | SL280UH090V36B* | 21400 | 22 | 9.45 | 19800 | 19500 | 98.48% | 1.94 | 14 | 14 |  |  |  | No | R-410A | 1.7833 | Residential & Commercial | Ducted CEE Tier 1
207454816 | Central HP <5.4 tons | LENNOX | HRCU-A-CB (Split System: Heat Pump with Remote Outdoor Unit-Air-Source) | SL25XPV-024-230A** | ADP |  | L*19/36S9 | SL280UH090V36B* | 21400 | 22 | 9.45 | 19800 | 19500 | 98.48% | 1.94 | 14 | 14 |  |  |  | No | R-410A | 1.7833 | Residential & Commercial | Ducted CEE Tier 1
207454901 | Central HP <5.4 tons | LENNOX | HRCU-A-CB (Split System: Heat Pump with Remote Outdoor Unit-Air-Source) | SL25XPV-024-230A** | ADP |  | L*35/36U9 | SL297UH040NV36B* | 22200 | 22 | 9.9 | 19800 | 20000 | 101% | 1.84 | 14 | 14 |  |  |  | No | R-410A | 1.85 | Residential & Commercial | Ducted CEE Tier 1
215939735 | Central HP <5.4 tons | BRYANT HEATING AND COOLING SYSTEMS | HRCU-A-CB (Split System: Heat Pump with Remote Outdoor Unit-Air-Source) | 293VAN036**AA* |  |  | CAA**4821AM*+UI | 83*CB48060C17*** | 33400 | 20.5 | 9.5 | 34400 | 26200 | 76.16% | 2.04 | 0 | 11.7 |  |  |  | No | R-454B | 2.7833 | Residential & Commercial | Ducted CEE Tier 1
215940155 | Central HP <5.4 tons | BRYANT HEATING AND COOLING SYSTEMS | HRCU-A-CB (Split System: Heat Pump with Remote Outdoor Unit-Air-Source) | 293VAN036**AA* |  |  | CSAH*4812AM*+UI | 987TA66100C21*** | 33800 | 19.5 | 9 | 34600 | 26400 | 76.3% | 1.92 | 0 | 11.7 |  |  |  | No | R-454B | 2.8167 | Residential & Commercial | Ducted CEE Tier 1
212970865 | Central HP <5.4 tons | HEIL | HRCU-A-CB (Split System: Heat Pump with Remote Outdoor Unit-Air-Source) | DLCURAH18ABK |  |  | EA*4X24L14A* | *80VTL0451412B* | 17700 | 16.5 | 8.5 | 18600 | 19400 | 104.3% | 2.32 | 0 | 10.5 |  |  |  | No | R-410A | 1.475 | Residential & Commercial | Ducted CEE Tier 1
212972688 | Central HP <5.4 tons | HEIL | HRCU-A-CB (Split System: Heat Pump with Remote Outdoor Unit-Air-Source) | DLCURAH18ABK |  |  | EA*4X24L17A* | *96VSN0401410B* | 17200 | 17.5 | 8.5 | 18200 | 19400 | 106.6% | 2.34 | 0 | 10.5 |  |  |  | No | R-410A | 1.4333 | Residential & Commercial | Ducted CEE Tier 1
211240225 | Central HP <5.4 tons | CARRIER | HRCU-A-CB (Split System: Heat Pump with Remote Outdoor Unit-Air-Source) | 38MURAQ24AB3* |  |  | FV4CNF002L |  | 23800 | 17 | 8.5 | 25800 | 23000 | 89.15% | 1.92 | 0 | 10 |  |  |  | No | R-410A | 1.9833 | Residential & Commercial | Ducted CEE Tier 1
213203962 | Central HP <5.4 tons | TEMPSTAR | HRCU-A-CB (Split System: Heat Pump with Remote Outdoor Unit-Air-Source) | DLCURAH18ABK | ASPEN |  | D(A,C,E)30B34+TDR | *92ESN0601412A* | 17300 | 16.3 | 8.5 | 18500 | 15200 | 82.16% | 2.27 | 0 | 10.7 |  |  |  | No | R-410A | 1.4417 | Residential & Commercial | Ducted CEE Tier 1
216035533 | Central HP <5.4 tons | COLEMAN | HRCU-A-C (Split System: Heat Pump with Remote Outdoor Unit with No Indoor Fan --Air Source) | HH836E2S11 | ASPEN |  | D(A,C,E)48B3K+TDR |  | 31200 | 15.2 | 8.5 | 31000 | 31600 | 101.9% | 2.53 | 0 | 10 |  |  |  | No | R-454B | 2.6 | Residential & Commercial | Ducted CEE Tier 1
214271681 | Central HP <5.4 tons | CARRIER | HRCU-A-CB (Split System: Heat Pump with Remote Outdoor Unit-Air-Source) | 25VNA436A*031* | ADP |  | PL36H210P299 | 58TN*B090C17**16 | 33800 | 20 | 9 | 34800 | 27200 | 78.16% | 2.06 | 0 | 12.5 |  |  |  | No | R-410A | 2.8167 | Residential & Commercial | Ducted CEE Tier 1
214056974 | Central HP <5.4 tons | American Standard | HRCU-A-C (Split System: Heat Pump with Remote Outdoor Unit with No Indoor Fan --Air Source) | 4TXD2036A10NU** | ASPEN |  | D(A,C,E)24A44+TDR |  | 23000 | 15.2 | 8.5 | 24000 | 21600 | 90% | 1.8 | 0 | 11 |  |  |  | No | R-410A | 1.9167 | Residential & Commercial | Ducted CEE Tier 1
207455035 | Central HP <5.4 tons | LENNOX | HRCU-A-CB (Split System: Heat Pump with Remote Outdoor Unit-Air-Source) | SL25XPV-036-230A** | ADP |  | L*35/36U9 | EL296UH090XV36C* | 34000 | 22 | 8.8 | 34000 | 27200 | 80% | 1.82 | 14 | 13 |  |  |  | No | R-410A | 2.8333 | Residential & Commercial | Ducted CEE Tier 1
207455051 | Central HP <5.4 tons | LENNOX | HRCU-A-CB (Split System: Heat Pump with Remote Outdoor Unit-Air-Source) | SL25XPV-036-230A** | ADP |  | L*35/36U9 | EL296UH090XV60C* | 33600 | 21 | 8.6 | 32800 | 26200 | 79.88% | 1.8 | 14 | 13 |  |  |  | No | R-410A | 2.8 | Residential & Commercial | Ducted CEE Tier 1
207455065 | Central HP <5.4 tons | LENNOX | HRCU-A-CB (Split System: Heat Pump with Remote Outdoor Unit-Air-Source) | SL25XPV-036-230A** | ADP |  | LH35/38X9 | EL296UH110XV60C* | 34000 | 21 | 8.8 | 34000 | 27000 | 79.41% | 1.82 | 14 | 13.5 |  |  |  | No | R-410A | 2.8333 | Residential & Commercial | Ducted CEE Tier 1
207455118 | Central HP <5.4 tons | LENNOX | HRCU-A-CB (Split System: Heat Pump with Remote Outdoor Unit-Air-Source) | SL25XPV-036-230A** | ADP |  | L*23/37Z9 | SL280UH080NV48B* | 34600 | 21 | 8.8 | 32600 | 25800 | 79.14% | 1.82 | 14 | 13 |  |  |  | No | R-410A | 2.8833 | Residential & Commercial | Ducted CEE Tier 1
207455150 | Central HP <5.4 tons | LENNOX | HRCU-A-CB (Split System: Heat Pump with Remote Outdoor Unit-Air-Source) | SL25XPV-036-230A** | ADP |  | L*23/37Z9 | SL280UH090V60C* | 34000 | 21 | 8.8 | 33800 | 27000 | 79.88% | 1.84 | 14 | 13.5 |  |  |  | No | R-410A | 2.8333 | Residential & Commercial | Ducted CEE Tier 1
207455166 | Central HP <5.4 tons | LENNOX | HRCU-A-CB (Split System: Heat Pump with Remote Outdoor Unit-Air-Source) | SL25XPV-036-230A** | ADP |  | L*23/37Z9 | SL280UH090XV60C* | 34000 | 21 | 8.8 | 33800 | 27000 | 79.88% | 1.84 | 14 | 13.5 |  |  |  | No | R-410A | 2.8333 | Residential & Commercial | Ducted CEE Tier 1
207455217 | Central HP <5.4 tons | LENNOX | HRCU-A-CB (Split System: Heat Pump with Remote Outdoor Unit-Air-Source) | SL25XPV-036-230A** | ADP |  | LH35/38F9 | SL297UH080NV60C* | 33600 | 21 | 8.6 | 32800 | 26200 | 79.88% | 1.8 | 14 | 13 |  |  |  | No | R-410A | 2.8 | Residential & Commercial | Ducted CEE Tier 1
207455219 | Central HP <5.4 tons | LENNOX | HRCU-A-CB (Split System: Heat Pump with Remote Outdoor Unit-Air-Source) | SL25XPV-036-230A** | ADP |  | L*35/36S9 | SL297UH080NV60C* | 33600 | 21 | 8.6 | 32800 | 26200 | 79.88% | 1.8 | 14 | 13 |  |  |  | No | R-410A | 2.8 | Residential & Commercial | Ducted CEE Tier 1
207455250 | Central HP <5.4 tons | LENNOX | HRCU-A-CB (Split System: Heat Pump with Remote Outdoor Unit-Air-Source) | SL25XPV-036-230A** | ADP |  | L*35/36S9 | SLP99UH090XV36C* | 34000 | 22 | 8.8 | 34000 | 27200 | 80% | 1.82 | 14 | 13 |  |  |  | No | R-410A | 2.8333 | Residential & Commercial | Ducted CEE Tier 1
214571260 | Central HP <5.4 tons | HEIL | HRCU-A-CB (Split System: Heat Pump with Remote Outdoor Unit-Air-Source) | HVH825GKA3* |  |  | EN(A,D,W)4X48L21**+WALLCON | *96CTN0802120B* | 24200 | 17 | 8.1 | 21200 | 16600 | 78.3% | 2.02 | 0 | 11.5 |  |  |  | No | R-410A | 2.0167 | Residential & Commercial | Ducted CEE Tier 1
214572880 | Central HP <5.4 tons | HEIL | HRCU-A-CB (Split System: Heat Pump with Remote Outdoor Unit-Air-Source) | HVH837GKA** |  |  | EA*4X48L24A*+WALLCON | *96CTN0802120B* | 32400 | 17.5 | 8.5 | 32200 | 24800 | 77.02% | 2 | 0 | 11.5 |  |  |  | No | R-410A | 2.7 | Residential & Commercial | Ducted CEE Tier 1
214572930 | Central HP <5.4 tons | HEIL | HRCU-A-CB (Split System: Heat Pump with Remote Outdoor Unit-Air-Source) | HVH837GKA** |  |  | EA*4X60L24A*+WALLCON | *97CMN0802120B* | 32800 | 17.5 | 8.5 | 31600 | 24800 | 78.48% | 2 | 0 | 11.5 |  |  |  | No | R-410A | 2.7333 | Residential & Commercial | Ducted CEE Tier 1
214573250 | Central HP <5.4 tons | HEIL | HRCU-A-CB (Split System: Heat Pump with Remote Outdoor Unit-Air-Source) | HVH837GKA** |  |  | EHD4X60AAL+WALLCON | *80CTL0702120B* | 33000 | 17 | 8.5 | 32200 | 25000 | 77.64% | 2 | 0 | 11 |  |  |  | No | R-410A | 2.75 | Residential & Commercial | Ducted CEE Tier 1
214573350 | Central HP <5.4 tons | HEIL | HRCU-A-CB (Split System: Heat Pump with Remote Outdoor Unit-Air-Source) | HVH837GKA** |  |  | EN(A,D)4X36L21**+WALLCON | *97CMN0802120B* | 31400 | 17 | 8.1 | 33200 | 24200 | 72.89% | 1.82 | 0 | 11 |  |  |  | No | R-410A | 2.6167 | Residential & Commercial | Ducted CEE Tier 1
214573400 | Central HP <5.4 tons | HEIL | HRCU-A-CB (Split System: Heat Pump with Remote Outdoor Unit-Air-Source) | HVH837GKA** |  |  | EN(A,D,W)4X42L21**+WALLCON | *97CMN0602120B* | 31600 | 16.5 | 8.1 | 33200 | 24600 | 74.1% | 1.86 | 0 | 11 |  |  |  | No | R-410A | 2.6333 | Residential & Commercial | Ducted CEE Tier 1
214573450 | Central HP <5.4 tons | HEIL | HRCU-A-CB (Split System: Heat Pump with Remote Outdoor Unit-Air-Source) | HVH837GKA** |  |  | EN(A,D,W)4X48L21**+WALLCON | *95CSU1002122B* | 32400 | 17.5 | 8.5 | 32600 | 24800 | 76.07% | 1.98 | 0 | 11.5 |  |  |  | No | R-410A | 2.7 | Residential & Commercial | Ducted CEE Tier 1
208553291 | Central HP <5.4 tons | RUUD | HRCU-A-CB (Split System: Heat Pump with Remote Outdoor Unit-Air-Source) | UP18AZ36AJVC |  |  | RHMVZ6021SEACA |  | 34200 | 20 | 8.5 | 32000 | 40500 | 126.6% | 2.1 | 0 | 12.5 |  |  |  | No | R-410A | 2.85 | Residential & Commercial | Ducted CEE Tier 1
209872709 | Central HP <5.4 tons | RUUD | HRCU-A-CB (Split System: Heat Pump with Remote Outdoor Unit-Air-Source) | UP18AZ36AJVC |  |  | RCFZ6021SEAAM | R962V0403A17M4S | 34200 | 19 | 8.5 | 34200 | 43500 | 127.2% | 2.2 | 0 | 12.5 |  |  |  | No | R-410A | 2.85 | Residential & Commercial | Ducted CEE Tier 1
213738484 | Central HP <5.4 tons | DAY & NIGHT | HRCU-A-CB (Split System: Heat Pump with Remote Outdoor Unit-Air-Source) | DLCURAH36ABK | ADP |  | PL36H175P159 | *80MS(N,L)0901714A* | 35400 | 16 | 8.1 | 36800 | 34600 | 94.02% | 1.88 | 0 | 10 |  |  |  | No | R-410A | 2.95 | Residential & Commercial | Ducted CEE Tier 1
212984169 | Central HP <5.4 tons | CARRIER | HRCU-A-CB (Split System: Heat Pump with Remote Outdoor Unit-Air-Source) | 38MURAQ18AB3* |  |  | CAP**2417AL* | 59SC2E060M17**14 | 17500 | 16.5 | 8.5 | 18500 | 19400 | 104.9% | 2.34 | 0 | 10.5 |  |  |  | No | R-410A | 1.4583 | Residential & Commercial | Ducted CEE Tier 1
214731154 | Central HP <5.4 tons | BRYANT HEATING AND COOLING SYSTEMS | HRCU-A-CB (Split System: Heat Pump with Remote Outdoor Unit-Air-Source) | 38MURAQ18AB3* | ADP |  | H,PG35936 | 926TC48080V17*** | 17700 | 16 | 8.5 | 17100 | 18700 | 109.4% | 2.3 | 0 | 11 |  |  |  | No | R-410A | 1.475 | Residential & Commercial | Ducted CEE Tier 1
216472816 | Central HP <5.4 tons | AC PRO.COM | HRCU-A-CB (Split System: Heat Pump with Remote Outdoor Unit-Air-Source) | SPHP-Z-V048BB |  |  | AIRH-Z-V048V16C |  | 48000 | 17.5 | 9.5 | 48000 | 48000 | 100% | 2 | 0 | 12 |  |  |  | No | R-454B | 4 | Residential & Commercial | Ducted CEE Tier 1
214810782 | Central HP <5.4 tons | ECOER | HRCU-A-CB (Split System: Heat Pump with Remote Outdoor Unit-Air-Source) | EODA18H-4860BAA | ADP |  | HG52960+AEFE5* |  | 53500 | 17 | 9 | 53000 | 38000 | 71.7% | 1.9 | 0 | 10 |  |  |  | No | R-410A | 4.4583 | Residential & Commercial | Ducted CEE Tier 1
214660183 | Central HP <5.4 tons | ECOER | HRCU-A-CB (Split System: Heat Pump with Remote Outdoor Unit-Air-Source) | EODA18H-4860BAA | ASPEN |  | D(A,C,E)60B44+TDR | MGH96M120D5A | 52000 | 16.5 | 8.5 | 54000 | 37800 | 70% | 1.9 | 0 | 10 |  |  |  | No | R-410A | 4.3333 | Residential & Commercial | Ducted CEE Tier 1
212986540 | Central HP <5.4 tons | COMFORTMAKER | HRCU-A-CB (Split System: Heat Pump with Remote Outdoor Unit-Air-Source) | DLCURAH24ABK |  |  | EA*4X25L17A* | *96MSN0401712A* | 24200 | 15.5 | 8.1 | 25400 | 21600 | 85.04% | 1.8 | 0 | 10 |  |  |  | No | R-410A | 2.0167 | Residential & Commercial | Ducted CEE Tier 1
212987440 | Central HP <5.4 tons | COMFORTMAKER | HRCU-A-CB (Split System: Heat Pump with Remote Outdoor Unit-Air-Source) | DLCURAH24ABK |  |  | EA*4X37L21A* | *96MSN0801716A* | 24400 | 18 | 9 | 29200 | 25200 | 86.3% | 2.1 | 0 | 10.5 |  |  |  | No | R-410A | 2.0333 | Residential & Commercial | Ducted CEE Tier 1
211244985 | Central HP <5.4 tons | HEIL | HRCU-A-CB (Split System: Heat Pump with Remote Outdoor Unit-Air-Source) | DLCURAH24ABK |  |  | EN(A,D,W)4X36L17** | *80ESU0401712A* | 24000 | 17 | 8.1 | 26000 | 23200 | 89.23% | 1.94 | 0 | 10.5 |  |  |  | No | R-410A | 2 | Residential & Commercial | Ducted CEE Tier 1
211245270 | Central HP <5.4 tons | HEIL | HRCU-A-CB (Split System: Heat Pump with Remote Outdoor Unit-Air-Source) | DLCURAH24ABK |  |  | EN(A,D,W)4X36L17** | OLV098A12* | 23400 | 16.5 | 8.1 | 25800 | 24200 | 93.8% | 2 | 0 | 10 |  |  |  | No | R-410A | 1.95 | Residential & Commercial | Ducted CEE Tier 1
212978638 | Central HP <5.4 tons | HEIL | HRCU-A-CB (Split System: Heat Pump with Remote Outdoor Unit-Air-Source) | DLCURAH24ABK |  |  | EA*4X25L17A* | *80MS(N,L)0701712A* | 24400 | 17.5 | 8.5 | 25200 | 21600 | 85.71% | 1.82 | 0 | 10.5 |  |  |  | No | R-410A | 2.0333 | Residential & Commercial | Ducted CEE Tier 1
212978737 | Central HP <5.4 tons | HEIL | HRCU-A-CB (Split System: Heat Pump with Remote Outdoor Unit-Air-Source) | DLCURAH24ABK |  |  | EN(A,D)4X36L21** | *80MS(N,L)0701712A* | 23400 | 17.5 | 8.5 | 26200 | 24600 | 93.89% | 2.06 | 0 | 10.5 |  |  |  | No | R-410A | 1.95 | Residential & Commercial | Ducted CEE Tier 1
212987380 | Central HP <5.4 tons | COMFORTMAKER | HRCU-A-CB (Split System: Heat Pump with Remote Outdoor Unit-Air-Source) | DLCURAH24ABK |  |  | EA*4X25L17A* | *96MSN0801716A* | 24400 | 17 | 8.5 | 25200 | 21600 | 85.71% | 1.8 | 0 | 10 |  |  |  | No | R-410A | 2.0333 | Residential & Commercial | Ducted CEE Tier 1
209872731 | Central HP <5.4 tons | RUUD | HRCU-A-CB (Split System: Heat Pump with Remote Outdoor Unit-Air-Source) | UP18AZ48AJVC |  |  | RCFZ6021SEAAM | U98MV0855A21UPS | 44500 | 19 | 8.1 | 43500 | 45000 | 103.4% | 2 | 0 | 10 |  |  |  | No | R-410A | 3.7083 | Residential & Commercial | Ducted CEE Tier 1
211229008 | Central HP <5.4 tons | DAY & NIGHT | HRCU-A-CB (Split System: Heat Pump with Remote Outdoor Unit-Air-Source) | DLCURAH36ABK |  |  | EA*4X48L21A* | *92ESN1002122A* | 37400 | 15.2 | 8.5 | 38500 | 35000 | 90.91% | 2.12 | 0 | 10 |  |  |  | No | R-410A | 3.1167 | Residential & Commercial | Ducted CEE Tier 1
214649783 | Central HP <5.4 tons | JOHNSON CONTROLS | HRCU-A-CB (Split System: Heat Pump with Remote Outdoor Unit-Air-Source) | HH860E2S11 |  |  | CTU60D5XGS1+TXV | TP9C120D20MP13 | 44000 | 18 | 9 | 44500 | 33400 | 75.06% | 2 | 0 | 11.7 |  |  |  | No | R-454B | 3.6667 | Residential & Commercial | Ducted CEE Tier 1
216035484 | Central HP <5.4 tons | COLEMAN | HRCU-A-CB (Split System: Heat Pump with Remote Outdoor Unit-Air-Source) | HH860E2S11 | ASPEN |  | AE*L+CM48D3J+TDR |  | 43500 | 19 | 9 | 45500 | 39000 | 85.71% | 2.89 | 0 | 12 |  |  |  | No | R-454B | 3.625 | Residential & Commercial | Ducted CEE Tier 1
215864469 | Central HP <5.4 tons | TRANE | HRCU-A-CB (Split System: Heat Pump with Remote Outdoor Unit-Air-Source) | 5TWV8X24A1 |  |  | 5TXCB003AS3 | *DHMB060CCV3+LRP | 19900 | 18 | 8.5 | 23200 | 18400 | 79.31% | 2.1 | 0 | 10.5 |  |  |  | No | R-454B | 1.6583 | Residential & Commercial | Ducted CEE Tier 1
210589398 | Central HP <5.4 tons | RUUD | HRCU-A-CB (Split System: Heat Pump with Remote Outdoor Unit-Air-Source) | UP18AZ36AJVC |  |  | RCFZ6021SEAAM | U802VA075421Z | 34200 | 19 | 8.5 | 34200 | 43000 | 125.7% | 2.2 | 0 | 12.5 |  |  |  | No | R-410A | 2.85 | Residential & Commercial | Ducted CEE Tier 1
210589396 | Central HP <5.4 tons | RUUD | HRCU-A-CB (Split System: Heat Pump with Remote Outdoor Unit-Air-Source) | UP18AZ36AJVC |  |  | RCFZ6021SEAAM | U802VA075317M | 34200 | 20 | 8.5 | 34200 | 43000 | 125.7% | 2.2 | 0 | 12.5 |  |  |  | No | R-410A | 2.85 | Residential & Commercial | Ducted CEE Tier 1
214573600 | Central HP <5.4 tons | HEIL | HRCU-A-CB (Split System: Heat Pump with Remote Outdoor Unit-Air-Source) | HVH837GKA** |  |  | EN(A,D,W)4X60L24**+WALLCON | *96CTN0802120B* | 32800 | 19 | 8.5 | 32200 | 24600 | 76.4% | 1.98 | 0 | 12 |  |  |  | No | R-410A | 2.7333 | Residential & Commercial | Ducted CEE Tier 1
215935679 | Central HP <5.4 tons | COMFORTMAKER | HRCU-A-CB (Split System: Heat Pump with Remote Outdoor Unit-Air-Source) | C5H3V36*K*AAA* |  |  | EVD5X36M21A*+WALLCON | *95CSU0601716B* | 34200 | 20.5 | 8.5 | 39000 | 28600 | 73.33% | 2.04 | 0 | 11.5 |  |  |  | No | R-454B | 2.85 | Residential & Commercial | Ducted CEE Tier 1
215935879 | Central HP <5.4 tons | COMFORTMAKER | HRCU-A-CB (Split System: Heat Pump with Remote Outdoor Unit-Air-Source) | C5H3V36*K*AAA* |  |  | EVD5X38M17A*+WALLCON | *97CMN0601714B* | 35200 | 21 | 8.5 | 38000 | 28000 | 73.68% | 2.06 | 0 | 11.5 |  |  |  | No | R-454B | 2.9333 | Residential & Commercial | Ducted CEE Tier 1
215935979 | Central HP <5.4 tons | COMFORTMAKER | HRCU-A-CB (Split System: Heat Pump with Remote Outdoor Unit-Air-Source) | C5H3V36*K*AAA* |  |  | EVD5X42M21A*+WALLCON | *80CTL0451712B* | 34000 | 20 | 8.5 | 39500 | 29000 | 73.42% | 2.02 | 0 | 11 |  |  |  | No | R-454B | 2.8333 | Residential & Commercial | Ducted CEE Tier 1
214810378 | Central HP <5.4 tons | COMFORTMAKER | HRCU-A-C (Split System: Heat Pump with Remote Outdoor Unit with No Indoor Fan --Air Source) | DLCURAH24ABK | ADP |  | H,GG33936+TD |  | 24000 | 16 | 9.5 | 23400 | 19600 | 83.76% | 1.95 | 0 | 10.5 |  |  |  | No | R-410A | 2 | Residential & Commercial | Ducted CEE Tier 1
212988654 | Central HP <5.4 tons | COMFORTMAKER | HRCU-A-CB (Split System: Heat Pump with Remote Outdoor Unit-Air-Source) | DLCURAH24ABK |  |  | EA*4X25L17A* | *95MSU0401712A* | 24200 | 16.5 | 8.5 | 25200 | 21800 | 86.51% | 1.82 | 0 | 10 |  |  |  | No | R-410A | 2.0167 | Residential & Commercial | Ducted CEE Tier 1
212979936 | Central HP <5.4 tons | HEIL | HRCU-A-CB (Split System: Heat Pump with Remote Outdoor Unit-Air-Source) | DLCURAH24ABK |  |  | EN(A,D)4X36L21** | *80MS(N,L)0901714A* | 23600 | 17 | 8.5 | 26400 | 24400 | 92.42% | 2.02 | 0 | 10.5 |  |  |  | No | R-410A | 1.9667 | Residential & Commercial | Ducted CEE Tier 1
213204427 | Central HP <5.4 tons | TEMPSTAR | HRCU-A-CB (Split System: Heat Pump with Remote Outdoor Unit-Air-Source) | DLCURAH24ABK | ASPEN |  | D(A,C,E)36C34+TDR | *80ES(N,L)0701712A* | 23400 | 17 | 8.5 | 25600 | 25200 | 98.44% | 2.55 | 0 | 10 |  |  |  | No | R-410A | 1.95 | Residential & Commercial | Ducted CEE Tier 1
213204870 | Central HP <5.4 tons | TEMPSTAR | HRCU-A-CB (Split System: Heat Pump with Remote Outdoor Unit-Air-Source) | DLCURAH24ABK | ASPEN |  | D(A,C,E)36C34+TDR | *92ESN0601714A* | 23800 | 17 | 8.5 | 26200 | 20200 | 77.1% | 2.91 | 0 | 10 |  |  |  | No | R-410A | 1.9833 | Residential & Commercial | Ducted CEE Tier 1
213204904 | Central HP <5.4 tons | TEMPSTAR | HRCU-A-CB (Split System: Heat Pump with Remote Outdoor Unit-Air-Source) | DLCURAH24ABK | ASPEN |  | D(A,C,E)36C34+TDR | *92ESN1002120A* | 23800 | 17 | 8.5 | 26000 | 20200 | 77.69% | 3 | 0 | 10.3 |  |  |  | No | R-410A | 1.9833 | Residential & Commercial | Ducted CEE Tier 1
214592563 | Central HP <5.4 tons | ECOER | HRCU-A-CB (Split System: Heat Pump with Remote Outdoor Unit-Air-Source) | EODA18H-4860B | ASPEN |  | D(A,C,E)36C34+TDR | MGH96M080B3A | 33000 | 17.5 | 8.8 | 35000 | 27000 | 77.14% | 2.1 | 0 | 11.7 |  |  |  | No | R-410A | 2.75 | Residential & Commercial | Ducted CEE Tier 1
213369670 | Central HP <5.4 tons | KINGHOME | HRCU-A-C (Split System: Heat Pump with Remote Outdoor Unit with No Indoor Fan --Air Source) | KU36UHO | ADP |  | *G33936+TD |  | 22400 | 15.2 | 8.4 | 22400 | 21200 | 94.64% | 1.78 | 0 | 10.5 |  |  |  | No | R-410A | 1.8667 | Residential & Commercial | Ducted CEE Tier 1
215939765 | Central HP <5.4 tons | BRYANT HEATING AND COOLING SYSTEMS | HRCU-A-CB (Split System: Heat Pump with Remote Outdoor Unit-Air-Source) | 293VAN036**AA* |  |  | CAA**4821AM*+UI | 987TA60080C21*** | 33400 | 20 | 9.5 | 34600 | 26400 | 76.3% | 2.04 | 0 | 11.5 |  |  |  | No | R-454B | 2.7833 | Residential & Commercial | Ducted CEE Tier 1
215939815 | Central HP <5.4 tons | BRYANT HEATING AND COOLING SYSTEMS | HRCU-A-CB (Split System: Heat Pump with Remote Outdoor Unit-Air-Source) | 293VAN036**AA* |  |  | CAA**6024AM*+UI | 987TA66120C24*** | 34000 | 20.5 | 9.5 | 34000 | 26000 | 76.47% | 2.06 | 0 | 12 |  |  |  | No | R-454B | 2.8333 | Residential & Commercial | Ducted CEE Tier 1
215940115 | Central HP <5.4 tons | BRYANT HEATING AND COOLING SYSTEMS | HRCU-A-CB (Split System: Heat Pump with Remote Outdoor Unit-Air-Source) | 293VAN036**AA* |  |  | CSAH*4812AM*+UI | 83*CB48060C17*** | 33800 | 19.5 | 9 | 34600 | 26400 | 76.3% | 1.92 | 0 | 11.7 |  |  |  | No | R-454B | 2.8167 | Residential & Commercial | Ducted CEE Tier 1
213785741 | Central HP <5.4 tons | BRYANT HEATING AND COOLING SYSTEMS | HRCU-A-CB (Split System: Heat Pump with Remote Outdoor Unit-Air-Source) | 284ANV036*0**B* |  |  | CSPH*6012AL*+UI | 88*TB60110C21*** | 34000 | 19 | 8.5 | 36000 | 25200 | 70% | 2.04 | 0 | 12 |  |  |  | No | R-410A | 2.8333 | Residential & Commercial | Ducted CEE Tier 1
215938365 | Central HP <5.4 tons | BRYANT HEATING AND COOLING SYSTEMS | HRCU-A-CB (Split System: Heat Pump with Remote Outdoor Unit-Air-Source) | 293VAN048**AA* |  |  | CVAVA6024XMA*+UI | 987MC66100C21*** | 45500 | 20.5 | 8.1 | 52500 | 38000 | 72.38% | 1.9 | 0 | 11.5 |  |  |  | No | R-454B | 3.7917 | Residential & Commercial | Ducted CEE Tier 1
215941055 | Central HP <5.4 tons | BRYANT HEATING AND COOLING SYSTEMS | HRCU-A-CB (Split System: Heat Pump with Remote Outdoor Unit-Air-Source) | 293VAN048**AA* |  |  | CAA**6121AM*+UI | 83*CB48060C17*** | 45000 | 21 | 9.5 | 48500 | 37000 | 76.29% | 2 | 0 | 11.5 |  |  |  | No | R-454B | 3.75 | Residential & Commercial | Ducted CEE Tier 1
213312001 | Central HP <5.4 tons | BRYANT HEATING AND COOLING SYSTEMS | HRCU-A-CB (Split System: Heat Pump with Remote Outdoor Unit-Air-Source) | 38MURAQ24AB3* | ADP |  | C36A***L139+CBPE3A* |  | 23800 | 18 | 8.75 | 25000 | 22600 | 90.4% | 1.88 | 0 | 10 |  |  |  | No | R-410A | 1.9833 | Residential & Commercial | Ducted CEE Tier 1
214731195 | Central HP <5.4 tons | BRYANT HEATING AND COOLING SYSTEMS | HRCU-A-CB (Split System: Heat Pump with Remote Outdoor Unit-Air-Source) | 38MURAQ24AB3* | ADP |  | H,PG9J936 | 926TC60100V21*** | 23600 | 17 | 8.5 | 24600 | 24200 | 98.37% | 2.04 | 0 | 10.5 |  |  |  | No | R-410A | 1.9667 | Residential & Commercial | Ducted CEE Tier 1
213311998 | Central HP <5.4 tons | BRYANT HEATING AND COOLING SYSTEMS | HRCU-A-CB (Split System: Heat Pump with Remote Outdoor Unit-Air-Source) | 38MURAQ24AB3* | ADP |  | C36A***L129+CBPE4B* |  | 23600 | 18 | 8.65 | 24800 | 22600 | 91.13% | 1.86 | 0 | 10 |  |  |  | No | R-410A | 1.9667 | Residential & Commercial | Ducted CEE Tier 1
214385649 | Central HP <5.4 tons | COMFORTMAKER | HRCU-A-CB (Split System: Heat Pump with Remote Outdoor Unit-Air-Source) | DLCURAH18ABK | ADP |  | H,YA10936 | *95MSU0401712A* | 17100 | 16 | 8.5 | 17100 | 18700 | 109.4% | 2.3 | 0 | 10 |  |  |  | No | R-410A | 1.425 | Residential & Commercial | Ducted CEE Tier 1
215318896 | Central HP <5.4 tons | ARCOAIRE | HRCU-A-CB (Split System: Heat Pump with Remote Outdoor Unit-Air-Source) | D5CURAH24AAK |  |  | D5FUAAH24XAK |  | 24000 | 18.2 | 9.7 | 26000 | 21600 | 83.08% | 1.87 | 0 | 11 |  |  |  | No | R-454B | 2 | Residential & Commercial | Ducted CEE Tier 1
209872712 | Central HP <5.4 tons | RUUD | HRCU-A-CB (Split System: Heat Pump with Remote Outdoor Unit-Air-Source) | UP18AZ36AJVC |  |  | RCFZ6021SEAAM | R962V0855A21M4S | 34200 | 19 | 8.5 | 34200 | 43000 | 125.7% | 2.2 | 0 | 12.5 |  |  |  | No | R-410A | 2.85 | Residential & Commercial | Ducted CEE Tier 1
215940215 | Central HP <5.4 tons | BRYANT HEATING AND COOLING SYSTEMS | HRCU-A-CB (Split System: Heat Pump with Remote Outdoor Unit-Air-Source) | 293VAN036**AA* |  |  | CSAH*6012AM*+UI | 987TA42080C17*** | 34000 | 19 | 9 | 34800 | 26400 | 75.86% | 1.92 | 0 | 11 |  |  |  | No | R-454B | 2.8333 | Residential & Commercial | Ducted CEE Tier 1
215940265 | Central HP <5.4 tons | BRYANT HEATING AND COOLING SYSTEMS | HRCU-A-CB (Split System: Heat Pump with Remote Outdoor Unit-Air-Source) | 293VAN036**AA* |  |  | CVAMA4421XMA*+UI | 83*CB36040C17*** | 35600 | 22 | 8.5 | 38000 | 28600 | 75.26% | 2.02 | 0 | 12.5 |  |  |  | No | R-454B | 2.9667 | Residential & Commercial | Ducted CEE Tier 1
215940385 | Central HP <5.4 tons | BRYANT HEATING AND COOLING SYSTEMS | HRCU-A-CB (Split System: Heat Pump with Remote Outdoor Unit-Air-Source) | 293VAN036**AA* |  |  | CVAMA4921XMA*+UI | 987TA66100C21*** | 35600 | 22 | 8.5 | 38000 | 28600 | 75.26% | 2.02 | 0 | 12.5 |  |  |  | No | R-454B | 2.9667 | Residential & Commercial | Ducted CEE Tier 1
215940415 | Central HP <5.4 tons | BRYANT HEATING AND COOLING SYSTEMS | HRCU-A-CB (Split System: Heat Pump with Remote Outdoor Unit-Air-Source) | 293VAN036**AA* |  |  | CVAMA6021XMA*+UI | 83*CB48060C17*** | 35600 | 22 | 8.5 | 38000 | 28600 | 75.26% | 2.02 | 0 | 12.5 |  |  |  | No | R-454B | 2.9667 | Residential & Commercial | Ducted CEE Tier 1
215940485 | Central HP <5.4 tons | BRYANT HEATING AND COOLING SYSTEMS | HRCU-A-CB (Split System: Heat Pump with Remote Outdoor Unit-Air-Source) | 293VAN036**AA* |  |  | CVAMA6024XMA*+UI | 987TA66100C21*** | 35600 | 22 | 8.5 | 38000 | 28400 | 74.74% | 2.04 | 0 | 12.5 |  |  |  | No | R-454B | 2.9667 | Residential & Commercial | Ducted CEE Tier 1
215940735 | Central HP <5.4 tons | BRYANT HEATING AND COOLING SYSTEMS | HRCU-A-CB (Split System: Heat Pump with Remote Outdoor Unit-Air-Source) | 293VAN036**AA* |  |  | CVAVA4824XMA*+UI | 987TA60080C21*** | 35000 | 21 | 8.5 | 38500 | 28400 | 73.77% | 2.04 | 0 | 12 |  |  |  | No | R-454B | 2.9167 | Residential & Commercial | Ducted CEE Tier 1
215940565 | Central HP <5.4 tons | BRYANT HEATING AND COOLING SYSTEMS | HRCU-A-CB (Split System: Heat Pump with Remote Outdoor Unit-Air-Source) | 293VAN036**AA* |  |  | CVAVA3621XMA*+UI | 987TA66100C21*** | 34400 | 21 | 8.5 | 38500 | 28000 | 72.73% | 2.06 | 0 | 12 |  |  |  | No | R-454B | 2.8667 | Residential & Commercial | Ducted CEE Tier 1
211229311 | Central HP <5.4 tons | DAY & NIGHT | HRCU-A-CB (Split System: Heat Pump with Remote Outdoor Unit-Air-Source) | DLCURAH36ABK |  |  | EA*4X48L24A* | *80ES(N,L)1102420A* | 35800 | 16.5 | 8.5 | 37800 | 34600 | 91.53% | 2.06 | 0 | 10 |  |  |  | No | R-410A | 2.9833 | Residential & Commercial | Ducted CEE Tier 1
211229362 | Central HP <5.4 tons | DAY & NIGHT | HRCU-A-CB (Split System: Heat Pump with Remote Outdoor Unit-Air-Source) | DLCURAH36ABK |  |  | EA*4X48L24A* | *80VSL0902420A* | 35800 | 16.5 | 8.5 | 37800 | 34600 | 91.53% | 2.04 | 0 | 10 |  |  |  | No | R-410A | 2.9833 | Residential & Commercial | Ducted CEE Tier 1
211229443 | Central HP <5.4 tons | DAY & NIGHT | HRCU-A-CB (Split System: Heat Pump with Remote Outdoor Unit-Air-Source) | DLCURAH36ABK |  |  | EA*4X48L24A* | *92ESN0802120A* | 35800 | 16.5 | 8.5 | 37800 | 34600 | 91.53% | 2.04 | 0 | 10 |  |  |  | No | R-410A | 2.9833 | Residential & Commercial | Ducted CEE Tier 1
215938445 | Central HP <5.4 tons | BRYANT HEATING AND COOLING SYSTEMS | HRCU-A-CB (Split System: Heat Pump with Remote Outdoor Unit-Air-Source) | 293VAN048**AA* |  |  | CVAVA6121XMA*+UI | 88*TB48090C17*** | 45000 | 21 | 8.1 | 53500 | 37600 | 70.28% | 1.95 | 0 | 12 |  |  |  | No | R-454B | 3.75 | Residential & Commercial | Ducted CEE Tier 1
215940935 | Central HP <5.4 tons | BRYANT HEATING AND COOLING SYSTEMS | HRCU-A-CB (Split System: Heat Pump with Remote Outdoor Unit-Air-Source) | 293VAN048**AA* |  |  | CAA**4821AM*+UI | 986TD60080C21*** | 43500 | 20.5 | 9.5 | 48000 | 36600 | 76.25% | 2 | 0 | 10.5 |  |  |  | No | R-454B | 3.625 | Residential & Commercial | Ducted CEE Tier 1
214650375 | Central HP <5.4 tons | JOHNSON CONTROLS | HRCU-A-CB (Split System: Heat Pump with Remote Outdoor Unit-Air-Source) | HH824E2S11 |  |  | CTU36B5XDS1+TXV | TM9Y060B12MP11 | 23000 | 18 | 9.5 | 23000 | 18400 | 80% | 2 | 0 | 12 |  |  |  | No | R-454B | 1.9167 | Residential & Commercial | Ducted CEE Tier 1
214649892 | Central HP <5.4 tons | JOHNSON CONTROLS | HRCU-A-CB (Split System: Heat Pump with Remote Outdoor Unit-Air-Source) | HH824E2S11 |  |  | CTU30B5XCS1+TXV | TPLC080B12MP13 | 23000 | 17 | 9.5 | 23000 | 17900 | 77.83% | 2 | 0 | 12 |  |  |  | No | R-454B | 1.9167 | Residential & Commercial | Ducted CEE Tier 1
215318908 | Central HP <5.4 tons | ARCOAIRE | HRCU-A-CB (Split System: Heat Pump with Remote Outdoor Unit-Air-Source) | D5CSRAH24AAK |  |  | D5FSAAH24XBK |  | 24000 | 19.8 | 9 | 25000 | 18000 | 72% | 2.2 | 0 | 11.7 |  |  |  | No | R-454B | 2 | Residential & Commercial | Ducted CEE Tier 1
215935509 | Central HP <5.4 tons | COMFORTMAKER | HRCU-A-CB (Split System: Heat Pump with Remote Outdoor Unit-Air-Source) | C5H3V36*K*AAA* |  |  | EVD5X25M17A*+WALLCON | *97CMN0601714B* | 34000 | 20 | 8.1 | 38000 | 27200 | 71.58% | 2 | 0 | 11 |  |  |  | No | R-454B | 2.8333 | Residential & Commercial | Ducted CEE Tier 1
215472281 | Central HP <5.4 tons | TRANE | HRCU-A-CB (Split System: Heat Pump with Remote Outdoor Unit-Air-Source) | 4TWV0X36A1 | ASPEN |  | D(A,C,E)48C34+TDR | S9V2B060U4PSB+RP | 33000 | 19.5 | 8.5 | 31600 | 26000 | 82.28% | 2.52 | 0 | 12 |  |  |  | No | R-410A | 2.75 | Residential & Commercial | Ducted CEE Tier 1
215318911 | Central HP <5.4 tons | ARCOAIRE | HRCU-A-CB (Split System: Heat Pump with Remote Outdoor Unit-Air-Source) | D5CLHAH58AAK |  |  | D5FLAAH60XAK |  | 54000 | 15.4 | 9.2 | 59000 | 53000 | 89.83% | 2 | 0 | 10 |  |  |  | No | R-454B | 4.5 | Residential & Commercial | Ducted CEE Tier 1
215428294 | Central HP <5.4 tons | ECO AC | HRCU-A-C (Split System: Heat Pump with Remote Outdoor Unit with No Indoor Fan --Air Source) | EHI-O36KBA |  |  | EKCA24*I |  | 23000 | 15.2 | 8.5 | 24000 | 21600 | 90% | 1.8 | 0 | 11 |  |  |  | No | R-410A | 1.9167 | Residential & Commercial | Ducted CEE Tier 1
211229576 | Central HP <5.4 tons | DAY & NIGHT | HRCU-A-CB (Split System: Heat Pump with Remote Outdoor Unit-Air-Source) | DLCURAH36ABK |  |  | EA*4X48L24A* | *95ESU1002120A* | 36200 | 16 | 8.5 | 38500 | 34600 | 89.87% | 2.08 | 0 | 10 |  |  |  | No | R-410A | 3.0167 | Residential & Commercial | Ducted CEE Tier 1
213204911 | Central HP <5.4 tons | TEMPSTAR | HRCU-A-CB (Split System: Heat Pump with Remote Outdoor Unit-Air-Source) | DLCURAH24ABK | ASPEN |  | D(A,C,E)30C44+TDR | *95ESN0261410A* | 23400 | 16.5 | 8.5 | 25600 | 20200 | 78.91% | 2.86 | 0 | 10 |  |  |  | No | R-410A | 1.95 | Residential & Commercial | Ducted CEE Tier 1
213205052 | Central HP <5.4 tons | TEMPSTAR | HRCU-A-CB (Split System: Heat Pump with Remote Outdoor Unit-Air-Source) | DLCURAH24ABK | ASPEN |  | D(A,C,E)30B34+TDR | *96VTN0802120A* | 23400 | 17 | 8.1 | 25800 | 20000 | 77.52% | 2.86 | 0 | 10.5 |  |  |  | No | R-410A | 1.95 | Residential & Commercial | Ducted CEE Tier 1
213205070 | Central HP <5.4 tons | TEMPSTAR | HRCU-A-CB (Split System: Heat Pump with Remote Outdoor Unit-Air-Source) | DLCURAH24ABK | ASPEN |  | D(A,C,E)36B34+TDR | *96VTN1002120A* | 22800 | 16.9 | 8.5 | 25200 | 19900 | 78.97% | 2.96 | 0 | 10.3 |  |  |  | No | R-410A | 1.9 | Residential & Commercial | Ducted CEE Tier 1
213205048 | Central HP <5.4 tons | TEMPSTAR | HRCU-A-CB (Split System: Heat Pump with Remote Outdoor Unit-Air-Source) | DLCURAH24ABK | ASPEN |  | D(A,C,E)36C34+TDR | *96VTN0801716A* | 23400 | 17 | 8.5 | 25600 | 19900 | 77.73% | 2.98 | 0 | 10.3 |  |  |  | No | R-410A | 1.95 | Residential & Commercial | Ducted CEE Tier 1
211244996 | Central HP <5.4 tons | HEIL | HRCU-A-CB (Split System: Heat Pump with Remote Outdoor Unit-Air-Source) | DLCURAH24ABK |  |  | EN(A,D,W)4X36L17** | *80VTL0451412A* | 24200 | 16.5 | 8.1 | 26200 | 22800 | 87.02% | 1.88 | 0 | 10.5 |  |  |  | No | R-410A | 2.0167 | Residential & Commercial | Ducted CEE Tier 1
212979498 | Central HP <5.4 tons | HEIL | HRCU-A-CB (Split System: Heat Pump with Remote Outdoor Unit-Air-Source) | DLCURAH24ABK |  |  | EA*4X36L21A* | *80MS(N,L)0702116A* | 24000 | 17.5 | 8.5 | 26400 | 23400 | 88.64% | 1.94 | 0 | 10 |  |  |  | No | R-410A | 2 | Residential & Commercial | Ducted CEE Tier 1
212979816 | Central HP <5.4 tons | HEIL | HRCU-A-CB (Split System: Heat Pump with Remote Outdoor Unit-Air-Source) | DLCURAH24ABK |  |  | EA*4X24L17A* | *80MS(N,L)0901714A* | 23200 | 17 | 8.5 | 26800 | 26600 | 99.25% | 2.26 | 0 | 10 |  |  |  | No | R-410A | 1.9333 | Residential & Commercial | Ducted CEE Tier 1
212971683 | Central HP <5.4 tons | HEIL | HRCU-A-CB (Split System: Heat Pump with Remote Outdoor Unit-Air-Source) | DLCURAH24ABK |  |  | EA*4X37L17A* | *80VTL0701716B* | 24000 | 17 | 8.5 | 25200 | 22000 | 87.3% | 1.84 | 0 | 10 |  |  |  | No | R-410A | 2 | Residential & Commercial | Ducted CEE Tier 1
212987067 | Central HP <5.4 tons | CARRIER | HRCU-A-CB (Split System: Heat Pump with Remote Outdoor Unit-Air-Source) | 38MURAQ18AB3* |  |  | CNPV*3014AL* | 59SC6A060M14**12 | 17500 | 16 | 8.1 | 18000 | 18600 | 103.3% | 2.24 | 0 | 11 |  |  |  | No | R-410A | 1.4583 | Residential & Commercial | Ducted CEE Tier 1
212479813 | Central HP <5.4 tons | CARRIER | HRCU-A-CB (Split System: Heat Pump with Remote Outdoor Unit-Air-Source) | 38MURAQ18AB3* | ADP |  | A24VBA+TXV | 59SC2D040E14**10 | 17600 | 15.2 | 8.5 | 17100 | 18100 | 105.8% | 2.22 | 0 | 10 |  |  |  | No | R-410A | 1.4667 | Residential & Commercial | Ducted CEE Tier 1
212479845 | Central HP <5.4 tons | CARRIER | HRCU-A-CB (Split System: Heat Pump with Remote Outdoor Unit-Air-Source) | 38MURAQ18AB3* | ADP |  | A24VBA+TXV | 59TP6B060V14**12 | 17900 | 16 | 8.5 | 17200 | 18600 | 108.1% | 2.28 | 0 | 10.5 |  |  |  | No | R-410A | 1.4917 | Residential & Commercial | Ducted CEE Tier 1
215318891 | Central HP <5.4 tons | ARCOAIRE | HRCU-A-CB (Split System: Heat Pump with Remote Outdoor Unit-Air-Source) | D5CUHAH36AAK |  |  | D5FUAAH36XAK |  | 36000 | 17.4 | 10.3 | 37000 | 39000 | 105.4% | 1.9 | 0 | 11.7 |  |  |  | No | R-454B | 3 | Residential & Commercial | Ducted CEE Tier 1
213612048 | Central HP <5.4 tons | RUUD | HRCU-A-CB (Split System: Heat Pump with Remote Outdoor Unit-Air-Source) | RP15AZ30AJ2N | ASPEN |  | D(A,C,E)36A34+TDR | R962V0603A17M4S | 27400 | 15.4 | 8.1 | 28400 | 21000 | 73.94% | 2.63 | 0 | 11.7 |  |  |  | No | R-410A | 2.2833 | Residential & Commercial | Ducted CEE Tier 1
214271676 | Central HP <5.4 tons | CARRIER | HRCU-A-CB (Split System: Heat Pump with Remote Outdoor Unit-Air-Source) | 25VNA436A*031* | ADP |  | C36A***L539 | 58TN*B070C17**16 | 33400 | 20 | 9 | 34400 | 26600 | 77.33% | 2.02 | 0 | 12 |  |  |  | No | R-410A | 2.7833 | Residential & Commercial | Ducted CEE Tier 1
214271701 | Central HP <5.4 tons | CARRIER | HRCU-A-CB (Split System: Heat Pump with Remote Outdoor Unit-Air-Source) | 25VNA436A*031* | ADP |  | V,C36H175P459 | 58TN*B090C17**16 | 33800 | 20 | 9 | 34800 | 27000 | 77.59% | 2.06 | 0 | 12.5 |  |  |  | No | R-410A | 2.8167 | Residential & Commercial | Ducted CEE Tier 1
213785258 | Central HP <5.4 tons | BRYANT HEATING AND COOLING SYSTEMS | HRCU-A-CB (Split System: Heat Pump with Remote Outdoor Unit-Air-Source) | 284ANV024*0**B* |  |  | CSPH*4212AL*+UI | 88*TB66135C24*** | 23800 | 19 | 10 | 26400 | 19700 | 74.62% | 2.52 | 0 | 13 |  |  |  | No | R-410A | 1.9833 | Residential & Commercial | Ducted CEE Tier 1
215935539 | Central HP <5.4 tons | COMFORTMAKER | HRCU-A-CB (Split System: Heat Pump with Remote Outdoor Unit-Air-Source) | C5H3V36*K*AAA* |  |  | EVD5X30M17A*+WALLCON | *96CTN0601714B* | 34000 | 20 | 8.1 | 38000 | 27200 | 71.58% | 2 | 0 | 11 |  |  |  | No | R-454B | 2.8333 | Residential & Commercial | Ducted CEE Tier 1
215935589 | Central HP <5.4 tons | COMFORTMAKER | HRCU-A-CB (Split System: Heat Pump with Remote Outdoor Unit-Air-Source) | C5H3V36*K*AAA* |  |  | EVD5X36M21A*+WALLCON | *80CSU0401712A* | 34400 | 21 | 8.5 | 38500 | 28400 | 73.77% | 2.04 | 0 | 11.7 |  |  |  | No | R-454B | 2.8667 | Residential & Commercial | Ducted CEE Tier 1
215935659 | Central HP <5.4 tons | COMFORTMAKER | HRCU-A-CB (Split System: Heat Pump with Remote Outdoor Unit-Air-Source) | C5H3V36*K*AAA* |  |  | EVD5X36M21A*+WALLCON | *80CTL0902120B* | 34400 | 21 | 8.5 | 38500 | 28000 | 72.73% | 2.04 | 0 | 12 |  |  |  | No | R-454B | 2.8667 | Residential & Commercial | Ducted CEE Tier 1
215935739 | Central HP <5.4 tons | COMFORTMAKER | HRCU-A-CB (Split System: Heat Pump with Remote Outdoor Unit-Air-Source) | C5H3V36*K*AAA* |  |  | EVD5X36M21A*+WALLCON | *97CMN0802120B* | 34400 | 20.5 | 8.5 | 38500 | 28200 | 73.25% | 2.04 | 0 | 11.7 |  |  |  | No | R-454B | 2.8667 | Residential & Commercial | Ducted CEE Tier 1
215935909 | Central HP <5.4 tons | COMFORTMAKER | HRCU-A-CB (Split System: Heat Pump with Remote Outdoor Unit-Air-Source) | C5H3V36*K*AAA* |  |  | EVD5X38M17A*+WALLCON | *96CTN0801714B* | 35400 | 21.5 | 8.5 | 38500 | 29000 | 75.32% | 2.02 | 0 | 12 |  |  |  | No | R-454B | 2.95 | Residential & Commercial | Ducted CEE Tier 1
215936059 | Central HP <5.4 tons | COMFORTMAKER | HRCU-A-CB (Split System: Heat Pump with Remote Outdoor Unit-Air-Source) | C5H3V36*K*AAA* |  |  | EVD5X42M21A*+WALLCON | *95CSU1002122B* | 34600 | 21 | 8.5 | 38500 | 28000 | 72.73% | 2.04 | 0 | 12 |  |  |  | No | R-454B | 2.8833 | Residential & Commercial | Ducted CEE Tier 1
215939895 | Central HP <5.4 tons | BRYANT HEATING AND COOLING SYSTEMS | HRCU-A-CB (Split System: Heat Pump with Remote Outdoor Unit-Air-Source) | 293VAN036**AA* |  |  | CAA**6124AM*+UI | 986TD60080C21*** | 34400 | 20.5 | 9.5 | 34400 | 26000 | 75.58% | 2.06 | 0 | 12 |  |  |  | No | R-454B | 2.8667 | Residential & Commercial | Ducted CEE Tier 1
215939945 | Central HP <5.4 tons | BRYANT HEATING AND COOLING SYSTEMS | HRCU-A-CB (Split System: Heat Pump with Remote Outdoor Unit-Air-Source) | 293VAN036**AA* |  |  | CSAH*3612AM*+UI | 83*CB36040C17*** | 33400 | 19 | 9 | 34800 | 26600 | 76.44% | 1.92 | 0 | 11.5 |  |  |  | No | R-454B | 2.7833 | Residential & Commercial | Ducted CEE Tier 1
215940445 | Central HP <5.4 tons | BRYANT HEATING AND COOLING SYSTEMS | HRCU-A-CB (Split System: Heat Pump with Remote Outdoor Unit-Air-Source) | 293VAN036**AA* |  |  | CVAMA6021XMA*+UI | 987TA60080C21*** | 35600 | 21.5 | 8.5 | 38000 | 28600 | 75.26% | 2.04 | 0 | 12 |  |  |  | No | R-454B | 2.9667 | Residential & Commercial | Ducted CEE Tier 1
215472302 | Central HP <5.4 tons | TRANE | HRCU-A-CB (Split System: Heat Pump with Remote Outdoor Unit-Air-Source) | 4TWV8X48A1 | ASPEN |  | D(A,C,E)48C34+TDR | S9V2C080U5PSC+RP | 44000 | 18 | 8.2 | 44000 | 37000 | 84.09% | 2.2 | 0 | 11 |  |  |  | No | R-410A | 3.6667 | Residential & Commercial | Ducted CEE Tier 1
215472305 | Central HP <5.4 tons | TRANE | HRCU-A-CB (Split System: Heat Pump with Remote Outdoor Unit-Air-Source) | 4TWV8X48A1 | ASPEN |  | D(A,C,E)60B34+TDR | S9V2C080U5PSC+RP | 44000 | 18 | 8.2 | 44000 | 37000 | 84.09% | 2.16 | 0 | 11.7 |  |  |  | No | R-410A | 3.6667 | Residential & Commercial | Ducted CEE Tier 1
209872726 | Central HP <5.4 tons | RUUD | HRCU-A-CB (Split System: Heat Pump with Remote Outdoor Unit-Air-Source) | UP18AZ48AJVC |  |  | RCFZ6021SEAAM | R962V0705A21M4S | 44000 | 18 | 8.1 | 43500 | 45000 | 103.4% | 2 | 0 | 10 |  |  |  | No | R-410A | 3.6667 | Residential & Commercial | Ducted CEE Tier 1
215940795 | Central HP <5.4 tons | BRYANT HEATING AND COOLING SYSTEMS | HRCU-A-CB (Split System: Heat Pump with Remote Outdoor Unit-Air-Source) | 293VAN036**AA* |  |  | CVAVA4924XMA*+UI | 987TA66120C24*** | 35600 | 22 | 8.5 | 38500 | 28400 | 73.77% | 2.04 | 0 | 12.5 |  |  |  | No | R-454B | 2.9667 | Residential & Commercial | Ducted CEE Tier 1
215942521 | Central HP <5.4 tons | BRYANT HEATING AND COOLING SYSTEMS | HRCU-A-CB (Split System: Heat Pump with Remote Outdoor Unit-Air-Source) | 293VAN036**AA* |  |  | CVAVA6121XMA*+UI | 987MC60080C21*** | 35800 | 22 | 8.5 | 37400 | 28200 | 75.4% | 2.04 | 0 | 12.5 |  |  |  | No | R-454B | 2.9833 | Residential & Commercial | Ducted CEE Tier 1
215942571 | Central HP <5.4 tons | BRYANT HEATING AND COOLING SYSTEMS | HRCU-A-CB (Split System: Heat Pump with Remote Outdoor Unit-Air-Source) | 293VAN036**AA* |  |  | CVAVA6124XMA*+UI | 935CB60080C21*** | 36000 | 22 | 8.5 | 37400 | 28200 | 75.4% | 2.04 | 0 | 12.5 |  |  |  | No | R-454B | 3 | Residential & Commercial | Ducted CEE Tier 1
215428292 | Central HP <5.4 tons | ECO AC | HRCU-A-CB (Split System: Heat Pump with Remote Outdoor Unit-Air-Source) | EHI-O60KBA |  |  | EHI-V48KBA |  | 48000 | 17 | 9 | 48000 | 39000 | 81.25% | 1.8 | 11.5 | 11 |  |  |  | No | R-410A | 4 | Residential & Commercial | Ducted CEE Tier 1
214571200 | Central HP <5.4 tons | HEIL | HRCU-A-CB (Split System: Heat Pump with Remote Outdoor Unit-Air-Source) | HVH825GKA3* |  |  | EN(A,D,W)4X42L21**+WALLCON | *96CTN0802120B* | 23800 | 16.5 | 8.1 | 21400 | 16600 | 77.57% | 1.96 | 0 | 11 |  |  |  | No | R-410A | 1.9833 | Residential & Commercial | Ducted CEE Tier 1
214571220 | Central HP <5.4 tons | HEIL | HRCU-A-CB (Split System: Heat Pump with Remote Outdoor Unit-Air-Source) | HVH825GKA3* |  |  | EN(A,D,W)4X48L21**+WALLCON | *95CSU0802120B* | 24200 | 17 | 8.1 | 21400 | 16600 | 77.57% | 2 | 0 | 11 |  |  |  | No | R-410A | 2.0167 | Residential & Commercial | Ducted CEE Tier 1
214571250 | Central HP <5.4 tons | HEIL | HRCU-A-CB (Split System: Heat Pump with Remote Outdoor Unit-Air-Source) | HVH825GKA3* |  |  | EN(A,D,W)4X48L21**+WALLCON | *97CMN0802120B* | 24200 | 17 | 8.1 | 21200 | 16600 | 78.3% | 2.02 | 0 | 11.5 |  |  |  | No | R-410A | 2.0167 | Residential & Commercial | Ducted CEE Tier 1
214572690 | Central HP <5.4 tons | HEIL | HRCU-A-CB (Split System: Heat Pump with Remote Outdoor Unit-Air-Source) | HVH837GKA** |  |  | EA*4X42L24A*+WALLCON | *97CMN0802120B* | 31800 | 17 | 8.5 | 32800 | 24400 | 74.39% | 1.9 | 0 | 11 |  |  |  | No | R-410A | 2.65 | Residential & Commercial | Ducted CEE Tier 1
213203995 | Central HP <5.4 tons | TEMPSTAR | HRCU-A-CB (Split System: Heat Pump with Remote Outdoor Unit-Air-Source) | DLCURAH18ABK | ASPEN |  | D(A,C,E)30B34+TDR | *96VTN0401410A* | 17400 | 16 | 8.5 | 18300 | 14200 | 77.6% | 2.24 | 0 | 10.5 |  |  |  | No | R-410A | 1.45 | Residential & Commercial | Ducted CEE Tier 1
216057001 | Central HP <5.4 tons | AMERICAN STANDARD | HRCU-A-CB (Split System: Heat Pump with Remote Outdoor Unit-Air-Source) | 5A6V8X36A1 |  |  | 5TAMXC03AV31 |  | 32200 | 18.1 | 8.5 | 33600 | 25600 | 76.19% | 2 | 0 | 10.5 |  |  |  | No | R-454B | 2.6833 | Residential & Commercial | Ducted CEE Tier 1
214572790 | Central HP <5.4 tons | HEIL | HRCU-A-CB (Split System: Heat Pump with Remote Outdoor Unit-Air-Source) | HVH837GKA** |  |  | EA*4X48L21A*+WALLCON | *95CSU1002122B* | 32400 | 17.5 | 8.5 | 32400 | 24800 | 76.54% | 2 | 0 | 11.5 |  |  |  | No | R-410A | 2.7 | Residential & Commercial | Ducted CEE Tier 1
214572940 | Central HP <5.4 tons | HEIL | HRCU-A-CB (Split System: Heat Pump with Remote Outdoor Unit-Air-Source) | HVH837GKA** |  |  | EA*4X60L24A*+WALLCON | *96CTN0802120B* | 32800 | 18 | 8.5 | 31600 | 24600 | 77.85% | 2 | 0 | 11.5 |  |  |  | No | R-410A | 2.7333 | Residential & Commercial | Ducted CEE Tier 1
214572990 | Central HP <5.4 tons | HEIL | HRCU-A-CB (Split System: Heat Pump with Remote Outdoor Unit-Air-Source) | HVH837GKA** |  |  | EA*4X61L21A*+WALLCON | *97CMN0802120B* | 33200 | 17.5 | 8.5 | 32000 | 24800 | 77.5% | 2 | 0 | 11.5 |  |  |  | No | R-410A | 2.7667 | Residential & Commercial | Ducted CEE Tier 1
214573040 | Central HP <5.4 tons | HEIL | HRCU-A-CB (Split System: Heat Pump with Remote Outdoor Unit-Air-Source) | HVH837GKA** |  |  | EA*4X61L24A*+WALLCON | *97CMN0602120B* | 33000 | 18 | 8.5 | 32000 | 25000 | 78.12% | 1.98 | 0 | 11.5 |  |  |  | No | R-410A | 2.75 | Residential & Commercial | Ducted CEE Tier 1
214573240 | Central HP <5.4 tons | HEIL | HRCU-A-CB (Split System: Heat Pump with Remote Outdoor Unit-Air-Source) | HVH837GKA** |  |  | EHD4X48AAL+WALLCON | *96CTN0802120B* | 32600 | 17.5 | 8.5 | 32600 | 24800 | 76.07% | 1.98 | 0 | 11 |  |  |  | No | R-410A | 2.7167 | Residential & Commercial | Ducted CEE Tier 1
211239655 | Central HP <5.4 tons | CARRIER | HRCU-A-CB (Split System: Heat Pump with Remote Outdoor Unit-Air-Source) | 38MURAQ24AB3* |  |  | CAP**2414AL* | 59TP6B060V14**12 | 23200 | 16 | 8.5 | 26400 | 25600 | 96.97% | 2.14 | 0 | 10 |  |  |  | No | R-410A | 1.9333 | Residential & Commercial | Ducted CEE Tier 1
211229913 | Central HP <5.4 tons | DAY & NIGHT | HRCU-A-CB (Split System: Heat Pump with Remote Outdoor Unit-Air-Source) | DLCURAH36ABK |  |  | EN(A,D,W)4X48L21** | *80ES(N,L)0701712A* | 36200 | 15.5 | 8.1 | 38500 | 35000 | 90.91% | 2.02 | 0 | 10 |  |  |  | No | R-410A | 3.0167 | Residential & Commercial | Ducted CEE Tier 1
211229961 | Central HP <5.4 tons | DAY & NIGHT | HRCU-A-CB (Split System: Heat Pump with Remote Outdoor Unit-Air-Source) | DLCURAH36ABK |  |  | EN(A,D,W)4X48L21** | *80ES(N,L)0902120A* | 36600 | 16 | 8.1 | 39500 | 34800 | 88.1% | 2.04 | 0 | 10.5 |  |  |  | No | R-410A | 3.05 | Residential & Commercial | Ducted CEE Tier 1
211239672 | Central HP <5.4 tons | CARRIER | HRCU-A-CB (Split System: Heat Pump with Remote Outdoor Unit-Air-Source) | 38MURAQ24AB3* |  |  | CAP**2417AL* | 58SP*A045V17**16 | 23800 | 16 | 8.5 | 26800 | 24000 | 89.55% | 1.98 | 0 | 10 |  |  |  | No | R-410A | 1.9833 | Residential & Commercial | Ducted CEE Tier 1
211239689 | Central HP <5.4 tons | CARRIER | HRCU-A-CB (Split System: Heat Pump with Remote Outdoor Unit-Air-Source) | 38MURAQ24AB3* |  |  | CAP**2417AL* | 58S(B,C)*A045E14**12 | 24400 | 16 | 8.5 | 27200 | 23200 | 85.29% | 1.9 | 0 | 10 |  |  |  | No | R-410A | 2.0333 | Residential & Commercial | Ducted CEE Tier 1
212986535 | Central HP <5.4 tons | CARRIER | HRCU-A-CB (Split System: Heat Pump with Remote Outdoor Unit-Air-Source) | 38MURAQ24AB3* |  |  | CAP**2517AL* | 59SC6A040M17**12 | 24200 | 15.5 | 8.1 | 25400 | 21600 | 85.04% | 1.8 | 0 | 10 |  |  |  | No | R-410A | 2.0167 | Residential & Commercial | Ducted CEE Tier 1
212987387 | Central HP <5.4 tons | CARRIER | HRCU-A-CB (Split System: Heat Pump with Remote Outdoor Unit-Air-Source) | 38MURAQ24AB3* |  |  | CAP**3017AL* | 59SC6A080M17**16 | 23600 | 17 | 8.5 | 26400 | 24200 | 91.67% | 2.02 | 0 | 10 |  |  |  | No | R-410A | 1.9667 | Residential & Commercial | Ducted CEE Tier 1
212987471 | Central HP <5.4 tons | CARRIER | HRCU-A-CB (Split System: Heat Pump with Remote Outdoor Unit-Air-Source) | 38MURAQ24AB3* |  |  | CNPV*3617AL* | 59SC6A080M17**16 | 23800 | 17 | 8.5 | 26400 | 24000 | 90.91% | 2 | 0 | 10.5 |  |  |  | No | R-410A | 1.9833 | Residential & Commercial | Ducted CEE Tier 1
212988757 | Central HP <5.4 tons | CARRIER | HRCU-A-CB (Split System: Heat Pump with Remote Outdoor Unit-Air-Source) | 38MURAQ24AB3* |  |  | CNPV*3621AL* | 59SU5B040M17**12 | 23600 | 16.5 | 8.5 | 26400 | 24200 | 91.67% | 2 | 0 | 10 |  |  |  | No | R-410A | 1.9667 | Residential & Commercial | Ducted CEE Tier 1
213203998 | Central HP <5.4 tons | TEMPSTAR | HRCU-A-CB (Split System: Heat Pump with Remote Outdoor Unit-Air-Source) | DLCURAH18ABK | ASPEN |  | D(A,C,E)24B44+TDR | *96VTN0401712A* | 17600 | 15.5 | 8.5 | 18500 | 13900 | 75.14% | 2.27 | 0 | 10 |  |  |  | No | R-410A | 1.4667 | Residential & Commercial | Ducted CEE Tier 1
213147347 | Central HP <5.4 tons | BRYANT HEATING AND COOLING SYSTEMS | HRCU-A-CB (Split System: Heat Pump with Remote Outdoor Unit-Air-Source) | 38MURAQ24AB3* | ADP |  | V,C36H***P219+AEFE3A* |  | 24000 | 18 | 8.9 | 25000 | 22600 | 90.4% | 1.9 | 0 | 10.5 |  |  |  | No | R-410A | 2 | Residential & Commercial | Ducted CEE Tier 1
214660176 | Central HP <5.4 tons | ECOER | HRCU-A-CB (Split System: Heat Pump with Remote Outdoor Unit-Air-Source) | EODA18H-2436BAA | ASPEN |  | D(A,C,E)36C34+TDR | MGH96M060B3A | 32000 | 17 | 8.8 | 34600 | 24400 | 70.52% | 1.95 | 0 | 11.2 |  |  |  | No | R-410A | 2.6667 | Residential & Commercial | Ducted CEE Tier 1
215488085 | Central HP <5.4 tons | GOODMAN | HRCU-A-CB (Split System: Heat Pump with Remote Outdoor Unit-Air-Source) | GZV7SA4210A* |  |  | CA*EA6030*3A* | G*VC961005CNB* | 40500 | 16.5 | 8.8 | 41000 | 31000 | 75.61% | 2 | 0 | 10 |  |  |  | No | R-32 | 3.375 | Residential & Commercial | Ducted CEE Tier 1
214385470 | Central HP <5.4 tons | COMFORTMAKER | HRCU-A-CB (Split System: Heat Pump with Remote Outdoor Unit-Air-Source) | CVH825GKA3* | ADP |  | H,YE35936 | *80CSU0401712A* | 23800 | 17 | 8.1 | 19800 | 16200 | 81.82% | 1.96 | 0 | 11 |  |  |  | No | R-410A | 1.9833 | Residential & Commercial | Ducted CEE Tier 1
215318906 | Central HP <5.4 tons | ARCOAIRE | HRCU-A-CB (Split System: Heat Pump with Remote Outdoor Unit-Air-Source) | D5CSHAH33AAK |  |  | D5FSAAH36XBK |  | 33000 | 16.7 | 10 | 35000 | 34000 | 97.14% | 2 | 0 | 11.7 |  |  |  | No | R-454B | 2.75 | Residential & Commercial | Ducted CEE Tier 1
212384833 | Central HP <5.4 tons | HEIL | HRCU-A-CB (Split System: Heat Pump with Remote Outdoor Unit-Air-Source) | DLCURAH36ABK |  |  | FJMA4*42L*C* |  | 37000 | 16 | 8.1 | 39000 | 34800 | 89.23% | 2 | 0 | 10 |  |  |  | No | R-410A | 3.0833 | Residential & Commercial | Ducted CEE Tier 1
215389767 | Central HP <5.4 tons | ECOER | HRCU-A-C (Split System: Heat Pump with Remote Outdoor Unit with No Indoor Fan --Air Source) | EODA18H-2436B | ADP |  | PL36H175P159+TD |  | 31000 | 15.2 | 8.5 | 32000 | 23200 | 72.5% | 1.9 | 0 | 10 |  |  |  | No | R-410A | 2.5833 | Residential & Commercial | Ducted CEE Tier 1
213311564 | Central HP <5.4 tons | CARRIER | HRCU-A-CB (Split System: Heat Pump with Remote Outdoor Unit-Air-Source) | 38MURAQ18AB3* | ADP |  | C36A***L129+CBPE3A* |  | 17800 | 15.5 | 8.95 | 17100 | 19400 | 113.5% | 2.4 | 0 | 10.5 |  |  |  | No | R-410A | 1.4833 | Residential & Commercial | Ducted CEE Tier 1
215932403 | Central HP <5.4 tons | TEMPSTAR | HRCU-A-CB (Split System: Heat Pump with Remote Outdoor Unit-Air-Source) | T5H3V36*K*AAA* |  |  | EA*5X48M21A*+WALLCON | *80CSU1002120A* | 33400 | 20 | 9.5 | 34600 | 26400 | 76.3% | 2.04 | 0 | 11.5 |  |  |  | No | R-454B | 2.7833 | Residential & Commercial | Ducted CEE Tier 1
215865057 | Central HP <5.4 tons | TRANE | HRCU-A-CB (Split System: Heat Pump with Remote Outdoor Unit-Air-Source) | 5TWV8X36A1 |  |  | 5PX*C007AS3+P0V0C000M50SD+LRP |  | 33200 | 18.1 | 8.5 | 33200 | 25400 | 76.51% | 2.1 | 0 | 11 |  |  |  | No | R-454B | 2.7667 | Residential & Commercial | Ducted CEE Tier 1
215940915 | Central HP <5.4 tons | BRYANT HEATING AND COOLING SYSTEMS | HRCU-A-CB (Split System: Heat Pump with Remote Outdoor Unit-Air-Source) | 293VAN036**AA* |  |  | CVAVA6121XMA*+UI | 987TA42080C17*** | 35600 | 21.5 | 8.5 | 38000 | 28800 | 75.79% | 2.04 | 0 | 12 |  |  |  | No | R-454B | 2.9667 | Residential & Commercial | Ducted CEE Tier 1
212988973 | Central HP <5.4 tons | CARRIER | HRCU-A-CB (Split System: Heat Pump with Remote Outdoor Unit-Air-Source) | 38MURAQ36AB3* |  |  | CAP**4821AL* | 59SU5B060M17**16 | 35400 | 16 | 8.1 | 37800 | 34600 | 91.53% | 2 | 0 | 10 |  |  |  | No | R-410A | 2.95 | Residential & Commercial | Ducted CEE Tier 1
214624891 | Central HP <5.4 tons | CARRIER | HRCU-A-CB (Split System: Heat Pump with Remote Outdoor Unit-Air-Source) | 38MURAQ36AB3* | ADP |  | A36VCA+TXV | 58SU*B060M17**16 | 35200 | 16 | 8.1 | 36800 | 34600 | 94.02% | 1.86 | 0 | 10 |  |  |  | No | R-410A | 2.9333 | Residential & Commercial | Ducted CEE Tier 1
214624925 | Central HP <5.4 tons | CARRIER | HRCU-A-CB (Split System: Heat Pump with Remote Outdoor Unit-Air-Source) | 38MURAQ36AB3* | ADP |  | C36A***L159 | 58SU*B080M21**20 | 35000 | 17 | 8.1 | 36400 | 34400 | 94.51% | 2.04 | 0 | 10 |  |  |  | No | R-410A | 2.9167 | Residential & Commercial | Ducted CEE Tier 1
215428293 | Central HP <5.4 tons | ECO AC | HRCU-A-CB (Split System: Heat Pump with Remote Outdoor Unit-Air-Source) | EHI-O60KBA |  |  | EHI-V60KBA |  | 54000 | 16 | 9 | 54000 | 41000 | 75.93% | 1.8 | 10.5 | 10 |  |  |  | No | R-410A | 4.5 | Residential & Commercial | Ducted CEE Tier 1
215472289 | Central HP <5.4 tons | TRANE | HRCU-A-CB (Split System: Heat Pump with Remote Outdoor Unit-Air-Source) | 4TWV0X48A1 | ASPEN |  | D(A,C,E)60B44+TDR | S9V2B060U4PSB+RP | 43000 | 19 | 8.2 | 43000 | 36800 | 85.58% | 2.32 | 0 | 11.2 |  |  |  | No | R-410A | 3.5833 | Residential & Commercial | Ducted CEE Tier 1
212972938 | Central HP <5.4 tons | HEIL | HRCU-A-CB (Split System: Heat Pump with Remote Outdoor Unit-Air-Source) | DLCURAH24ABK |  |  | EA*4X30L17A* | *96VSN0401410B* | 23400 | 16 | 8.5 | 26400 | 24800 | 93.94% | 2.04 | 0 | 10 |  |  |  | No | R-410A | 1.95 | Residential & Commercial | Ducted CEE Tier 1
211245487 | Central HP <5.4 tons | DAY & NIGHT | HRCU-A-CB (Split System: Heat Pump with Remote Outdoor Unit-Air-Source) | DLCURAH24ABK |  |  | EN(A,D)4X36L21** | *80VTL0902120A* | 23800 | 16.5 | 8.1 | 26000 | 23200 | 89.23% | 1.92 | 0 | 10.5 |  |  |  | No | R-410A | 1.9833 | Residential & Commercial | Ducted CEE Tier 1
213204886 | Central HP <5.4 tons | TEMPSTAR | HRCU-A-CB (Split System: Heat Pump with Remote Outdoor Unit-Air-Source) | DLCURAH24ABK | ASPEN |  | D(A,C,E)30B34+TDR | *92ESN0802120A* | 23400 | 16.7 | 8.3 | 25800 | 20000 | 77.52% | 2.95 | 0 | 10 |  |  |  | No | R-410A | 1.95 | Residential & Commercial | Ducted CEE Tier 1
213204902 | Central HP <5.4 tons | TEMPSTAR | HRCU-A-CB (Split System: Heat Pump with Remote Outdoor Unit-Air-Source) | DLCURAH24ABK | ASPEN |  | D(A,C,E)36B34+TDR | *92ESN1002120A* | 23600 | 16.9 | 8.4 | 26000 | 20200 | 77.69% | 2.98 | 0 | 10.3 |  |  |  | No | R-410A | 1.9667 | Residential & Commercial | Ducted CEE Tier 1
215223252 | Central HP <5.4 tons | COMFORTMAKER | HRCU-A-C (Split System: Heat Pump with Remote Outdoor Unit with No Indoor Fan --Air Source) | DLCURAH24ABK | ADP |  | H,GG32924+TD |  | 24000 | 16 | 9.4 | 23400 | 19600 | 83.76% | 1.94 | 0 | 10.5 |  |  |  | No | R-410A | 2 | Residential & Commercial | Ducted CEE Tier 1
213204977 | Central HP <5.4 tons | TEMPSTAR | HRCU-A-CB (Split System: Heat Pump with Remote Outdoor Unit-Air-Source) | DLCURAH24ABK | ASPEN |  | D(A,C,E)24B44+TDR | *95ESN0802120A* | 23800 | 16.5 | 8.5 | 26600 | 20400 | 76.69% | 2.89 | 0 | 10.5 |  |  |  | No | R-410A | 1.9833 | Residential & Commercial | Ducted CEE Tier 1
215318903 | Central HP <5.4 tons | ARCOAIRE | HRCU-A-CB (Split System: Heat Pump with Remote Outdoor Unit-Air-Source) | D5CUHAH48AAK |  |  | D5FUHAH60XAK |  | 48000 | 17.5 | 9.5 | 48000 | 48000 | 100% | 2 | 0 | 12 |  |  |  | No | R-454B | 4 | Residential & Commercial | Ducted CEE Tier 1
215472308 | Central HP <5.4 tons | TRANE | HRCU-A-CB (Split System: Heat Pump with Remote Outdoor Unit-Air-Source) | 4TWV8X48A1 | ASPEN |  | D(A,C,E)60B44+TDR | S9V2C100U5PSC+RP | 45000 | 18 | 8.2 | 44000 | 37000 | 84.09% | 2.23 | 0 | 11.7 |  |  |  | No | R-410A | 3.75 | Residential & Commercial | Ducted CEE Tier 1
215223193 | Central HP <5.4 tons | BRYANT HEATING AND COOLING SYSTEMS | HRCU-A-CB (Split System: Heat Pump with Remote Outdoor Unit-Air-Source) | 288BNV037*0**B* | ADP |  | H,PG35936 | 987MB60060C21*** | 31600 | 17 | 8.1 | 31800 | 24200 | 76.1% | 1.88 | 0 | 11 |  |  |  | No | R-410A | 2.6333 | Residential & Commercial | Ducted CEE Tier 1
215389765 | Central HP <5.4 tons | ECOER | HRCU-A-C (Split System: Heat Pump with Remote Outdoor Unit with No Indoor Fan --Air Source) | EODA18H-2436B | ADP |  | HG35936+TD |  | 30800 | 15.2 | 8.5 | 32000 | 23200 | 72.5% | 1.9 | 0 | 10 |  |  |  | No | R-410A | 2.5667 | Residential & Commercial | Ducted CEE Tier 1
207454704 | Central HP <5.4 tons | LENNOX | HRCU-A-CB (Split System: Heat Pump with Remote Outdoor Unit-Air-Source) | SL25XPV-024-230A** | ADP |  | LH35/36F9 | EL296UH045XV36B* | 22200 | 22 | 9.8 | 20000 | 20200 | 101% | 1.84 | 14 | 14 |  |  |  | No | R-410A | 1.85 | Residential & Commercial | Ducted CEE Tier 1
207573702 | Central HP <5.4 tons | DAY & NIGHT | HRCU-A-CB (Split System: Heat Pump with Remote Outdoor Unit-Air-Source) | CVH848GKA2* | ADP |  | FG84960 | *80CTL0902120A* | 45500 | 17 | 8.5 | 43500 | 34400 | 79.08% | 2 | 10.5 | 10 |  |  |  | No | R-410A | 3.7917 | Residential & Commercial | Ducted CEE Tier 1
207573732 | Central HP <5.4 tons | DAY & NIGHT | HRCU-A-CB (Split System: Heat Pump with Remote Outdoor Unit-Air-Source) | CVH848GKA2* | ADP |  | FG86960 | *95CSU1002122A* | 45500 | 17 | 8.1 | 44000 | 31400 | 71.36% | 2.24 | 10.5 | 10.5 |  |  |  | No | R-410A | 3.7917 | Residential & Commercial | Ducted CEE Tier 1
215488136 | Central HP <5.4 tons | GOODMAN | HRCU-A-CB (Split System: Heat Pump with Remote Outdoor Unit-Air-Source) | GZV7SA4810A* |  |  | CHPEA6030*3A* | G*VM971205DNB* | 45500 | 16.5 | 8.5 | 46500 | 33600 | 72.26% | 2 | 0 | 10 |  |  |  | No | R-32 | 3.7917 | Residential & Commercial | Ducted CEE Tier 1
213205529 | Central HP <5.4 tons | TEMPSTAR | HRCU-A-CB (Split System: Heat Pump with Remote Outdoor Unit-Air-Source) | DLCURAH36ABK | ASPEN |  | D(A,C,E)36C34+TDR | *80ES(N,L)0902116A* | 35400 | 16 | 8.1 | 38500 | 31800 | 82.6% | 2.72 | 0 | 10.5 |  |  |  | No | R-410A | 2.95 | Residential & Commercial | Ducted CEE Tier 1
213205690 | Central HP <5.4 tons | TEMPSTAR | HRCU-A-CB (Split System: Heat Pump with Remote Outdoor Unit-Air-Source) | DLCURAH36ABK | ASPEN |  | D(A,C,E)36B34+TDR | *96VTN1002122A* | 35200 | 16.5 | 8.1 | 38500 | 32200 | 83.64% | 2.54 | 0 | 10 |  |  |  | No | R-410A | 2.9333 | Residential & Commercial | Ducted CEE Tier 1
213204979 | Central HP <5.4 tons | TEMPSTAR | HRCU-A-CB (Split System: Heat Pump with Remote Outdoor Unit-Air-Source) | DLCURAH24ABK | ASPEN |  | D(A,C,E)30B34+TDR | *95ESN0802120A* | 23800 | 16.5 | 8.5 | 26600 | 20400 | 76.69% | 2.89 | 0 | 10 |  |  |  | No | R-410A | 1.9833 | Residential & Commercial | Ducted CEE Tier 1
212986932 | Central HP <5.4 tons | COMFORTMAKER | HRCU-A-CB (Split System: Heat Pump with Remote Outdoor Unit-Air-Source) | DLCURAH24ABK |  |  | EN(A,D)4X24L14** | *96MSN0601412A* | 23200 | 16.5 | 8.5 | 27000 | 25200 | 93.33% | 2.1 | 0 | 10 |  |  |  | No | R-410A | 1.9333 | Residential & Commercial | Ducted CEE Tier 1
212986180 | Central HP <5.4 tons | COMFORTMAKER | HRCU-A-CB (Split System: Heat Pump with Remote Outdoor Unit-Air-Source) | DLCURAH24ABK |  |  | EA*4X30L17A* | *96MSN0401410A* | 23400 | 16 | 8.5 | 26400 | 24600 | 93.18% | 2.04 | 0 | 10 |  |  |  | No | R-410A | 1.95 | Residential & Commercial | Ducted CEE Tier 1
211241789 | Central HP <5.4 tons | HEIL | HRCU-A-CB (Split System: Heat Pump with Remote Outdoor Unit-Air-Source) | DLCURAH24ABK |  |  | EA*4X30L17A* | OMV098J12* | 23600 | 16.5 | 8.5 | 26000 | 23800 | 91.54% | 1.98 | 0 | 10 |  |  |  | No | R-410A | 1.9667 | Residential & Commercial | Ducted CEE Tier 1
211242114 | Central HP <5.4 tons | HEIL | HRCU-A-CB (Split System: Heat Pump with Remote Outdoor Unit-Air-Source) | DLCURAH24ABK |  |  | EA*4X36L17A* | *80ES(N,L)0901714A* | 24600 | 17 | 8.5 | 26400 | 22200 | 84.09% | 1.84 | 0 | 10 |  |  |  | No | R-410A | 2.05 | Residential & Commercial | Ducted CEE Tier 1
211242234 | Central HP <5.4 tons | HEIL | HRCU-A-CB (Split System: Heat Pump with Remote Outdoor Unit-Air-Source) | DLCURAH24ABK |  |  | EA*4X36L17A* | OLV098A12* | 23400 | 16.5 | 8.5 | 25600 | 23800 | 92.97% | 1.98 | 0 | 10 |  |  |  | No | R-410A | 1.95 | Residential & Commercial | Ducted CEE Tier 1
214650731 | Central HP <5.4 tons | JOHNSON CONTROLS | HRCU-A-CB (Split System: Heat Pump with Remote Outdoor Unit-Air-Source) | HH860E2S11 |  |  | CTU60D5XHS1+TXV | TM9E120D20MP12 | 53500 | 19 | 8.5 | 54500 | 39500 | 72.48% | 2 | 0 | 11 |  |  |  | No | R-454B | 4.4583 | Residential & Commercial | Ducted CEE Tier 1
215488100 | Central HP <5.4 tons | GOODMAN | HRCU-A-CB (Split System: Heat Pump with Remote Outdoor Unit-Air-Source) | GZV7SA4210A* |  |  | CHPEA6030*3A* | G*VC800804C*A* | 40500 | 17 | 8.6 | 41000 | 31000 | 75.61% | 2 | 0 | 10 |  |  |  | No | R-32 | 3.375 | Residential & Commercial | Ducted CEE Tier 1
215488102 | Central HP <5.4 tons | GOODMAN | HRCU-A-CB (Split System: Heat Pump with Remote Outdoor Unit-Air-Source) | GZV7SA4210A* |  |  | CHPEA6030*3A* | G*VC800805D*A* | 40500 | 17 | 8.6 | 41000 | 31000 | 75.61% | 2 | 0 | 10 |  |  |  | No | R-32 | 3.375 | Residential & Commercial | Ducted CEE Tier 1
213312031 | Central HP <5.4 tons | BRYANT HEATING AND COOLING SYSTEMS | HRCU-A-CB (Split System: Heat Pump with Remote Outdoor Unit-Air-Source) | 38MURAQ36AB3* | ADP |  | V36H175P159+CBPE4B* |  | 37000 | 16 | 8.1 | 36800 | 34400 | 93.48% | 2 | 0 | 10 |  |  |  | No | R-410A | 3.0833 | Residential & Commercial | Ducted CEE Tier 1
215942371 | Central HP <5.4 tons | BRYANT HEATING AND COOLING SYSTEMS | HRCU-A-CB (Split System: Heat Pump with Remote Outdoor Unit-Air-Source) | 293VAN036**AA* |  |  | CVAMA4421XMA*+UI | 986TD42060C17*** | 35200 | 21 | 8.5 | 37400 | 28000 | 74.87% | 2.06 | 0 | 11.7 |  |  |  | No | R-454B | 2.9333 | Residential & Commercial | Ducted CEE Tier 1
214650799 | Central HP <5.4 tons | JOHNSON CONTROLS | HRCU-A-CB (Split System: Heat Pump with Remote Outdoor Unit-Air-Source) | HH824E2S11 |  |  | CTU30B5XCS1+TXV | TM9V060B12MP12 | 23000 | 17 | 9.5 | 23000 | 18300 | 79.57% | 2 | 0 | 12 |  |  |  | No | R-454B | 1.9167 | Residential & Commercial | Ducted CEE Tier 1
210589352 | Central HP <5.4 tons | RUUD | HRCU-A-CB (Split System: Heat Pump with Remote Outdoor Unit-Air-Source) | UP18AZ48AJVC |  |  | RCFZ6021SEAAM | U802VA075421M | 44500 | 19 | 8.1 | 43500 | 45000 | 103.4% | 2 | 0 | 10 |  |  |  | No | R-410A | 3.7083 | Residential & Commercial | Ducted CEE Tier 1
216035493 | Central HP <5.4 tons | COLEMAN | HRCU-A-CB (Split System: Heat Pump with Remote Outdoor Unit-Air-Source) | HH824E2S11 | ASPEN |  | AE*S+CM24D2J+TDR |  | 22000 | 19 | 9 | 23200 | 20000 | 86.21% | 2.84 | 0 | 12 |  |  |  | No | R-454B | 1.8333 | Residential & Commercial | Ducted CEE Tier 1
215942421 | Central HP <5.4 tons | BRYANT HEATING AND COOLING SYSTEMS | HRCU-A-CB (Split System: Heat Pump with Remote Outdoor Unit-Air-Source) | 293VAN036**AA* |  |  | CVAMA6124XMA*+UI | 83*CA60100C21*** | 36000 | 22 | 8.5 | 37400 | 28200 | 75.4% | 2.04 | 0 | 12.5 |  |  |  | No | R-454B | 3 | Residential & Commercial | Ducted CEE Tier 1
215488143 | Central HP <5.4 tons | GOODMAN | HRCU-A-CB (Split System: Heat Pump with Remote Outdoor Unit-Air-Source) | GZV6SA1810A* |  |  | CA*EA3022*3A* | G*VC960603BNB* | 17000 | 19 | 8.8 | 16800 | 13000 | 77.38% | 2.1 | 0 | 12 |  |  |  | No | R-32 | 1.4167 | Residential & Commercial | Ducted CEE Tier 1
215488145 | Central HP <5.4 tons | GOODMAN | HRCU-A-CB (Split System: Heat Pump with Remote Outdoor Unit-Air-Source) | GZV6SA1810A* |  |  | CHPEA2422*3A* | G*VC960403BNB* | 17000 | 19 | 8.8 | 16800 | 13000 | 77.38% | 2.1 | 0 | 12 |  |  |  | No | R-32 | 1.4167 | Residential & Commercial | Ducted CEE Tier 1
215488150 | Central HP <5.4 tons | GOODMAN | HRCU-A-CB (Split System: Heat Pump with Remote Outdoor Unit-Air-Source) | GZV6SA1810A* |  |  | CA*EA3022*3A* | G*VC800804C*A* | 17000 | 19 | 8.8 | 16800 | 13000 | 77.38% | 2.1 | 0 | 12 |  |  |  | No | R-32 | 1.4167 | Residential & Commercial | Ducted CEE Tier 1
214624772 | Central HP <5.4 tons | CARRIER | HRCU-A-CB (Split System: Heat Pump with Remote Outdoor Unit-Air-Source) | 38MURAQ24AB3* | ADP |  | PL36H210P299 | 58SU*B060M17**16 | 24200 | 17 | 8.5 | 23200 | 21000 | 90.52% | 1.8 | 0 | 10.5 |  |  |  | No | R-410A | 2.0167 | Residential & Commercial | Ducted CEE Tier 1
214570410 | Central HP <5.4 tons | HEIL | HRCU-A-CB (Split System: Heat Pump with Remote Outdoor Unit-Air-Source) | HVH825GKA3* |  |  | EA*4X36L21A*+WALLCON | *97CMN0802120B* | 23600 | 16.5 | 8.1 | 21400 | 16600 | 77.57% | 1.94 | 0 | 10.5 |  |  |  | No | R-410A | 1.9667 | Residential & Commercial | Ducted CEE Tier 1
214570680 | Central HP <5.4 tons | HEIL | HRCU-A-CB (Split System: Heat Pump with Remote Outdoor Unit-Air-Source) | HVH825GKA3* |  |  | EA*4X48L21A*+WALLCON | *95CSU0802120B* | 24000 | 16.5 | 8.5 | 21000 | 16600 | 79.05% | 2.02 | 0 | 11 |  |  |  | No | R-410A | 2 | Residential & Commercial | Ducted CEE Tier 1
214572500 | Central HP <5.4 tons | HEIL | HRCU-A-CB (Split System: Heat Pump with Remote Outdoor Unit-Air-Source) | HVH837GKA** |  |  | EA*4X36L21A*+WALLCON | *97CMN0602120B* | 31400 | 17 | 8.1 | 33200 | 24400 | 73.49% | 1.84 | 0 | 10.5 |  |  |  | No | R-410A | 2.6167 | Residential & Commercial | Ducted CEE Tier 1
214572620 | Central HP <5.4 tons | HEIL | HRCU-A-CB (Split System: Heat Pump with Remote Outdoor Unit-Air-Source) | HVH837GKA** |  |  | EA*4X42L21A*+WALLCON | *97CMN0602120B* | 31600 | 17 | 8.1 | 33200 | 24800 | 74.7% | 1.88 | 0 | 10.5 |  |  |  | No | R-410A | 2.6333 | Residential & Commercial | Ducted CEE Tier 1
213312004 | Central HP <5.4 tons | BRYANT HEATING AND COOLING SYSTEMS | HRCU-A-CB (Split System: Heat Pump with Remote Outdoor Unit-Air-Source) | 38MURAQ24AB3* | ADP |  | PL36H175P159+CBPE4B* |  | 24200 | 18 | 9 | 25000 | 22600 | 90.4% | 1.92 | 0 | 10.5 |  |  |  | No | R-410A | 2.0167 | Residential & Commercial | Ducted CEE Tier 1
215488077 | Central HP <5.4 tons | GOODMAN | HRCU-A-CB (Split System: Heat Pump with Remote Outdoor Unit-Air-Source) | GZV7SA4210A* |  |  | CA*EA6030*3A* | G*VM970804CNB* | 40500 | 16.5 | 8.8 | 41000 | 31000 | 75.61% | 2 | 0 | 10 |  |  |  | No | R-32 | 3.375 | Residential & Commercial | Ducted CEE Tier 1
215488086 | Central HP <5.4 tons | GOODMAN | HRCU-A-CB (Split System: Heat Pump with Remote Outdoor Unit-Air-Source) | GZV7SA4210A* |  |  | CA*EA6030*3A* | G*VC961205DNB* | 40500 | 17 | 8.8 | 41000 | 31000 | 75.61% | 2 | 0 | 10 |  |  |  | No | R-32 | 3.375 | Residential & Commercial | Ducted CEE Tier 1
212601810 | Central HP <5.4 tons | CARRIER | HRCU-A-CB (Split System: Heat Pump with Remote Outdoor Unit-Air-Source) | 38MURAQ18AB3* | ADP |  | C24A***L039 | 59TP6B040V17**12 | 17400 | 15.2 | 8.5 | 17100 | 18400 | 107.6% | 2.26 | 0 | 10 |  |  |  | No | R-410A | 1.45 | Residential & Commercial | Ducted CEE Tier 1
215932697 | Central HP <5.4 tons | AIRQUEST | HRCU-A-CB (Split System: Heat Pump with Remote Outdoor Unit-Air-Source) | H5H3V36*K*AAA* |  |  | EA*5X61M21A*+WALLCON | *80CTL0701716B* | 34200 | 20 | 9 | 34800 | 26400 | 75.86% | 1.94 | 0 | 11.7 |  |  |  | No | R-454B | 2.85 | Residential & Commercial | Ducted CEE Tier 1
215932747 | Central HP <5.4 tons | AIRQUEST | HRCU-A-CB (Split System: Heat Pump with Remote Outdoor Unit-Air-Source) | H5H3V36*K*AAA* |  |  | EA*5X61M21A*+WALLCON | *95CSU0601716B* | 34200 | 20 | 9 | 34800 | 26600 | 76.44% | 1.92 | 0 | 11.5 |  |  |  | No | R-454B | 2.85 | Residential & Commercial | Ducted CEE Tier 1
211242400 | Central HP <5.4 tons | HEIL | HRCU-A-CB (Split System: Heat Pump with Remote Outdoor Unit-Air-Source) | DLCURAH24ABK |  |  | EA*4X36L21A* | *80VSL0701716A* | 24000 | 17 | 8.5 | 26000 | 22800 | 87.69% | 1.9 | 0 | 10 |  |  |  | No | R-410A | 2 | Residential & Commercial | Ducted CEE Tier 1
211242409 | Central HP <5.4 tons | HEIL | HRCU-A-CB (Split System: Heat Pump with Remote Outdoor Unit-Air-Source) | DLCURAH24ABK |  |  | EA*4X36L21A* | *80VSL0702120A* | 24800 | 16.5 | 8.5 | 26600 | 22000 | 82.71% | 1.82 | 0 | 10 |  |  |  | No | R-410A | 2.0667 | Residential & Commercial | Ducted CEE Tier 1
211242452 | Central HP <5.4 tons | HEIL | HRCU-A-CB (Split System: Heat Pump with Remote Outdoor Unit-Air-Source) | DLCURAH24ABK |  |  | EA*4X36L21A* | *80VTL0902120A* | 24200 | 17 | 8.5 | 26000 | 22800 | 87.69% | 1.88 | 0 | 10 |  |  |  | No | R-410A | 2.0167 | Residential & Commercial | Ducted CEE Tier 1
211242493 | Central HP <5.4 tons | HEIL | HRCU-A-CB (Split System: Heat Pump with Remote Outdoor Unit-Air-Source) | DLCURAH24ABK |  |  | EA*4X36L21A* | *80VTL0701716A* | 24400 | 17 | 8.5 | 26200 | 22400 | 85.5% | 1.88 | 0 | 10 |  |  |  | No | R-410A | 2.0333 | Residential & Commercial | Ducted CEE Tier 1
216027664 | Central HP <5.4 tons | Capella | HRCU-A-CB (Split System: Heat Pump with Remote Outdoor Unit-Air-Source) | CCB1-H36A-O |  |  | CAHB1-H36A-I |  | 36000 | 17.3 | 10.3 | 37000 | 39000 | 105.4% | 1.9 | 0 | 11.7 |  |  |  | No | R-454B | 3 | Residential & Commercial | Ducted CEE Tier 1
207454738 | Central HP <5.4 tons | LENNOX | HRCU-A-CB (Split System: Heat Pump with Remote Outdoor Unit-Air-Source) | SL25XPV-024-230A** | ADP |  | L*23/37Z9 | EL296UH090XV48C* | 22200 | 21 | 9.4 | 19800 | 19600 | 98.99% | 1.9 | 14 | 14.5 |  |  |  | No | R-410A | 1.85 | Residential & Commercial | Ducted CEE Tier 1
207454754 | Central HP <5.4 tons | LENNOX | HRCU-A-CB (Split System: Heat Pump with Remote Outdoor Unit-Air-Source) | SL25XPV-024-230A** | ADP |  | LH35/38F9 | EL296UH110XV48C* | 22200 | 21 | 9.3 | 19800 | 19800 | 100% | 1.9 | 14 | 14.5 |  |  |  | No | R-410A | 1.85 | Residential & Commercial | Ducted CEE Tier 1
207454797 | Central HP <5.4 tons | LENNOX | HRCU-A-CB (Split System: Heat Pump with Remote Outdoor Unit-Air-Source) | SL25XPV-024-230A** | ADP |  | L*35/36S9 | SL280UH070XV36A* | 22200 | 21 | 10 | 20000 | 20000 | 100% | 1.84 | 14 | 14 |  |  |  | No | R-410A | 1.85 | Residential & Commercial | Ducted CEE Tier 1
215488093 | Central HP <5.4 tons | GOODMAN | HRCU-A-CB (Split System: Heat Pump with Remote Outdoor Unit-Air-Source) | GZV7SA4210A* |  |  | CHPEA4830*3A* | G*VC801005C*A* | 40500 | 17 | 8.6 | 41000 | 31000 | 75.61% | 2 | 0 | 10 |  |  |  | No | R-32 | 3.375 | Residential & Commercial | Ducted CEE Tier 1
207455019 | Central HP <5.4 tons | LENNOX | HRCU-A-CB (Split System: Heat Pump with Remote Outdoor Unit-Air-Source) | SL25XPV-036-230A** | ADP |  | L*35/36U9 | EL296UH045XV36B* | 33600 | 21 | 8.8 | 33200 | 25800 | 77.71% | 1.82 | 13.5 | 13 |  |  |  | No | R-410A | 2.8 | Residential & Commercial | Ducted CEE Tier 1
213312006 | Central HP <5.4 tons | BRYANT HEATING AND COOLING SYSTEMS | HRCU-A-CB (Split System: Heat Pump with Remote Outdoor Unit-Air-Source) | 38MURAQ24AB3* | ADP |  | C36A***L159+CBPE4B* |  | 24200 | 18 | 9 | 25000 | 22600 | 90.4% | 1.92 | 0 | 10.5 |  |  |  | No | R-410A | 2.0167 | Residential & Commercial | Ducted CEE Tier 1
213203951 | Central HP <5.4 tons | TEMPSTAR | HRCU-A-CB (Split System: Heat Pump with Remote Outdoor Unit-Air-Source) | DLCURAH18ABK | ASPEN |  | D(A,C,E)24B44+TDR | *92ESN0401410A* | 17000 | 15.3 | 8.5 | 18400 | 13800 | 75% | 2.28 | 0 | 10.2 |  |  |  | No | R-410A | 1.4167 | Residential & Commercial | Ducted CEE Tier 1
213311997 | Central HP <5.4 tons | BRYANT HEATING AND COOLING SYSTEMS | HRCU-A-CB (Split System: Heat Pump with Remote Outdoor Unit-Air-Source) | 38MURAQ24AB3* | ADP |  | V36H***P429+CBPE3A* |  | 23600 | 18 | 8.7 | 24800 | 22600 | 91.13% | 1.86 | 0 | 10 |  |  |  | No | R-410A | 1.9667 | Residential & Commercial | Ducted CEE Tier 1
212985878 | Central HP <5.4 tons | COMFORTMAKER | HRCU-A-CB (Split System: Heat Pump with Remote Outdoor Unit-Air-Source) | DLCURAH18ABK |  |  | EA*4X19L17A* | *96MSN0261410A* | 17800 | 16.5 | 8.1 | 17800 | 17900 | 100.6% | 2.16 | 0 | 10.5 |  |  |  | No | R-410A | 1.4833 | Residential & Commercial | Ducted CEE Tier 1
212986982 | Central HP <5.4 tons | COMFORTMAKER | HRCU-A-CB (Split System: Heat Pump with Remote Outdoor Unit-Air-Source) | DLCURAH18ABK |  |  | EA*4X19L17A* | *96MSN0601412A* | 17800 | 16.5 | 8.1 | 17800 | 17900 | 100.6% | 2.16 | 0 | 10.5 |  |  |  | No | R-410A | 1.4833 | Residential & Commercial | Ducted CEE Tier 1
214625018 | Central HP <5.4 tons | CARRIER | HRCU-A-CB (Split System: Heat Pump with Remote Outdoor Unit-Air-Source) | 38MURAQ48AB3* | ADP |  | V,C60H210P199 | 58SU*B100M21**20 | 47000 | 15.2 | 8.1 | 48000 | 34000 | 70.83% | 1.92 | 0 | 10 |  |  |  | No | R-410A | 3.9167 | Residential & Commercial | Ducted CEE Tier 1
214571240 | Central HP <5.4 tons | HEIL | HRCU-A-CB (Split System: Heat Pump with Remote Outdoor Unit-Air-Source) | HVH825GKA3* |  |  | EN(A,D,W)4X48L21**+WALLCON | *97CMN0602120B* | 24000 | 16.5 | 8.1 | 21400 | 16700 | 78.04% | 2 | 0 | 11 |  |  |  | No | R-410A | 2 | Residential & Commercial | Ducted CEE Tier 1
214572510 | Central HP <5.4 tons | HEIL | HRCU-A-CB (Split System: Heat Pump with Remote Outdoor Unit-Air-Source) | HVH837GKA** |  |  | EA*4X36L21A*+WALLCON | *97CMN0802120B* | 31600 | 17 | 8.1 | 33000 | 24200 | 73.33% | 1.86 | 0 | 11 |  |  |  | No | R-410A | 2.6333 | Residential & Commercial | Ducted CEE Tier 1
214572610 | Central HP <5.4 tons | HEIL | HRCU-A-CB (Split System: Heat Pump with Remote Outdoor Unit-Air-Source) | HVH837GKA** |  |  | EA*4X42L21A*+WALLCON | *95CSU1002122B* | 31800 | 17.5 | 8.5 | 32800 | 24400 | 74.39% | 1.9 | 0 | 11 |  |  |  | No | R-410A | 2.65 | Residential & Commercial | Ducted CEE Tier 1
211259955 | Central HP <5.4 tons | DAY & NIGHT | HRCU-A-CB (Split System: Heat Pump with Remote Outdoor Unit-Air-Source) | DLCURAH18ABK |  |  | EA*4X19L17A* | *92ESN0601714A* | 18200 | 16.5 | 8.5 | 18100 | 17600 | 97.24% | 2.14 | 0 | 11 |  |  |  | No | R-410A | 1.5167 | Residential & Commercial | Ducted CEE Tier 1
214779009 | Central HP <5.4 tons | ECOER | HRCU-A-CB (Split System: Heat Pump with Remote Outdoor Unit-Air-Source) | EODA18H-4860B | ADP |  | HG52960+AEFE5* |  | 53500 | 17 | 9 | 53000 | 38000 | 71.7% | 1.9 | 0 | 10 |  |  |  | No | R-410A | 4.4583 | Residential & Commercial | Ducted CEE Tier 1
213608976 | Central HP <5.4 tons | GE | HRCU-A-CB (Split System: Heat Pump with Remote Outdoor Unit-Air-Source) | NS22H24MA4-**A | ADP |  | H,TG80936 | NF80L070S3B | 23600 | 20 | 8.2 | 20800 | 14700 | 70.67% | 2 | 0 | 13.5 |  |  |  | No | R-410A | 1.9667 | Residential & Commercial | Ducted CEE Tier 1
213608985 | Central HP <5.4 tons | GE | HRCU-A-CB (Split System: Heat Pump with Remote Outdoor Unit-Air-Source) | NS22H24MA4-**A | ADP |  | H,TG81936 | NF95X040S3B | 23800 | 19 | 8.2 | 21200 | 15000 | 70.75% | 1.96 | 0 | 13 |  |  |  | No | R-410A | 1.9833 | Residential & Commercial | Ducted CEE Tier 1
213076443 | Central HP <5.4 tons | CARRIER | HRCU-A-CB (Split System: Heat Pump with Remote Outdoor Unit-Air-Source) | 38MURAQ36AB3* |  |  | CNPV*4217AL* | 58TP*B045V14**12 | 35400 | 16 | 8.1 | 38500 | 35000 | 90.91% | 1.94 | 0 | 10 |  |  |  | No | R-410A | 2.95 | Residential & Commercial | Ducted CEE Tier 1
213076518 | Central HP <5.4 tons | CARRIER | HRCU-A-CB (Split System: Heat Pump with Remote Outdoor Unit-Air-Source) | 38MURAQ36AB3* |  |  | CAP**4321AL* | 58TP*B070V17**16 | 36200 | 16 | 8.5 | 38000 | 34800 | 91.58% | 2.04 | 0 | 10 |  |  |  | No | R-410A | 3.0167 | Residential & Commercial | Ducted CEE Tier 1
213076661 | Central HP <5.4 tons | CARRIER | HRCU-A-CB (Split System: Heat Pump with Remote Outdoor Unit-Air-Source) | 38MURAQ36AB3* |  |  | CAP**4224AL* | 58TP*B090V21**20 | 35200 | 16 | 8.1 | 38500 | 35000 | 90.91% | 1.88 | 0 | 10 |  |  |  | No | R-410A | 2.9333 | Residential & Commercial | Ducted CEE Tier 1
211228987 | Central HP <5.4 tons | DAY & NIGHT | HRCU-A-CB (Split System: Heat Pump with Remote Outdoor Unit-Air-Source) | DLCURAH36ABK |  |  | EA*4X48L21A* | *92ESN0802120A* | 35600 | 16.5 | 8.5 | 37800 | 34600 | 91.53% | 2.04 | 0 | 10 |  |  |  | No | R-410A | 2.9667 | Residential & Commercial | Ducted CEE Tier 1
211260075 | Central HP <5.4 tons | DAY & NIGHT | HRCU-A-CB (Split System: Heat Pump with Remote Outdoor Unit-Air-Source) | DLCURAH18ABK |  |  | EA*4X24L14A* | *80VSL0451412A* | 17700 | 16 | 8.5 | 18600 | 19100 | 102.7% | 2.3 | 0 | 10.5 |  |  |  | No | R-410A | 1.475 | Residential & Commercial | Ducted CEE Tier 1
211260323 | Central HP <5.4 tons | DAY & NIGHT | HRCU-A-CB (Split System: Heat Pump with Remote Outdoor Unit-Air-Source) | DLCURAH18ABK |  |  | EA*4X24L17A* | *95ESU0401712A* | 17600 | 16 | 8.5 | 18500 | 19100 | 103.2% | 2.3 | 0 | 10.5 |  |  |  | No | R-410A | 1.4667 | Residential & Commercial | Ducted CEE Tier 1
211260409 | Central HP <5.4 tons | DAY & NIGHT | HRCU-A-CB (Split System: Heat Pump with Remote Outdoor Unit-Air-Source) | DLCURAH18ABK |  |  | EA*4X24L17A* | *96VTN0401712A* | 17700 | 15.5 | 8.5 | 18700 | 19100 | 102.1% | 2.28 | 0 | 10.5 |  |  |  | No | R-410A | 1.475 | Residential & Commercial | Ducted CEE Tier 1
213147345 | Central HP <5.4 tons | BRYANT HEATING AND COOLING SYSTEMS | HRCU-A-CB (Split System: Heat Pump with Remote Outdoor Unit-Air-Source) | 38MURAQ24AB3* | ADP |  | C36A***L139+AEFE4B* |  | 23800 | 18 | 8.75 | 25000 | 22600 | 90.4% | 1.88 | 0 | 10 |  |  |  | No | R-410A | 1.9833 | Residential & Commercial | Ducted CEE Tier 1
207683186 | Central HP <5.4 tons | LENNOX | HRCU-A-CB (Split System: Heat Pump with Remote Outdoor Unit-Air-Source) | SL25XPV-024-230A** | ADP |  | LP36/37R9 | SLP99UH070XV36B* | 22800 | 22 | 10.1 | 19600 | 19600 | 100% | 1.96 | 14 | 14.5 |  |  |  | No | R-410A | 1.9 | Residential & Commercial | Ducted CEE Tier 1
207454710 | Central HP <5.4 tons | LENNOX | HRCU-A-CB (Split System: Heat Pump with Remote Outdoor Unit-Air-Source) | SL25XPV-024-230A** | ADP |  | L*35/36S9 | EL296UH045XV36B* | 22200 | 22 | 9.8 | 20000 | 20200 | 101% | 1.84 | 14 | 14 |  |  |  | No | R-410A | 1.85 | Residential & Commercial | Ducted CEE Tier 1
214624651 | Central HP <5.4 tons | CARRIER | HRCU-A-CB (Split System: Heat Pump with Remote Outdoor Unit-Air-Source) | 38MURAQ18AB3* | ADP |  | A36VCA+TXV | 58SU*B040M17**12 | 17500 | 16 | 8.5 | 16800 | 18500 | 110.1% | 2.28 | 0 | 10.5 |  |  |  | No | R-410A | 1.4583 | Residential & Commercial | Ducted CEE Tier 1
212348379 | Central HP <5.4 tons | CARRIER | HRCU-A-CB (Split System: Heat Pump with Remote Outdoor Unit-Air-Source) | 38MURAQ18AB3* | ASPEN |  | LEW30C4 |  | 17000 | 15.2 | 8.5 | 18000 | 18300 | 101.7% | 2.56 | 0 | 10.5 |  |  |  | No | R-410A | 1.4167 | Residential & Commercial | Ducted CEE Tier 1
211229323 | Central HP <5.4 tons | DAY & NIGHT | HRCU-A-CB (Split System: Heat Pump with Remote Outdoor Unit-Air-Source) | DLCURAH36ABK |  |  | EA*4X48L24A* | *80ES(N,L)1352420A* | 36200 | 16 | 8.5 | 38500 | 34600 | 89.87% | 2.06 | 0 | 10 |  |  |  | No | R-410A | 3.0167 | Residential & Commercial | Ducted CEE Tier 1
214385722 | Central HP <5.4 tons | COMFORTMAKER | HRCU-A-CB (Split System: Heat Pump with Remote Outdoor Unit-Air-Source) | CVH837GKA2* | ADP |  | H,YA10936 | *80CSU0601716A* | 31000 | 17 | 8.1 | 31600 | 24000 | 75.95% | 1.86 | 0 | 10.5 |  |  |  | No | R-410A | 2.5833 | Residential & Commercial | Ducted CEE Tier 1
211227452 | Central HP <5.4 tons | DAY & NIGHT | HRCU-A-CB (Split System: Heat Pump with Remote Outdoor Unit-Air-Source) | DLCURAH36ABK |  |  | EA*4X42L21A* | *80ESU1002120A* | 35400 | 16 | 8.1 | 38500 | 35000 | 90.91% | 1.88 | 0 | 10 |  |  |  | No | R-410A | 2.95 | Residential & Commercial | Ducted CEE Tier 1
216027663 | Central HP <5.4 tons | Capella | HRCU-A-CB (Split System: Heat Pump with Remote Outdoor Unit-Air-Source) | CCB1-H30A-O |  |  | CAHB1-H30A-I |  | 30000 | 16.8 | 10 | 34000 | 32600 | 95.88% | 1.96 | 0 | 11.7 |  |  |  | No | R-454B | 2.5 | Residential & Commercial | Ducted CEE Tier 1
214624760 | Central HP <5.4 tons | CARRIER | HRCU-A-CB (Split System: Heat Pump with Remote Outdoor Unit-Air-Source) | 38MURAQ24AB3* | ADP |  | V,C36H175P159 | 58SU*B040M17**12 | 23600 | 17 | 8.5 | 24200 | 22800 | 94.21% | 1.94 | 0 | 10 |  |  |  | No | R-410A | 1.9667 | Residential & Commercial | Ducted CEE Tier 1
214624778 | Central HP <5.4 tons | CARRIER | HRCU-A-CB (Split System: Heat Pump with Remote Outdoor Unit-Air-Source) | 38MURAQ24AB3* | ADP |  | C36A***L129 | 58SU*B060M17**16 | 23400 | 17 | 9 | 24600 | 25600 | 104.1% | 2.2 | 0 | 10 |  |  |  | No | R-410A | 1.95 | Residential & Commercial | Ducted CEE Tier 1
213145908 | Central HP <5.4 tons | CARRIER | HRCU-A-CB (Split System: Heat Pump with Remote Outdoor Unit-Air-Source) | 38MURAQ24AB3* | ADP |  | PL36H175P149+AEFE4B* |  | 24200 | 18 | 8.9 | 25000 | 22600 | 90.4% | 1.9 | 0 | 10.5 |  |  |  | No | R-410A | 2.0167 | Residential & Commercial | Ducted CEE Tier 1
214571100 | Central HP <5.4 tons | HEIL | HRCU-A-CB (Split System: Heat Pump with Remote Outdoor Unit-Air-Source) | HVH825GKA3* |  |  | EN(A,D)4X36L21**+WALLCON | *95CSU0802120B* | 23400 | 16.5 | 8.1 | 21600 | 16700 | 77.31% | 1.92 | 0 | 11 |  |  |  | No | R-410A | 1.95 | Residential & Commercial | Ducted CEE Tier 1
213076775 | Central HP <5.4 tons | CARRIER | HRCU-A-CB (Split System: Heat Pump with Remote Outdoor Unit-Air-Source) | 38MURAQ36AB3* |  |  | CAP**4321AL* | 58TP*B110V21**22 | 36600 | 16 | 8.5 | 38000 | 34800 | 91.58% | 2.06 | 0 | 10 |  |  |  | No | R-410A | 3.05 | Residential & Commercial | Ducted CEE Tier 1
215389828 | Central HP <5.4 tons | ECOER | HRCU-A-C (Split System: Heat Pump with Remote Outdoor Unit with No Indoor Fan --Air Source) | EODA18H-4860B | ADP |  | HG84960+TD |  | 51500 | 15.2 | 8.5 | 51000 | 36800 | 72.16% | 1.9 | 0 | 10 |  |  |  | No | R-410A | 4.2917 | Residential & Commercial | Ducted CEE Tier 1
215940755 | Central HP <5.4 tons | BRYANT HEATING AND COOLING SYSTEMS | HRCU-A-CB (Split System: Heat Pump with Remote Outdoor Unit-Air-Source) | 293VAN036**AA* |  |  | CVAVA4824XMA*+UI | 987TA66120C24*** | 35000 | 21.5 | 8.5 | 38000 | 28200 | 74.21% | 2.02 | 0 | 12 |  |  |  | No | R-454B | 2.9167 | Residential & Commercial | Ducted CEE Tier 1
212985239 | Central HP <5.4 tons | CARRIER | HRCU-A-CB (Split System: Heat Pump with Remote Outdoor Unit-Air-Source) | 38MURAQ36AB3* |  |  | CAP**4824AL* | 59SC2E100M21**20 | 35800 | 16.5 | 8.5 | 37800 | 34600 | 91.53% | 2.02 | 0 | 10 |  |  |  | No | R-410A | 2.9833 | Residential & Commercial | Ducted CEE Tier 1
212980581 | Central HP <5.4 tons | HEIL | HRCU-A-CB (Split System: Heat Pump with Remote Outdoor Unit-Air-Source) | DLCURAH24ABK |  |  | EA*4X36L21A* | *80MS(N,L)0902120A* | 23800 | 17.5 | 8.5 | 26200 | 23800 | 90.84% | 1.98 | 0 | 10 |  |  |  | No | R-410A | 1.9833 | Residential & Commercial | Ducted CEE Tier 1
213205008 | Central HP <5.4 tons | TEMPSTAR | HRCU-A-CB (Split System: Heat Pump with Remote Outdoor Unit-Air-Source) | DLCURAH24ABK | ASPEN |  | D(A,C,E)36B34+TDR | *96VTN0401712A* | 23200 | 16 | 8.5 | 25800 | 20000 | 77.52% | 2.85 | 0 | 10 |  |  |  | No | R-410A | 1.9333 | Residential & Commercial | Ducted CEE Tier 1
212985054 | Central HP <5.4 tons | COMFORTMAKER | HRCU-A-CB (Split System: Heat Pump with Remote Outdoor Unit-Air-Source) | DLCURAH24ABK |  |  | EN(A,D)4X36L21** | *92MSN0802120A* | 23400 | 17 | 8.5 | 26200 | 24800 | 94.66% | 2.08 | 0 | 10.5 |  |  |  | No | R-410A | 1.95 | Residential & Commercial | Ducted CEE Tier 1
212985340 | Central HP <5.4 tons | COMFORTMAKER | HRCU-A-CB (Split System: Heat Pump with Remote Outdoor Unit-Air-Source) | DLCURAH24ABK |  |  | EA*4X36L21A* | *92MSN1002120A* | 23800 | 17.5 | 8.5 | 26200 | 23600 | 90.08% | 1.96 | 0 | 10 |  |  |  | No | R-410A | 1.9833 | Residential & Commercial | Ducted CEE Tier 1
207455039 | Central HP <5.4 tons | LENNOX | HRCU-A-CB (Split System: Heat Pump with Remote Outdoor Unit-Air-Source) | SL25XPV-036-230A** | ADP |  | L*23/37Z9 | EL296UH090XV36C* | 34000 | 22 | 8.8 | 34000 | 27200 | 80% | 1.82 | 14 | 13 |  |  |  | No | R-410A | 2.8333 | Residential & Commercial | Ducted CEE Tier 1
207455130 | Central HP <5.4 tons | LENNOX | HRCU-A-CB (Split System: Heat Pump with Remote Outdoor Unit-Air-Source) | SL25XPV-036-230A** | ADP |  | L*35/36U9 | SL280UH090V36B* | 34000 | 22 | 8.8 | 32800 | 25600 | 78.05% | 1.84 | 14 | 13.5 |  |  |  | No | R-410A | 2.8333 | Residential & Commercial | Ducted CEE Tier 1
207455144 | Central HP <5.4 tons | LENNOX | HRCU-A-CB (Split System: Heat Pump with Remote Outdoor Unit-Air-Source) | SL25XPV-036-230A** | ADP |  | LH35/38X9 | SL280UH090V60C* | 34000 | 21 | 8.8 | 33800 | 27000 | 79.88% | 1.84 | 14 | 13.5 |  |  |  | No | R-410A | 2.8333 | Residential & Commercial | Ducted CEE Tier 1
207455155 | Central HP <5.4 tons | LENNOX | HRCU-A-CB (Split System: Heat Pump with Remote Outdoor Unit-Air-Source) | SL25XPV-036-230A** | ADP |  | L*35/36S9 | SL280UH090XV48B* | 34000 | 22 | 8.8 | 32800 | 25400 | 77.44% | 1.84 | 14 | 13.5 |  |  |  | No | R-410A | 2.8333 | Residential & Commercial | Ducted CEE Tier 1
207455203 | Central HP <5.4 tons | LENNOX | HRCU-A-CB (Split System: Heat Pump with Remote Outdoor Unit-Air-Source) | SL25XPV-036-230A** | ADP |  | L*35/36S9 | SL297UH060NV36B* | 33800 | 21 | 8.8 | 33000 | 25800 | 78.18% | 1.82 | 13.5 | 13 |  |  |  | No | R-410A | 2.8167 | Residential & Commercial | Ducted CEE Tier 1
209872717 | Central HP <5.4 tons | RUUD | HRCU-A-CB (Split System: Heat Pump with Remote Outdoor Unit-Air-Source) | UP18AZ36AJVC |  |  | RCFZ6021SEAAM | U98MV0855A21UPS | 34200 | 19 | 8.5 | 34200 | 43000 | 125.7% | 2.2 | 0 | 12.5 |  |  |  | No | R-410A | 2.85 | Residential & Commercial | Ducted CEE Tier 1
213311565 | Central HP <5.4 tons | CARRIER | HRCU-A-CB (Split System: Heat Pump with Remote Outdoor Unit-Air-Source) | 38MURAQ18AB3* | ADP |  | C36A***L139+CBPE3A* |  | 17800 | 15.5 | 9 | 17100 | 18300 | 107% | 2.2 | 0 | 10.5 |  |  |  | No | R-410A | 1.4833 | Residential & Commercial | Ducted CEE Tier 1
212383307 | Central HP <5.4 tons | DAY & NIGHT | HRCU-A-CB (Split System: Heat Pump with Remote Outdoor Unit-Air-Source) | DLCURAH36ABK |  |  | EA*4X36L21A* | *80ES(N,L)0902116A* | 35600 | 16 | 8.1 | 39500 | 35200 | 89.11% | 1.84 | 0 | 10 |  |  |  | No | R-410A | 2.9667 | Residential & Commercial | Ducted CEE Tier 1
214572470 | Central HP <5.4 tons | HEIL | HRCU-A-CB (Split System: Heat Pump with Remote Outdoor Unit-Air-Source) | HVH837GKA** |  |  | EA*4X36L21A*+WALLCON | *80CTL0702120B* | 31400 | 17 | 8.1 | 33000 | 24200 | 73.33% | 1.86 | 0 | 11 |  |  |  | No | R-410A | 2.6167 | Residential & Commercial | Ducted CEE Tier 1
214570700 | Central HP <5.4 tons | HEIL | HRCU-A-CB (Split System: Heat Pump with Remote Outdoor Unit-Air-Source) | HVH825GKA3* |  |  | EA*4X48L21A*+WALLCON | *97CMN0602120B* | 24000 | 16.5 | 8.5 | 21000 | 16600 | 79.05% | 2 | 0 | 10.5 |  |  |  | No | R-410A | 2 | Residential & Commercial | Ducted CEE Tier 1
213311581 | Central HP <5.4 tons | CARRIER | HRCU-A-CB (Split System: Heat Pump with Remote Outdoor Unit-Air-Source) | 38MURAQ24AB3* | ADP |  | V36H***P429+CBPE3A* |  | 23600 | 18 | 8.7 | 24800 | 22600 | 91.13% | 1.86 | 0 | 10 |  |  |  | No | R-410A | 1.9667 | Residential & Commercial | Ducted CEE Tier 1
213311585 | Central HP <5.4 tons | CARRIER | HRCU-A-CB (Split System: Heat Pump with Remote Outdoor Unit-Air-Source) | 38MURAQ24AB3* | ADP |  | C36A***L139+CBPE3A* |  | 23800 | 18 | 8.75 | 25000 | 22600 | 90.4% | 1.88 | 0 | 10 |  |  |  | No | R-410A | 1.9833 | Residential & Commercial | Ducted CEE Tier 1
214572640 | Central HP <5.4 tons | HEIL | HRCU-A-CB (Split System: Heat Pump with Remote Outdoor Unit-Air-Source) | HVH837GKA** |  |  | EA*4X42L21A*+WALLCON | *96CTN0802120B* | 31800 | 17.5 | 8.5 | 32800 | 24400 | 74.39% | 1.9 | 0 | 11 |  |  |  | No | R-410A | 2.65 | Residential & Commercial | Ducted CEE Tier 1
214573480 | Central HP <5.4 tons | HEIL | HRCU-A-CB (Split System: Heat Pump with Remote Outdoor Unit-Air-Source) | HVH837GKA** |  |  | EN(A,D,W)4X48L21**+WALLCON | *96CTN0802120B* | 32400 | 17.5 | 8.5 | 32600 | 24800 | 76.07% | 1.98 | 0 | 11.5 |  |  |  | No | R-410A | 2.7 | Residential & Commercial | Ducted CEE Tier 1
215488048 | Central HP <5.4 tons | GOODMAN | HRCU-A-CB (Split System: Heat Pump with Remote Outdoor Unit-Air-Source) | GZV7SA2410A* |  |  | CHPEA3026*3A* | G*VC960403BNB* | 23200 | 19 | 8.6 | 23200 | 17000 | 73.28% | 2 | 0 | 11 |  |  |  | No | R-32 | 1.9333 | Residential & Commercial | Ducted CEE Tier 1
214569605 | Central HP <5.4 tons | BRYANT HEATING AND COOLING SYSTEMS | HRCU-A-CB (Split System: Heat Pump with Remote Outdoor Unit-Air-Source) | 284ANV036*0**B* |  |  | CAP**6121AL*+UI | 987MC60080C21*** | 34800 | 19.5 | 9 | 35800 | 25200 | 70.39% | 2.02 | 0 | 12 |  |  |  | No | R-410A | 2.9 | Residential & Commercial | Ducted CEE Tier 1
214440888 | Central HP <5.4 tons | BRYANT HEATING AND COOLING SYSTEMS | HRCU-A-CB (Split System: Heat Pump with Remote Outdoor Unit-Air-Source) | 284ANV036*0**B* | ADP |  | V,C36H175P459 | 88*TB36045C17*** | 33600 | 19 | 9 | 35200 | 27400 | 77.84% | 2.02 | 0 | 11.7 |  |  |  | No | R-410A | 2.8 | Residential & Commercial | Ducted CEE Tier 1
214440920 | Central HP <5.4 tons | BRYANT HEATING AND COOLING SYSTEMS | HRCU-A-CB (Split System: Heat Pump with Remote Outdoor Unit-Air-Source) | 284ANV036*0**B* | ADP |  | V,C36H175P159 | 987MC42060C17*** | 33000 | 19 | 9 | 35200 | 27400 | 77.84% | 2.02 | 0 | 11.7 |  |  |  | No | R-410A | 2.75 | Residential & Commercial | Ducted CEE Tier 1
213885835 | Central HP <5.4 tons | ECOER | HRCU-A-CB (Split System: Heat Pump with Remote Outdoor Unit-Air-Source) | EODA18H-2436 | ASPEN |  | AE(D,N,U)+CM30B24+TDR |  | 20000 | 16 | 8.5 | 23800 | 21200 | 89.08% | 2.82 | 0 | 10 |  |  |  | No | R-410A | 1.6667 | Residential & Commercial | Ducted CEE Tier 1
208141205 | Central HP <5.4 tons | Cooper&Hunter | HRCU-A-CB (Split System: Heat Pump with Remote Outdoor Unit-Air-Source) | CH-HPR18-230VO |  |  | CH-M18AHU |  | 18000 | 17.6 | 9.6 | 19000 | 17000 | 89.47% | 2 | 12.5 | 11.7 |  |  |  | No | R-410A | 1.5 | Residential & Commercial | Ducted CEE Tier 1
207826595 | Central HP <5.4 tons | ARCOAIRE | HRCU-A-CB (Split System: Heat Pump with Remote Outdoor Unit-Air-Source) | DLCSRBH18AAK |  |  | DLFSABH18XBK |  | 18000 | 17.6 | 9.6 | 19000 | 17000 | 89.47% | 2 | 12.5 | 11.7 |  |  |  | No | R-410A | 1.5 | Residential & Commercial | Ducted CEE Tier 1
210589399 | Central HP <5.4 tons | RUUD | HRCU-A-CB (Split System: Heat Pump with Remote Outdoor Unit-Air-Source) | UP18AZ36AJVC |  |  | RCFZ6021SEAAM | U802VA100521M | 34200 | 20 | 8.5 | 34200 | 43000 | 125.7% | 2.2 | 0 | 12.5 |  |  |  | No | R-410A | 2.85 | Residential & Commercial | Ducted CEE Tier 1
215295195 | Central HP <5.4 tons | AIRQUEST | HRCU-A-CB (Split System: Heat Pump with Remote Outdoor Unit-Air-Source) | DLCURAH36ABK | ADP |  | H,GG37936 | *96MSN1202422A* | 35600 | 16 | 8.5 | 36200 | 34200 | 94.48% | 2.02 | 0 | 10 |  |  |  | No | R-410A | 2.9667 | Residential & Commercial | Ducted CEE Tier 1
215295209 | Central HP <5.4 tons | AIRQUEST | HRCU-A-CB (Split System: Heat Pump with Remote Outdoor Unit-Air-Source) | DLCURAH36ABK | ADP |  | H,GG80936 | *96MSN1202422A* | 35600 | 16 | 8.5 | 36200 | 34200 | 94.48% | 2.02 | 0 | 10 |  |  |  | No | R-410A | 2.9667 | Residential & Commercial | Ducted CEE Tier 1
215488027 | Central HP <5.4 tons | GOODMAN | HRCU-A-CB (Split System: Heat Pump with Remote Outdoor Unit-Air-Source) | GZV7SA2410A* |  |  | CA*EA3626*3A* | G*VC800603B*A* | 23200 | 19 | 8.6 | 23200 | 17000 | 73.28% | 2 | 0 | 11 |  |  |  | No | R-32 | 1.9333 | Residential & Commercial | Ducted CEE Tier 1
215318901 | Central HP <5.4 tons | ARCOAIRE | HRCU-A-CB (Split System: Heat Pump with Remote Outdoor Unit-Air-Source) | D5CUHAH18AAK |  |  | D5FUHAH24XAK |  | 18000 | 19 | 10.2 | 18000 | 18600 | 103.3% | 2.12 | 0 | 12.5 |  |  |  | No | R-454B | 1.5 | Residential & Commercial | Ducted CEE Tier 1
213205058 | Central HP <5.4 tons | TEMPSTAR | HRCU-A-CB (Split System: Heat Pump with Remote Outdoor Unit-Air-Source) | DLCURAH24ABK | ASPEN |  | D(A,C,E)36B34+TDR | *96VTN0802120A* | 23600 | 17 | 8.1 | 25800 | 20000 | 77.52% | 2.86 | 0 | 10 |  |  |  | No | R-410A | 1.9667 | Residential & Commercial | Ducted CEE Tier 1
212986892 | Central HP <5.4 tons | COMFORTMAKER | HRCU-A-CB (Split System: Heat Pump with Remote Outdoor Unit-Air-Source) | DLCURAH24ABK |  |  | EA*4X30L14A* | *96MSN0601412A* | 23400 | 16.5 | 8.5 | 26400 | 24600 | 93.18% | 2.04 | 0 | 10 |  |  |  | No | R-410A | 1.95 | Residential & Commercial | Ducted CEE Tier 1
211241558 | Central HP <5.4 tons | HEIL | HRCU-A-CB (Split System: Heat Pump with Remote Outdoor Unit-Air-Source) | DLCURAH24ABK |  |  | EA*4X30L17A* | *80VTL0701716A* | 24200 | 17 | 8.5 | 26200 | 23000 | 87.79% | 1.92 | 0 | 10 |  |  |  | No | R-410A | 2.0167 | Residential & Commercial | Ducted CEE Tier 1
211241611 | Central HP <5.4 tons | HEIL | HRCU-A-CB (Split System: Heat Pump with Remote Outdoor Unit-Air-Source) | DLCURAH24ABK |  |  | EA*4X30L17A* | *96VTN0601412A* | 23400 | 16.5 | 8.5 | 26000 | 24000 | 92.31% | 1.98 | 0 | 10 |  |  |  | No | R-410A | 1.95 | Residential & Commercial | Ducted CEE Tier 1
211242346 | Central HP <5.4 tons | HEIL | HRCU-A-CB (Split System: Heat Pump with Remote Outdoor Unit-Air-Source) | DLCURAH24ABK |  |  | EA*4X36L21A* | *96VTN1002122A* | 23800 | 17 | 8.5 | 25800 | 23200 | 89.92% | 1.92 | 0 | 10 |  |  |  | No | R-410A | 1.9833 | Residential & Commercial | Ducted CEE Tier 1
211242462 | Central HP <5.4 tons | HEIL | HRCU-A-CB (Split System: Heat Pump with Remote Outdoor Unit-Air-Source) | DLCURAH24ABK |  |  | EA*4X36L21A* | *96VTN0401712A* | 23400 | 16 | 8.5 | 25800 | 23600 | 91.47% | 1.94 | 0 | 10 |  |  |  | No | R-410A | 1.95 | Residential & Commercial | Ducted CEE Tier 1
209872711 | Central HP <5.4 tons | RUUD | HRCU-A-CB (Split System: Heat Pump with Remote Outdoor Unit-Air-Source) | UP18AZ36AJVC |  |  | RCFZ6021SEAAM | R962V0705A21M4S | 34200 | 19 | 8.5 | 34200 | 43000 | 125.7% | 2.2 | 0 | 12.5 |  |  |  | No | R-410A | 2.85 | Residential & Commercial | Ducted CEE Tier 1
213312005 | Central HP <5.4 tons | BRYANT HEATING AND COOLING SYSTEMS | HRCU-A-CB (Split System: Heat Pump with Remote Outdoor Unit-Air-Source) | 38MURAQ24AB3* | ADP |  | V36H175P159+CBPE4B* |  | 24200 | 18 | 9 | 25000 | 22600 | 90.4% | 1.92 | 0 | 10.5 |  |  |  | No | R-410A | 2.0167 | Residential & Commercial | Ducted CEE Tier 1
212985938 | Central HP <5.4 tons | COMFORTMAKER | HRCU-A-CB (Split System: Heat Pump with Remote Outdoor Unit-Air-Source) | DLCURAH18ABK |  |  | EN(A,D)4X18L14** | *96MSN0261410A* | 17300 | 15.5 | 8.5 | 18600 | 19800 | 106.5% | 2.38 | 0 | 10.5 |  |  |  | No | R-410A | 1.4417 | Residential & Commercial | Ducted CEE Tier 1
215940185 | Central HP <5.4 tons | BRYANT HEATING AND COOLING SYSTEMS | HRCU-A-CB (Split System: Heat Pump with Remote Outdoor Unit-Air-Source) | 293VAN036**AA* |  |  | CSAH*6012AM*+UI | 83*CB36040C17*** | 34200 | 19.5 | 9 | 34200 | 26000 | 76.02% | 1.94 | 0 | 11.7 |  |  |  | No | R-454B | 2.85 | Residential & Commercial | Ducted CEE Tier 1
213613093 | Central HP <5.4 tons | GE | HRCU-A-CB (Split System: Heat Pump with Remote Outdoor Unit-Air-Source) | NS22H24MA4-**A | ADP |  | V36H***P229 | NF80L045S3A | 24000 | 21 | 8.1 | 21800 | 15500 | 71.1% | 2.04 | 0 | 13.5 |  |  |  | No | R-410A | 2 | Residential & Commercial | Ducted CEE Tier 1
215940035 | Central HP <5.4 tons | BRYANT HEATING AND COOLING SYSTEMS | HRCU-A-CB (Split System: Heat Pump with Remote Outdoor Unit-Air-Source) | 293VAN036**AA* |  |  | CSAH*4212AM*+UI | 83*CB48060C17*** | 33600 | 19.5 | 9 | 34800 | 26600 | 76.44% | 1.94 | 0 | 11.7 |  |  |  | No | R-454B | 2.8 | Residential & Commercial | Ducted CEE Tier 1
215726297 | Central HP <5.4 tons | COLEMAN | HRCU-A-CB (Split System: Heat Pump with Remote Outdoor Unit-Air-Source) | HH860E2S11 | ADP |  | V,Y48H175P38*+TXV+AEFE4B* |  | 46000 | 19 | 9 | 44000 | 33600 | 76.36% | 2.1 | 0 | 12 |  |  |  | No | R-454B | 3.8333 | Residential & Commercial | Ducted CEE Tier 1
214848982 | Central HP <5.4 tons | YORK | HRCU-A-CB (Split System: Heat Pump with Remote Outdoor Unit-Air-Source) | HH860E2S11 | ADP |  | H,YG84*60+TXV-BLEED | TM8V100C16MP12 | 43500 | 18 | 8.5 | 42000 | 32800 | 78.1% | 2 | 0 | 11.7 |  |  |  | No | R-454B | 3.625 | Residential & Commercial | Ducted CEE Tier 1
215295212 | Central HP <5.4 tons | AIRQUEST | HRCU-A-CB (Split System: Heat Pump with Remote Outdoor Unit-Air-Source) | DLCURAH36ABK | ADP |  | H,GG81936 | *96MSN1202422A* | 35600 | 16 | 8.5 | 36200 | 34200 | 94.48% | 2.02 | 0 | 10 |  |  |  | No | R-410A | 2.9667 | Residential & Commercial | Ducted CEE Tier 1
215940235 | Central HP <5.4 tons | BRYANT HEATING AND COOLING SYSTEMS | HRCU-A-CB (Split System: Heat Pump with Remote Outdoor Unit-Air-Source) | 293VAN036**AA* |  |  | CSAH*6012AM*+UI | 987TA66100C21*** | 34200 | 19.5 | 9 | 34200 | 26000 | 76.02% | 1.94 | 0 | 11.7 |  |  |  | No | R-454B | 2.85 | Residential & Commercial | Ducted CEE Tier 1
213608978 | Central HP <5.4 tons | GE | HRCU-A-CB (Split System: Heat Pump with Remote Outdoor Unit-Air-Source) | NS22H24MA4-**A | ADP |  | H,TG80936 | NF80U045S3A | 23400 | 21 | 8.5 | 21200 | 14900 | 70.28% | 1.86 | 0 | 13.5 |  |  |  | No | R-410A | 1.95 | Residential & Commercial | Ducted CEE Tier 1
216027662 | Central HP <5.4 tons | Capella | HRCU-A-CB (Split System: Heat Pump with Remote Outdoor Unit-Air-Source) | CCB1-H24A-O |  |  | CAHB1-H24A-I |  | 23000 | 18.3 | 10 | 24000 | 21600 | 90% | 1.87 | 0 | 11.7 |  |  |  | No | R-454B | 1.9167 | Residential & Commercial | Ducted CEE Tier 1
214392679 | Central HP <5.4 tons | RUUD | HRCU-A-CB (Split System: Heat Pump with Remote Outdoor Unit-Air-Source) | RD17AZ24AJ3N | ASPEN |  | D(A,C,E)24C34+TDR | U97MV0703A17DHS | 21600 | 19 | 8.1 | 22600 | 16900 | 74.78% | 2 | 0 | 10 |  |  |  | No | R-410A | 1.8 | Residential & Commercial | Ducted CEE Tier 1
214592561 | Central HP <5.4 tons | ECOER | HRCU-A-CB (Split System: Heat Pump with Remote Outdoor Unit-Air-Source) | EODA18H-2436B | ASPEN |  | D(A,C,E)24C34+TDR | MGH96M080B3A | 22800 | 18 | 8.8 | 24000 | 19200 | 80% | 2.1 | 0 | 12.5 |  |  |  | No | R-410A | 1.9 | Residential & Commercial | Ducted CEE Tier 1
215864127 | Central HP <5.4 tons | Cooper&Hunter | HRCU-A-CB (Split System: Heat Pump with Remote Outdoor Unit-Air-Source) | CH-RHP24-230VO |  |  | CH-RS24MAHU |  | 23000 | 18.7 | 10 | 26000 | 23600 | 90.77% | 2.16 | 0 | 12 |  |  |  | No | R-454B | 1.9167 | Residential & Commercial | Ducted CEE Tier 1
211174214 | Central HP <5.4 tons | COMFORT-AIRE | HRCU-A-CB (Split System: Heat Pump with Remote Outdoor Unit-Air-Source) | HRG1548S1R-**A | ASPEN |  | C(A,C,D,E)60D34+TDR | GUH96T090C3M | 44500 | 15.3 | 8.2 | 45000 | 32000 | 71.11% | 2.86 | 0 | 12.4 |  |  |  | No | R-410A | 3.7083 | Residential & Commercial | Ducted CEE Tier 1
215488082 | Central HP <5.4 tons | GOODMAN | HRCU-A-CB (Split System: Heat Pump with Remote Outdoor Unit-Air-Source) | GZV7SA4210A* |  |  | CA*EA6030*3A* | G*VC800805D*A* | 40500 | 17 | 8.8 | 41000 | 31000 | 75.61% | 2 | 0 | 10 |  |  |  | No | R-32 | 3.375 | Residential & Commercial | Ducted CEE Tier 1
212384792 | Central HP <5.4 tons | DAY & NIGHT | HRCU-A-CB (Split System: Heat Pump with Remote Outdoor Unit-Air-Source) | DLCURAH36ABK |  |  | EN(A,D,W)4X48L21** | *92ESN0801716A* | 36200 | 16.5 | 8.1 | 39000 | 34800 | 89.23% | 2.02 | 0 | 10.5 |  |  |  | No | R-410A | 3.0167 | Residential & Commercial | Ducted CEE Tier 1
213076524 | Central HP <5.4 tons | DAY & NIGHT | HRCU-A-CB (Split System: Heat Pump with Remote Outdoor Unit-Air-Source) | DLCURAH36ABK |  |  | EA*4X43L21A* | *80VTL0701716B* | 36200 | 16 | 8.5 | 38000 | 34800 | 91.58% | 2.04 | 0 | 10 |  |  |  | No | R-410A | 3.0167 | Residential & Commercial | Ducted CEE Tier 1
212543576 | Central HP <5.4 tons | DAY & NIGHT | HRCU-A-CB (Split System: Heat Pump with Remote Outdoor Unit-Air-Source) | DLCURAH36ABK | ADP |  | FG80936 | *92ESN0801716A* | 36000 | 15.2 | 8.1 | 36800 | 28000 | 76.09% | 2 | 0 | 10 |  |  |  | No | R-410A | 3 | Residential & Commercial | Ducted CEE Tier 1
212348395 | Central HP <5.4 tons | CARRIER | HRCU-A-CB (Split System: Heat Pump with Remote Outdoor Unit-Air-Source) | 38MURAQ24AB3* | ASPEN |  | LEW30E4 |  | 23600 | 16 | 9 | 26200 | 23400 | 89.31% | 2.93 | 0 | 10 |  |  |  | No | R-410A | 1.9667 | Residential & Commercial | Ducted CEE Tier 1
213078645 | Central HP <5.4 tons | DAY & NIGHT | HRCU-A-CB (Split System: Heat Pump with Remote Outdoor Unit-Air-Source) | DLCURAH36ABK |  |  | EA*4X42L24A* | *80MS(N,L)1102120A* | 35800 | 16.5 | 8.1 | 38500 | 35000 | 90.91% | 1.9 | 0 | 10 |  |  |  | No | R-410A | 2.9833 | Residential & Commercial | Ducted CEE Tier 1
213078813 | Central HP <5.4 tons | DAY & NIGHT | HRCU-A-CB (Split System: Heat Pump with Remote Outdoor Unit-Air-Source) | DLCURAH36ABK |  |  | EN(A,D)4X48L24** | *80MS(N,L)1552420A* | 36200 | 16.5 | 8.1 | 38500 | 35000 | 90.91% | 2.02 | 0 | 10.5 |  |  |  | No | R-410A | 3.0167 | Residential & Commercial | Ducted CEE Tier 1
215940335 | Central HP <5.4 tons | BRYANT HEATING AND COOLING SYSTEMS | HRCU-A-CB (Split System: Heat Pump with Remote Outdoor Unit-Air-Source) | 293VAN036**AA* |  |  | CVAMA4921XMA*+UI | 83*CB36040C17*** | 35600 | 22 | 8.5 | 38000 | 28600 | 75.26% | 2.04 | 0 | 12.5 |  |  |  | No | R-454B | 2.9667 | Residential & Commercial | Ducted CEE Tier 1
215940555 | Central HP <5.4 tons | BRYANT HEATING AND COOLING SYSTEMS | HRCU-A-CB (Split System: Heat Pump with Remote Outdoor Unit-Air-Source) | 293VAN036**AA* |  |  | CVAVA3621XMA*+UI | 987TA60080C21*** | 34400 | 20.5 | 8.5 | 38500 | 28200 | 73.25% | 2.04 | 0 | 11.7 |  |  |  | No | R-454B | 2.8667 | Residential & Commercial | Ducted CEE Tier 1
215940805 | Central HP <5.4 tons | BRYANT HEATING AND COOLING SYSTEMS | HRCU-A-CB (Split System: Heat Pump with Remote Outdoor Unit-Air-Source) | 293VAN036**AA* |  |  | CVAVA6021XMA*+UI | 986TD60080C21*** | 35600 | 21.5 | 8.5 | 38000 | 28600 | 75.26% | 2.02 | 0 | 12 |  |  |  | No | R-454B | 2.9667 | Residential & Commercial | Ducted CEE Tier 1
213147365 | Central HP <5.4 tons | BRYANT HEATING AND COOLING SYSTEMS | HRCU-A-CB (Split System: Heat Pump with Remote Outdoor Unit-Air-Source) | 38MURAQ36AB3* | ADP |  | C36A***L159+AEFE4B* |  | 37000 | 16 | 8.1 | 36800 | 34400 | 93.48% | 2 | 0 | 10 |  |  |  | No | R-410A | 3.0833 | Residential & Commercial | Ducted CEE Tier 1
207455031 | Central HP <5.4 tons | LENNOX | HRCU-A-CB (Split System: Heat Pump with Remote Outdoor Unit-Air-Source) | SL25XPV-036-230A** | ADP |  | L*23/37Z9 | EL296UH070XV36B* | 34600 | 21 | 8.8 | 32800 | 26000 | 79.27% | 1.82 | 13.5 | 13 |  |  |  | No | R-410A | 2.8833 | Residential & Commercial | Ducted CEE Tier 1
212520217 | Central HP <5.4 tons | CARRIER | HRCU-A-CB (Split System: Heat Pump with Remote Outdoor Unit-Air-Source) | 38MURAQ24AB3* | ADP |  | H,PG32936 | 58S(B,C)*A070E17**16 | 24600 | 16 | 8.1 | 25200 | 21800 | 86.51% | 1.82 | 0 | 10.5 |  |  |  | No | R-410A | 2.05 | Residential & Commercial | Ducted CEE Tier 1
214848907 | Central HP <5.4 tons | YORK | HRCU-A-CB (Split System: Heat Pump with Remote Outdoor Unit-Air-Source) | HH824E2S11 | ADP |  | H,YG8J*36+TXV | TM9E080B12MP12 | 23000 | 17 | 9 | 21400 | 18300 | 85.51% | 2 | 0 | 11.7 |  |  |  | No | R-454B | 1.9167 | Residential & Commercial | Ducted CEE Tier 1
207455054 | Central HP <5.4 tons | LENNOX | HRCU-A-CB (Split System: Heat Pump with Remote Outdoor Unit-Air-Source) | SL25XPV-036-230A** | ADP |  | LH23/37W9 | EL296UH090XV60C* | 33600 | 21 | 8.6 | 32800 | 26200 | 79.88% | 1.8 | 14 | 13 |  |  |  | No | R-410A | 2.8 | Residential & Commercial | Ducted CEE Tier 1
207455138 | Central HP <5.4 tons | LENNOX | HRCU-A-CB (Split System: Heat Pump with Remote Outdoor Unit-Air-Source) | SL25XPV-036-230A** | ADP |  | L*35/36U9 | SL280UH090V48B* | 34000 | 22 | 8.8 | 32800 | 25400 | 77.44% | 1.84 | 14 | 13.5 |  |  |  | No | R-410A | 2.8333 | Residential & Commercial | Ducted CEE Tier 1
207455154 | Central HP <5.4 tons | LENNOX | HRCU-A-CB (Split System: Heat Pump with Remote Outdoor Unit-Air-Source) | SL25XPV-036-230A** | ADP |  | L*35/36U9 | SL280UH090XV48B* | 34000 | 22 | 8.8 | 32800 | 25400 | 77.44% | 1.84 | 14 | 13.5 |  |  |  | No | R-410A | 2.8333 | Residential & Commercial | Ducted CEE Tier 1
207455247 | Central HP <5.4 tons | LENNOX | HRCU-A-CB (Split System: Heat Pump with Remote Outdoor Unit-Air-Source) | SL25XPV-036-230A** | ADP |  | LH35/38X9 | SLP99UH090XV36C* | 34000 | 22 | 8.8 | 34000 | 27200 | 80% | 1.82 | 14 | 13 |  |  |  | No | R-410A | 2.8333 | Residential & Commercial | Ducted CEE Tier 1
207455016 | Central HP <5.4 tons | LENNOX | HRCU-A-CB (Split System: Heat Pump with Remote Outdoor Unit-Air-Source) | SL25XPV-036-230A** | ADP |  | LH35/36F9 | EL296UH045XV36B* | 33400 | 21 | 8.8 | 33200 | 25800 | 77.71% | 1.82 | 13.5 | 12.5 |  |  |  | No | R-410A | 2.7833 | Residential & Commercial | Ducted CEE Tier 1
207455050 | Central HP <5.4 tons | LENNOX | HRCU-A-CB (Split System: Heat Pump with Remote Outdoor Unit-Air-Source) | SL25XPV-036-230A** | ADP |  | LH35/38F9 | EL296UH090XV60C* | 33600 | 21 | 8.6 | 32800 | 26200 | 79.88% | 1.8 | 14 | 13 |  |  |  | No | R-410A | 2.8 | Residential & Commercial | Ducted CEE Tier 1
211241690 | Central HP <5.4 tons | HEIL | HRCU-A-CB (Split System: Heat Pump with Remote Outdoor Unit-Air-Source) | DLCURAH24ABK |  |  | EA*4X30L17A* | *92ESN0601412A* | 23400 | 17 | 8.5 | 25800 | 24200 | 93.8% | 2.02 | 0 | 10 |  |  |  | No | R-410A | 1.95 | Residential & Commercial | Ducted CEE Tier 1
211241756 | Central HP <5.4 tons | HEIL | HRCU-A-CB (Split System: Heat Pump with Remote Outdoor Unit-Air-Source) | DLCURAH24ABK |  |  | EA*4X30L17A* | *92ESN0401712A* | 23600 | 15.5 | 8.5 | 26200 | 23600 | 90.08% | 1.94 | 0 | 10 |  |  |  | No | R-410A | 1.9667 | Residential & Commercial | Ducted CEE Tier 1
214573630 | Central HP <5.4 tons | HEIL | HRCU-A-CB (Split System: Heat Pump with Remote Outdoor Unit-Air-Source) | HVH837GKA2* |  |  | EA*4X36L21A*+WALLCON | *95CSU1002122B* | 31600 | 17 | 8.1 | 32800 | 24200 | 73.78% | 1.86 | 0 | 11 |  |  |  | No | R-410A | 2.6333 | Residential & Commercial | Ducted CEE Tier 1
211245381 | Central HP <5.4 tons | DAY & NIGHT | HRCU-A-CB (Split System: Heat Pump with Remote Outdoor Unit-Air-Source) | DLCURAH24ABK |  |  | EN(A,D)4X36L21** | *96VTN1002122A* | 23600 | 17 | 8.1 | 25800 | 23800 | 92.25% | 1.98 | 0 | 10.5 |  |  |  | No | R-410A | 1.9667 | Residential & Commercial | Ducted CEE Tier 1
211245601 | Central HP <5.4 tons | DAY & NIGHT | HRCU-A-CB (Split System: Heat Pump with Remote Outdoor Unit-Air-Source) | DLCURAH24ABK |  |  | EN(A,D)4X36L21** | *80ES(N,L)0701712A* | 24400 | 16.5 | 8.1 | 26400 | 22600 | 85.61% | 1.88 | 0 | 10.5 |  |  |  | No | R-410A | 2.0333 | Residential & Commercial | Ducted CEE Tier 1
211241949 | Central HP <5.4 tons | HEIL | HRCU-A-CB (Split System: Heat Pump with Remote Outdoor Unit-Air-Source) | DLCURAH24ABK |  |  | EA*4X36L17A* | *80ESU0401712A* | 24000 | 17.5 | 8.5 | 26000 | 22800 | 87.69% | 1.9 | 0 | 10 |  |  |  | No | R-410A | 2 | Residential & Commercial | Ducted CEE Tier 1
211241974 | Central HP <5.4 tons | HEIL | HRCU-A-CB (Split System: Heat Pump with Remote Outdoor Unit-Air-Source) | DLCURAH24ABK |  |  | EA*4X36L17A* | *96VTN0401712A* | 23400 | 16 | 8.5 | 25800 | 23600 | 91.47% | 1.96 | 0 | 10 |  |  |  | No | R-410A | 1.95 | Residential & Commercial | Ducted CEE Tier 1
211242315 | Central HP <5.4 tons | HEIL | HRCU-A-CB (Split System: Heat Pump with Remote Outdoor Unit-Air-Source) | DLCURAH24ABK |  |  | EA*4X36L21A* | *96VSN0801716A* | 24400 | 16.5 | 8.5 | 26200 | 22400 | 85.5% | 1.86 | 0 | 10 |  |  |  | No | R-410A | 2.0333 | Residential & Commercial | Ducted CEE Tier 1
211242126 | Central HP <5.4 tons | HEIL | HRCU-A-CB (Split System: Heat Pump with Remote Outdoor Unit-Air-Source) | DLCURAH24ABK |  |  | EA*4X36L17A* | *92ESN0601412A* | 23600 | 17 | 8.5 | 25600 | 23600 | 92.19% | 1.96 | 0 | 10 |  |  |  | No | R-410A | 1.9667 | Residential & Commercial | Ducted CEE Tier 1
212987824 | Central HP <5.4 tons | COMFORTMAKER | HRCU-A-CB (Split System: Heat Pump with Remote Outdoor Unit-Air-Source) | DLCURAH24ABK |  |  | EN(A,D)4X36L21** | *96MSN0802120A* | 23600 | 17 | 8.5 | 26400 | 24200 | 91.67% | 2.02 | 0 | 10.5 |  |  |  | No | R-410A | 1.9667 | Residential & Commercial | Ducted CEE Tier 1
212988678 | Central HP <5.4 tons | COMFORTMAKER | HRCU-A-CB (Split System: Heat Pump with Remote Outdoor Unit-Air-Source) | DLCURAH24ABK |  |  | EA*4X36L17A* | *95MSU0401712A* | 23600 | 16.5 | 8.5 | 26200 | 23800 | 90.84% | 1.96 | 0 | 10 |  |  |  | No | R-410A | 1.9667 | Residential & Commercial | Ducted CEE Tier 1
211242544 | Central HP <5.4 tons | HEIL | HRCU-A-CB (Split System: Heat Pump with Remote Outdoor Unit-Air-Source) | DLCURAH24ABK |  |  | EA*4X36L21A* | *80VTL1102122A* | 24000 | 17 | 8.5 | 25800 | 23000 | 89.15% | 1.9 | 0 | 10 |  |  |  | No | R-410A | 2 | Residential & Commercial | Ducted CEE Tier 1
209872730 | Central HP <5.4 tons | RUUD | HRCU-A-CB (Split System: Heat Pump with Remote Outdoor Unit-Air-Source) | UP18AZ48AJVC |  |  | RCFZ6021SEAAM | U97MV1005A21DHS | 44500 | 19 | 8.1 | 43500 | 45000 | 103.4% | 2 | 0 | 10 |  |  |  | No | R-410A | 3.7083 | Residential & Commercial | Ducted CEE Tier 1
210589353 | Central HP <5.4 tons | RUUD | HRCU-A-CB (Split System: Heat Pump with Remote Outdoor Unit-Air-Source) | UP18AZ48AJVC |  |  | RCFZ6021SEAAM | U802VA075421Z | 44500 | 19 | 8.1 | 43500 | 45000 | 103.4% | 2 | 0 | 10 |  |  |  | No | R-410A | 3.7083 | Residential & Commercial | Ducted CEE Tier 1
207454753 | Central HP <5.4 tons | LENNOX | HRCU-A-CB (Split System: Heat Pump with Remote Outdoor Unit-Air-Source) | SL25XPV-024-230A** | ADP |  | LH35/38X9 | EL296UH110XV48C* | 22200 | 21 | 9.3 | 19800 | 19800 | 100% | 1.9 | 14 | 14.5 |  |  |  | No | R-410A | 1.85 | Residential & Commercial | Ducted CEE Tier 1
207454896 | Central HP <5.4 tons | LENNOX | HRCU-A-CB (Split System: Heat Pump with Remote Outdoor Unit-Air-Source) | SL25XPV-024-230A** | ADP |  | LH35/36F9 | SL297UH040NV36B* | 22200 | 22 | 9.9 | 19800 | 20000 | 101% | 1.84 | 14 | 14 |  |  |  | No | R-410A | 1.85 | Residential & Commercial | Ducted CEE Tier 1
207454910 | Central HP <5.4 tons | LENNOX | HRCU-A-CB (Split System: Heat Pump with Remote Outdoor Unit-Air-Source) | SL25XPV-024-230A** | ADP |  | L*35/36U9 | SL297UH060NV36B* | 22200 | 22 | 9.9 | 20000 | 20000 | 100% | 1.82 | 14 | 14 |  |  |  | No | R-410A | 1.85 | Residential & Commercial | Ducted CEE Tier 1
213204373 | Central HP <5.4 tons | TEMPSTAR | HRCU-A-CB (Split System: Heat Pump with Remote Outdoor Unit-Air-Source) | DLCURAH24AAK | ASPEN |  | D(A,C,E)30B34+TDR | *96VTN1002122A* | 23600 | 16.5 | 8.1 | 24800 | 27000 | 108.9% | 2.69 | 0 | 10 |  |  |  | No | R-410A | 1.9667 | Residential & Commercial | Ducted CEE Tier 1
215941135 | Central HP <5.4 tons | BRYANT HEATING AND COOLING SYSTEMS | HRCU-A-CB (Split System: Heat Pump with Remote Outdoor Unit-Air-Source) | 293VAN048**AA* |  |  | CSAH*4812AM*+UI | 986TD60080C21*** | 44000 | 20 | 9 | 48500 | 36600 | 75.46% | 1.8 | 0 | 10.5 |  |  |  | No | R-454B | 3.6667 | Residential & Commercial | Ducted CEE Tier 1
215941755 | Central HP <5.4 tons | BRYANT HEATING AND COOLING SYSTEMS | HRCU-A-CB (Split System: Heat Pump with Remote Outdoor Unit-Air-Source) | 293VAN048**AA* |  |  | CVAVA6024XMA*+UI | 987TA66120C24*** | 45500 | 20.5 | 8.1 | 52500 | 38000 | 72.38% | 1.95 | 0 | 11.5 |  |  |  | No | R-454B | 3.7917 | Residential & Commercial | Ducted CEE Tier 1
212380997 | Central HP <5.4 tons | CARRIER | HRCU-A-CB (Split System: Heat Pump with Remote Outdoor Unit-Air-Source) | 25VNA448A*031* | ADP |  | PL60H210P299 | 59TN6B100C21**22 | 44000 | 21 | 8.5 | 44000 | 35800 | 81.36% | 2.36 | 0 | 12 |  |  |  | No | R-410A | 3.6667 | Residential & Commercial | Ducted CEE Tier 1
207455347 | Central HP <5.4 tons | LENNOX | HRCU-A-CB (Split System: Heat Pump with Remote Outdoor Unit-Air-Source) | SL25XPV-048-230A** | ADP |  | LH40/61W9 | EL296UH110XV48C* | 44500 | 20 | 9.2 | 43500 | 37200 | 85.52% | 1.8 | 12.5 | 12 |  |  |  | No | R-410A | 3.7083 | Residential & Commercial | Ducted CEE Tier 1
207455395 | Central HP <5.4 tons | LENNOX | HRCU-A-CB (Split System: Heat Pump with Remote Outdoor Unit-Air-Source) | SL25XPV-048-230A** | ADP |  | LH40/61W9 | SL280UH100NV60C* | 46000 | 20 | 9.4 | 41500 | 35800 | 86.27% | 1.9 | 13 | 12.5 |  |  |  | No | R-410A | 3.8333 | Residential & Commercial | Ducted CEE Tier 1
207455454 | Central HP <5.4 tons | LENNOX | HRCU-A-CB (Split System: Heat Pump with Remote Outdoor Unit-Air-Source) | SL25XPV-048-230A** | ADP |  | LH42/62W9 | SLP99UH090XV60C* | 45500 | 20 | 9.4 | 42000 | 35800 | 85.24% | 1.88 | 12.5 | 12 |  |  |  | No | R-410A | 3.7917 | Residential & Commercial | Ducted CEE Tier 1
207454967 | Central HP <5.4 tons | LENNOX | HRCU-A-CB (Split System: Heat Pump with Remote Outdoor Unit-Air-Source) | SL25XPV-024-230A** | ADP |  | L*35/36S9 | SLP99UH090XV36C* | 22200 | 22 | 9.3 | 19800 | 19800 | 100% | 1.9 | 14 | 14.5 |  |  |  | No | R-410A | 1.85 | Residential & Commercial | Ducted CEE Tier 1
214573390 | Central HP <5.4 tons | HEIL | HRCU-A-CB (Split System: Heat Pump with Remote Outdoor Unit-Air-Source) | HVH837GKA** |  |  | EN(A,D,W)4X42L21**+WALLCON | *95CSU1002122B* | 31800 | 17 | 8.1 | 33000 | 24400 | 73.94% | 1.9 | 0 | 11.5 |  |  |  | No | R-410A | 2.65 | Residential & Commercial | Ducted CEE Tier 1
212986276 | Central HP <5.4 tons | COMFORTMAKER | HRCU-A-CB (Split System: Heat Pump with Remote Outdoor Unit-Air-Source) | DLCURAH18ABK |  |  | EA*4X19L17A* | *96MSN0401410A* | 17900 | 16 | 8.5 | 18000 | 17800 | 98.89% | 2.14 | 0 | 10.5 |  |  |  | No | R-410A | 1.4917 | Residential & Commercial | Ducted CEE Tier 1
213147348 | Central HP <5.4 tons | BRYANT HEATING AND COOLING SYSTEMS | HRCU-A-CB (Split System: Heat Pump with Remote Outdoor Unit-Air-Source) | 38MURAQ24AB3* | ADP |  | V,C36H175P139+AEFE4B* |  | 24000 | 18 | 8.85 | 25000 | 22600 | 90.4% | 1.9 | 0 | 10.5 |  |  |  | No | R-410A | 2 | Residential & Commercial | Ducted CEE Tier 1
213145912 | Central HP <5.4 tons | CARRIER | HRCU-A-CB (Split System: Heat Pump with Remote Outdoor Unit-Air-Source) | 38MURAQ24AB3* | ADP |  | C36A***L159+AEFE3A* |  | 24200 | 18 | 9 | 25000 | 22600 | 90.4% | 1.92 | 0 | 10.5 |  |  |  | No | R-410A | 2.0167 | Residential & Commercial | Ducted CEE Tier 1
213079147 | Central HP <5.4 tons | DAY & NIGHT | HRCU-A-CB (Split System: Heat Pump with Remote Outdoor Unit-Air-Source) | DLCURAH36ABK |  |  | EA*4X48L21A* | *80MSU0601716A* | 35600 | 16.5 | 8.5 | 37800 | 34600 | 91.53% | 2.06 | 0 | 10 |  |  |  | No | R-410A | 2.9667 | Residential & Commercial | Ducted CEE Tier 1
213079195 | Central HP <5.4 tons | DAY & NIGHT | HRCU-A-CB (Split System: Heat Pump with Remote Outdoor Unit-Air-Source) | DLCURAH36ABK |  |  | EN(A,D)4X48L24** | *80MSU0601716A* | 35800 | 17 | 8.1 | 38000 | 34800 | 91.58% | 2 | 0 | 10.5 |  |  |  | No | R-410A | 2.9833 | Residential & Commercial | Ducted CEE Tier 1
212543601 | Central HP <5.4 tons | DAY & NIGHT | HRCU-A-CB (Split System: Heat Pump with Remote Outdoor Unit-Air-Source) | DLCURAH36ABK | ADP |  | PL36H210P179 | *96VTN0802120A* | 35600 | 15.2 | 8.1 | 37400 | 27800 | 74.33% | 2 | 0 | 10 |  |  |  | No | R-410A | 2.9667 | Residential & Commercial | Ducted CEE Tier 1
212348377 | Central HP <5.4 tons | CARRIER | HRCU-A-CB (Split System: Heat Pump with Remote Outdoor Unit-Air-Source) | 38MURAQ18AB3* | ASPEN |  | LEW30A4 |  | 17000 | 15.2 | 8.5 | 18000 | 18300 | 101.7% | 2.56 | 0 | 10.5 |  |  |  | No | R-410A | 1.4167 | Residential & Commercial | Ducted CEE Tier 1
212520167 | Central HP <5.4 tons | CARRIER | HRCU-A-CB (Split System: Heat Pump with Remote Outdoor Unit-Air-Source) | 38MURAQ18AB3* | ADP |  | H,PG9J936 | 58SP*A045V14**12 | 17800 | 16 | 8.5 | 16800 | 18100 | 107.7% | 2.22 | 0 | 10.5 |  |  |  | No | R-410A | 1.4833 | Residential & Commercial | Ducted CEE Tier 1
211174208 | Central HP <5.4 tons | COMFORT-AIRE | HRCU-A-CB (Split System: Heat Pump with Remote Outdoor Unit-Air-Source) | HRG1548S1R-**A | ASPEN |  | C(A,C,D,E)48D34+TDR | GUH96T090C3M | 45500 | 15.2 | 8.1 | 45000 | 31600 | 70.22% | 2.8 | 0 | 12.3 |  |  |  | No | R-410A | 3.7917 | Residential & Commercial | Ducted CEE Tier 1
213204378 | Central HP <5.4 tons | TEMPSTAR | HRCU-A-CB (Split System: Heat Pump with Remote Outdoor Unit-Air-Source) | DLCURAH24AAK | ASPEN |  | D(A,C,E)36B34+TDR | *96VTN1002122A* | 23800 | 16.5 | 8.1 | 24800 | 26400 | 106.5% | 2.77 | 0 | 10 |  |  |  | No | R-410A | 1.9833 | Residential & Commercial | Ducted CEE Tier 1
207454727 | Central HP <5.4 tons | LENNOX | HRCU-A-CB (Split System: Heat Pump with Remote Outdoor Unit-Air-Source) | SL25XPV-024-230A** | ADP |  | L*23/37Z9 | EL296UH090XV36C* | 22200 | 22 | 9.3 | 19800 | 19800 | 100% | 1.9 | 14 | 14.5 |  |  |  | No | R-410A | 1.85 | Residential & Commercial | Ducted CEE Tier 1
207454820 | Central HP <5.4 tons | LENNOX | HRCU-A-CB (Split System: Heat Pump with Remote Outdoor Unit-Air-Source) | SL25XPV-024-230A** | ADP |  | L*19/36S9 | SL280UH090V48B* | 21400 | 21 | 9.35 | 19800 | 19500 | 98.48% | 1.94 | 14 | 14 |  |  |  | No | R-410A | 1.7833 | Residential & Commercial | Ducted CEE Tier 1
207454705 | Central HP <5.4 tons | LENNOX | HRCU-A-CB (Split System: Heat Pump with Remote Outdoor Unit-Air-Source) | SL25XPV-024-230A** | ADP |  | L*19/36S9 | EL296UH045XV36B* | 22000 | 22 | 9.65 | 20000 | 20200 | 101% | 1.82 | 14 | 13.5 |  |  |  | No | R-410A | 1.8333 | Residential & Commercial | Ducted CEE Tier 1
207454721 | Central HP <5.4 tons | LENNOX | HRCU-A-CB (Split System: Heat Pump with Remote Outdoor Unit-Air-Source) | SL25XPV-024-230A** | ADP |  | LH35/38F9 | EL296UH090XV36C* | 22200 | 22 | 9.3 | 19800 | 19800 | 100% | 1.9 | 14 | 14.5 |  |  |  | No | R-410A | 1.85 | Residential & Commercial | Ducted CEE Tier 1
207454919 | Central HP <5.4 tons | LENNOX | HRCU-A-CB (Split System: Heat Pump with Remote Outdoor Unit-Air-Source) | SL25XPV-024-230A** | ADP |  | LH35/38F9 | SL297UH080NV48C* | 22200 | 21 | 9.3 | 19800 | 19800 | 100% | 1.9 | 14 | 14 |  |  |  | No | R-410A | 1.85 | Residential & Commercial | Ducted CEE Tier 1
212520176 | Central HP <5.4 tons | CARRIER | HRCU-A-CB (Split System: Heat Pump with Remote Outdoor Unit-Air-Source) | 38MURAQ18AB3* | ADP |  | H,PG24936 | 58SU*A040E17**12 | 18400 | 16 | 9 | 17600 | 18300 | 104% | 2.26 | 0 | 11 |  |  |  | No | R-410A | 1.5333 | Residential & Commercial | Ducted CEE Tier 1
212520178 | Central HP <5.4 tons | CARRIER | HRCU-A-CB (Split System: Heat Pump with Remote Outdoor Unit-Air-Source) | 38MURAQ18AB3* | ADP |  | H,PG34936 | 58SU*A040E17**12 | 18600 | 16 | 9 | 17400 | 17800 | 102.3% | 2.22 | 0 | 11 |  |  |  | No | R-410A | 1.55 | Residential & Commercial | Ducted CEE Tier 1
215932527 | Central HP <5.4 tons | AIRQUEST | HRCU-A-CB (Split System: Heat Pump with Remote Outdoor Unit-Air-Source) | H5H3V36*K*AAA* |  |  | EA*5X60M24A*+WALLCON | *80CSU1002120A* | 34000 | 20 | 9 | 34200 | 26000 | 76.02% | 1.94 | 0 | 11.7 |  |  |  | No | R-454B | 2.8333 | Residential & Commercial | Ducted CEE Tier 1
215932537 | Central HP <5.4 tons | AIRQUEST | HRCU-A-CB (Split System: Heat Pump with Remote Outdoor Unit-Air-Source) | H5H3V36*K*AAA* |  |  | EA*5X60M24A*+WALLCON | *80CTL0702120B* | 34000 | 20.5 | 9.5 | 34200 | 26000 | 76.02% | 2.04 | 0 | 11.7 |  |  |  | No | R-454B | 2.8333 | Residential & Commercial | Ducted CEE Tier 1
215933237 | Central HP <5.4 tons | AIRQUEST | HRCU-A-CB (Split System: Heat Pump with Remote Outdoor Unit-Air-Source) | H5H3V36*K*AAA* |  |  | ESH5X36M12A*+WALLCON | *96CTN0601714B* | 33000 | 18.5 | 9 | 34400 | 26200 | 76.16% | 1.92 | 0 | 10.5 |  |  |  | No | R-454B | 2.75 | Residential & Commercial | Ducted CEE Tier 1
215933307 | Central HP <5.4 tons | AIRQUEST | HRCU-A-CB (Split System: Heat Pump with Remote Outdoor Unit-Air-Source) | H5H3V36*K*AAA* |  |  | ESH5X42M12A*+WALLCON | *80CTL0701412B* | 33400 | 19 | 9 | 35200 | 27000 | 76.7% | 1.92 | 0 | 11 |  |  |  | No | R-454B | 2.7833 | Residential & Commercial | Ducted CEE Tier 1
209872714 | Central HP <5.4 tons | RUUD | HRCU-A-CB (Split System: Heat Pump with Remote Outdoor Unit-Air-Source) | UP18AZ36AJVC |  |  | RCFZ6021SEAAM | U97MV1005A21DHS | 34200 | 19 | 8.5 | 34200 | 43000 | 125.7% | 2.2 | 0 | 12.5 |  |  |  | No | R-410A | 2.85 | Residential & Commercial | Ducted CEE Tier 1
214394629 | Central HP <5.4 tons | RUUD | HRCU-A-CB (Split System: Heat Pump with Remote Outdoor Unit-Air-Source) | RD17AZ36AJ3N | ASPEN |  | D(A,C,E)48C44+TDR | U98MV1005A21UPS | 33200 | 18 | 8.1 | 34200 | 29600 | 86.55% | 1.9 | 0 | 10 |  |  |  | No | R-410A | 2.7667 | Residential & Commercial | Ducted CEE Tier 1
215940055 | Central HP <5.4 tons | BRYANT HEATING AND COOLING SYSTEMS | HRCU-A-CB (Split System: Heat Pump with Remote Outdoor Unit-Air-Source) | 293VAN036**AA* |  |  | CSAH*4212AM*+UI | 987TA42080C17*** | 33400 | 18.5 | 9 | 35200 | 27000 | 76.7% | 1.92 | 0 | 11 |  |  |  | No | R-454B | 2.7833 | Residential & Commercial | Ducted CEE Tier 1
215942381 | Central HP <5.4 tons | BRYANT HEATING AND COOLING SYSTEMS | HRCU-A-CB (Split System: Heat Pump with Remote Outdoor Unit-Air-Source) | 293VAN036**AA* |  |  | CVAMA4921XMA*+UI | 987MC42060C17*** | 35200 | 21 | 8.5 | 37400 | 28000 | 74.87% | 2.06 | 0 | 11.7 |  |  |  | No | R-454B | 2.9333 | Residential & Commercial | Ducted CEE Tier 1
213613123 | Central HP <5.4 tons | GE | HRCU-A-CB (Split System: Heat Pump with Remote Outdoor Unit-Air-Source) | NS22H24MA4-**A | ADP |  | V36H175P139 | NF95X060S3B | 23400 | 19 | 8.1 | 21200 | 15000 | 70.75% | 1.94 | 0 | 12.5 |  |  |  | No | R-410A | 1.95 | Residential & Commercial | Ducted CEE Tier 1
209872715 | Central HP <5.4 tons | RUUD | HRCU-A-CB (Split System: Heat Pump with Remote Outdoor Unit-Air-Source) | UP18AZ36AJVC |  |  | RCFZ6021SEAAM | U98MV0603A17UPS | 34200 | 19 | 8.5 | 34200 | 43500 | 127.2% | 2.2 | 0 | 12.5 |  |  |  | No | R-410A | 2.85 | Residential & Commercial | Ducted CEE Tier 1
210589400 | Central HP <5.4 tons | RUUD | HRCU-A-CB (Split System: Heat Pump with Remote Outdoor Unit-Air-Source) | UP18AZ36AJVC |  |  | RCFZ6021SEAAM | U802VA100521Z | 34200 | 20 | 8.5 | 34200 | 43000 | 125.7% | 2.2 | 0 | 12.5 |  |  |  | No | R-410A | 2.85 | Residential & Commercial | Ducted CEE Tier 1
209852036 | Central HP <5.4 tons | ARCOAIRE | HRCU-A-CB (Split System: Heat Pump with Remote Outdoor Unit-Air-Source) | DLCURAH18ABK |  |  | DLFUAAH18XAK |  | 18000 | 18 | 9.3 | 19000 | 16500 | 86.84% | 2.04 | 12.5 | 12.4 |  |  |  | No | R-410A | 1.5 | Residential & Commercial | Ducted CEE Tier 1
214731286 | Central HP <5.4 tons | CARRIER | HRCU-A-CB (Split System: Heat Pump with Remote Outdoor Unit-Air-Source) | 38MURAQ24AB3* | ADP |  | SM3925 |  | 22600 | 16 | 8.55 | 24800 | 22600 | 91.13% | 1.84 | 0 | 10 |  |  |  | No | R-410A | 1.8833 | Residential & Commercial | Ducted CEE Tier 1
213147344 | Central HP <5.4 tons | BRYANT HEATING AND COOLING SYSTEMS | HRCU-A-CB (Split System: Heat Pump with Remote Outdoor Unit-Air-Source) | 38MURAQ24AB3* | ADP |  | C36A***L129+AEFE4B* |  | 23600 | 18 | 8.65 | 24800 | 22600 | 91.13% | 1.86 | 0 | 10 |  |  |  | No | R-410A | 1.9667 | Residential & Commercial | Ducted CEE Tier 1
214572650 | Central HP <5.4 tons | HEIL | HRCU-A-CB (Split System: Heat Pump with Remote Outdoor Unit-Air-Source) | HVH837GKA** |  |  | EA*4X42L24A*+WALLCON | *80CTL0702120B* | 31800 | 18 | 8.5 | 33000 | 24400 | 73.94% | 1.9 | 0 | 11 |  |  |  | No | R-410A | 2.65 | Residential & Commercial | Ducted CEE Tier 1
214572870 | Central HP <5.4 tons | HEIL | HRCU-A-CB (Split System: Heat Pump with Remote Outdoor Unit-Air-Source) | HVH837GKA** |  |  | EA*4X48L24A*+WALLCON | *97CMN0802120B* | 32400 | 17.5 | 8.5 | 32400 | 25000 | 77.16% | 1.98 | 0 | 11 |  |  |  | No | R-410A | 2.7 | Residential & Commercial | Ducted CEE Tier 1
213206231 | Central HP <5.4 tons | CARRIER | HRCU-A-CB (Split System: Heat Pump with Remote Outdoor Unit-Air-Source) | 38MURAQ24AB3* | ASPEN |  | D(A,C,E)30C44+TDR | 58S(B,C)*A045E14**12 | 23800 | 16.5 | 8.1 | 26000 | 20400 | 78.46% | 2.96 | 0 | 10.4 |  |  |  | No | R-410A | 1.9833 | Residential & Commercial | Ducted CEE Tier 1
215488034 | Central HP <5.4 tons | GOODMAN | HRCU-A-CB (Split System: Heat Pump with Remote Outdoor Unit-Air-Source) | GZV7SA2410A* |  |  | CA*EA3626*3A* | G*VC960603BNB* | 23200 | 19 | 8.6 | 23200 | 17000 | 73.28% | 2 | 0 | 11 |  |  |  | No | R-32 | 1.9333 | Residential & Commercial | Ducted CEE Tier 1
214391696 | Central HP <5.4 tons | RUUD | HRCU-A-CB (Split System: Heat Pump with Remote Outdoor Unit-Air-Source) | RP15AZ24AJ2N | ASPEN |  | CP31A34+TDR | U802VA075317M | 22400 | 15.6 | 8.3 | 23000 | 16100 | 70% | 2.99 | 0 | 11.9 |  |  |  | No | R-410A | 1.8667 | Residential & Commercial | Ducted CEE Tier 1
215488109 | Central HP <5.4 tons | GOODMAN | HRCU-A-CB (Split System: Heat Pump with Remote Outdoor Unit-Air-Source) | GZV7SA4810A* |  |  | CA*EA6030*3A* | G*VC801005C*A* | 45500 | 16.5 | 8.8 | 47000 | 33600 | 71.49% | 2 | 0 | 10 |  |  |  | No | R-32 | 3.7917 | Residential & Commercial | Ducted CEE Tier 1
212380543 | Central HP <5.4 tons | CARRIER | HRCU-A-CB (Split System: Heat Pump with Remote Outdoor Unit-Air-Source) | 25VNA424A*031* | ADP |  | C36A***L539 | 58TN*A070C17**16 | 24200 | 20 | 8.5 | 24800 | 19300 | 77.82% | 2.54 | 0 | 13.5 |  |  |  | No | R-410A | 2.0167 | Residential & Commercial | Ducted CEE Tier 1
212380545 | Central HP <5.4 tons | CARRIER | HRCU-A-CB (Split System: Heat Pump with Remote Outdoor Unit-Air-Source) | 25VNA424A*031* | ADP |  | PL36H210P299 | 58TN*A090C17**16 | 24200 | 21 | 8.5 | 24800 | 19200 | 77.42% | 2.58 | 0 | 14 |  |  |  | No | R-410A | 2.0167 | Residential & Commercial | Ducted CEE Tier 1
212380579 | Central HP <5.4 tons | CARRIER | HRCU-A-CB (Split System: Heat Pump with Remote Outdoor Unit-Air-Source) | 25VNA424A*031* | ADP |  | V,C36H175P159 | 59MN7B080C17**14 | 23400 | 20 | 8.5 | 25000 | 19500 | 78% | 2.44 | 0 | 13 |  |  |  | No | R-410A | 1.95 | Residential & Commercial | Ducted CEE Tier 1
212380604 | Central HP <5.4 tons | CARRIER | HRCU-A-CB (Split System: Heat Pump with Remote Outdoor Unit-Air-Source) | 25VNA424A*031* | ADP |  | C36A***L159 | 59TN6B080C17**14 | 23400 | 20 | 8.5 | 25000 | 19500 | 78% | 2.44 | 0 | 13 |  |  |  | No | R-410A | 1.95 | Residential & Commercial | Ducted CEE Tier 1
213163599 | Central HP <5.4 tons | DAY & NIGHT | HRCU-A-CB (Split System: Heat Pump with Remote Outdoor Unit-Air-Source) | DLCURAH36ABK | ADP |  | H,FG35936+AEFE3A* |  | 36000 | 16 | 8.1 | 38000 | 35000 | 92.11% | 1.82 | 0 | 10 |  |  |  | No | R-410A | 3 | Residential & Commercial | Ducted CEE Tier 1
215488087 | Central HP <5.4 tons | GOODMAN | HRCU-A-CB (Split System: Heat Pump with Remote Outdoor Unit-Air-Source) | GZV7SA4210A* |  |  | CHPEA4830*3A* | G*VM970804CNB* | 40500 | 16.5 | 8.6 | 41000 | 31000 | 75.61% | 2 | 0 | 10 |  |  |  | No | R-32 | 3.375 | Residential & Commercial | Ducted CEE Tier 1
215488103 | Central HP <5.4 tons | GOODMAN | HRCU-A-CB (Split System: Heat Pump with Remote Outdoor Unit-Air-Source) | GZV7SA4210A* |  |  | CHPEA6030*3A* | G*VC801005C*A* | 40500 | 17 | 8.6 | 41000 | 31000 | 75.61% | 2 | 0 | 10 |  |  |  | No | R-32 | 3.375 | Residential & Commercial | Ducted CEE Tier 1
213206233 | Central HP <5.4 tons | CARRIER | HRCU-A-CB (Split System: Heat Pump with Remote Outdoor Unit-Air-Source) | 38MURAQ24AB3* | ASPEN |  | D(A,C,E)36B34+TDR | 58S(B,C)*A045E14**12 | 23800 | 16.4 | 8.1 | 26000 | 20400 | 78.46% | 2.98 | 0 | 10.3 |  |  |  | No | R-410A | 1.9833 | Residential & Commercial | Ducted CEE Tier 1
213206240 | Central HP <5.4 tons | CARRIER | HRCU-A-CB (Split System: Heat Pump with Remote Outdoor Unit-Air-Source) | 38MURAQ24AB3* | ASPEN |  | D(A,C,E)30B34+TDR | 58S(B,C)*A045E17**12 | 23800 | 17 | 8.1 | 26200 | 20200 | 77.1% | 2.98 | 0 | 10 |  |  |  | No | R-410A | 1.9833 | Residential & Commercial | Ducted CEE Tier 1
213206242 | Central HP <5.4 tons | CARRIER | HRCU-A-CB (Split System: Heat Pump with Remote Outdoor Unit-Air-Source) | 38MURAQ24AB3* | ASPEN |  | D(A,C,E)30C44+TDR | 58S(B,C)*A045E17**12 | 23800 | 17 | 8.1 | 26200 | 20200 | 77.1% | 2.95 | 0 | 10 |  |  |  | No | R-410A | 1.9833 | Residential & Commercial | Ducted CEE Tier 1
213206265 | Central HP <5.4 tons | CARRIER | HRCU-A-CB (Split System: Heat Pump with Remote Outdoor Unit-Air-Source) | 38MURAQ24AB3* | ASPEN |  | D(A,C,E)30C44+TDR | 58S(B,C)*A070E17**12 | 23400 | 17 | 8.1 | 25600 | 20000 | 78.12% | 2.94 | 0 | 10 |  |  |  | No | R-410A | 1.95 | Residential & Commercial | Ducted CEE Tier 1
211227441 | Central HP <5.4 tons | DAY & NIGHT | HRCU-A-CB (Split System: Heat Pump with Remote Outdoor Unit-Air-Source) | DLCURAH36ABK |  |  | EA*4X42L21A* | *80ESU0802120A | 36800 | 15.5 | 8.5 | 40000 | 35200 | 88% | 1.96 | 0 | 10 |  |  |  | No | R-410A | 3.0667 | Residential & Commercial | Ducted CEE Tier 1
211242692 | Central HP <5.4 tons | HEIL | HRCU-A-CB (Split System: Heat Pump with Remote Outdoor Unit-Air-Source) | DLCURAH24ABK |  |  | EA*4X36L21A* | *92ESN0401712A* | 23800 | 16 | 8.5 | 26000 | 23000 | 88.46% | 1.88 | 0 | 10 |  |  |  | No | R-410A | 1.9833 | Residential & Commercial | Ducted CEE Tier 1
211242724 | Central HP <5.4 tons | HEIL | HRCU-A-CB (Split System: Heat Pump with Remote Outdoor Unit-Air-Source) | DLCURAH24ABK |  |  | EA*4X36L21A* | OMV098J12* | 23600 | 16.5 | 8.5 | 25800 | 23200 | 89.92% | 1.94 | 0 | 10 |  |  |  | No | R-410A | 1.9667 | Residential & Commercial | Ducted CEE Tier 1
211242760 | Central HP <5.4 tons | HEIL | HRCU-A-CB (Split System: Heat Pump with Remote Outdoor Unit-Air-Source) | DLCURAH24ABK |  |  | EA*4X37L17A* | *80VSL0451412A* | 24800 | 16.5 | 8.5 | 25800 | 21400 | 82.95% | 1.78 | 0 | 10 |  |  |  | No | R-410A | 2.0667 | Residential & Commercial | Ducted CEE Tier 1
211242648 | Central HP <5.4 tons | HEIL | HRCU-A-CB (Split System: Heat Pump with Remote Outdoor Unit-Air-Source) | DLCURAH24ABK |  |  | EA*4X36L21A* | *92ESN0802120A* | 25000 | 17 | 8.5 | 26600 | 21800 | 81.95% | 1.82 | 0 | 10.5 |  |  |  | No | R-410A | 2.0833 | Residential & Commercial | Ducted CEE Tier 1
211241928 | Central HP <5.4 tons | HEIL | HRCU-A-CB (Split System: Heat Pump with Remote Outdoor Unit-Air-Source) | DLCURAH24ABK |  |  | EA*4X36L17A* | *80VSL0701716A* | 24000 | 16.5 | 8.5 | 26000 | 22800 | 87.69% | 1.9 | 0 | 10 |  |  |  | No | R-410A | 2 | Residential & Commercial | Ducted CEE Tier 1
211241960 | Central HP <5.4 tons | HEIL | HRCU-A-CB (Split System: Heat Pump with Remote Outdoor Unit-Air-Source) | DLCURAH24ABK |  |  | EA*4X36L17A* | *80VTL0451412A* | 24200 | 16.5 | 8.5 | 26200 | 22400 | 85.5% | 1.86 | 0 | 10 |  |  |  | No | R-410A | 2.0167 | Residential & Commercial | Ducted CEE Tier 1
211242026 | Central HP <5.4 tons | HEIL | HRCU-A-CB (Split System: Heat Pump with Remote Outdoor Unit-Air-Source) | DLCURAH24ABK |  |  | EA*4X36L17A* | *95ESN0601412A* | 24400 | 15.5 | 8.5 | 26600 | 22400 | 84.21% | 1.84 | 0 | 10 |  |  |  | No | R-410A | 2.0333 | Residential & Commercial | Ducted CEE Tier 1
207454964 | Central HP <5.4 tons | LENNOX | HRCU-A-CB (Split System: Heat Pump with Remote Outdoor Unit-Air-Source) | SL25XPV-024-230A** | ADP |  | LH35/38F9 | SLP99UH090XV36C* | 22200 | 22 | 9.3 | 19800 | 19800 | 100% | 1.9 | 14 | 14.5 |  |  |  | No | R-410A | 1.85 | Residential & Commercial | Ducted CEE Tier 1
207455067 | Central HP <5.4 tons | LENNOX | HRCU-A-CB (Split System: Heat Pump with Remote Outdoor Unit-Air-Source) | SL25XPV-036-230A** | ADP |  | L*35/36U9 | EL296UH110XV60C* | 34000 | 21 | 8.8 | 34000 | 27000 | 79.41% | 1.82 | 14 | 13.5 |  |  |  | No | R-410A | 2.8333 | Residential & Commercial | Ducted CEE Tier 1
207455068 | Central HP <5.4 tons | LENNOX | HRCU-A-CB (Split System: Heat Pump with Remote Outdoor Unit-Air-Source) | SL25XPV-036-230A** | ADP |  | L*35/36S9 | EL296UH110XV60C* | 34000 | 21 | 8.8 | 34000 | 27000 | 79.41% | 1.82 | 14 | 13.5 |  |  |  | No | R-410A | 2.8333 | Residential & Commercial | Ducted CEE Tier 1
207455135 | Central HP <5.4 tons | LENNOX | HRCU-A-CB (Split System: Heat Pump with Remote Outdoor Unit-Air-Source) | SL25XPV-036-230A** | ADP |  | LH35/36F9 | SL280UH090V48B* | 33800 | 21 | 8.8 | 32800 | 25400 | 77.44% | 1.84 | 13.5 | 13 |  |  |  | No | R-410A | 2.8167 | Residential & Commercial | Ducted CEE Tier 1
215488052 | Central HP <5.4 tons | GOODMAN | HRCU-A-CB (Split System: Heat Pump with Remote Outdoor Unit-Air-Source) | GZV7SA2410A* |  |  | CHPEA3026*3A* | G*VC961005CNB* | 23200 | 19 | 8.6 | 23200 | 17000 | 73.28% | 2 | 0 | 11 |  |  |  | No | R-32 | 1.9333 | Residential & Commercial | Ducted CEE Tier 1
213076297 | Central HP <5.4 tons | CARRIER | HRCU-A-CB (Split System: Heat Pump with Remote Outdoor Unit-Air-Source) | 38MURAQ36AB3* |  |  | CAP**4824AL* | 59SU5B100M21**22 | 36200 | 16.5 | 8.5 | 38000 | 34800 | 91.58% | 2.04 | 0 | 10 |  |  |  | No | R-410A | 3.0167 | Residential & Commercial | Ducted CEE Tier 1
213076596 | Central HP <5.4 tons | CARRIER | HRCU-A-CB (Split System: Heat Pump with Remote Outdoor Unit-Air-Source) | 38MURAQ36AB3* |  |  | CAP**3721AL* | 58TP*B090V17**16 | 36200 | 16 | 8.5 | 38000 | 34800 | 91.58% | 2.04 | 0 | 10 |  |  |  | No | R-410A | 3.0167 | Residential & Commercial | Ducted CEE Tier 1
207455125 | Central HP <5.4 tons | LENNOX | HRCU-A-CB (Split System: Heat Pump with Remote Outdoor Unit-Air-Source) | SL25XPV-036-230A** | ADP |  | LH23/37W9 | SL280UH080NV60C* | 34000 | 21 | 8.8 | 33800 | 27000 | 79.88% | 1.82 | 14 | 13.5 |  |  |  | No | R-410A | 2.8333 | Residential & Commercial | Ducted CEE Tier 1
207455160 | Central HP <5.4 tons | LENNOX | HRCU-A-CB (Split System: Heat Pump with Remote Outdoor Unit-Air-Source) | SL25XPV-036-230A** | ADP |  | LH35/38X9 | SL280UH090XV60C* | 34000 | 21 | 8.8 | 33800 | 27000 | 79.88% | 1.84 | 14 | 13.5 |  |  |  | No | R-410A | 2.8333 | Residential & Commercial | Ducted CEE Tier 1
207455190 | Central HP <5.4 tons | LENNOX | HRCU-A-CB (Split System: Heat Pump with Remote Outdoor Unit-Air-Source) | SL25XPV-036-230A** | ADP |  | L*23/37Z9 | SL280UH110XV60C* | 34000 | 21 | 8.8 | 33800 | 27000 | 79.88% | 1.84 | 14 | 13.5 |  |  |  | No | R-410A | 2.8333 | Residential & Commercial | Ducted CEE Tier 1
207455209 | Central HP <5.4 tons | LENNOX | HRCU-A-CB (Split System: Heat Pump with Remote Outdoor Unit-Air-Source) | SL25XPV-036-230A** | ADP |  | LH35/38F9 | SL297UH080NV48C* | 34000 | 22 | 8.8 | 33800 | 27000 | 79.88% | 1.82 | 14 | 13 |  |  |  | No | R-410A | 2.8333 | Residential & Commercial | Ducted CEE Tier 1
213076616 | Central HP <5.4 tons | CARRIER | HRCU-A-CB (Split System: Heat Pump with Remote Outdoor Unit-Air-Source) | 38MURAQ36AB3* |  |  | CNPV*4217AL* | 58TP*B090V17**16 | 35600 | 16 | 8.1 | 38500 | 35000 | 90.91% | 1.94 | 0 | 10 |  |  |  | No | R-410A | 2.9667 | Residential & Commercial | Ducted CEE Tier 1
213077485 | Central HP <5.4 tons | CARRIER | HRCU-A-CB (Split System: Heat Pump with Remote Outdoor Unit-Air-Source) | 38MURAQ36AB3* |  |  | CAP**3721AL* | 59TP6C080V21**20 | 36600 | 16 | 8.5 | 38000 | 34800 | 91.58% | 2.06 | 0 | 10 |  |  |  | No | R-410A | 3.05 | Residential & Commercial | Ducted CEE Tier 1
213078235 | Central HP <5.4 tons | CARRIER | HRCU-A-CB (Split System: Heat Pump with Remote Outdoor Unit-Air-Source) | 38MURAQ36AB3* |  |  | CNPV*4821AL* | 58S(B,C)*B070M21**16 | 35800 | 16.5 | 8.1 | 38500 | 34800 | 90.39% | 1.98 | 0 | 10 |  |  |  | No | R-410A | 2.9833 | Residential & Commercial | Ducted CEE Tier 1
213078351 | Central HP <5.4 tons | CARRIER | HRCU-A-CB (Split System: Heat Pump with Remote Outdoor Unit-Air-Source) | 38MURAQ36AB3* |  |  | CNPV*4217AL* | 58S(B,C)*B090M17**14 | 35600 | 16 | 8.1 | 38500 | 35000 | 90.91% | 1.94 | 0 | 10 |  |  |  | No | R-410A | 2.9667 | Residential & Commercial | Ducted CEE Tier 1
213078585 | Central HP <5.4 tons | CARRIER | HRCU-A-CB (Split System: Heat Pump with Remote Outdoor Unit-Air-Source) | 38MURAQ36AB3* |  |  | CAP**4224AL* | 58S(B,C)*B090M24**20 | 35400 | 16.5 | 8.1 | 38500 | 35000 | 90.91% | 1.9 | 0 | 10 |  |  |  | No | R-410A | 2.95 | Residential & Commercial | Ducted CEE Tier 1
213078735 | Central HP <5.4 tons | CARRIER | HRCU-A-CB (Split System: Heat Pump with Remote Outdoor Unit-Air-Source) | 38MURAQ36AB3* |  |  | CAP**4224AL* | 58S(B,C)*B110M24**20 | 35600 | 16.5 | 8.1 | 38500 | 35000 | 90.91% | 1.9 | 0 | 10 |  |  |  | No | R-410A | 2.9667 | Residential & Commercial | Ducted CEE Tier 1
214573750 | Central HP <5.4 tons | HEIL | HRCU-A-CB (Split System: Heat Pump with Remote Outdoor Unit-Air-Source) | HVH837GKA2* |  |  | EA*4X42L21A*+WALLCON | *95CSU1002122B* | 31800 | 17.5 | 8.5 | 32800 | 24400 | 74.39% | 1.9 | 0 | 11 |  |  |  | No | R-410A | 2.65 | Residential & Commercial | Ducted CEE Tier 1
207455274 | Central HP <5.4 tons | LENNOX | HRCU-A-CB (Split System: Heat Pump with Remote Outdoor Unit-Air-Source) | SL25XPV-036-230A** | ADP |  | L*35/36S9 | SLP99UH110XV60C* | 34000 | 21 | 8.8 | 34000 | 27000 | 79.41% | 1.82 | 14 | 13.5 |  |  |  | No | R-410A | 2.8333 | Residential & Commercial | Ducted CEE Tier 1
207455121 | Central HP <5.4 tons | LENNOX | HRCU-A-CB (Split System: Heat Pump with Remote Outdoor Unit-Air-Source) | SL25XPV-036-230A** | ADP |  | LH35/38F9 | SL280UH080NV60C* | 34000 | 21 | 8.8 | 33800 | 27000 | 79.88% | 1.82 | 14 | 13.5 |  |  |  | No | R-410A | 2.8333 | Residential & Commercial | Ducted CEE Tier 1
207455139 | Central HP <5.4 tons | LENNOX | HRCU-A-CB (Split System: Heat Pump with Remote Outdoor Unit-Air-Source) | SL25XPV-036-230A** | ADP |  | L*35/36S9 | SL280UH090V48B* | 34000 | 22 | 8.8 | 32800 | 25400 | 77.44% | 1.84 | 14 | 13.5 |  |  |  | No | R-410A | 2.8333 | Residential & Commercial | Ducted CEE Tier 1
207455055 | Central HP <5.4 tons | LENNOX | HRCU-A-CB (Split System: Heat Pump with Remote Outdoor Unit-Air-Source) | SL25XPV-036-230A** | ADP |  | L*23/37Z9 | EL296UH090XV60C* | 33600 | 21 | 8.6 | 32800 | 26200 | 79.88% | 1.8 | 14 | 13 |  |  |  | No | R-410A | 2.8 | Residential & Commercial | Ducted CEE Tier 1
207455071 | Central HP <5.4 tons | LENNOX | HRCU-A-CB (Split System: Heat Pump with Remote Outdoor Unit-Air-Source) | SL25XPV-036-230A** | ADP |  | L*23/37Z9 | EL296UH110XV60C* | 34000 | 21 | 8.8 | 34000 | 27000 | 79.41% | 1.82 | 14 | 13.5 |  |  |  | No | R-410A | 2.8333 | Residential & Commercial | Ducted CEE Tier 1
215941115 | Central HP <5.4 tons | BRYANT HEATING AND COOLING SYSTEMS | HRCU-A-CB (Split System: Heat Pump with Remote Outdoor Unit-Air-Source) | 293VAN048**AA* |  |  | CAA**6124AM*+UI | 987TA66100C21*** | 45500 | 21.5 | 9.5 | 48500 | 36800 | 75.88% | 2 | 0 | 11 |  |  |  | No | R-454B | 3.7917 | Residential & Commercial | Ducted CEE Tier 1
212381004 | Central HP <5.4 tons | CARRIER | HRCU-A-CB (Split System: Heat Pump with Remote Outdoor Unit-Air-Source) | 25VNA448A*031* | ADP |  | C60A***L199 | 59TN6B100C21**22 | 45000 | 21 | 8.5 | 44000 | 35800 | 81.36% | 2.36 | 0 | 12 |  |  |  | No | R-410A | 3.75 | Residential & Commercial | Ducted CEE Tier 1
215488076 | Central HP <5.4 tons | GOODMAN | HRCU-A-CB (Split System: Heat Pump with Remote Outdoor Unit-Air-Source) | GZV7SA3610A* |  |  | CHPEA4830*3A* | G*VM970804CNB* | 35000 | 18.5 | 8.1 | 35000 | 28400 | 81.14% | 2 | 0 | 10.5 |  |  |  | No | R-32 | 2.9167 | Residential & Commercial | Ducted CEE Tier 1
215472282 | Central HP <5.4 tons | TRANE | HRCU-A-CB (Split System: Heat Pump with Remote Outdoor Unit-Air-Source) | 4TWV0X36A1 | ASPEN |  | D(A,C,E)48C34+TDR | S9V2C080U5PSC+RP | 33400 | 19.5 | 8.7 | 34200 | 28200 | 82.46% | 2.59 | 0 | 12 |  |  |  | No | R-410A | 2.7833 | Residential & Commercial | Ducted CEE Tier 1
214391688 | Central HP <5.4 tons | RUUD | HRCU-A-CB (Split System: Heat Pump with Remote Outdoor Unit-Air-Source) | RP15AZ24AJ2N | ASPEN |  | CP31A34+TDR | R962V0403A17M4S | 22400 | 15.6 | 8.3 | 23000 | 16500 | 71.74% | 2.9 | 0 | 11.9 |  |  |  | No | R-410A | 1.8667 | Residential & Commercial | Ducted CEE Tier 1
214391699 | Central HP <5.4 tons | RUUD | HRCU-A-CB (Split System: Heat Pump with Remote Outdoor Unit-Air-Source) | RP15AZ24AJ2N | ASPEN |  | CP37A34+TDR | U802VA075317Z | 22400 | 16.4 | 8.3 | 23000 | 16600 | 72.17% | 2.99 | 0 | 11.8 |  |  |  | No | R-410A | 1.8667 | Residential & Commercial | Ducted CEE Tier 1
211174179 | Central HP <5.4 tons | COMFORT-AIRE | HRCU-A-CB (Split System: Heat Pump with Remote Outdoor Unit-Air-Source) | HRG1548S1R-**A | ASPEN |  | C(A,C,D,E)60D34+TDR | GUH96C110C5M | 44000 | 15.5 | 8.4 | 45000 | 31600 | 70.22% | 2.86 | 0 | 12.4 |  |  |  | No | R-410A | 3.6667 | Residential & Commercial | Ducted CEE Tier 1
215936029 | Central HP <5.4 tons | COMFORTMAKER | HRCU-A-CB (Split System: Heat Pump with Remote Outdoor Unit-Air-Source) | C5H3V36*K*AAA* |  |  | EVD5X42M21A*+WALLCON | *80CTL1102120B* | 34400 | 21 | 8.5 | 38500 | 28000 | 72.73% | 2.04 | 0 | 12 |  |  |  | No | R-454B | 2.8667 | Residential & Commercial | Ducted CEE Tier 1
215936279 | Central HP <5.4 tons | COMFORTMAKER | HRCU-A-CB (Split System: Heat Pump with Remote Outdoor Unit-Air-Source) | C5H3V36*K*AAA* |  |  | EVD5X48M21A*+WALLCON | *97CMN0601714B* | 34400 | 20.5 | 8.5 | 38000 | 27600 | 72.63% | 2.08 | 0 | 11 |  |  |  | No | R-454B | 2.8667 | Residential & Commercial | Ducted CEE Tier 1
213079069 | Central HP <5.4 tons | CARRIER | HRCU-A-CB (Split System: Heat Pump with Remote Outdoor Unit-Air-Source) | 38MURAQ36AB3* |  |  | CNPV*4821AL* | 58SU*B060M17**16 | 35800 | 16.5 | 8.1 | 38500 | 34800 | 90.39% | 2 | 0 | 10 |  |  |  | No | R-410A | 2.9833 | Residential & Commercial | Ducted CEE Tier 1
213079940 | Central HP <5.4 tons | CARRIER | HRCU-A-CB (Split System: Heat Pump with Remote Outdoor Unit-Air-Source) | 38MURAQ36AB3* |  |  | CNPV*4824AL* | 59SC2E120M24**20 | 36400 | 16 | 8.1 | 38500 | 35000 | 90.91% | 2.02 | 0 | 10.5 |  |  |  | No | R-410A | 3.0333 | Residential & Commercial | Ducted CEE Tier 1
215488139 | Central HP <5.4 tons | GOODMAN | HRCU-A-CB (Split System: Heat Pump with Remote Outdoor Unit-Air-Source) | GZV6SA1810A* |  |  | CHPEA2422*3A* | G*VC960803BNB* | 17000 | 19 | 8.8 | 16800 | 13000 | 77.38% | 2.1 | 0 | 12 |  |  |  | No | R-32 | 1.4167 | Residential & Commercial | Ducted CEE Tier 1
215488141 | Central HP <5.4 tons | GOODMAN | HRCU-A-CB (Split System: Heat Pump with Remote Outdoor Unit-Air-Source) | GZV6SA1810A* |  |  | CA*EA2418*3A* | G*VC960803BNB* | 17000 | 19 | 8.8 | 16800 | 13000 | 77.38% | 2.1 | 0 | 12 |  |  |  | No | R-32 | 1.4167 | Residential & Commercial | Ducted CEE Tier 1
214624863 | Central HP <5.4 tons | CARRIER | HRCU-A-CB (Split System: Heat Pump with Remote Outdoor Unit-Air-Source) | 38MURAQ36AB3* | ADP |  | PL36H210P299 | 58SU*B040M17**12 | 36600 | 16 | 8.5 | 36800 | 34400 | 93.48% | 2.08 | 0 | 10 |  |  |  | No | R-410A | 3.05 | Residential & Commercial | Ducted CEE Tier 1
211227224 | Central HP <5.4 tons | DAY & NIGHT | HRCU-A-CB (Split System: Heat Pump with Remote Outdoor Unit-Air-Source) | DLCURAH36ABK |  |  | EA*4X37L21A* | OLV112A16A | 36600 | 15.2 | 8.5 | 38500 | 35000 | 90.91% | 2.08 | 0 | 10 |  |  |  | No | R-410A | 3.05 | Residential & Commercial | Ducted CEE Tier 1
214574000 | Central HP <5.4 tons | HEIL | HRCU-A-CB (Split System: Heat Pump with Remote Outdoor Unit-Air-Source) | HVH837GKA2* |  |  | EA*4X48L24A*+WALLCON | *97CMN0602120B* | 32200 | 17 | 8.5 | 32600 | 25200 | 77.3% | 1.96 | 0 | 11 |  |  |  | No | R-410A | 2.6833 | Residential & Commercial | Ducted CEE Tier 1
214574050 | Central HP <5.4 tons | HEIL | HRCU-A-CB (Split System: Heat Pump with Remote Outdoor Unit-Air-Source) | HVH837GKA2* |  |  | EA*4X60L24A*+WALLCON | *95CSU1002122B* | 32800 | 17.5 | 8.5 | 31600 | 24800 | 78.48% | 2 | 0 | 11.5 |  |  |  | No | R-410A | 2.7333 | Residential & Commercial | Ducted CEE Tier 1
211240984 | Central HP <5.4 tons | HEIL | HRCU-A-CB (Split System: Heat Pump with Remote Outdoor Unit-Air-Source) | DLCURAH24ABK |  |  | EA*4X25L17A* | *80VTL0701716A* | 24800 | 17 | 8.5 | 25400 | 21200 | 83.46% | 1.78 | 0 | 10.5 |  |  |  | No | R-410A | 2.0667 | Residential & Commercial | Ducted CEE Tier 1
211241116 | Central HP <5.4 tons | HEIL | HRCU-A-CB (Split System: Heat Pump with Remote Outdoor Unit-Air-Source) | DLCURAH24ABK |  |  | EA*4X25L17A* | *92ESN0601412A* | 24000 | 17 | 8.1 | 25000 | 21800 | 87.2% | 1.82 | 0 | 10 |  |  |  | No | R-410A | 2 | Residential & Commercial | Ducted CEE Tier 1
211241182 | Central HP <5.4 tons | HEIL | HRCU-A-CB (Split System: Heat Pump with Remote Outdoor Unit-Air-Source) | DLCURAH24ABK |  |  | EA*4X25L17A* | *92ESN0401712A* | 24200 | 16 | 8.1 | 25400 | 21600 | 85.04% | 1.78 | 0 | 10 |  |  |  | No | R-410A | 2.0167 | Residential & Commercial | Ducted CEE Tier 1
211241502 | Central HP <5.4 tons | HEIL | HRCU-A-CB (Split System: Heat Pump with Remote Outdoor Unit-Air-Source) | DLCURAH24ABK |  |  | EA*4X30L17A* | *95ESU0601716A* | 24200 | 16.5 | 8.5 | 26400 | 23000 | 87.12% | 1.9 | 0 | 10 |  |  |  | No | R-410A | 2.0167 | Residential & Commercial | Ducted CEE Tier 1
211174173 | Central HP <5.4 tons | COMFORT-AIRE | HRCU-A-CB (Split System: Heat Pump with Remote Outdoor Unit-Air-Source) | HRG1548S1R-**A | ASPEN |  | C(A,C,D,E)48D34+TDR | GUH96C110C5M | 44500 | 15.4 | 8.3 | 45000 | 31600 | 70.22% | 2.82 | 0 | 12.3 |  |  |  | No | R-410A | 3.7083 | Residential & Commercial | Ducted CEE Tier 1
213821206 | Central HP <5.4 tons | TEMPSTAR | HRCU-A-CB (Split System: Heat Pump with Remote Outdoor Unit-Air-Source) | DLCURAH24ABK | ASPEN |  | D(A,C,E)24B44+TDR | *80MS(N,L)0902116A* | 22600 | 17.3 | 8.4 | 25200 | 19900 | 78.97% | 2.96 | 0 | 10.2 |  |  |  | No | R-410A | 1.8833 | Residential & Commercial | Ducted CEE Tier 1
213821238 | Central HP <5.4 tons | TEMPSTAR | HRCU-A-CB (Split System: Heat Pump with Remote Outdoor Unit-Air-Source) | DLCURAH24ABK | ASPEN |  | D(A,C,E)30C44+TDR | *80VTL1102122B* | 23000 | 17.5 | 8.5 | 25400 | 20200 | 79.53% | 2.99 | 0 | 10.3 |  |  |  | No | R-410A | 1.9167 | Residential & Commercial | Ducted CEE Tier 1
213821306 | Central HP <5.4 tons | TEMPSTAR | HRCU-A-CB (Split System: Heat Pump with Remote Outdoor Unit-Air-Source) | DLCURAH24ABK | ASPEN |  | D(A,C,E)24B44+TDR | *96VTN0401712B* | 23000 | 16.5 | 8.5 | 26200 | 20200 | 77.1% | 2.84 | 0 | 10 |  |  |  | No | R-410A | 1.9167 | Residential & Commercial | Ducted CEE Tier 1
213821323 | Central HP <5.4 tons | TEMPSTAR | HRCU-A-CB (Split System: Heat Pump with Remote Outdoor Unit-Air-Source) | DLCURAH24ABK | ASPEN |  | D(A,C,E)30C44+TDR | *96VTN0801716B* | 23600 | 17 | 8.5 | 26000 | 20200 | 77.69% | 2.91 | 0 | 10 |  |  |  | No | R-410A | 1.9667 | Residential & Commercial | Ducted CEE Tier 1
211245705 | Central HP <5.4 tons | DAY & NIGHT | HRCU-A-CB (Split System: Heat Pump with Remote Outdoor Unit-Air-Source) | DLCURAH24ABK |  |  | EN(A,D)4X36L21** | *95ESN0601714A* | 24600 | 16 | 8.1 | 26600 | 22400 | 84.21% | 1.84 | 0 | 10.5 |  |  |  | No | R-410A | 2.05 | Residential & Commercial | Ducted CEE Tier 1
213821179 | Central HP <5.4 tons | TEMPSTAR | HRCU-A-CB (Split System: Heat Pump with Remote Outdoor Unit-Air-Source) | DLCURAH24ABK | ASPEN |  | D(A,C,E)36B34+TDR | *80MS(N,L)0451412A* | 23600 | 17 | 8.5 | 26200 | 20200 | 77.1% | 2.91 | 0 | 10 |  |  |  | No | R-410A | 1.9667 | Residential & Commercial | Ducted CEE Tier 1
213821180 | Central HP <5.4 tons | TEMPSTAR | HRCU-A-CB (Split System: Heat Pump with Remote Outdoor Unit-Air-Source) | DLCURAH24ABK | ASPEN |  | D(A,C,E)36C34+TDR | *80MS(N,L)0451412A* | 23800 | 17 | 8.5 | 26200 | 20200 | 77.1% | 2.91 | 0 | 10 |  |  |  | No | R-410A | 1.9833 | Residential & Commercial | Ducted CEE Tier 1
213821211 | Central HP <5.4 tons | TEMPSTAR | HRCU-A-CB (Split System: Heat Pump with Remote Outdoor Unit-Air-Source) | DLCURAH24ABK | ASPEN |  | D(A,C,E)24B44+TDR | *80MS(N,L)0902120A* | 23400 | 17.5 | 8.5 | 26200 | 20200 | 77.1% | 2.91 | 0 | 10 |  |  |  | No | R-410A | 1.95 | Residential & Commercial | Ducted CEE Tier 1
213821215 | Central HP <5.4 tons | TEMPSTAR | HRCU-A-CB (Split System: Heat Pump with Remote Outdoor Unit-Air-Source) | DLCURAH24ABK | ASPEN |  | D(A,C,E)36C34+TDR | *80MS(N,L)0902120A* | 23800 | 17.5 | 8.5 | 26200 | 20200 | 77.1% | 2.91 | 0 | 10 |  |  |  | No | R-410A | 1.9833 | Residential & Commercial | Ducted CEE Tier 1
213821245 | Central HP <5.4 tons | TEMPSTAR | HRCU-A-CB (Split System: Heat Pump with Remote Outdoor Unit-Air-Source) | DLCURAH24ABK | ASPEN |  | D(A,C,E)36C34+TDR | *92MSN0401712A* | 23400 | 16 | 8.5 | 26400 | 20400 | 77.27% | 2.88 | 0 | 10 |  |  |  | No | R-410A | 1.95 | Residential & Commercial | Ducted CEE Tier 1
213821261 | Central HP <5.4 tons | TEMPSTAR | HRCU-A-CB (Split System: Heat Pump with Remote Outdoor Unit-Air-Source) | DLCURAH24ABK | ASPEN |  | D(A,C,E)24B44+TDR | *92MSN0802120A* | 23000 | 17.3 | 8.4 | 25600 | 20200 | 78.91% | 2.98 | 0 | 10.2 |  |  |  | No | R-410A | 1.9167 | Residential & Commercial | Ducted CEE Tier 1
213821264 | Central HP <5.4 tons | TEMPSTAR | HRCU-A-CB (Split System: Heat Pump with Remote Outdoor Unit-Air-Source) | DLCURAH24ABK | ASPEN |  | D(A,C,E)36B34+TDR | *92MSN0802120A* | 23200 | 17.4 | 8.5 | 25600 | 20200 | 78.91% | 3 | 0 | 10.3 |  |  |  | No | R-410A | 1.9333 | Residential & Commercial | Ducted CEE Tier 1
211242057 | Central HP <5.4 tons | HEIL | HRCU-A-CB (Split System: Heat Pump with Remote Outdoor Unit-Air-Source) | DLCURAH24ABK |  |  | EA*4X36L17A* | *95ESN0261410A* | 23400 | 16.5 | 8.5 | 25600 | 23600 | 92.19% | 1.96 | 0 | 10 |  |  |  | No | R-410A | 1.95 | Residential & Commercial | Ducted CEE Tier 1
213821191 | Central HP <5.4 tons | TEMPSTAR | HRCU-A-CB (Split System: Heat Pump with Remote Outdoor Unit-Air-Source) | DLCURAH24ABK | ASPEN |  | D(A,C,E)24B44+TDR | *80MS(N,L)0701716A* | 22400 | 17.3 | 8.4 | 25200 | 20000 | 79.37% | 2.97 | 0 | 10 |  |  |  | No | R-410A | 1.8667 | Residential & Commercial | Ducted CEE Tier 1
213821266 | Central HP <5.4 tons | TEMPSTAR | HRCU-A-CB (Split System: Heat Pump with Remote Outdoor Unit-Air-Source) | DLCURAH24ABK | ASPEN |  | D(A,C,E)24B44+TDR | *92MSN1002120A* | 23400 | 17.5 | 8.5 | 26200 | 20200 | 77.1% | 2.93 | 0 | 10 |  |  |  | No | R-410A | 1.95 | Residential & Commercial | Ducted CEE Tier 1
213821268 | Central HP <5.4 tons | TEMPSTAR | HRCU-A-CB (Split System: Heat Pump with Remote Outdoor Unit-Air-Source) | DLCURAH24ABK | ASPEN |  | D(A,C,E)30C44+TDR | *92MSN1002120A* | 23800 | 17.5 | 8.5 | 26200 | 20200 | 77.1% | 2.93 | 0 | 10 |  |  |  | No | R-410A | 1.9833 | Residential & Commercial | Ducted CEE Tier 1
211230065 | Central HP <5.4 tons | DAY & NIGHT | HRCU-A-CB (Split System: Heat Pump with Remote Outdoor Unit-Air-Source) | DLCURAH36ABK |  |  | EN(A,D,W)4X48L21** | *80VTL0701716A* | 36000 | 16 | 8.1 | 38500 | 34800 | 90.39% | 2.02 | 0 | 10 |  |  |  | No | R-410A | 3 | Residential & Commercial | Ducted CEE Tier 1
211230124 | Central HP <5.4 tons | DAY & NIGHT | HRCU-A-CB (Split System: Heat Pump with Remote Outdoor Unit-Air-Source) | DLCURAH36ABK |  |  | EN(A,D,W)4X48L21** | *92ESN0601714A* | 36200 | 16 | 8.1 | 38500 | 34800 | 90.39% | 2.02 | 0 | 10 |  |  |  | No | R-410A | 3.0167 | Residential & Commercial | Ducted CEE Tier 1
211227028 | Central HP <5.4 tons | DAY & NIGHT | HRCU-A-CB (Split System: Heat Pump with Remote Outdoor Unit-Air-Source) | DLCURAH36ABK |  |  | EA*4X37L21A* | *92ESN1002122A* | 37400 | 15.5 | 8.5 | 39000 | 35000 | 89.74% | 2.16 | 0 | 10 |  |  |  | No | R-410A | 3.1167 | Residential & Commercial | Ducted CEE Tier 1
211227147 | Central HP <5.4 tons | DAY & NIGHT | HRCU-A-CB (Split System: Heat Pump with Remote Outdoor Unit-Air-Source) | DLCURAH36ABK |  |  | EA*4X37L21A* | *95ESU1002120A* | 36600 | 16 | 8.5 | 38500 | 34800 | 90.39% | 2.1 | 0 | 10 |  |  |  | No | R-410A | 3.05 | Residential & Commercial | Ducted CEE Tier 1
213160947 | Central HP <5.4 tons | DAY & NIGHT | HRCU-A-CB (Split System: Heat Pump with Remote Outdoor Unit-Air-Source) | DLCURAH36ABK | ADP |  | PL36H175P789+AEFE4B* |  | 37000 | 16 | 8.1 | 36800 | 34400 | 93.48% | 2 | 0 | 10 |  |  |  | No | R-410A | 3.0833 | Residential & Commercial | Ducted CEE Tier 1
211227347 | Central HP <5.4 tons | DAY & NIGHT | HRCU-A-CB (Split System: Heat Pump with Remote Outdoor Unit-Air-Source) | DLCURAH36ABK |  |  | EA*4X42L21A* | *80ES(N,L)0902116A* | 35800 | 16 | 8.1 | 38500 | 35000 | 90.91% | 1.9 | 0 | 10 |  |  |  | No | R-410A | 2.9833 | Residential & Commercial | Ducted CEE Tier 1
213821275 | Central HP <5.4 tons | TEMPSTAR | HRCU-A-CB (Split System: Heat Pump with Remote Outdoor Unit-Air-Source) | DLCURAH24ABK | ASPEN |  | D(A,C,E)36C34+TDR | *96MSN0261410A* | 23400 | 16.5 | 8.5 | 26200 | 20200 | 77.1% | 2.88 | 0 | 10 |  |  |  | No | R-410A | 1.95 | Residential & Commercial | Ducted CEE Tier 1
213821302 | Central HP <5.4 tons | TEMPSTAR | HRCU-A-CB (Split System: Heat Pump with Remote Outdoor Unit-Air-Source) | DLCURAH24ABK | ASPEN |  | D(A,C,E)30B34+TDR | *96VTN0401410B* | 23000 | 16 | 8.5 | 26200 | 20400 | 77.86% | 2.85 | 0 | 10 |  |  |  | No | R-410A | 1.9167 | Residential & Commercial | Ducted CEE Tier 1
213821311 | Central HP <5.4 tons | TEMPSTAR | HRCU-A-CB (Split System: Heat Pump with Remote Outdoor Unit-Air-Source) | DLCURAH24ABK | ASPEN |  | D(A,C,E)24B44+TDR | *96VTN0601412B* | 23200 | 17 | 8.5 | 26200 | 20200 | 77.1% | 2.89 | 0 | 10 |  |  |  | No | R-410A | 1.9333 | Residential & Commercial | Ducted CEE Tier 1
213821318 | Central HP <5.4 tons | TEMPSTAR | HRCU-A-CB (Split System: Heat Pump with Remote Outdoor Unit-Air-Source) | DLCURAH24ABK | ASPEN |  | D(A,C,E)30C44+TDR | *96VTN0601716B* | 23200 | 16.5 | 8.5 | 26800 | 20400 | 76.12% | 2.93 | 0 | 10 |  |  |  | No | R-410A | 1.9333 | Residential & Commercial | Ducted CEE Tier 1
213821327 | Central HP <5.4 tons | TEMPSTAR | HRCU-A-CB (Split System: Heat Pump with Remote Outdoor Unit-Air-Source) | DLCURAH24ABK | ASPEN |  | D(A,C,E)30B34+TDR | *96VTN0802120B* | 23600 | 17 | 8.5 | 26400 | 20200 | 76.52% | 2.92 | 0 | 10 |  |  |  | No | R-410A | 1.9667 | Residential & Commercial | Ducted CEE Tier 1
213821334 | Central HP <5.4 tons | TEMPSTAR | HRCU-A-CB (Split System: Heat Pump with Remote Outdoor Unit-Air-Source) | DLCURAH24ABK | ASPEN |  | D(A,C,E)36B34+TDR | *96VTN1002120B* | 23400 | 17.5 | 8.5 | 26200 | 20000 | 76.34% | 2.91 | 0 | 10 |  |  |  | No | R-410A | 1.95 | Residential & Commercial | Ducted CEE Tier 1
211245920 | Central HP <5.4 tons | DAY & NIGHT | HRCU-A-CB (Split System: Heat Pump with Remote Outdoor Unit-Air-Source) | DLCURAH24ABK |  |  | FM(C,U)4X30**AL* |  | 25000 | 15.2 | 8.5 | 27800 | 21800 | 78.42% | 1.8 | 0 | 10 |  |  |  | No | R-410A | 2.0833 | Residential & Commercial | Ducted CEE Tier 1
213206415 | Central HP <5.4 tons | CARRIER | HRCU-A-CB (Split System: Heat Pump with Remote Outdoor Unit-Air-Source) | 38MURAQ24AB3* | ASPEN |  | D(A,C,E)30C44+TDR | 59SC2D040E17**12 | 23800 | 16 | 8.1 | 26000 | 20400 | 78.46% | 2.89 | 0 | 10 |  |  |  | No | R-410A | 1.9833 | Residential & Commercial | Ducted CEE Tier 1
213206422 | Central HP <5.4 tons | CARRIER | HRCU-A-CB (Split System: Heat Pump with Remote Outdoor Unit-Air-Source) | 38MURAQ24AB3* | ASPEN |  | D(A,C,E)24B44+TDR | 59SC2D060E14**12 | 23400 | 17 | 8.1 | 25800 | 20000 | 77.52% | 2.86 | 0 | 10 |  |  |  | No | R-410A | 1.95 | Residential & Commercial | Ducted CEE Tier 1
213206467 | Central HP <5.4 tons | CARRIER | HRCU-A-CB (Split System: Heat Pump with Remote Outdoor Unit-Air-Source) | 38MURAQ24AB3* | ASPEN |  | D(A,C,E)36C34+TDR | 59SC2D080E21**20 | 23800 | 17 | 8.1 | 26000 | 20200 | 77.69% | 2.96 | 0 | 10.3 |  |  |  | No | R-410A | 1.9833 | Residential & Commercial | Ducted CEE Tier 1
213206490 | Central HP <5.4 tons | CARRIER | HRCU-A-CB (Split System: Heat Pump with Remote Outdoor Unit-Air-Source) | 38MURAQ24AB3* | ASPEN |  | D(A,C,E)36C34+TDR | 59SC5B026E14**10 | 23200 | 16.5 | 8.1 | 25800 | 20000 | 77.52% | 2.94 | 0 | 10 |  |  |  | No | R-410A | 1.9333 | Residential & Commercial | Ducted CEE Tier 1
213206592 | Central HP <5.4 tons | CARRIER | HRCU-A-CB (Split System: Heat Pump with Remote Outdoor Unit-Air-Source) | 38MURAQ24AB3* | ASPEN |  | D(A,C,E)36B34+TDR | 59TP6B060V14**12 | 23200 | 16.5 | 8.1 | 26400 | 20400 | 77.27% | 2.69 | 0 | 10 |  |  |  | No | R-410A | 1.9333 | Residential & Commercial | Ducted CEE Tier 1
213206601 | Central HP <5.4 tons | CARRIER | HRCU-A-CB (Split System: Heat Pump with Remote Outdoor Unit-Air-Source) | 38MURAQ24AB3* | ASPEN |  | D(A,C,E)30C44+TDR | 59TP6B060V17**14 | 23800 | 16.5 | 8.1 | 26200 | 20200 | 77.1% | 2.78 | 0 | 10 |  |  |  | No | R-410A | 1.9833 | Residential & Commercial | Ducted CEE Tier 1
211198238 | Central HP <5.4 tons | CARRIER | HRCU-A-CB (Split System: Heat Pump with Remote Outdoor Unit-Air-Source) | 25VNA436A*031* | ADP |  | H,PG9J936 | 59MN7B060C21**20 | 33200 | 19 | 9 | 33400 | 25400 | 76.05% | 2.02 | 0 | 11.7 |  |  |  | No | R-410A | 2.7667 | Residential & Commercial | Ducted CEE Tier 1
213367367 | Central HP <5.4 tons | CARRIER | HRCU-A-CB (Split System: Heat Pump with Remote Outdoor Unit-Air-Source) | 38MURAQ24AB3* | ADP |  | H,PG31930 | 59TP6B100V21**22 | 22600 | 16 | 8.1 | 24200 | 23400 | 96.69% | 1.98 | 0 | 10 |  |  |  | No | R-410A | 1.8833 | Residential & Commercial | Ducted CEE Tier 1
213206305 | Central HP <5.4 tons | CARRIER | HRCU-A-CB (Split System: Heat Pump with Remote Outdoor Unit-Air-Source) | 38MURAQ24AB3* | ASPEN |  | D(A,C,E)36C34+TDR | 58S(B,C)*A090E17**14 | 23800 | 17 | 8.1 | 25800 | 20000 | 77.52% | 3 | 0 | 10.3 |  |  |  | No | R-410A | 1.9833 | Residential & Commercial | Ducted CEE Tier 1
213206316 | Central HP <5.4 tons | CARRIER | HRCU-A-CB (Split System: Heat Pump with Remote Outdoor Unit-Air-Source) | 38MURAQ24AB3* | ASPEN |  | D(A,C,E)36C34+TDR | 58S(B,C)*A090E21**20 | 23800 | 17 | 8.1 | 25800 | 20000 | 77.52% | 3.02 | 0 | 10.3 |  |  |  | No | R-410A | 1.9833 | Residential & Commercial | Ducted CEE Tier 1
213206323 | Central HP <5.4 tons | CARRIER | HRCU-A-CB (Split System: Heat Pump with Remote Outdoor Unit-Air-Source) | 38MURAQ24AB3* | ASPEN |  | D(A,C,E)30C44+TDR | 58S(B,C)*A110E21**20 | 23800 | 16.5 | 8.1 | 26200 | 20200 | 77.1% | 3.02 | 0 | 10.4 |  |  |  | No | R-410A | 1.9833 | Residential & Commercial | Ducted CEE Tier 1
213147346 | Central HP <5.4 tons | BRYANT HEATING AND COOLING SYSTEMS | HRCU-A-CB (Split System: Heat Pump with Remote Outdoor Unit-Air-Source) | 38MURAQ24AB3* | ADP |  | C36A***L159+AEFE4B* |  | 24200 | 18 | 9 | 25000 | 22600 | 90.4% | 1.92 | 0 | 10.5 |  |  |  | No | R-410A | 2.0167 | Residential & Commercial | Ducted CEE Tier 1
211257339 | Central HP <5.4 tons | DAY & NIGHT | HRCU-A-CB (Split System: Heat Pump with Remote Outdoor Unit-Air-Source) | DLCURAH18ABK |  |  | FJMA4*24L*B* |  | 18500 | 15.5 | 9 | 19300 | 18300 | 94.82% | 2.2 | 0 | 10.5 |  |  |  | No | R-410A | 1.5417 | Residential & Commercial | Ducted CEE Tier 1
211264089 | Central HP <5.4 tons | COMFORTMAKER | HRCU-A-CB (Split System: Heat Pump with Remote Outdoor Unit-Air-Source) | DLCURAH18ABK |  |  | EN(A,D)4X30L17** | *80ESU0401712A* | 18600 | 16.5 | 8.5 | 19000 | 18200 | 95.79% | 2.2 | 0 | 11 |  |  |  | No | R-410A | 1.55 | Residential & Commercial | Ducted CEE Tier 1
211263534 | Central HP <5.4 tons | COMFORTMAKER | HRCU-A-CB (Split System: Heat Pump with Remote Outdoor Unit-Air-Source) | DLCURAH18ABK |  |  | EN(A,D)4X24L17** | OMV098J12* | 18300 | 15.5 | 8.5 | 19300 | 18600 | 96.37% | 2.24 | 0 | 11 |  |  |  | No | R-410A | 1.525 | Residential & Commercial | Ducted CEE Tier 1
212348396 | Central HP <5.4 tons | CARRIER | HRCU-A-CB (Split System: Heat Pump with Remote Outdoor Unit-Air-Source) | 38MURAQ24AB3* | ASPEN |  | LEW30F4 |  | 23600 | 16 | 9 | 26200 | 23400 | 89.31% | 2.93 | 0 | 10 |  |  |  | No | R-410A | 1.9667 | Residential & Commercial | Ducted CEE Tier 1
213076351 | Central HP <5.4 tons | CARRIER | HRCU-A-CB (Split System: Heat Pump with Remote Outdoor Unit-Air-Source) | 38MURAQ24AB3* |  |  | CAP**3721AL* | 59SU5B100M21**22 | 25000 | 17.5 | 8.5 | 25400 | 21000 | 82.68% | 1.78 | 0 | 10.5 |  |  |  | No | R-410A | 2.0833 | Residential & Commercial | Ducted CEE Tier 1
214624754 | Central HP <5.4 tons | CARRIER | HRCU-A-CB (Split System: Heat Pump with Remote Outdoor Unit-Air-Source) | 38MURAQ24AB3* | ADP |  | V,C36H175P149 | 58SU*B040M17**12 | 23600 | 17 | 8.5 | 24200 | 22800 | 94.21% | 1.94 | 0 | 10 |  |  |  | No | R-410A | 1.9667 | Residential & Commercial | Ducted CEE Tier 1
212348391 | Central HP <5.4 tons | CARRIER | HRCU-A-CB (Split System: Heat Pump with Remote Outdoor Unit-Air-Source) | 38MURAQ24AB3* | ASPEN |  | LEW30A4 |  | 23000 | 16 | 8.5 | 26000 | 23400 | 90% | 2.77 | 0 | 10 |  |  |  | No | R-410A | 1.9167 | Residential & Commercial | Ducted CEE Tier 1
212520165 | Central HP <5.4 tons | CARRIER | HRCU-A-CB (Split System: Heat Pump with Remote Outdoor Unit-Air-Source) | 38MURAQ18AB3* | ADP |  | H,PG32936 | 58SP*A045V14**12 | 17500 | 16 | 8.5 | 17000 | 18700 | 110% | 2.3 | 0 | 10 |  |  |  | No | R-410A | 1.4583 | Residential & Commercial | Ducted CEE Tier 1
212520180 | Central HP <5.4 tons | CARRIER | HRCU-A-CB (Split System: Heat Pump with Remote Outdoor Unit-Air-Source) | 38MURAQ18AB3* | ADP |  | H,PG24936 | 58SU*A060E17**16 | 18500 | 16 | 8.5 | 17800 | 18100 | 101.7% | 2.24 | 0 | 11 |  |  |  | No | R-410A | 1.5417 | Residential & Commercial | Ducted CEE Tier 1
211230810 | Central HP <5.4 tons | DAY & NIGHT | HRCU-A-CB (Split System: Heat Pump with Remote Outdoor Unit-Air-Source) | DLCURAH36ABK |  |  | EN(A,D)4X48L24** | OMV154L20A | 37000 | 16 | 8.1 | 39500 | 35000 | 88.61% | 2.06 | 0 | 10.5 |  |  |  | No | R-410A | 3.0833 | Residential & Commercial | Ducted CEE Tier 1
211229263 | Central HP <5.4 tons | DAY & NIGHT | HRCU-A-CB (Split System: Heat Pump with Remote Outdoor Unit-Air-Source) | DLCURAH36ABK |  |  | EA*4X48L24A* | *80ES(N,L)0902116A* | 36400 | 16 | 8.5 | 38500 | 34600 | 89.87% | 2.08 | 0 | 10 |  |  |  | No | R-410A | 3.0333 | Residential & Commercial | Ducted CEE Tier 1
211227769 | Central HP <5.4 tons | DAY & NIGHT | HRCU-A-CB (Split System: Heat Pump with Remote Outdoor Unit-Air-Source) | DLCURAH36ABK |  |  | EA*4X42L24A* | *80ES(N,L)0702116A* | 35200 | 16 | 8.1 | 38500 | 35000 | 90.91% | 1.88 | 0 | 10 |  |  |  | No | R-410A | 2.9333 | Residential & Commercial | Ducted CEE Tier 1
213145910 | Central HP <5.4 tons | CARRIER | HRCU-A-CB (Split System: Heat Pump with Remote Outdoor Unit-Air-Source) | 38MURAQ24AB3* | ADP |  | PL36H175P159+AEFE4B* |  | 24200 | 18 | 9 | 25000 | 22600 | 90.4% | 1.92 | 0 | 10.5 |  |  |  | No | R-410A | 2.0167 | Residential & Commercial | Ducted CEE Tier 1
212520216 | Central HP <5.4 tons | CARRIER | HRCU-A-CB (Split System: Heat Pump with Remote Outdoor Unit-Air-Source) | 38MURAQ24AB3* | ADP |  | H,PG24936 | 58S(B,C)*A070E17**16 | 24600 | 16 | 8.5 | 25800 | 22600 | 87.6% | 1.88 | 0 | 10 |  |  |  | No | R-410A | 2.05 | Residential & Commercial | Ducted CEE Tier 1
212520232 | Central HP <5.4 tons | CARRIER | HRCU-A-CB (Split System: Heat Pump with Remote Outdoor Unit-Air-Source) | 38MURAQ24AB3* | ADP |  | H,PG24936 | 58S(B,C)*A110E21**20 | 24200 | 16 | 8.5 | 25200 | 21800 | 86.51% | 1.82 | 0 | 10 |  |  |  | No | R-410A | 2.0167 | Residential & Commercial | Ducted CEE Tier 1
212520233 | Central HP <5.4 tons | CARRIER | HRCU-A-CB (Split System: Heat Pump with Remote Outdoor Unit-Air-Source) | 38MURAQ24AB3* | ADP |  | H,PG32936 | 58S(B,C)*A110E21**20 | 24600 | 16 | 8.5 | 25200 | 21800 | 86.51% | 1.82 | 0 | 10.5 |  |  |  | No | R-410A | 2.05 | Residential & Commercial | Ducted CEE Tier 1
216571362 | Central HP <5.4 tons | DIRECT AIR | HRCU-A-CB (Split System: Heat Pump with Remote Outdoor Unit-Air-Source) | DIRM4-24MAGICPRO20-OU |  |  | DIRM4-24MAGICPRO20-AH |  | 23000 | 18.3 | 10 | 24000 | 21600 | 90% | 1.87 | 0 | 11.7 |  |  |  | No | R-454B | 1.9167 | Residential & Commercial | Ducted CEE Tier 1
211227880 | Central HP <5.4 tons | DAY & NIGHT | HRCU-A-CB (Split System: Heat Pump with Remote Outdoor Unit-Air-Source) | DLCURAH36ABK |  |  | EA*4X42L24A* | *80VSL0902420A* | 35200 | 16 | 8.1 | 38500 | 35000 | 90.91% | 1.88 | 0 | 10 |  |  |  | No | R-410A | 2.9333 | Residential & Commercial | Ducted CEE Tier 1
207455123 | Central HP <5.4 tons | LENNOX | HRCU-A-CB (Split System: Heat Pump with Remote Outdoor Unit-Air-Source) | SL25XPV-036-230A** | ADP |  | L*35/36S9 | SL280UH080NV60C* | 34000 | 21 | 8.8 | 33800 | 27000 | 79.88% | 1.82 | 14 | 13.5 |  |  |  | No | R-410A | 2.8333 | Residential & Commercial | Ducted CEE Tier 1
207455162 | Central HP <5.4 tons | LENNOX | HRCU-A-CB (Split System: Heat Pump with Remote Outdoor Unit-Air-Source) | SL25XPV-036-230A** | ADP |  | L*35/36U9 | SL280UH090XV60C* | 34000 | 21 | 8.8 | 33800 | 27000 | 79.88% | 1.84 | 14 | 13.5 |  |  |  | No | R-410A | 2.8333 | Residential & Commercial | Ducted CEE Tier 1
207455165 | Central HP <5.4 tons | LENNOX | HRCU-A-CB (Split System: Heat Pump with Remote Outdoor Unit-Air-Source) | SL25XPV-036-230A** | ADP |  | LH23/37W9 | SL280UH090XV60C* | 34000 | 21 | 8.8 | 33800 | 27000 | 79.88% | 1.84 | 14 | 13.5 |  |  |  | No | R-410A | 2.8333 | Residential & Commercial | Ducted CEE Tier 1
207455182 | Central HP <5.4 tons | LENNOX | HRCU-A-CB (Split System: Heat Pump with Remote Outdoor Unit-Air-Source) | SL25XPV-036-230A** | ADP |  | L*23/37Z9 | SL280UH110V60C* | 34000 | 21 | 8.8 | 33800 | 27000 | 79.88% | 1.84 | 14 | 13.5 |  |  |  | No | R-410A | 2.8333 | Residential & Commercial | Ducted CEE Tier 1
213163602 | Central HP <5.4 tons | DAY & NIGHT | HRCU-A-CB (Split System: Heat Pump with Remote Outdoor Unit-Air-Source) | DLCURAH36ABK | ADP |  | H,FG81936+AEFE4B* |  | 37000 | 16 | 8.1 | 36800 | 34400 | 93.48% | 2 | 0 | 10 |  |  |  | No | R-410A | 3.0833 | Residential & Commercial | Ducted CEE Tier 1
212980482 | Central HP <5.4 tons | HEIL | HRCU-A-CB (Split System: Heat Pump with Remote Outdoor Unit-Air-Source) | DLCURAH36ABK |  |  | EA*4X48L21A* | *80MS(N,L)0902120A* | 35800 | 16.5 | 8.5 | 37800 | 34600 | 91.53% | 2.02 | 0 | 10 |  |  |  | No | R-410A | 2.9833 | Residential & Commercial | Ducted CEE Tier 1
211227899 | Central HP <5.4 tons | DAY & NIGHT | HRCU-A-CB (Split System: Heat Pump with Remote Outdoor Unit-Air-Source) | DLCURAH36ABK |  |  | EA*4X42L24A* | *80ESU0802120A | 37000 | 15.5 | 8.5 | 40000 | 35200 | 88% | 1.96 | 0 | 10 |  |  |  | No | R-410A | 3.0833 | Residential & Commercial | Ducted CEE Tier 1
213204406 | Central HP <5.4 tons | TEMPSTAR | HRCU-A-CB (Split System: Heat Pump with Remote Outdoor Unit-Air-Source) | DLCURAH24ABK | ASPEN |  | D(A,C,E)24B44+TDR | *80ES(N,L)0701412A* | 23800 | 17 | 8.5 | 26200 | 26400 | 100.8% | 2.81 | 0 | 10 |  |  |  | No | R-410A | 1.9833 | Residential & Commercial | Ducted CEE Tier 1
213204438 | Central HP <5.4 tons | TEMPSTAR | HRCU-A-CB (Split System: Heat Pump with Remote Outdoor Unit-Air-Source) | DLCURAH24ABK | ASPEN |  | D(A,C,E)36C34+TDR | *80ES(N,L)0701716A* | 23800 | 16.5 | 8.5 | 26000 | 25600 | 98.46% | 2.54 | 0 | 10.3 |  |  |  | No | R-410A | 1.9833 | Residential & Commercial | Ducted CEE Tier 1
213204841 | Central HP <5.4 tons | TEMPSTAR | HRCU-A-CB (Split System: Heat Pump with Remote Outdoor Unit-Air-Source) | DLCURAH24ABK | ASPEN |  | D(A,C,E)30C44+TDR | *92ESN0401712A* | 23800 | 16 | 8.5 | 26000 | 20400 | 78.46% | 2.87 | 0 | 10 |  |  |  | No | R-410A | 1.9833 | Residential & Commercial | Ducted CEE Tier 1
213204874 | Central HP <5.4 tons | TEMPSTAR | HRCU-A-CB (Split System: Heat Pump with Remote Outdoor Unit-Air-Source) | DLCURAH24ABK | ASPEN |  | D(A,C,E)30B34+TDR | *92ESN0801716A* | 23200 | 17.3 | 8.4 | 25600 | 20000 | 78.12% | 2.98 | 0 | 10.2 |  |  |  | No | R-410A | 1.9333 | Residential & Commercial | Ducted CEE Tier 1
213204923 | Central HP <5.4 tons | TEMPSTAR | HRCU-A-CB (Split System: Heat Pump with Remote Outdoor Unit-Air-Source) | DLCURAH24ABK | ASPEN |  | D(A,C,E)30C44+TDR | *95ESN0401410A* | 23800 | 15.2 | 8.5 | 26600 | 20600 | 77.44% | 2.84 | 0 | 10 |  |  |  | No | R-410A | 1.9833 | Residential & Commercial | Ducted CEE Tier 1
213204956 | Central HP <5.4 tons | TEMPSTAR | HRCU-A-CB (Split System: Heat Pump with Remote Outdoor Unit-Air-Source) | DLCURAH24ABK | ASPEN |  | D(A,C,E)30B34+TDR | *95ESN0601714A* | 23200 | 16.2 | 8.3 | 25800 | 20000 | 77.52% | 2.88 | 0 | 10 |  |  |  | No | R-410A | 1.9333 | Residential & Commercial | Ducted CEE Tier 1
213204958 | Central HP <5.4 tons | TEMPSTAR | HRCU-A-CB (Split System: Heat Pump with Remote Outdoor Unit-Air-Source) | DLCURAH24ABK | ASPEN |  | D(A,C,E)30C44+TDR | *95ESN0601714A* | 23800 | 16.5 | 8.5 | 26000 | 20200 | 77.69% | 2.96 | 0 | 10.4 |  |  |  | No | R-410A | 1.9833 | Residential & Commercial | Ducted CEE Tier 1
207454724 | Central HP <5.4 tons | LENNOX | HRCU-A-CB (Split System: Heat Pump with Remote Outdoor Unit-Air-Source) | SL25XPV-024-230A** | ADP |  | L*35/36S9 | EL296UH090XV36C* | 22200 | 22 | 9.3 | 19800 | 19800 | 100% | 1.9 | 14 | 14.5 |  |  |  | No | R-410A | 1.85 | Residential & Commercial | Ducted CEE Tier 1
207454825 | Central HP <5.4 tons | LENNOX | HRCU-A-CB (Split System: Heat Pump with Remote Outdoor Unit-Air-Source) | SL25XPV-024-230A** | ADP |  | L*35/36S9 | SL280UH090V48B* | 22400 | 22 | 9.3 | 20000 | 20000 | 100% | 1.84 | 14 | 14.5 |  |  |  | No | R-410A | 1.8667 | Residential & Commercial | Ducted CEE Tier 1
207454957 | Central HP <5.4 tons | LENNOX | HRCU-A-CB (Split System: Heat Pump with Remote Outdoor Unit-Air-Source) | SL25XPV-024-230A** | ADP |  | LH29/36F9 | SLP99UH070XV36B* | 22000 | 22 | 9.85 | 20000 | 20000 | 100% | 1.82 | 14 | 14 |  |  |  | No | R-410A | 1.8333 | Residential & Commercial | Ducted CEE Tier 1
207454735 | Central HP <5.4 tons | LENNOX | HRCU-A-CB (Split System: Heat Pump with Remote Outdoor Unit-Air-Source) | SL25XPV-024-230A** | ADP |  | L*35/36S9 | EL296UH090XV48C* | 22200 | 21 | 9.4 | 19800 | 19600 | 98.99% | 1.9 | 14 | 14.5 |  |  |  | No | R-410A | 1.85 | Residential & Commercial | Ducted CEE Tier 1
213821586 | Central HP <5.4 tons | TEMPSTAR | HRCU-A-CB (Split System: Heat Pump with Remote Outdoor Unit-Air-Source) | DLCURAH36ABK | ASPEN |  | D(A,C,E)36B34+TDR | *80MS(N,L)0902420A* | 34800 | 16.5 | 8.1 | 38500 | 31800 | 82.6% | 2.72 | 0 | 10.5 |  |  |  | No | R-410A | 2.9 | Residential & Commercial | Ducted CEE Tier 1
213821593 | Central HP <5.4 tons | TEMPSTAR | HRCU-A-CB (Split System: Heat Pump with Remote Outdoor Unit-Air-Source) | DLCURAH36ABK | ASPEN |  | D(A,C,E)36C34+TDR | *80MS(N,L)1102420A* | 35400 | 17 | 8.1 | 38500 | 31800 | 82.6% | 2.71 | 0 | 10.5 |  |  |  | No | R-410A | 2.95 | Residential & Commercial | Ducted CEE Tier 1
207454737 | Central HP <5.4 tons | LENNOX | HRCU-A-CB (Split System: Heat Pump with Remote Outdoor Unit-Air-Source) | SL25XPV-024-230A** | ADP |  | LH23/37W9 | EL296UH090XV48C* | 22200 | 21 | 9.4 | 19800 | 19600 | 98.99% | 1.9 | 14 | 14.5 |  |  |  | No | R-410A | 1.85 | Residential & Commercial | Ducted CEE Tier 1
207454796 | Central HP <5.4 tons | LENNOX | HRCU-A-CB (Split System: Heat Pump with Remote Outdoor Unit-Air-Source) | SL25XPV-024-230A** | ADP |  | L*35/36U9 | SL280UH070XV36A* | 22200 | 21 | 9.2 | 20000 | 20000 | 100% | 1.84 | 14 | 14 |  |  |  | No | R-410A | 1.85 | Residential & Commercial | Ducted CEE Tier 1
213821572 | Central HP <5.4 tons | TEMPSTAR | HRCU-A-CB (Split System: Heat Pump with Remote Outdoor Unit-Air-Source) | DLCURAH36ABK | ASPEN |  | D(A,C,E)36C34+TDR | *80MS(N,L)0701716A* | 35000 | 16.5 | 8.1 | 38500 | 31800 | 82.6% | 2.71 | 0 | 10 |  |  |  | No | R-410A | 2.9167 | Residential & Commercial | Ducted CEE Tier 1
213821573 | Central HP <5.4 tons | TEMPSTAR | HRCU-A-CB (Split System: Heat Pump with Remote Outdoor Unit-Air-Source) | DLCURAH36ABK | ASPEN |  | D(A,C,E)42B34+TDR | *80MS(N,L)0701716A* | 35000 | 16.5 | 8.1 | 38500 | 31800 | 82.6% | 2.71 | 0 | 10 |  |  |  | No | R-410A | 2.9167 | Residential & Commercial | Ducted CEE Tier 1
215932857 | Central HP <5.4 tons | AIRQUEST | HRCU-A-CB (Split System: Heat Pump with Remote Outdoor Unit-Air-Source) | H5H3V36*K*AAA* |  |  | EA*5X61M24A*+WALLCON | *80CTL0702120B* | 34400 | 20.5 | 9.5 | 34400 | 26000 | 75.58% | 2.06 | 0 | 12 |  |  |  | No | R-454B | 2.8667 | Residential & Commercial | Ducted CEE Tier 1
207706563 | Central HP <5.4 tons | DIRECT AIR | HRCU-A-CB (Split System: Heat Pump with Remote Outdoor Unit-Air-Source) | DIRM-18MAGICPRO20-OU |  |  | DIRM-18MAGICPRO20-AH |  | 18000 | 18 | 9.3 | 19000 | 16500 | 86.84% | 2.04 | 12.5 | 12.4 |  |  |  | No | R-410A | 1.5 | Residential & Commercial | Ducted CEE Tier 1
213296207 | Central HP <5.4 tons | YORK | HRCU-A-CB (Split System: Heat Pump with Remote Outdoor Unit-Air-Source) | HMH72B341 | ASPEN |  | C(A,C,D,E)36A44+TDR | TM8E100C16MP11 | 33000 | 18 | 8.2 | 33800 | 28200 | 83.43% | 2.67 | 0 | 10 |  |  |  | No | R-410A | 2.75 | Residential & Commercial | Ducted CEE Tier 1
213296208 | Central HP <5.4 tons | YORK | HRCU-A-CB (Split System: Heat Pump with Remote Outdoor Unit-Air-Source) | HMH72B341 | ASPEN |  | C(A,C,D,E)36A46+TDR | TM8E100C16MP11 | 33000 | 18 | 8.2 | 33800 | 28200 | 83.43% | 2.67 | 0 | 10 |  |  |  | No | R-410A | 2.75 | Residential & Commercial | Ducted CEE Tier 1
215318899 | Central HP <5.4 tons | ARCOAIRE | HRCU-A-CB (Split System: Heat Pump with Remote Outdoor Unit-Air-Source) | D5CURAH48AAK |  |  | D5FUAAH48XAK |  | 48000 | 16 | 8.5 | 48000 | 38000 | 79.17% | 1.85 | 0 | 10 |  |  |  | No | R-454B | 4 | Residential & Commercial | Ducted CEE Tier 1
214728365 | Central HP <5.4 tons | JOHNSON CONTROLS | HRCU-A-CB (Split System: Heat Pump with Remote Outdoor Unit-Air-Source) | HH836E2S11 |  |  | CTU36B5XDS1+TXV | TM9E080B12MP12 | 33600 | 18 | 8.5 | 31800 | 26000 | 81.76% | 2 | 0 | 11 |  |  |  | No | R-454B | 2.8 | Residential & Commercial | Ducted CEE Tier 1
216571364 | Central HP <5.4 tons | DIRECT AIR | HRCU-A-CB (Split System: Heat Pump with Remote Outdoor Unit-Air-Source) | DIRM4-36MAGICPRO20-OU |  |  | DIRM4-36MAGICPRO20-AH |  | 36000 | 17.3 | 10.3 | 37000 | 39000 | 105.4% | 1.9 | 0 | 11.7 |  |  |  | No | R-454B | 3 | Residential & Commercial | Ducted CEE Tier 1
211174175 | Central HP <5.4 tons | COMFORT-AIRE | HRCU-A-CB (Split System: Heat Pump with Remote Outdoor Unit-Air-Source) | HRG1548S1R-**A | ASPEN |  | C(A,C,D,E)60B34+TDR | GUH96C110C5M | 45000 | 15.3 | 8.1 | 45000 | 31600 | 70.22% | 2.76 | 0 | 12.3 |  |  |  | No | R-410A | 3.75 | Residential & Commercial | Ducted CEE Tier 1
215932927 | Central HP <5.4 tons | AIRQUEST | HRCU-A-CB (Split System: Heat Pump with Remote Outdoor Unit-Air-Source) | H5H3V36*K*AAA* |  |  | EA*5X61M24A*+WALLCON | *97CMN1002122B* | 34400 | 20.5 | 9.5 | 34200 | 26000 | 76.02% | 2.08 | 0 | 12 |  |  |  | No | R-454B | 2.8667 | Residential & Commercial | Ducted CEE Tier 1
215933177 | Central HP <5.4 tons | AIRQUEST | HRCU-A-CB (Split System: Heat Pump with Remote Outdoor Unit-Air-Source) | H5H3V36*K*AAA* |  |  | ESH5X36M12A*+WALLCON | *97CMN0602120B* | 33000 | 18.5 | 9 | 35400 | 27200 | 76.84% | 1.92 | 0 | 11 |  |  |  | No | R-454B | 2.75 | Residential & Commercial | Ducted CEE Tier 1
215933427 | Central HP <5.4 tons | AIRQUEST | HRCU-A-CB (Split System: Heat Pump with Remote Outdoor Unit-Air-Source) | H5H3V36*K*AAA* |  |  | ESH5X42M12A*+WALLCON | *97CMN0802120B* | 33600 | 19 | 9 | 34800 | 26600 | 76.44% | 1.94 | 0 | 11.5 |  |  |  | No | R-454B | 2.8 | Residential & Commercial | Ducted CEE Tier 1
212980696 | Central HP <5.4 tons | TEMPSTAR | HRCU-A-CB (Split System: Heat Pump with Remote Outdoor Unit-Air-Source) | DLCURAH36ABK |  |  | EA*4X48L24A* | *80MS(N,L)0902420A* | 36000 | 16.5 | 8.5 | 37800 | 34800 | 92.06% | 2.02 | 0 | 10 |  |  |  | No | R-410A | 3 | Residential & Commercial | Ducted CEE Tier 1
207455184 | Central HP <5.4 tons | LENNOX | HRCU-A-CB (Split System: Heat Pump with Remote Outdoor Unit-Air-Source) | SL25XPV-036-230A** | ADP |  | LH35/38X9 | SL280UH110XV60C* | 34000 | 21 | 8.8 | 33800 | 27000 | 79.88% | 1.84 | 14 | 13.5 |  |  |  | No | R-410A | 2.8333 | Residential & Commercial | Ducted CEE Tier 1
216453759 | Central HP <5.4 tons | RUUD | HRCU-A-CB (Split System: Heat Pump with Remote Outdoor Unit-Air-Source) | RD17AZ48AJ3N | ASPEN |  | D(A,C,E)48C44+TDR | R962V0855A21M4 | 42000 | 17 | 8.5 | 45500 | 35200 | 77.36% | 2.77 | 0 | 11 |  |  |  | No | R-410A | 3.5 | Residential & Commercial | Ducted CEE Tier 1
214848977 | Central HP <5.4 tons | YORK | HRCU-A-CB (Split System: Heat Pump with Remote Outdoor Unit-Air-Source) | HH824E2S11 | ADP |  | H,YG35*36+TXV-BLEED | Y91E040A10SMPS1 | 23000 | 17 | 8.5 | 21400 | 17400 | 81.31% | 2 | 0 | 12 |  |  |  | No | R-454B | 1.9167 | Residential & Commercial | Ducted CEE Tier 1
215912366 | Central HP <5.4 tons | YORK | HRCU-A-CB (Split System: Heat Pump with Remote Outdoor Unit-Air-Source) | HH824E2S11 | ASPEN |  | D(A,C,E)36A3K+TDR | TM8E080B12MP11 | 22400 | 17 | 8.1 | 22600 | 18000 | 79.65% | 2 | 0 | 12 |  |  |  | No | R-454B | 1.8667 | Residential & Commercial | Ducted CEE Tier 1
215912371 | Central HP <5.4 tons | YORK | HRCU-A-CB (Split System: Heat Pump with Remote Outdoor Unit-Air-Source) | HH824E2S11 | ASPEN |  | C(A,C,D,E)24A3K+TDR | TM8V080B12MP12 | 21600 | 17 | 8.1 | 22600 | 17700 | 78.32% | 2 | 0 | 11.7 |  |  |  | No | R-454B | 1.8 | Residential & Commercial | Ducted CEE Tier 1
214624920 | Central HP <5.4 tons | CARRIER | HRCU-A-CB (Split System: Heat Pump with Remote Outdoor Unit-Air-Source) | 38MURAQ36AB3* | ADP |  | PL36H210P299 | 58SU*B080M21**20 | 35800 | 17 | 8.1 | 36400 | 34400 | 94.51% | 2.04 | 0 | 10.5 |  |  |  | No | R-410A | 2.9833 | Residential & Commercial | Ducted CEE Tier 1
214629127 | Central HP <5.4 tons | CARRIER | HRCU-A-CB (Split System: Heat Pump with Remote Outdoor Unit-Air-Source) | 38MURAQ36AB3* | ADP |  | PL36H210P749 | 58S(B,C)*B110M21**20 | 35800 | 16 | 8.1 | 36800 | 34600 | 94.02% | 1.9 | 0 | 10 |  |  |  | No | R-410A | 2.9833 | Residential & Commercial | Ducted CEE Tier 1
214629145 | Central HP <5.4 tons | CARRIER | HRCU-A-CB (Split System: Heat Pump with Remote Outdoor Unit-Air-Source) | 38MURAQ36AB3* | ADP |  | PL36H175P159 | 58TP*B045V14**12 | 35200 | 16 | 8.1 | 36800 | 34600 | 94.02% | 1.94 | 0 | 10 |  |  |  | No | R-410A | 2.9333 | Residential & Commercial | Ducted CEE Tier 1
213608984 | Central HP <5.4 tons | GE | HRCU-A-CB (Split System: Heat Pump with Remote Outdoor Unit-Air-Source) | NS22H24MA4-**A | ADP |  | H,TG80936 | NF95X040S3B | 23800 | 19 | 8.2 | 21200 | 15000 | 70.75% | 1.96 | 0 | 13 |  |  |  | No | R-410A | 1.9833 | Residential & Commercial | Ducted CEE Tier 1
212520156 | Central HP <5.4 tons | CARRIER | HRCU-A-CB (Split System: Heat Pump with Remote Outdoor Unit-Air-Source) | 38MURAQ18AB3* | ADP |  | H,PG24936 | 58S(B,C)*A070E14**12 | 17500 | 16 | 8.5 | 16800 | 18400 | 109.5% | 2.26 | 0 | 11 |  |  |  | No | R-410A | 1.4583 | Residential & Commercial | Ducted CEE Tier 1
215488045 | Central HP <5.4 tons | GOODMAN | HRCU-A-CB (Split System: Heat Pump with Remote Outdoor Unit-Air-Source) | GZV7SA2410A* |  |  | CHPEA3026*3A* | G*VC800804C*A* | 23200 | 19 | 8.6 | 23200 | 17000 | 73.28% | 2 | 0 | 11 |  |  |  | No | R-32 | 1.9333 | Residential & Commercial | Ducted CEE Tier 1
214627551 | Central HP <5.4 tons | CARRIER | HRCU-A-CB (Split System: Heat Pump with Remote Outdoor Unit-Air-Source) | 38MURAQ18AB3* | ADP |  | PL36H210P299 | 58S(B,C)*B070M17**12 | 18000 | 17 | 8.5 | 16200 | 17300 | 106.8% | 2.14 | 0 | 11 |  |  |  | No | R-410A | 1.5 | Residential & Commercial | Ducted CEE Tier 1
214627553 | Central HP <5.4 tons | CARRIER | HRCU-A-CB (Split System: Heat Pump with Remote Outdoor Unit-Air-Source) | 38MURAQ18AB3* | ADP |  | C36A***L129 | 58S(B,C)*B070M17**12 | 17000 | 16 | 8.5 | 16800 | 18800 | 111.9% | 2.32 | 0 | 10.5 |  |  |  | No | R-410A | 1.4167 | Residential & Commercial | Ducted CEE Tier 1
214627610 | Central HP <5.4 tons | CARRIER | HRCU-A-CB (Split System: Heat Pump with Remote Outdoor Unit-Air-Source) | 38MURAQ18AB3* | ADP |  | V,C36H175P149 | 58TP*B070V17**16 | 17500 | 16 | 8.5 | 16900 | 19100 | 113% | 2.34 | 0 | 10.5 |  |  |  | No | R-410A | 1.4583 | Residential & Commercial | Ducted CEE Tier 1
215488117 | Central HP <5.4 tons | GOODMAN | HRCU-A-CB (Split System: Heat Pump with Remote Outdoor Unit-Air-Source) | GZV7SA4810A* |  |  | CHPEA4830*3A* | G*VC800804C*A* | 45500 | 16.5 | 8.5 | 46000 | 33600 | 73.04% | 2 | 0 | 10 |  |  |  | No | R-32 | 3.7917 | Residential & Commercial | Ducted CEE Tier 1
215488135 | Central HP <5.4 tons | GOODMAN | HRCU-A-CB (Split System: Heat Pump with Remote Outdoor Unit-Air-Source) | GZV7SA4810A* |  |  | CHPEA6030*3A* | G*VC961205DNB* | 45500 | 16.5 | 8.5 | 46500 | 33600 | 72.26% | 2 | 0 | 10 |  |  |  | No | R-32 | 3.7917 | Residential & Commercial | Ducted CEE Tier 1
212380537 | Central HP <5.4 tons | CARRIER | HRCU-A-CB (Split System: Heat Pump with Remote Outdoor Unit-Air-Source) | 25VNA424A*031* | ADP |  | V,C36H175P149 | 58TN*A070C17**16 | 23400 | 20 | 8.5 | 25000 | 19400 | 77.6% | 2.46 | 0 | 13.5 |  |  |  | No | R-410A | 1.95 | Residential & Commercial | Ducted CEE Tier 1
214848932 | Central HP <5.4 tons | YORK | HRCU-A-CB (Split System: Heat Pump with Remote Outdoor Unit-Air-Source) | HH860E2S11 | ADP |  | H,YG48*60+TXV | TM9E100C20MP12 | 53500 | 18 | 8.5 | 53000 | 39500 | 74.53% | 2 | 0 | 11 |  |  |  | No | R-454B | 4.4583 | Residential & Commercial | Ducted CEE Tier 1
215853329 | Central HP <5.4 tons | JOHNSON CONTROLS | HRCU-A-CB (Split System: Heat Pump with Remote Outdoor Unit-Air-Source) | HH836E2S11 |  |  | CTM36C5CDS1+JMVT16CC2N1 |  | 34400 | 19 | 9 | 31600 | 25800 | 81.65% | 2 | 0 | 11.7 |  |  |  | No | R-454B | 2.8667 | Residential & Commercial | Ducted CEE Tier 1
214626935 | Central HP <5.4 tons | CARRIER | HRCU-A-CB (Split System: Heat Pump with Remote Outdoor Unit-Air-Source) | 25VNA436A*031* | ADP |  | PL36H210P299 | 58CU*A040C17**12 | 33800 | 20 | 9 | 33600 | 25600 | 76.19% | 2.04 | 0 | 12.5 |  |  |  | No | R-410A | 2.8167 | Residential & Commercial | Ducted CEE Tier 1
214626949 | Central HP <5.4 tons | CARRIER | HRCU-A-CB (Split System: Heat Pump with Remote Outdoor Unit-Air-Source) | 25VNA436A*031* | ADP |  | PL36H175P159 | 58CU*A040C17**12 | 33600 | 20 | 9.5 | 33200 | 25400 | 76.51% | 2.04 | 0 | 12 |  |  |  | No | R-410A | 2.8 | Residential & Commercial | Ducted CEE Tier 1
214627001 | Central HP <5.4 tons | CARRIER | HRCU-A-CB (Split System: Heat Pump with Remote Outdoor Unit-Air-Source) | 25VNA436A*031* | ADP |  | PL36H210P749 | 58CU*A100C21**20 | 33000 | 19 | 9 | 33800 | 26200 | 77.51% | 1.98 | 0 | 12 |  |  |  | No | R-410A | 2.75 | Residential & Commercial | Ducted CEE Tier 1
214627060 | Central HP <5.4 tons | CARRIER | HRCU-A-CB (Split System: Heat Pump with Remote Outdoor Unit-Air-Source) | 25VNA436A*031* | ADP |  | PL36H210P299 | 59CU5A080C21**20 | 33800 | 20 | 9 | 33200 | 25000 | 75.3% | 2.02 | 0 | 12 |  |  |  | No | R-410A | 2.8167 | Residential & Commercial | Ducted CEE Tier 1
213205006 | Central HP <5.4 tons | TEMPSTAR | HRCU-A-CB (Split System: Heat Pump with Remote Outdoor Unit-Air-Source) | DLCURAH24ABK | ASPEN |  | D(A,C,E)30C44+TDR | *96VTN0401712A* | 23400 | 16 | 8.5 | 25800 | 20000 | 77.52% | 2.85 | 0 | 10 |  |  |  | No | R-410A | 1.95 | Residential & Commercial | Ducted CEE Tier 1
213205040 | Central HP <5.4 tons | TEMPSTAR | HRCU-A-CB (Split System: Heat Pump with Remote Outdoor Unit-Air-Source) | DLCURAH24ABK | ASPEN |  | D(A,C,E)30B34+TDR | *96VTN0801716A* | 22800 | 16.7 | 8.4 | 25600 | 19900 | 77.73% | 2.94 | 0 | 10 |  |  |  | No | R-410A | 1.9 | Residential & Commercial | Ducted CEE Tier 1
212983171 | Central HP <5.4 tons | TEMPSTAR | HRCU-A-CB (Split System: Heat Pump with Remote Outdoor Unit-Air-Source) | DLCURAH24ABK |  |  | EA*4X36L17A* | *92MSN0401712A* | 23400 | 16 | 8.5 | 26400 | 24000 | 90.91% | 1.98 | 0 | 10 |  |  |  | No | R-410A | 1.95 | Residential & Commercial | Ducted CEE Tier 1
213206355 | Central HP <5.4 tons | CARRIER | HRCU-A-CB (Split System: Heat Pump with Remote Outdoor Unit-Air-Source) | 38MURAQ24AB3* | ASPEN |  | D(A,C,E)30B34+TDR | 58TP*A070V17**16 | 23800 | 17 | 8.1 | 26200 | 20200 | 77.1% | 2.84 | 0 | 10 |  |  |  | No | R-410A | 1.9833 | Residential & Commercial | Ducted CEE Tier 1
213206364 | Central HP <5.4 tons | CARRIER | HRCU-A-CB (Split System: Heat Pump with Remote Outdoor Unit-Air-Source) | 38MURAQ24AB3* | ASPEN |  | D(A,C,E)24B44+TDR | 58TP*A090V17**16 | 23800 | 17 | 8.1 | 26000 | 20200 | 77.69% | 2.82 | 0 | 10 |  |  |  | No | R-410A | 1.9833 | Residential & Commercial | Ducted CEE Tier 1
213206564 | Central HP <5.4 tons | CARRIER | HRCU-A-CB (Split System: Heat Pump with Remote Outdoor Unit-Air-Source) | 38MURAQ24AB3* | ASPEN |  | D(A,C,E)30B34+TDR | 59TP6B040V14**10 | 23000 | 16 | 8.1 | 25800 | 20200 | 78.29% | 2.63 | 0 | 10 |  |  |  | No | R-410A | 1.9167 | Residential & Commercial | Ducted CEE Tier 1
212520207 | Central HP <5.4 tons | CARRIER | HRCU-A-CB (Split System: Heat Pump with Remote Outdoor Unit-Air-Source) | 38MURAQ24AB3* | ADP |  | H,PG9J936 | 58S(B,C)*A045E17**12 | 24200 | 17 | 8.5 | 24600 | 22200 | 90.24% | 1.86 | 0 | 10 |  |  |  | No | R-410A | 2.0167 | Residential & Commercial | Ducted CEE Tier 1
212520238 | Central HP <5.4 tons | CARRIER | HRCU-A-CB (Split System: Heat Pump with Remote Outdoor Unit-Air-Source) | 38MURAQ24AB3* | ADP |  | H,PG34936 | 58SP*A045V14**12 | 24200 | 16 | 8.5 | 24800 | 22600 | 91.13% | 1.9 | 0 | 10 |  |  |  | No | R-410A | 2.0167 | Residential & Commercial | Ducted CEE Tier 1
214627667 | Central HP <5.4 tons | CARRIER | HRCU-A-CB (Split System: Heat Pump with Remote Outdoor Unit-Air-Source) | 38MURAQ18AB3* | ADP |  | C36A***L129 | 59SC6A040M14**10 | 17100 | 16 | 8.5 | 16900 | 19100 | 113% | 2.34 | 0 | 10 |  |  |  | No | R-410A | 1.425 | Residential & Commercial | Ducted CEE Tier 1
214627710 | Central HP <5.4 tons | CARRIER | HRCU-A-CB (Split System: Heat Pump with Remote Outdoor Unit-Air-Source) | 38MURAQ18AB3* | ADP |  | PL36H210P749 | 59SC6A040M17**12 | 17500 | 15.2 | 8.5 | 17100 | 18800 | 109.9% | 2.3 | 0 | 10.5 |  |  |  | No | R-410A | 1.4583 | Residential & Commercial | Ducted CEE Tier 1
214627719 | Central HP <5.4 tons | CARRIER | HRCU-A-CB (Split System: Heat Pump with Remote Outdoor Unit-Air-Source) | 38MURAQ18AB3* | ADP |  | V,C36H***P039 | 59SC6A060M14**12 | 17100 | 16 | 8.5 | 17000 | 19400 | 114.1% | 2.38 | 0 | 10 |  |  |  | No | R-410A | 1.425 | Residential & Commercial | Ducted CEE Tier 1
214630534 | Central HP <5.4 tons | CARRIER | HRCU-A-CB (Split System: Heat Pump with Remote Outdoor Unit-Air-Source) | 25VNA837A*031* | ADP |  | PL36H210P299 | 59MN7B080C17**14 | 31600 | 17 | 8.1 | 31800 | 24400 | 76.73% | 1.86 | 0 | 11 |  |  |  | No | R-410A | 2.6333 | Residential & Commercial | Ducted CEE Tier 1
214630545 | Central HP <5.4 tons | CARRIER | HRCU-A-CB (Split System: Heat Pump with Remote Outdoor Unit-Air-Source) | 25VNA837A*031* | ADP |  | V,C36H175P159 | 59TN6B080C17**14 | 32000 | 17 | 8.1 | 31200 | 24800 | 79.49% | 1.96 | 0 | 11 |  |  |  | No | R-410A | 2.6667 | Residential & Commercial | Ducted CEE Tier 1
215935429 | Central HP <5.4 tons | COMFORTMAKER | HRCU-A-CB (Split System: Heat Pump with Remote Outdoor Unit-Air-Source) | C5H3V36*K*AAA* |  |  | EVM5X60M24A*+WALLCON | *97CMN1202422B* | 35400 | 22 | 8.5 | 38000 | 28400 | 74.74% | 2.04 | 0 | 12.5 |  |  |  | No | R-454B | 2.95 | Residential & Commercial | Ducted CEE Tier 1
214627207 | Central HP <5.4 tons | CARRIER | HRCU-A-CB (Split System: Heat Pump with Remote Outdoor Unit-Air-Source) | 25VNA448A*031* | ADP |  | PL60H210P299 | 59CU5A100C21**22 | 44000 | 21 | 9.5 | 44500 | 35800 | 80.45% | 2.28 | 0 | 12 |  |  |  | No | R-410A | 3.6667 | Residential & Commercial | Ducted CEE Tier 1
212380980 | Central HP <5.4 tons | CARRIER | HRCU-A-CB (Split System: Heat Pump with Remote Outdoor Unit-Air-Source) | 25VNA448A*031* | ADP |  | PL60H210P179 | 58TN*A090C21**20 | 44500 | 21 | 8.5 | 44000 | 35800 | 81.36% | 2.36 | 0 | 12 |  |  |  | No | R-410A | 3.7083 | Residential & Commercial | Ducted CEE Tier 1
212380987 | Central HP <5.4 tons | CARRIER | HRCU-A-CB (Split System: Heat Pump with Remote Outdoor Unit-Air-Source) | 25VNA448A*031* | ADP |  | PL60H210P299 | 59MN7B100C21**22 | 44000 | 21 | 8.5 | 44000 | 35800 | 81.36% | 2.36 | 0 | 12 |  |  |  | No | R-410A | 3.6667 | Residential & Commercial | Ducted CEE Tier 1
212380994 | Central HP <5.4 tons | CARRIER | HRCU-A-CB (Split System: Heat Pump with Remote Outdoor Unit-Air-Source) | 25VNA448A*031* | ADP |  | C60A***L189 | 59MN7B100C21**22 | 44500 | 21 | 8.5 | 44000 | 35800 | 81.36% | 2.34 | 0 | 12 |  |  |  | No | R-410A | 3.7083 | Residential & Commercial | Ducted CEE Tier 1
215941595 | Central HP <5.4 tons | BRYANT HEATING AND COOLING SYSTEMS | HRCU-A-CB (Split System: Heat Pump with Remote Outdoor Unit-Air-Source) | 293VAN048**AA* |  |  | CVAVA4824XMA*+UI | 987TA60080C21*** | 44500 | 20 | 8.1 | 52000 | 38000 | 73.08% | 1.9 | 0 | 11 |  |  |  | No | R-454B | 3.7083 | Residential & Commercial | Ducted CEE Tier 1
214628991 | Central HP <5.4 tons | CARRIER | HRCU-A-CB (Split System: Heat Pump with Remote Outdoor Unit-Air-Source) | 38MURAQ36AB3* | ADP |  | PL36H175P159 | 58S(B,C)*B070M14**12 | 35200 | 16 | 8.1 | 36800 | 34600 | 94.02% | 1.94 | 0 | 10 |  |  |  | No | R-410A | 2.9333 | Residential & Commercial | Ducted CEE Tier 1
215488154 | Central HP <5.4 tons | GOODMAN | HRCU-A-CB (Split System: Heat Pump with Remote Outdoor Unit-Air-Source) | GZV6SA1810A* |  |  | CA*EA2418*3A* | G*VC800803B*A* | 17000 | 19 | 8.8 | 16800 | 13000 | 77.38% | 2.1 | 0 | 12 |  |  |  | No | R-32 | 1.4167 | Residential & Commercial | Ducted CEE Tier 1
215488159 | Central HP <5.4 tons | GOODMAN | HRCU-A-CB (Split System: Heat Pump with Remote Outdoor Unit-Air-Source) | GZV6SA1810A* |  |  | CA*EA3022*3A* | G*VC800603B*A* | 17000 | 19 | 8.8 | 16800 | 13000 | 77.38% | 2.1 | 0 | 12 |  |  |  | No | R-32 | 1.4167 | Residential & Commercial | Ducted CEE Tier 1
214630349 | Central HP <5.4 tons | CARRIER | HRCU-A-CB (Split System: Heat Pump with Remote Outdoor Unit-Air-Source) | 25VNA825A*032* | ADP |  | PL36H175P159 | 58CU*A040C17**12 | 24000 | 17 | 8.1 | 19400 | 16100 | 82.99% | 2.02 | 0 | 11 |  |  |  | No | R-410A | 2 | Residential & Commercial | Ducted CEE Tier 1
214630416 | Central HP <5.4 tons | CARRIER | HRCU-A-CB (Split System: Heat Pump with Remote Outdoor Unit-Air-Source) | 25VNA825A*032* | ADP |  | A36VCA+TXV | 59TN6B060C17**14 | 23600 | 16 | 8.1 | 19800 | 16300 | 82.32% | 1.94 | 0 | 11 |  |  |  | No | R-410A | 1.9667 | Residential & Commercial | Ducted CEE Tier 1
207455171 | Central HP <5.4 tons | LENNOX | HRCU-A-CB (Split System: Heat Pump with Remote Outdoor Unit-Air-Source) | SL25XPV-036-230A** | ADP |  | L*35/36S9 | SL280UH100NV60C* | 34000 | 21 | 8.8 | 33600 | 27000 | 80.36% | 1.82 | 14 | 13.5 |  |  |  | No | R-410A | 2.8333 | Residential & Commercial | Ducted CEE Tier 1
207455178 | Central HP <5.4 tons | LENNOX | HRCU-A-CB (Split System: Heat Pump with Remote Outdoor Unit-Air-Source) | SL25XPV-036-230A** | ADP |  | L*35/36U9 | SL280UH110V60C* | 34000 | 21 | 8.8 | 33800 | 27000 | 79.88% | 1.84 | 14 | 13.5 |  |  |  | No | R-410A | 2.8333 | Residential & Commercial | Ducted CEE Tier 1
211262449 | Central HP <5.4 tons | COMFORTMAKER | HRCU-A-CB (Split System: Heat Pump with Remote Outdoor Unit-Air-Source) | DLCURAH18ABK |  |  | EN(A,D)4X18L14** | *92ESN0601412A* | 17800 | 15.5 | 8.5 | 18900 | 19200 | 101.6% | 2.3 | 0 | 10.5 |  |  |  | No | R-410A | 1.4833 | Residential & Commercial | Ducted CEE Tier 1
211262920 | Central HP <5.4 tons | COMFORTMAKER | HRCU-A-CB (Split System: Heat Pump with Remote Outdoor Unit-Air-Source) | DLCURAH18ABK |  |  | EN(A,D)4X24L17** | *95ESU0401712A* | 17600 | 16 | 8.5 | 18500 | 18800 | 101.6% | 2.26 | 0 | 11 |  |  |  | No | R-410A | 1.4667 | Residential & Commercial | Ducted CEE Tier 1
211264473 | Central HP <5.4 tons | COMFORTMAKER | HRCU-A-CB (Split System: Heat Pump with Remote Outdoor Unit-Air-Source) | DLCURAH18ABK |  |  | EN(A,D)4X30L17** | *80ES(N,L)0451412A* | 18200 | 16.5 | 8.5 | 18700 | 18300 | 97.86% | 2.22 | 0 | 11 |  |  |  | No | R-410A | 1.5167 | Residential & Commercial | Ducted CEE Tier 1
214628223 | Central HP <5.4 tons | CARRIER | HRCU-A-CB (Split System: Heat Pump with Remote Outdoor Unit-Air-Source) | 38MURAQ24AB3* | ADP |  | C36A***L159 | 58S(B,C)*B070M17**16 | 23600 | 17 | 8.5 | 24800 | 24000 | 96.77% | 2.02 | 0 | 10.5 |  |  |  | No | R-410A | 1.9667 | Residential & Commercial | Ducted CEE Tier 1
214628243 | Central HP <5.4 tons | CARRIER | HRCU-A-CB (Split System: Heat Pump with Remote Outdoor Unit-Air-Source) | 38MURAQ24AB3* | ADP |  | A24VBA+TXV | 58TP*B045V14**12 | 23200 | 17 | 9.5 | 36800 | 26800 | 72.83% | 2.32 | 0 | 10 |  |  |  | No | R-410A | 1.9333 | Residential & Commercial | Ducted CEE Tier 1
214628257 | Central HP <5.4 tons | CARRIER | HRCU-A-CB (Split System: Heat Pump with Remote Outdoor Unit-Air-Source) | 38MURAQ24AB3* | ADP |  | C36A***L159 | 58TP*B045V14**12 | 23600 | 17 | 8.5 | 24600 | 24200 | 98.37% | 2.04 | 0 | 10.5 |  |  |  | No | R-410A | 1.9667 | Residential & Commercial | Ducted CEE Tier 1
211173337 | Central HP <5.4 tons | COMFORT-AIRE | HRCU-A-CB (Split System: Heat Pump with Remote Outdoor Unit-Air-Source) | HRG1536S1R-**A | ASPEN |  | C(A,C,D,E)48D34+TDR | GDD96C110C5M | 35400 | 16.4 | 8.2 | 32000 | 22400 | 70% | 2.8 | 0 | 13 |  |  |  | No | R-410A | 2.95 | Residential & Commercial | Ducted CEE Tier 1
215932587 | Central HP <5.4 tons | AIRQUEST | HRCU-A-CB (Split System: Heat Pump with Remote Outdoor Unit-Air-Source) | H5H3V36*K*AAA* |  |  | EA*5X60M24A*+WALLCON | *95CSU1002122B* | 34000 | 20.5 | 9.5 | 34000 | 25800 | 75.88% | 2.04 | 0 | 12 |  |  |  | No | R-454B | 2.8333 | Residential & Commercial | Ducted CEE Tier 1
215933707 | Central HP <5.4 tons | AIRQUEST | HRCU-A-CB (Split System: Heat Pump with Remote Outdoor Unit-Air-Source) | H5H3V36*K*AAA* |  |  | ESH5X48M12A*+WALLCON | *96CTN1202422B* | 33800 | 19.5 | 9 | 34600 | 26400 | 76.3% | 1.92 | 0 | 11.7 |  |  |  | No | R-454B | 2.8167 | Residential & Commercial | Ducted CEE Tier 1
215932477 | Central HP <5.4 tons | AIRQUEST | HRCU-A-CB (Split System: Heat Pump with Remote Outdoor Unit-Air-Source) | H5H3V36*K*AAA* |  |  | EA*5X48M21A*+WALLCON | *97CMN0602120B* | 33200 | 19.5 | 9.5 | 35000 | 26800 | 76.57% | 2.02 | 0 | 11 |  |  |  | No | R-454B | 2.7667 | Residential & Commercial | Ducted CEE Tier 1
215932627 | Central HP <5.4 tons | AIRQUEST | HRCU-A-CB (Split System: Heat Pump with Remote Outdoor Unit-Air-Source) | H5H3V36*K*AAA* |  |  | EA*5X60M24A*+WALLCON | *97CMN1202422B* | 34000 | 20.5 | 9.5 | 34200 | 26000 | 76.02% | 2.06 | 0 | 11.7 |  |  |  | No | R-454B | 2.8333 | Residential & Commercial | Ducted CEE Tier 1
215932577 | Central HP <5.4 tons | AIRQUEST | HRCU-A-CB (Split System: Heat Pump with Remote Outdoor Unit-Air-Source) | H5H3V36*K*AAA* |  |  | EA*5X60M24A*+WALLCON | *95CSU0802120B* | 34000 | 20 | 9 | 34200 | 26000 | 76.02% | 1.94 | 0 | 11.7 |  |  |  | No | R-454B | 2.8333 | Residential & Commercial | Ducted CEE Tier 1
215932727 | Central HP <5.4 tons | AIRQUEST | HRCU-A-CB (Split System: Heat Pump with Remote Outdoor Unit-Air-Source) | H5H3V36*K*AAA* |  |  | EA*5X61M21A*+WALLCON | *80CTL0902120B* | 34400 | 20.5 | 9.5 | 34200 | 26000 | 76.02% | 2.06 | 0 | 12 |  |  |  | No | R-454B | 2.8667 | Residential & Commercial | Ducted CEE Tier 1
211264696 | Central HP <5.4 tons | COMFORTMAKER | HRCU-A-CB (Split System: Heat Pump with Remote Outdoor Unit-Air-Source) | DLCURAH18ABK |  |  | EN(A,D)4X30L17** | OLV098A12* | 18200 | 15.5 | 8.5 | 18800 | 18400 | 97.87% | 2.2 | 0 | 11 |  |  |  | No | R-410A | 1.5167 | Residential & Commercial | Ducted CEE Tier 1
211265037 | Central HP <5.4 tons | COMFORTMAKER | HRCU-A-CB (Split System: Heat Pump with Remote Outdoor Unit-Air-Source) | DLCURAH18ABK |  |  | FVM4X24***L |  | 18100 | 16.5 | 8.5 | 18500 | 18000 | 97.3% | 2.18 | 0 | 11 |  |  |  | No | R-410A | 1.5083 | Residential & Commercial | Ducted CEE Tier 1
216571363 | Central HP <5.4 tons | DIRECT AIR | HRCU-A-CB (Split System: Heat Pump with Remote Outdoor Unit-Air-Source) | DIRM4-30MAGICPRO20-OU |  |  | DIRM4-30MAGICPRO20-AH |  | 30000 | 16.8 | 10 | 34000 | 32600 | 95.88% | 1.96 | 0 | 11.7 |  |  |  | No | R-454B | 2.5 | Residential & Commercial | Ducted CEE Tier 1
214628189 | Central HP <5.4 tons | CARRIER | HRCU-A-CB (Split System: Heat Pump with Remote Outdoor Unit-Air-Source) | 38MURAQ24AB3* | ADP |  | A36VCA+TXV | 58S(B,C)*B070M17**12 | 23200 | 17 | 8.5 | 24600 | 24200 | 98.37% | 2.06 | 0 | 10.5 |  |  |  | No | R-410A | 1.9333 | Residential & Commercial | Ducted CEE Tier 1
214628196 | Central HP <5.4 tons | CARRIER | HRCU-A-CB (Split System: Heat Pump with Remote Outdoor Unit-Air-Source) | 38MURAQ24AB3* | ADP |  | V,C36H175P159 | 58S(B,C)*B070M17**12 | 23400 | 17 | 8.5 | 24600 | 24200 | 98.37% | 2.06 | 0 | 10.5 |  |  |  | No | R-410A | 1.95 | Residential & Commercial | Ducted CEE Tier 1
214628280 | Central HP <5.4 tons | CARRIER | HRCU-A-CB (Split System: Heat Pump with Remote Outdoor Unit-Air-Source) | 38MURAQ24AB3* | ADP |  | PL36H175P159 | 58TP*B070V14**12 | 23800 | 17 | 8.5 | 24800 | 23600 | 95.16% | 2 | 0 | 10.5 |  |  |  | No | R-410A | 1.9833 | Residential & Commercial | Ducted CEE Tier 1
214628289 | Central HP <5.4 tons | CARRIER | HRCU-A-CB (Split System: Heat Pump with Remote Outdoor Unit-Air-Source) | 38MURAQ24AB3* | ADP |  | PL36H***P449 | 58TP*B070V14**12 | 23800 | 17 | 8.5 | 24800 | 23600 | 95.16% | 2 | 0 | 10.5 |  |  |  | No | R-410A | 1.9833 | Residential & Commercial | Ducted CEE Tier 1
214628346 | Central HP <5.4 tons | CARRIER | HRCU-A-CB (Split System: Heat Pump with Remote Outdoor Unit-Air-Source) | 38MURAQ24AB3* | ADP |  | PL36H175P149 | 59SC6A040M14**10 | 23600 | 16 | 8.5 | 24600 | 23600 | 95.93% | 1.98 | 0 | 10 |  |  |  | No | R-410A | 1.9667 | Residential & Commercial | Ducted CEE Tier 1
212520275 | Central HP <5.4 tons | CARRIER | HRCU-A-CB (Split System: Heat Pump with Remote Outdoor Unit-Air-Source) | 38MURAQ24AB3* | ADP |  | H,PG9J936 | 58TP*A070V14**12 | 24400 | 17 | 8.5 | 24600 | 22000 | 89.43% | 1.86 | 0 | 10 |  |  |  | No | R-410A | 2.0333 | Residential & Commercial | Ducted CEE Tier 1
214628203 | Central HP <5.4 tons | CARRIER | HRCU-A-CB (Split System: Heat Pump with Remote Outdoor Unit-Air-Source) | 38MURAQ24AB3* | ADP |  | C36A***L129 | 58S(B,C)*B070M17**16 | 23400 | 17 | 9 | 25200 | 26000 | 103.2% | 2.24 | 0 | 10 |  |  |  | No | R-410A | 1.95 | Residential & Commercial | Ducted CEE Tier 1
214628212 | Central HP <5.4 tons | CARRIER | HRCU-A-CB (Split System: Heat Pump with Remote Outdoor Unit-Air-Source) | 38MURAQ24AB3* | ADP |  | V,C36H175P149 | 58S(B,C)*B070M17**16 | 23600 | 17 | 8.5 | 24800 | 24000 | 96.77% | 2.02 | 0 | 10.5 |  |  |  | No | R-410A | 1.9667 | Residential & Commercial | Ducted CEE Tier 1
214628269 | Central HP <5.4 tons | CARRIER | HRCU-A-CB (Split System: Heat Pump with Remote Outdoor Unit-Air-Source) | 38MURAQ24AB3* | ADP |  | V,C36H***P429 | 58TP*B070V14**12 | 23400 | 17 | 9 | 25400 | 25600 | 100.8% | 2.18 | 0 | 10 |  |  |  | No | R-410A | 1.95 | Residential & Commercial | Ducted CEE Tier 1
214628337 | Central HP <5.4 tons | CARRIER | HRCU-A-CB (Split System: Heat Pump with Remote Outdoor Unit-Air-Source) | 38MURAQ24AB3* | ADP |  | A24VBA+TXV | 59SC6A040M14**10 | 23200 | 16 | 8.5 | 25400 | 24800 | 97.64% | 2.1 | 0 | 10 |  |  |  | No | R-410A | 1.9333 | Residential & Commercial | Ducted CEE Tier 1
212520255 | Central HP <5.4 tons | CARRIER | HRCU-A-CB (Split System: Heat Pump with Remote Outdoor Unit-Air-Source) | 38MURAQ24AB3* | ADP |  | H,PG9J936 | 58SP*A090V21**20 | 24200 | 17 | 8.5 | 24400 | 22400 | 91.8% | 1.88 | 0 | 10 |  |  |  | No | R-410A | 2.0167 | Residential & Commercial | Ducted CEE Tier 1
212520159 | Central HP <5.4 tons | CARRIER | HRCU-A-CB (Split System: Heat Pump with Remote Outdoor Unit-Air-Source) | 38MURAQ18AB3* | ADP |  | H,PG9J936 | 58S(B,C)*A070E14**12 | 17500 | 16 | 8.5 | 16800 | 18400 | 109.5% | 2.26 | 0 | 11 |  |  |  | No | R-410A | 1.4583 | Residential & Commercial | Ducted CEE Tier 1
212520161 | Central HP <5.4 tons | CARRIER | HRCU-A-CB (Split System: Heat Pump with Remote Outdoor Unit-Air-Source) | 38MURAQ18AB3* | ADP |  | H,PG32936 | 58S(B,C)*A070E17**12 | 17900 | 16 | 8.5 | 17200 | 18500 | 107.6% | 2.28 | 0 | 10.5 |  |  |  | No | R-410A | 1.4917 | Residential & Commercial | Ducted CEE Tier 1
214627537 | Central HP <5.4 tons | CARRIER | HRCU-A-CB (Split System: Heat Pump with Remote Outdoor Unit-Air-Source) | 38MURAQ18AB3* | ADP |  | PL36H175P159 | 58S(B,C)*B045M14**12 | 17500 | 16 | 8.5 | 16800 | 18800 | 111.9% | 2.3 | 0 | 11 |  |  |  | No | R-410A | 1.4583 | Residential & Commercial | Ducted CEE Tier 1
212982394 | Central HP <5.4 tons | TEMPSTAR | HRCU-A-CB (Split System: Heat Pump with Remote Outdoor Unit-Air-Source) | DLCURAH18ABK |  |  | EA*4X24L17A* | *80MSU0401712A* | 17200 | 16 | 8.5 | 18300 | 19100 | 104.4% | 2.3 | 0 | 10 |  |  |  | No | R-410A | 1.4333 | Residential & Commercial | Ducted CEE Tier 1
212982442 | Central HP <5.4 tons | TEMPSTAR | HRCU-A-CB (Split System: Heat Pump with Remote Outdoor Unit-Air-Source) | DLCURAH18ABK |  |  | EN(A,D)4X30L17** | *80MSU0401712A* | 17500 | 16 | 8.1 | 18200 | 18500 | 101.6% | 2.22 | 0 | 10.5 |  |  |  | No | R-410A | 1.4583 | Residential & Commercial | Ducted CEE Tier 1
212983655 | Central HP <5.4 tons | TEMPSTAR | HRCU-A-CB (Split System: Heat Pump with Remote Outdoor Unit-Air-Source) | DLCURAH18ABK |  |  | EA*4X24L17A* | *92MSN0601412A* | 17600 | 16 | 8.5 | 18500 | 17800 | 96.22% | 2.14 | 0 | 10.5 |  |  |  | No | R-410A | 1.4667 | Residential & Commercial | Ducted CEE Tier 1
207454922 | Central HP <5.4 tons | LENNOX | HRCU-A-CB (Split System: Heat Pump with Remote Outdoor Unit-Air-Source) | SL25XPV-024-230A** | ADP |  | L*35/36S9 | SL297UH080NV48C* | 22200 | 21 | 9.3 | 19800 | 19800 | 100% | 1.9 | 14 | 14 |  |  |  | No | R-410A | 1.85 | Residential & Commercial | Ducted CEE Tier 1
207454963 | Central HP <5.4 tons | LENNOX | HRCU-A-CB (Split System: Heat Pump with Remote Outdoor Unit-Air-Source) | SL25XPV-024-230A** | ADP |  | LH35/38X9 | SLP99UH090XV36C* | 22200 | 22 | 9.3 | 19800 | 19800 | 100% | 1.9 | 14 | 14.5 |  |  |  | No | R-410A | 1.85 | Residential & Commercial | Ducted CEE Tier 1
215932597 | Central HP <5.4 tons | AIRQUEST | HRCU-A-CB (Split System: Heat Pump with Remote Outdoor Unit-Air-Source) | H5H3V36*K*AAA* |  |  | EA*5X60M24A*+WALLCON | *97CMN0602120B* | 33800 | 20 | 9 | 34600 | 26400 | 76.3% | 1.92 | 0 | 11.5 |  |  |  | No | R-454B | 2.8167 | Residential & Commercial | Ducted CEE Tier 1
215932647 | Central HP <5.4 tons | AIRQUEST | HRCU-A-CB (Split System: Heat Pump with Remote Outdoor Unit-Air-Source) | H5H3V36*K*AAA* |  |  | EA*5X60M24A*+WALLCON | *96CTN1202422B* | 34000 | 20.5 | 9.5 | 34000 | 26000 | 76.47% | 2.06 | 0 | 12 |  |  |  | No | R-454B | 2.8333 | Residential & Commercial | Ducted CEE Tier 1
215932997 | Central HP <5.4 tons | AIRQUEST | HRCU-A-CB (Split System: Heat Pump with Remote Outdoor Unit-Air-Source) | H5H3V36*K*AAA* |  |  | ESH5X30M12A*+WALLCON | *97CMN0601714B* | 32200 | 18 | 9 | 34800 | 26800 | 77.01% | 1.9 | 0 | 10 |  |  |  | No | R-454B | 2.6833 | Residential & Commercial | Ducted CEE Tier 1
215932737 | Central HP <5.4 tons | AIRQUEST | HRCU-A-CB (Split System: Heat Pump with Remote Outdoor Unit-Air-Source) | H5H3V36*K*AAA* |  |  | EA*5X61M21A*+WALLCON | *80CTL1102120B* | 34400 | 20.5 | 9.5 | 34200 | 26000 | 76.02% | 2.06 | 0 | 12 |  |  |  | No | R-454B | 2.8667 | Residential & Commercial | Ducted CEE Tier 1
215932887 | Central HP <5.4 tons | AIRQUEST | HRCU-A-CB (Split System: Heat Pump with Remote Outdoor Unit-Air-Source) | H5H3V36*K*AAA* |  |  | EA*5X61M24A*+WALLCON | *95CSU0802120B* | 34400 | 20.5 | 9.5 | 34400 | 26000 | 75.58% | 2.06 | 0 | 12 |  |  |  | No | R-454B | 2.8667 | Residential & Commercial | Ducted CEE Tier 1
214627542 | Central HP <5.4 tons | CARRIER | HRCU-A-CB (Split System: Heat Pump with Remote Outdoor Unit-Air-Source) | 38MURAQ18AB3* | ADP |  | V,C36H***P429 | 58S(B,C)*B070M14**12 | 17500 | 16 | 8.5 | 16900 | 19000 | 112.4% | 2.34 | 0 | 10.5 |  |  |  | No | R-410A | 1.4583 | Residential & Commercial | Ducted CEE Tier 1
214627687 | Central HP <5.4 tons | CARRIER | HRCU-A-CB (Split System: Heat Pump with Remote Outdoor Unit-Air-Source) | 38MURAQ18AB3* | ADP |  | PL36H210P299 | 59SC6A040M17**12 | 17500 | 15.2 | 8.5 | 17100 | 18800 | 109.9% | 2.3 | 0 | 10.5 |  |  |  | No | R-410A | 1.4583 | Residential & Commercial | Ducted CEE Tier 1
214627744 | Central HP <5.4 tons | CARRIER | HRCU-A-CB (Split System: Heat Pump with Remote Outdoor Unit-Air-Source) | 38MURAQ18AB3* | ADP |  | PL36H***P449 | 59SC6A060M14**12 | 17400 | 16 | 8.5 | 16500 | 18300 | 110.9% | 2.26 | 0 | 10.5 |  |  |  | No | R-410A | 1.45 | Residential & Commercial | Ducted CEE Tier 1
213821638 | Central HP <5.4 tons | TEMPSTAR | HRCU-A-CB (Split System: Heat Pump with Remote Outdoor Unit-Air-Source) | DLCURAH36ABK | ASPEN |  | D(A,C,E)36C34+TDR | *96MSN0801716A* | 34800 | 16 | 8.1 | 38500 | 31800 | 82.6% | 2.68 | 0 | 10 |  |  |  | No | R-410A | 2.9 | Residential & Commercial | Ducted CEE Tier 1
211227931 | Central HP <5.4 tons | DAY & NIGHT | HRCU-A-CB (Split System: Heat Pump with Remote Outdoor Unit-Air-Source) | DLCURAH36ABK |  |  | EA*4X42L24A* | *80VTL1102122A* | 36200 | 15.5 | 8.1 | 39500 | 35200 | 89.11% | 1.92 | 0 | 10 |  |  |  | No | R-410A | 3.0167 | Residential & Commercial | Ducted CEE Tier 1
211228133 | Central HP <5.4 tons | DAY & NIGHT | HRCU-A-CB (Split System: Heat Pump with Remote Outdoor Unit-Air-Source) | DLCURAH36ABK |  |  | EA*4X42L24A* | *96VTN1002122A* | 35400 | 16.5 | 8.1 | 38500 | 35000 | 90.91% | 1.88 | 0 | 10 |  |  |  | No | R-410A | 2.95 | Residential & Commercial | Ducted CEE Tier 1
214627101 | Central HP <5.4 tons | CARRIER | HRCU-A-CB (Split System: Heat Pump with Remote Outdoor Unit-Air-Source) | 25VNA436A*031* | ADP |  | PL36H175P149 | 59CU5B060C17**16 | 32400 | 19 | 9 | 36400 | 28200 | 77.47% | 1.98 | 0 | 11.7 |  |  |  | No | R-410A | 2.7 | Residential & Commercial | Ducted CEE Tier 1
214626810 | Central HP <5.4 tons | CARRIER | HRCU-A-CB (Split System: Heat Pump with Remote Outdoor Unit-Air-Source) | 25VNA424A*031* | ADP |  | PL36H210P749 | 58CU*A040C17**12 | 23400 | 21 | 10.5 | 25000 | 19300 | 77.2% | 2.48 | 0 | 13.5 |  |  |  | No | R-410A | 1.95 | Residential & Commercial | Ducted CEE Tier 1
214626842 | Central HP <5.4 tons | CARRIER | HRCU-A-CB (Split System: Heat Pump with Remote Outdoor Unit-Air-Source) | 25VNA424A*031* | ADP |  | PL36H175P149 | 58CU*A060C17**16 | 23400 | 20 | 10.5 | 25000 | 19300 | 77.2% | 2.46 | 0 | 13.5 |  |  |  | No | R-410A | 1.95 | Residential & Commercial | Ducted CEE Tier 1
214626933 | Central HP <5.4 tons | CARRIER | HRCU-A-CB (Split System: Heat Pump with Remote Outdoor Unit-Air-Source) | 25VNA424A*031* | ADP |  | V,C36H175P459 | 59CU5A060C17**16 | 24000 | 20 | 10.5 | 25000 | 19500 | 78% | 2.5 | 0 | 13 |  |  |  | No | R-410A | 2 | Residential & Commercial | Ducted CEE Tier 1
212981734 | Central HP <5.4 tons | TEMPSTAR | HRCU-A-CB (Split System: Heat Pump with Remote Outdoor Unit-Air-Source) | DLCURAH24ABK |  |  | EA*4X36L17A* | *80MSU1002120A* | 23400 | 17 | 8.5 | 26000 | 24400 | 93.85% | 2.02 | 0 | 10 |  |  |  | No | R-410A | 1.95 | Residential & Commercial | Ducted CEE Tier 1
212983237 | Central HP <5.4 tons | TEMPSTAR | HRCU-A-CB (Split System: Heat Pump with Remote Outdoor Unit-Air-Source) | DLCURAH24ABK |  |  | EN(A,D,W)4X36L17** | *92MSN0401712A* | 23400 | 15.5 | 8.1 | 26200 | 24200 | 92.37% | 1.98 | 0 | 10 |  |  |  | No | R-410A | 1.95 | Residential & Commercial | Ducted CEE Tier 1
211243869 | Central HP <5.4 tons | HEIL | HRCU-A-CB (Split System: Heat Pump with Remote Outdoor Unit-Air-Source) | DLCURAH24ABK |  |  | EN(A,D)4X24L17** | *96VSN0401410A* | 23400 | 15.5 | 8.5 | 26600 | 24000 | 90.23% | 1.96 | 0 | 10 |  |  |  | No | R-410A | 1.95 | Residential & Commercial | Ducted CEE Tier 1
211243887 | Central HP <5.4 tons | HEIL | HRCU-A-CB (Split System: Heat Pump with Remote Outdoor Unit-Air-Source) | DLCURAH24ABK |  |  | EN(A,D)4X24L17** | *96VSN0601412A* | 23200 | 16 | 8.5 | 26400 | 24600 | 93.18% | 2.04 | 0 | 10 |  |  |  | No | R-410A | 1.9333 | Residential & Commercial | Ducted CEE Tier 1
209872732 | Central HP <5.4 tons | RUUD | HRCU-A-CB (Split System: Heat Pump with Remote Outdoor Unit-Air-Source) | UP18AZ48AJVC |  |  | RCFZ6021SEAAM | U98MV1005A21UPS | 44000 | 19 | 8.1 | 43500 | 45500 | 104.6% | 1.9 | 0 | 10 |  |  |  | No | R-410A | 3.6667 | Residential & Commercial | Ducted CEE Tier 1
216027666 | Central HP <5.4 tons | Capella | HRCU-A-CB (Split System: Heat Pump with Remote Outdoor Unit-Air-Source) | CCB1-H60A-O |  |  | CAHB1-H60A-I |  | 54000 | 16 | 9 | 56000 | 52000 | 92.86% | 1.8 | 0 | 10 |  |  |  | No | R-454B | 4.5 | Residential & Commercial | Ducted CEE Tier 1
215932937 | Central HP <5.4 tons | AIRQUEST | HRCU-A-CB (Split System: Heat Pump with Remote Outdoor Unit-Air-Source) | H5H3V36*K*AAA* |  |  | EA*5X61M24A*+WALLCON | *97CMN1202422B* | 34400 | 20.5 | 9.5 | 34400 | 26000 | 75.58% | 2.06 | 0 | 12 |  |  |  | No | R-454B | 2.8667 | Residential & Commercial | Ducted CEE Tier 1
211260970 | Central HP <5.4 tons | HEIL | HRCU-A-CB (Split System: Heat Pump with Remote Outdoor Unit-Air-Source) | DLCURAH18ABK |  |  | EA*4X25L17A* | *96VTN0601714A* | 18200 | 16 | 8.5 | 18100 | 17500 | 96.69% | 2.12 | 0 | 10.5 |  |  |  | No | R-410A | 1.5167 | Residential & Commercial | Ducted CEE Tier 1
211261354 | Central HP <5.4 tons | HEIL | HRCU-A-CB (Split System: Heat Pump with Remote Outdoor Unit-Air-Source) | DLCURAH18ABK |  |  | EA*4X30L14A* | *95ESN0601412A* | 17900 | 16 | 8.5 | 18500 | 18500 | 100% | 2.22 | 0 | 10.5 |  |  |  | No | R-410A | 1.4917 | Residential & Commercial | Ducted CEE Tier 1
213752633 | Central HP <5.4 tons | CARRIER | HRCU-A-CB (Split System: Heat Pump with Remote Outdoor Unit-Air-Source) | 38MURAQ24AB3* | ASPEN |  | D(A,C,E)30B34+TDR | 58S(B,C)*B045M14**12 | 23400 | 17 | 8.5 | 27000 | 20400 | 75.56% | 2.88 | 0 | 10 |  |  |  | No | R-410A | 1.95 | Residential & Commercial | Ducted CEE Tier 1
213752650 | Central HP <5.4 tons | CARRIER | HRCU-A-CB (Split System: Heat Pump with Remote Outdoor Unit-Air-Source) | 38MURAQ24AB3* | ASPEN |  | D(A,C,E)24B44+TDR | 58S(B,C)*B070M17**12 | 23400 | 17.5 | 8.5 | 26200 | 20000 | 76.34% | 2.86 | 0 | 10 |  |  |  | No | R-410A | 1.95 | Residential & Commercial | Ducted CEE Tier 1
213752666 | Central HP <5.4 tons | CARRIER | HRCU-A-CB (Split System: Heat Pump with Remote Outdoor Unit-Air-Source) | 38MURAQ24AB3* | ASPEN |  | D(A,C,E)30C44+TDR | 58S(B,C)*B070M17**16 | 23000 | 17.5 | 8.5 | 25200 | 20000 | 79.37% | 3 | 0 | 10.3 |  |  |  | No | R-410A | 1.9167 | Residential & Commercial | Ducted CEE Tier 1
213752768 | Central HP <5.4 tons | CARRIER | HRCU-A-CB (Split System: Heat Pump with Remote Outdoor Unit-Air-Source) | 38MURAQ24AB3* | ASPEN |  | D(A,C,E)30C44+TDR | 58TP*B090V21**20 | 23600 | 17 | 8.5 | 26200 | 20200 | 77.1% | 2.92 | 0 | 10 |  |  |  | No | R-410A | 1.9667 | Residential & Commercial | Ducted CEE Tier 1
213752832 | Central HP <5.4 tons | CARRIER | HRCU-A-CB (Split System: Heat Pump with Remote Outdoor Unit-Air-Source) | 38MURAQ24AB3* | ASPEN |  | D(A,C,E)36B34+TDR | 59SC2E080M21**20 | 23200 | 17.4 | 8.5 | 25600 | 20200 | 78.91% | 3 | 0 | 10.3 |  |  |  | No | R-410A | 1.9333 | Residential & Commercial | Ducted CEE Tier 1
215318907 | Central HP <5.4 tons | ARCOAIRE | HRCU-A-CB (Split System: Heat Pump with Remote Outdoor Unit-Air-Source) | D5CSRAH18AAK |  |  | D5FSAAH18XBK |  | 18000 | 18.5 | 9.8 | 18000 | 13000 | 72.22% | 2.3 | 0 | 12.2 |  |  |  | No | R-454B | 1.5 | Residential & Commercial | Ducted CEE Tier 1
213752835 | Central HP <5.4 tons | CARRIER | HRCU-A-CB (Split System: Heat Pump with Remote Outdoor Unit-Air-Source) | 38MURAQ24AB3* | ASPEN |  | D(A,C,E)24B44+TDR | 59SC2E100M21**20 | 23400 | 17.5 | 8.5 | 26400 | 20200 | 76.52% | 2.88 | 0 | 10.5 |  |  |  | No | R-410A | 1.95 | Residential & Commercial | Ducted CEE Tier 1
213752850 | Central HP <5.4 tons | CARRIER | HRCU-A-CB (Split System: Heat Pump with Remote Outdoor Unit-Air-Source) | 38MURAQ24AB3* | ASPEN |  | D(A,C,E)30C44+TDR | 59SC6A026M14**10 | 23200 | 16.5 | 8.5 | 27000 | 20600 | 76.3% | 2.86 | 0 | 10 |  |  |  | No | R-410A | 1.9333 | Residential & Commercial | Ducted CEE Tier 1
212983281 | Central HP <5.4 tons | TEMPSTAR | HRCU-A-CB (Split System: Heat Pump with Remote Outdoor Unit-Air-Source) | DLCURAH18ABK |  |  | EA*4X25L17A* | *92MSN0401712A* | 17700 | 16 | 8.1 | 17700 | 17800 | 100.6% | 2.14 | 0 | 10.5 |  |  |  | No | R-410A | 1.475 | Residential & Commercial | Ducted CEE Tier 1
212498433 | Central HP <5.4 tons | CARRIER | HRCU-A-CB (Split System: Heat Pump with Remote Outdoor Unit-Air-Source) | 38MURAQ24AB3* | ADP |  | CP2505A+TXV+TD |  | 23200 | 16 | 8.55 | 24800 | 22600 | 91.13% | 1.84 | 0 | 10 |  |  |  | No | R-410A | 1.9333 | Residential & Commercial | Ducted CEE Tier 1
213204375 | Central HP <5.4 tons | TEMPSTAR | HRCU-A-CB (Split System: Heat Pump with Remote Outdoor Unit-Air-Source) | DLCURAH24AAK | ASPEN |  | D(A,C,E)30C44+TDR | *96VTN1002122A* | 23800 | 16.5 | 8.1 | 24800 | 27000 | 108.9% | 2.74 | 0 | 10 |  |  |  | No | R-410A | 1.9833 | Residential & Commercial | Ducted CEE Tier 1
211264786 | Central HP <5.4 tons | COMFORTMAKER | HRCU-A-CB (Split System: Heat Pump with Remote Outdoor Unit-Air-Source) | DLCURAH18ABK |  |  | FEM4P24**AL |  | 17300 | 16 | 8.5 | 18200 | 19400 | 106.6% | 2.34 | 0 | 10.5 |  |  |  | No | R-410A | 1.4417 | Residential & Commercial | Ducted CEE Tier 1
213203993 | Central HP <5.4 tons | TEMPSTAR | HRCU-A-CB (Split System: Heat Pump with Remote Outdoor Unit-Air-Source) | DLCURAH18ABK | ASPEN |  | D(A,C,E)24B44+TDR | *96VTN0401410A* | 17400 | 16 | 8.5 | 18300 | 13700 | 74.86% | 2.26 | 0 | 10.5 |  |  |  | No | R-410A | 1.45 | Residential & Commercial | Ducted CEE Tier 1
213820985 | Central HP <5.4 tons | TEMPSTAR | HRCU-A-CB (Split System: Heat Pump with Remote Outdoor Unit-Air-Source) | DLCURAH18ABK | ASPEN |  | D(A,C,E)30B34+TDR | *80VTL0451412B* | 17700 | 16.5 | 8.5 | 17900 | 12900 | 72.07% | 2.61 | 0 | 11 |  |  |  | No | R-410A | 1.475 | Residential & Commercial | Ducted CEE Tier 1
211243964 | Central HP <5.4 tons | HEIL | HRCU-A-CB (Split System: Heat Pump with Remote Outdoor Unit-Air-Source) | DLCURAH24ABK |  |  | EN(A,D)4X24L17** | *95ESU0601716A* | 23800 | 16.5 | 8.5 | 26800 | 23400 | 87.31% | 1.92 | 0 | 10 |  |  |  | No | R-410A | 1.9833 | Residential & Commercial | Ducted CEE Tier 1
211244073 | Central HP <5.4 tons | HEIL | HRCU-A-CB (Split System: Heat Pump with Remote Outdoor Unit-Air-Source) | DLCURAH24ABK |  |  | EN(A,D)4X24L17** | *96VTN0601412A* | 23200 | 16 | 8.5 | 26400 | 24600 | 93.18% | 2.04 | 0 | 10 |  |  |  | No | R-410A | 1.9333 | Residential & Commercial | Ducted CEE Tier 1
211242590 | Central HP <5.4 tons | HEIL | HRCU-A-CB (Split System: Heat Pump with Remote Outdoor Unit-Air-Source) | DLCURAH24ABK |  |  | EA*4X36L21A* | *80ES(N,L)0901714A* | 24800 | 17 | 8.5 | 26400 | 22000 | 83.33% | 1.84 | 0 | 10 |  |  |  | No | R-410A | 2.0667 | Residential & Commercial | Ducted CEE Tier 1
211242090 | Central HP <5.4 tons | HEIL | HRCU-A-CB (Split System: Heat Pump with Remote Outdoor Unit-Air-Source) | DLCURAH24ABK |  |  | EA*4X36L17A* | *80ES(N,L)0451712A* | 24200 | 16.5 | 8.5 | 26200 | 22600 | 86.26% | 1.88 | 0 | 10 |  |  |  | No | R-410A | 2.0167 | Residential & Commercial | Ducted CEE Tier 1
211242181 | Central HP <5.4 tons | HEIL | HRCU-A-CB (Split System: Heat Pump with Remote Outdoor Unit-Air-Source) | DLCURAH24ABK |  |  | EA*4X36L17A* | *92ESN0401410A* | 24200 | 15.2 | 8.5 | 26400 | 22600 | 85.61% | 1.84 | 0 | 10 |  |  |  | No | R-410A | 2.0167 | Residential & Commercial | Ducted CEE Tier 1
213204895 | Central HP <5.4 tons | TEMPSTAR | HRCU-A-CB (Split System: Heat Pump with Remote Outdoor Unit-Air-Source) | DLCURAH24ABK | ASPEN |  | D(A,C,E)24B44+TDR | *92ESN1002120A* | 23600 | 16.8 | 8.4 | 26000 | 20200 | 77.69% | 2.98 | 0 | 10.2 |  |  |  | No | R-410A | 1.9667 | Residential & Commercial | Ducted CEE Tier 1
215488068 | Central HP <5.4 tons | GOODMAN | HRCU-A-CB (Split System: Heat Pump with Remote Outdoor Unit-Air-Source) | GZV7SA3610A* |  |  | CHPEA4830*3A* | G*VC961005CNB* | 35000 | 18.5 | 8.1 | 35000 | 28400 | 81.14% | 2 | 0 | 10.5 |  |  |  | No | R-32 | 2.9167 | Residential & Commercial | Ducted CEE Tier 1
212520247 | Central HP <5.4 tons | CARRIER | HRCU-A-CB (Split System: Heat Pump with Remote Outdoor Unit-Air-Source) | 38MURAQ24AB3* | ADP |  | H,PG9J936 | 58SP*A070V17**16 | 24000 | 17 | 8.5 | 24400 | 22400 | 91.8% | 1.9 | 0 | 10 |  |  |  | No | R-410A | 2 | Residential & Commercial | Ducted CEE Tier 1
212520249 | Central HP <5.4 tons | CARRIER | HRCU-A-CB (Split System: Heat Pump with Remote Outdoor Unit-Air-Source) | 38MURAQ24AB3* | ADP |  | H,PG32936 | 58SP*A070V21**20 | 24600 | 16 | 8.5 | 25000 | 21600 | 86.4% | 1.82 | 0 | 10 |  |  |  | No | R-410A | 2.05 | Residential & Commercial | Ducted CEE Tier 1
207683195 | Central HP <5.4 tons | LENNOX | HRCU-A-CB (Split System: Heat Pump with Remote Outdoor Unit-Air-Source) | SL25XPV-048-230A** | ADP |  | LP42/62W9 | SL280UH090XV60C* | 45000 | 21 | 9.2 | 43500 | 36800 | 84.6% | 1.84 | 12.5 | 12.5 |  |  |  | No | R-410A | 3.75 | Residential & Commercial | Ducted CEE Tier 1
215938385 | Central HP <5.4 tons | BRYANT HEATING AND COOLING SYSTEMS | HRCU-A-CB (Split System: Heat Pump with Remote Outdoor Unit-Air-Source) | 293VAN048**AA* |  |  | CVAVA6024XMA*+UI | 986TD66100C21*** | 45500 | 20.5 | 8.1 | 52500 | 38000 | 72.38% | 1.9 | 0 | 11.5 |  |  |  | No | R-454B | 3.7917 | Residential & Commercial | Ducted CEE Tier 1
214627539 | Central HP <5.4 tons | CARRIER | HRCU-A-CB (Split System: Heat Pump with Remote Outdoor Unit-Air-Source) | 38MURAQ18AB3* | ADP |  | V,C36H***P219 | 58S(B,C)*B045M14**12 | 17500 | 16 | 8.5 | 16800 | 18800 | 111.9% | 2.3 | 0 | 11 |  |  |  | No | R-410A | 1.4583 | Residential & Commercial | Ducted CEE Tier 1
214627540 | Central HP <5.4 tons | CARRIER | HRCU-A-CB (Split System: Heat Pump with Remote Outdoor Unit-Air-Source) | 38MURAQ18AB3* | ADP |  | PL36H***P449 | 58S(B,C)*B045M14**12 | 17500 | 16 | 8.5 | 16800 | 18800 | 111.9% | 2.3 | 0 | 11 |  |  |  | No | R-410A | 1.4583 | Residential & Commercial | Ducted CEE Tier 1
215472304 | Central HP <5.4 tons | TRANE | HRCU-A-CB (Split System: Heat Pump with Remote Outdoor Unit-Air-Source) | 4TWV8X48A1 | ASPEN |  | D(A,C,E)60B34+TDR | S9V2B060U4PSB+RP | 42000 | 18 | 8.4 | 44000 | 37400 | 85% | 2.37 | 0 | 11.1 |  |  |  | No | R-410A | 3.5 | Residential & Commercial | Ducted CEE Tier 1
215472306 | Central HP <5.4 tons | TRANE | HRCU-A-CB (Split System: Heat Pump with Remote Outdoor Unit-Air-Source) | 4TWV8X48A1 | ASPEN |  | D(A,C,E)60B44+TDR | S9V2B060U4PSB+RP | 43000 | 18 | 8.5 | 44000 | 37400 | 85% | 2.44 | 0 | 11.2 |  |  |  | No | R-410A | 3.5833 | Residential & Commercial | Ducted CEE Tier 1
211263084 | Central HP <5.4 tons | COMFORTMAKER | HRCU-A-CB (Split System: Heat Pump with Remote Outdoor Unit-Air-Source) | DLCURAH18ABK |  |  | EN(A,D)4X24L17** | *96VTN0401712A* | 17700 | 15.5 | 8.5 | 18700 | 18800 | 100.5% | 2.26 | 0 | 10.5 |  |  |  | No | R-410A | 1.475 | Residential & Commercial | Ducted CEE Tier 1
211263187 | Central HP <5.4 tons | COMFORTMAKER | HRCU-A-CB (Split System: Heat Pump with Remote Outdoor Unit-Air-Source) | DLCURAH18ABK |  |  | EN(A,D)4X24L17** | *95ESN0601412A* | 17800 | 16 | 8.5 | 18700 | 18800 | 100.5% | 2.26 | 0 | 11 |  |  |  | No | R-410A | 1.4833 | Residential & Commercial | Ducted CEE Tier 1
211263253 | Central HP <5.4 tons | COMFORTMAKER | HRCU-A-CB (Split System: Heat Pump with Remote Outdoor Unit-Air-Source) | DLCURAH18ABK |  |  | EN(A,D)4X24L17** | *95ESN0261410A* | 18000 | 15.5 | 8.5 | 19000 | 18700 | 98.42% | 2.24 | 0 | 10.5 |  |  |  | No | R-410A | 1.5 | Residential & Commercial | Ducted CEE Tier 1
214628174 | Central HP <5.4 tons | CARRIER | HRCU-A-CB (Split System: Heat Pump with Remote Outdoor Unit-Air-Source) | 38MURAQ24AB3* | ADP |  | C36A***L139 | 58S(B,C)*B070M14**12 | 23400 | 17 | 9 | 25200 | 26000 | 103.2% | 2.24 | 0 | 10 |  |  |  | No | R-410A | 1.95 | Residential & Commercial | Ducted CEE Tier 1
214628193 | Central HP <5.4 tons | CARRIER | HRCU-A-CB (Split System: Heat Pump with Remote Outdoor Unit-Air-Source) | 38MURAQ24AB3* | ADP |  | PL36H175P149 | 58S(B,C)*B070M17**12 | 23200 | 17 | 8.5 | 24600 | 24200 | 98.37% | 2.06 | 0 | 10.5 |  |  |  | No | R-410A | 1.9333 | Residential & Commercial | Ducted CEE Tier 1
214628324 | Central HP <5.4 tons | CARRIER | HRCU-A-CB (Split System: Heat Pump with Remote Outdoor Unit-Air-Source) | 38MURAQ24AB3* | ADP |  | PL36H175P159 | 59SC6A026M14**10 | 23400 | 16 | 8.5 | 25400 | 25800 | 101.6% | 2.2 | 0 | 10 |  |  |  | No | R-410A | 1.95 | Residential & Commercial | Ducted CEE Tier 1
215939655 | Central HP <5.4 tons | BRYANT HEATING AND COOLING SYSTEMS | HRCU-A-CB (Split System: Heat Pump with Remote Outdoor Unit-Air-Source) | 293VAN036**AA* |  |  | CAA**4221AM*+UI | 83*CB36040C17*** | 32800 | 20 | 9.5 | 34800 | 26600 | 76.44% | 2.02 | 0 | 11.5 |  |  |  | No | R-454B | 2.7333 | Residential & Commercial | Ducted CEE Tier 1
215936179 | Central HP <5.4 tons | COMFORTMAKER | HRCU-A-CB (Split System: Heat Pump with Remote Outdoor Unit-Air-Source) | C5H3V36*K*AAA* |  |  | EVD5X42M24A*+WALLCON | *80CTL1102120B* | 35600 | 22 | 8.5 | 38500 | 28400 | 73.77% | 2.04 | 0 | 12.5 |  |  |  | No | R-454B | 2.9667 | Residential & Commercial | Ducted CEE Tier 1
213205613 | Central HP <5.4 tons | TEMPSTAR | HRCU-A-CB (Split System: Heat Pump with Remote Outdoor Unit-Air-Source) | DLCURAH36ABK | ASPEN |  | D(A,C,E)36C34+TDR | *92ESN1002122A* | 35400 | 15.5 | 8.5 | 39500 | 31600 | 80% | 2.71 | 0 | 10 |  |  |  | No | R-410A | 2.95 | Residential & Commercial | Ducted CEE Tier 1
213205663 | Central HP <5.4 tons | TEMPSTAR | HRCU-A-CB (Split System: Heat Pump with Remote Outdoor Unit-Air-Source) | DLCURAH36ABK | ASPEN |  | D(A,C,E)36C34+TDR | *95ESN1202422A* | 35400 | 15.5 | 8.1 | 39500 | 31600 | 80% | 2.72 | 0 | 10 |  |  |  | No | R-410A | 2.95 | Residential & Commercial | Ducted CEE Tier 1
214630499 | Central HP <5.4 tons | CARRIER | HRCU-A-CB (Split System: Heat Pump with Remote Outdoor Unit-Air-Source) | 25VNA837A*031* | ADP |  | C36A***L539 | 58CU*A040C17**12 | 32400 | 18 | 8.5 | 30400 | 24600 | 80.92% | 2 | 0 | 11 |  |  |  | No | R-410A | 2.7 | Residential & Commercial | Ducted CEE Tier 1
211262219 | Central HP <5.4 tons | COMFORTMAKER | HRCU-A-CB (Split System: Heat Pump with Remote Outdoor Unit-Air-Source) | DLCURAH18ABK |  |  | EA*4X30L17A* | OMV112K14A | 18200 | 15.5 | 8.5 | 18900 | 18400 | 97.35% | 2.2 | 0 | 10.5 |  |  |  | No | R-410A | 1.5167 | Residential & Commercial | Ducted CEE Tier 1
211262273 | Central HP <5.4 tons | COMFORTMAKER | HRCU-A-CB (Split System: Heat Pump with Remote Outdoor Unit-Air-Source) | DLCURAH18ABK |  |  | EN(A,D)4X18L14** | *96VSN0601412A* | 17600 | 15.5 | 8.5 | 18700 | 19300 | 103.2% | 2.32 | 0 | 10.5 |  |  |  | No | R-410A | 1.4667 | Residential & Commercial | Ducted CEE Tier 1
211262514 | Central HP <5.4 tons | COMFORTMAKER | HRCU-A-CB (Split System: Heat Pump with Remote Outdoor Unit-Air-Source) | DLCURAH18ABK |  |  | EN(A,D)4X24L14** | *80VSL0451412A* | 17700 | 16 | 8.5 | 18600 | 18800 | 101.1% | 2.26 | 0 | 10.5 |  |  |  | No | R-410A | 1.475 | Residential & Commercial | Ducted CEE Tier 1
211264429 | Central HP <5.4 tons | COMFORTMAKER | HRCU-A-CB (Split System: Heat Pump with Remote Outdoor Unit-Air-Source) | DLCURAH18ABK |  |  | EN(A,D)4X30L17** | *95ESN0261410A* | 18200 | 15.5 | 8.5 | 18800 | 18400 | 97.87% | 2.2 | 0 | 11 |  |  |  | No | R-410A | 1.5167 | Residential & Commercial | Ducted CEE Tier 1
214629260 | Central HP <5.4 tons | CARRIER | HRCU-A-CB (Split System: Heat Pump with Remote Outdoor Unit-Air-Source) | 38MURAQ36AB3* | ADP |  | PL36H210P749 | 59SC6A100M21**22 | 35400 | 16 | 8.5 | 36800 | 34600 | 94.02% | 1.88 | 0 | 10 |  |  |  | No | R-410A | 2.95 | Residential & Commercial | Ducted CEE Tier 1
214629105 | Central HP <5.4 tons | CARRIER | HRCU-A-CB (Split System: Heat Pump with Remote Outdoor Unit-Air-Source) | 38MURAQ36AB3* | ADP |  | C36A***L159 | 58S(B,C)*B090M17**14 | 35400 | 16 | 8.1 | 36800 | 34600 | 94.02% | 1.88 | 0 | 10 |  |  |  | No | R-410A | 2.95 | Residential & Commercial | Ducted CEE Tier 1
214629262 | Central HP <5.4 tons | CARRIER | HRCU-A-CB (Split System: Heat Pump with Remote Outdoor Unit-Air-Source) | 38MURAQ36AB3* | ADP |  | C36A***L159 | 59SC6A100M21**22 | 35400 | 16 | 8.5 | 36800 | 34600 | 94.02% | 1.88 | 0 | 10 |  |  |  | No | R-410A | 2.95 | Residential & Commercial | Ducted CEE Tier 1
215488118 | Central HP <5.4 tons | GOODMAN | HRCU-A-CB (Split System: Heat Pump with Remote Outdoor Unit-Air-Source) | GZV7SA4810A* |  |  | CHPEA4830*3A* | G*VC800805C*A* | 45500 | 16.5 | 8.5 | 46000 | 33600 | 73.04% | 2 | 0 | 10 |  |  |  | No | R-32 | 3.7917 | Residential & Commercial | Ducted CEE Tier 1
215488125 | Central HP <5.4 tons | GOODMAN | HRCU-A-CB (Split System: Heat Pump with Remote Outdoor Unit-Air-Source) | GZV7SA4810A* |  |  | CHPEA4830*3A* | G*VC961205DNB* | 45500 | 16.5 | 8.5 | 46000 | 33600 | 73.04% | 2 | 0 | 10 |  |  |  | No | R-32 | 3.7917 | Residential & Commercial | Ducted CEE Tier 1
214650019 | Central HP <5.4 tons | JOHNSON CONTROLS | HRCU-A-CB (Split System: Heat Pump with Remote Outdoor Unit-Air-Source) | HH860E2S11 |  |  | CTU60D5XGS1+TXV | Z9ES120D20SMPS1 | 46000 | 18 | 9 | 47000 | 34200 | 72.77% | 2 | 0 | 11.7 |  |  |  | No | R-454B | 3.8333 | Residential & Commercial | Ducted CEE Tier 1
216027665 | Central HP <5.4 tons | Capella | HRCU-A-CB (Split System: Heat Pump with Remote Outdoor Unit-Air-Source) | CCB1-H48A-O |  |  | CAHB1-H48A-I |  | 48000 | 16.5 | 9.5 | 50000 | 46000 | 92% | 1.9 | 0 | 10.5 |  |  |  | No | R-454B | 4 | Residential & Commercial | Ducted CEE Tier 1
207454714 | Central HP <5.4 tons | LENNOX | HRCU-A-CB (Split System: Heat Pump with Remote Outdoor Unit-Air-Source) | SL25XPV-024-230A** | ADP |  | LH29/36F9 | EL296UH070XV36B* | 22000 | 22 | 9.85 | 20000 | 20000 | 100% | 1.82 | 14 | 14 |  |  |  | No | R-410A | 1.8333 | Residential & Commercial | Ducted CEE Tier 1
207454798 | Central HP <5.4 tons | LENNOX | HRCU-A-CB (Split System: Heat Pump with Remote Outdoor Unit-Air-Source) | SL25XPV-024-230A** | ADP |  | LH18/37D9 | SL280UH070XV36A* | 22200 | 21 | 9.2 | 20000 | 20000 | 100% | 1.84 | 14 | 14 |  |  |  | No | R-410A | 1.85 | Residential & Commercial | Ducted CEE Tier 1
211262382 | Central HP <5.4 tons | COMFORTMAKER | HRCU-A-CB (Split System: Heat Pump with Remote Outdoor Unit-Air-Source) | DLCURAH18ABK |  |  | EN(A,D)4X18L14** | *96VTN0601412A* | 17600 | 15.5 | 8.5 | 18700 | 19300 | 103.2% | 2.32 | 0 | 10.5 |  |  |  | No | R-410A | 1.4667 | Residential & Commercial | Ducted CEE Tier 1
211263035 | Central HP <5.4 tons | COMFORTMAKER | HRCU-A-CB (Split System: Heat Pump with Remote Outdoor Unit-Air-Source) | DLCURAH18ABK |  |  | EN(A,D)4X24L17** | *80ESU0401712A* | 18400 | 16 | 8.5 | 19200 | 18500 | 96.35% | 2.24 | 0 | 11 |  |  |  | No | R-410A | 1.5333 | Residential & Commercial | Ducted CEE Tier 1
211264408 | Central HP <5.4 tons | COMFORTMAKER | HRCU-A-CB (Split System: Heat Pump with Remote Outdoor Unit-Air-Source) | DLCURAH18ABK |  |  | EN(A,D)4X30L17** | *96VTN0601412A* | 18000 | 16 | 8.5 | 18600 | 18400 | 98.92% | 2.22 | 0 | 11 |  |  |  | No | R-410A | 1.5 | Residential & Commercial | Ducted CEE Tier 1
213206334 | Central HP <5.4 tons | CARRIER | HRCU-A-CB (Split System: Heat Pump with Remote Outdoor Unit-Air-Source) | 38MURAQ24AB3* | ASPEN |  | D(A,C,E)30C44+TDR | 58TP*A045V14**12 | 23600 | 17 | 8.1 | 25600 | 20000 | 78.12% | 2.98 | 0 | 10.4 |  |  |  | No | R-410A | 1.9667 | Residential & Commercial | Ducted CEE Tier 1
213206339 | Central HP <5.4 tons | CARRIER | HRCU-A-CB (Split System: Heat Pump with Remote Outdoor Unit-Air-Source) | 38MURAQ24AB3* | ASPEN |  | D(A,C,E)36C34+TDR | 58TP*A045V14**12 | 23600 | 17 | 8.1 | 25600 | 20000 | 78.12% | 2.86 | 0 | 10.4 |  |  |  | No | R-410A | 1.9667 | Residential & Commercial | Ducted CEE Tier 1
213206359 | Central HP <5.4 tons | CARRIER | HRCU-A-CB (Split System: Heat Pump with Remote Outdoor Unit-Air-Source) | 38MURAQ24AB3* | ASPEN |  | D(A,C,E)36B34+TDR | 58TP*A070V17**16 | 23800 | 17 | 8.1 | 26200 | 20200 | 77.1% | 2.84 | 0 | 10 |  |  |  | No | R-410A | 1.9833 | Residential & Commercial | Ducted CEE Tier 1
215932497 | Central HP <5.4 tons | AIRQUEST | HRCU-A-CB (Split System: Heat Pump with Remote Outdoor Unit-Air-Source) | H5H3V36*K*AAA* |  |  | EA*5X48M21A*+WALLCON | *97CMN0802120B* | 33400 | 20 | 9.5 | 34600 | 26400 | 76.3% | 2.02 | 0 | 11.5 |  |  |  | No | R-454B | 2.7833 | Residential & Commercial | Ducted CEE Tier 1
214630447 | Central HP <5.4 tons | CARRIER | HRCU-A-CB (Split System: Heat Pump with Remote Outdoor Unit-Air-Source) | 25VNA837A*030* | ADP |  | PL36H175P159 | 58CU*A040C17**12 | 32000 | 17 | 8.1 | 31400 | 24400 | 77.71% | 1.96 | 0 | 11.5 |  |  |  | No | R-410A | 2.6667 | Residential & Commercial | Ducted CEE Tier 1
214630479 | Central HP <5.4 tons | CARRIER | HRCU-A-CB (Split System: Heat Pump with Remote Outdoor Unit-Air-Source) | 25VNA837A*030* | ADP |  | C36A***L539 | 59MN7B080C17**14 | 31600 | 17 | 8.1 | 31800 | 24400 | 76.73% | 1.86 | 0 | 11 |  |  |  | No | R-410A | 2.6333 | Residential & Commercial | Ducted CEE Tier 1
214630481 | Central HP <5.4 tons | CARRIER | HRCU-A-CB (Split System: Heat Pump with Remote Outdoor Unit-Air-Source) | 25VNA837A*030* | ADP |  | PL36H210P299 | 59MN7B100C21**22 | 32400 | 18 | 8.5 | 30400 | 24400 | 80.26% | 2 | 0 | 11.7 |  |  |  | No | R-410A | 2.7 | Residential & Commercial | Ducted CEE Tier 1
215488084 | Central HP <5.4 tons | GOODMAN | HRCU-A-CB (Split System: Heat Pump with Remote Outdoor Unit-Air-Source) | GZV7SA4210A* |  |  | CA*EA6030*3A* | G*VC960804CNB* | 40500 | 16.5 | 8.8 | 41000 | 31000 | 75.61% | 2 | 0 | 10 |  |  |  | No | R-32 | 3.375 | Residential & Commercial | Ducted CEE Tier 1
214630532 | Central HP <5.4 tons | CARRIER | HRCU-A-CB (Split System: Heat Pump with Remote Outdoor Unit-Air-Source) | 25VNA837A*031* | ADP |  | C36A***L539 | 59MN7B060C21**20 | 32200 | 17 | 8.5 | 30800 | 24800 | 80.52% | 1.98 | 0 | 11.5 |  |  |  | No | R-410A | 2.6833 | Residential & Commercial | Ducted CEE Tier 1
214630546 | Central HP <5.4 tons | CARRIER | HRCU-A-CB (Split System: Heat Pump with Remote Outdoor Unit-Air-Source) | 25VNA837A*031* | ADP |  | C36A***L539 | 59TN6B080C17**14 | 32200 | 17 | 8.1 | 31200 | 24800 | 79.49% | 1.96 | 0 | 11 |  |  |  | No | R-410A | 2.6833 | Residential & Commercial | Ducted CEE Tier 1
214627591 | Central HP <5.4 tons | CARRIER | HRCU-A-CB (Split System: Heat Pump with Remote Outdoor Unit-Air-Source) | 38MURAQ18AB3* | ADP |  | PL36H***P449 | 58TP*B070V14**12 | 17600 | 16 | 8.5 | 16900 | 18700 | 110.7% | 2.3 | 0 | 11 |  |  |  | No | R-410A | 1.4667 | Residential & Commercial | Ducted CEE Tier 1
214627673 | Central HP <5.4 tons | CARRIER | HRCU-A-CB (Split System: Heat Pump with Remote Outdoor Unit-Air-Source) | 38MURAQ18AB3* | ADP |  | PL36H175P149 | 59SC6A040M14**10 | 17400 | 16 | 8.5 | 16900 | 19100 | 113% | 2.34 | 0 | 10.5 |  |  |  | No | R-410A | 1.45 | Residential & Commercial | Ducted CEE Tier 1
214627675 | Central HP <5.4 tons | CARRIER | HRCU-A-CB (Split System: Heat Pump with Remote Outdoor Unit-Air-Source) | 38MURAQ18AB3* | ADP |  | PL36H175P159 | 59SC6A040M14**10 | 17600 | 16 | 8.1 | 16600 | 18300 | 110.2% | 2.24 | 0 | 11 |  |  |  | No | R-410A | 1.4667 | Residential & Commercial | Ducted CEE Tier 1
214627707 | Central HP <5.4 tons | CARRIER | HRCU-A-CB (Split System: Heat Pump with Remote Outdoor Unit-Air-Source) | 38MURAQ18AB3* | ADP |  | V,C36H175P159 | 59SC6A040M17**12 | 17500 | 15.2 | 8.5 | 17100 | 18800 | 109.9% | 2.3 | 0 | 10.5 |  |  |  | No | R-410A | 1.4583 | Residential & Commercial | Ducted CEE Tier 1
214627755 | Central HP <5.4 tons | CARRIER | HRCU-A-CB (Split System: Heat Pump with Remote Outdoor Unit-Air-Source) | 38MURAQ18AB3* | ADP |  | C36A***L139 | 59SC6A060M17**16 | 17100 | 16 | 8.5 | 16500 | 19000 | 115.2% | 2.32 | 0 | 10.5 |  |  |  | No | R-410A | 1.425 | Residential & Commercial | Ducted CEE Tier 1
214627775 | Central HP <5.4 tons | CARRIER | HRCU-A-CB (Split System: Heat Pump with Remote Outdoor Unit-Air-Source) | 38MURAQ18AB3* | ADP |  | V,C36H175P139 | 59SC6A060M17**16 | 17100 | 16 | 8.5 | 16500 | 19000 | 115.2% | 2.32 | 0 | 10.5 |  |  |  | No | R-410A | 1.425 | Residential & Commercial | Ducted CEE Tier 1
214627790 | Central HP <5.4 tons | CARRIER | HRCU-A-CB (Split System: Heat Pump with Remote Outdoor Unit-Air-Source) | 38MURAQ18AB3* | ADP |  | PL36H175P149 | 59SU5B040M17**12 | 17600 | 16 | 8.5 | 17100 | 18700 | 109.4% | 2.3 | 0 | 10.5 |  |  |  | No | R-410A | 1.4667 | Residential & Commercial | Ducted CEE Tier 1
206417142 | Central HP <5.4 tons | AMERICAN STANDARD | HRCU-A-CB (Split System: Heat Pump with Remote Outdoor Unit-Air-Source) | 4A6L9036A1 | ASPEN |  | 4PXFH005AZ3+TDR | *UD2B060ACV3 | 35600 | 17 | 8.5 | 33800 | 24400 | 72.19% | 2.69 | 11.5 | 11 |  |  |  | No | R-410A | 2.9667 | Residential & Commercial | Ducted CEE Tier 1
216035483 | Central HP <5.4 tons | COLEMAN | HRCU-A-CB (Split System: Heat Pump with Remote Outdoor Unit-Air-Source) | HH860E2S11 | ASPEN |  | AE*L+CM48C3J+TDR |  | 43000 | 18 | 8.5 | 45500 | 39000 | 85.71% | 2.87 | 0 | 11.7 |  |  |  | No | R-454B | 3.5833 | Residential & Commercial | Ducted CEE Tier 1
207455198 | Central HP <5.4 tons | LENNOX | HRCU-A-CB (Split System: Heat Pump with Remote Outdoor Unit-Air-Source) | SL25XPV-036-230A** | ADP |  | L*23/37Z9 | SL297UH040NV36B* | 34600 | 21 | 8.8 | 32800 | 26000 | 79.27% | 1.82 | 14 | 13 |  |  |  | No | R-410A | 2.8833 | Residential & Commercial | Ducted CEE Tier 1
207455221 | Central HP <5.4 tons | LENNOX | HRCU-A-CB (Split System: Heat Pump with Remote Outdoor Unit-Air-Source) | SL25XPV-036-230A** | ADP |  | LH23/37W9 | SL297UH080NV60C* | 33600 | 21 | 8.6 | 32800 | 26200 | 79.88% | 1.8 | 14 | 13 |  |  |  | No | R-410A | 2.8 | Residential & Commercial | Ducted CEE Tier 1
216453762 | Central HP <5.4 tons | RUUD | HRCU-A-CB (Split System: Heat Pump with Remote Outdoor Unit-Air-Source) | RD17AZ48AJ3N | ASPEN |  | D(A,C,E)48C44+TDR | U98MV1005A21UPS | 42000 | 17 | 8.5 | 45500 | 35600 | 78.24% | 2.79 | 0 | 11 |  |  |  | No | R-410A | 3.5 | Residential & Commercial | Ducted CEE Tier 1
214630347 | Central HP <5.4 tons | CARRIER | HRCU-A-CB (Split System: Heat Pump with Remote Outdoor Unit-Air-Source) | 25VNA825A*032* | ADP |  | V,C36H175P149 | 58CU*A040C17**12 | 23800 | 17 | 8.1 | 19800 | 16200 | 81.82% | 1.96 | 0 | 11 |  |  |  | No | R-410A | 1.9833 | Residential & Commercial | Ducted CEE Tier 1
214630396 | Central HP <5.4 tons | CARRIER | HRCU-A-CB (Split System: Heat Pump with Remote Outdoor Unit-Air-Source) | 25VNA825A*032* | ADP |  | PL36H175P149 | 59MN7B060C17**14 | 23600 | 16 | 8.1 | 20000 | 16400 | 82% | 1.94 | 0 | 10.5 |  |  |  | No | R-410A | 1.9667 | Residential & Commercial | Ducted CEE Tier 1
214630399 | Central HP <5.4 tons | CARRIER | HRCU-A-CB (Split System: Heat Pump with Remote Outdoor Unit-Air-Source) | 25VNA825A*032* | ADP |  | V,C36H175P159 | 59MN7B060C17**14 | 23800 | 16 | 8.1 | 19400 | 16300 | 84.02% | 2 | 0 | 11 |  |  |  | No | R-410A | 1.9833 | Residential & Commercial | Ducted CEE Tier 1
213206566 | Central HP <5.4 tons | CARRIER | HRCU-A-CB (Split System: Heat Pump with Remote Outdoor Unit-Air-Source) | 38MURAQ24AB3* | ASPEN |  | D(A,C,E)30C44+TDR | 59TP6B040V14**10 | 23200 | 16 | 8.1 | 25800 | 20200 | 78.29% | 2.63 | 0 | 10 |  |  |  | No | R-410A | 1.9333 | Residential & Commercial | Ducted CEE Tier 1
212520211 | Central HP <5.4 tons | CARRIER | HRCU-A-CB (Split System: Heat Pump with Remote Outdoor Unit-Air-Source) | 38MURAQ24AB3* | ADP |  | H,PG9J936 | 58S(B,C)*A070E14**12 | 24400 | 17 | 8.5 | 24600 | 22000 | 89.43% | 1.86 | 0 | 10 |  |  |  | No | R-410A | 2.0333 | Residential & Commercial | Ducted CEE Tier 1
212520220 | Central HP <5.4 tons | CARRIER | HRCU-A-CB (Split System: Heat Pump with Remote Outdoor Unit-Air-Source) | 38MURAQ24AB3* | ADP |  | H,PG24936 | 58S(B,C)*A070E21**16 | 23600 | 17 | 8.1 | 24600 | 22400 | 91.06% | 1.9 | 0 | 10 |  |  |  | No | R-410A | 1.9667 | Residential & Commercial | Ducted CEE Tier 1
211239705 | Central HP <5.4 tons | CARRIER | HRCU-A-CB (Split System: Heat Pump with Remote Outdoor Unit-Air-Source) | 38MURAQ24AB3* |  |  | CAP**2517AL* | 58SP*A045V14**12 | 25000 | 16.5 | 8.5 | 25800 | 21000 | 81.4% | 1.76 | 0 | 10.5 |  |  |  | No | R-410A | 2.0833 | Residential & Commercial | Ducted CEE Tier 1
211239722 | Central HP <5.4 tons | CARRIER | HRCU-A-CB (Split System: Heat Pump with Remote Outdoor Unit-Air-Source) | 38MURAQ24AB3* |  |  | CAP**2517AL* | 58TP*A090V17**16 | 24400 | 17 | 8.5 | 25200 | 21400 | 84.92% | 1.8 | 0 | 10 |  |  |  | No | R-410A | 2.0333 | Residential & Commercial | Ducted CEE Tier 1
215912441 | Central HP <5.4 tons | YORK | HRCU-A-CB (Split System: Heat Pump with Remote Outdoor Unit-Air-Source) | HH836E2S11 | ASPEN |  | C(A,C,D,E)48A3K+TDR | TM8Y100C16MP11 | 31000 | 18 | 8.5 | 30400 | 25000 | 82.24% | 2 | 0 | 11.7 |  |  |  | No | R-454B | 2.5833 | Residential & Commercial | Ducted CEE Tier 1
214628423 | Central HP <5.4 tons | CARRIER | HRCU-A-CB (Split System: Heat Pump with Remote Outdoor Unit-Air-Source) | 38MURAQ24AB3* | ADP |  | A36VCA+TXV | 59SC6A060M17**16 | 23400 | 17 | 9 | 24200 | 23200 | 95.87% | 1.96 | 0 | 10 |  |  |  | No | R-410A | 1.95 | Residential & Commercial | Ducted CEE Tier 1
214628442 | Central HP <5.4 tons | CARRIER | HRCU-A-CB (Split System: Heat Pump with Remote Outdoor Unit-Air-Source) | 38MURAQ24AB3* | ADP |  | V,C36H175P159 | 59SC6A060M17**16 | 23600 | 17 | 9 | 24200 | 23200 | 95.87% | 1.96 | 0 | 10 |  |  |  | No | R-410A | 1.9667 | Residential & Commercial | Ducted CEE Tier 1
214813317 | Central HP <5.4 tons | YORK | HRCU-A-CB (Split System: Heat Pump with Remote Outdoor Unit-Air-Source) | YH2F48TB21 | ASPEN |  | C(A,C,D,E)60A3G+TXV+TDR | TM9V100C20MP12 | 42500 | 15.8 | 8.1 | 44000 | 31200 | 70.91% | 3.05 | 0 | 11.4 |  |  |  | No | R-410A | 3.5417 | Residential & Commercial | Ducted CEE Tier 1
215651665 | Central HP <5.4 tons | TRANE | HRCU-A-CB (Split System: Heat Pump with Remote Outdoor Unit-Air-Source) | 4TWV0X48A1 | ADP |  | H,TG49948 | S9V2C080U5PSB+RP | 46500 | 19 | 8.5 | 40000 | 28000 | 70% | 1.8 | 0 | 11.7 |  |  |  | No | R-410A | 3.875 | Residential & Commercial | Ducted CEE Tier 1
211239755 | Central HP <5.4 tons | CARRIER | HRCU-A-CB (Split System: Heat Pump with Remote Outdoor Unit-Air-Source) | 38MURAQ24AB3* |  |  | CAP**3014AL* | 59SC5B060E14**12 | 24200 | 15.5 | 8.5 | 26600 | 22800 | 85.71% | 1.86 | 0 | 10 |  |  |  | No | R-410A | 2.0167 | Residential & Commercial | Ducted CEE Tier 1
211239789 | Central HP <5.4 tons | CARRIER | HRCU-A-CB (Split System: Heat Pump with Remote Outdoor Unit-Air-Source) | 38MURAQ24AB3* |  |  | CAP**3017AL* | 59SC5B026E14**10 | 23200 | 16.5 | 8.5 | 25800 | 24400 | 94.57% | 2.02 | 0 | 10 |  |  |  | No | R-410A | 1.9333 | Residential & Commercial | Ducted CEE Tier 1
211239805 | Central HP <5.4 tons | CARRIER | HRCU-A-CB (Split System: Heat Pump with Remote Outdoor Unit-Air-Source) | 38MURAQ24AB3* |  |  | CAP**3017AL* | OVLAAB036098 | 23200 | 16.5 | 8.5 | 25800 | 24400 | 94.57% | 2.02 | 0 | 10 |  |  |  | No | R-410A | 1.9333 | Residential & Commercial | Ducted CEE Tier 1
211239823 | Central HP <5.4 tons | CARRIER | HRCU-A-CB (Split System: Heat Pump with Remote Outdoor Unit-Air-Source) | 38MURAQ24AB3* |  |  | CAP**3617AL* | 58TP*A070V14**12 | 24400 | 17 | 8.5 | 26200 | 22400 | 85.5% | 1.86 | 0 | 10 |  |  |  | No | R-410A | 2.0333 | Residential & Commercial | Ducted CEE Tier 1
211239824 | Central HP <5.4 tons | CARRIER | HRCU-A-CB (Split System: Heat Pump with Remote Outdoor Unit-Air-Source) | 38MURAQ24AB3* |  |  | CAP**3617AL* | 58TP*A090V17**16 | 23800 | 17 | 8.5 | 25800 | 23000 | 89.15% | 1.92 | 0 | 10 |  |  |  | No | R-410A | 1.9833 | Residential & Commercial | Ducted CEE Tier 1
211239837 | Central HP <5.4 tons | CARRIER | HRCU-A-CB (Split System: Heat Pump with Remote Outdoor Unit-Air-Source) | 38MURAQ24AB3* |  |  | CAP**3617AL* | 58S(B,C)*A070E17**12 | 24400 | 16.5 | 8.5 | 26400 | 22400 | 84.85% | 1.84 | 0 | 10 |  |  |  | No | R-410A | 2.0333 | Residential & Commercial | Ducted CEE Tier 1
211239856 | Central HP <5.4 tons | CARRIER | HRCU-A-CB (Split System: Heat Pump with Remote Outdoor Unit-Air-Source) | 38MURAQ24AB3* |  |  | CAP**3621AL* | 59SP6A100V21**20 | 24000 | 17 | 8.5 | 26000 | 22800 | 87.69% | 1.9 | 0 | 10 |  |  |  | No | R-410A | 2 | Residential & Commercial | Ducted CEE Tier 1
215942471 | Central HP <5.4 tons | BRYANT HEATING AND COOLING SYSTEMS | HRCU-A-CB (Split System: Heat Pump with Remote Outdoor Unit-Air-Source) | 293VAN036**AA* |  |  | CVAVA6121XMA*+UI | 83*CA48060C17*** | 35800 | 22 | 8.5 | 37400 | 28400 | 75.94% | 2.04 | 0 | 12 |  |  |  | No | R-454B | 2.9833 | Residential & Commercial | Ducted CEE Tier 1
213076551 | Central HP <5.4 tons | CARRIER | HRCU-A-CB (Split System: Heat Pump with Remote Outdoor Unit-Air-Source) | 38MURAQ36AB3* |  |  | CNPV*4217AL* | 58TP*B070V17**16 | 35400 | 16 | 8.1 | 38500 | 35000 | 90.91% | 1.94 | 0 | 10 |  |  |  | No | R-410A | 2.95 | Residential & Commercial | Ducted CEE Tier 1
213205611 | Central HP <5.4 tons | TEMPSTAR | HRCU-A-CB (Split System: Heat Pump with Remote Outdoor Unit-Air-Source) | DLCURAH36ABK | ASPEN |  | D(A,C,E)36B34+TDR | *92ESN1002122A* | 35400 | 15.5 | 8.5 | 39500 | 31600 | 80% | 2.71 | 0 | 10.5 |  |  |  | No | R-410A | 2.95 | Residential & Commercial | Ducted CEE Tier 1
215488075 | Central HP <5.4 tons | GOODMAN | HRCU-A-CB (Split System: Heat Pump with Remote Outdoor Unit-Air-Source) | GZV7SA3610A* |  |  | CHPEA4830*3A* | G*VM971005CNB* | 35000 | 18.5 | 8.1 | 35000 | 28400 | 81.14% | 2 | 0 | 10.5 |  |  |  | No | R-32 | 2.9167 | Residential & Commercial | Ducted CEE Tier 1
215472286 | Central HP <5.4 tons | TRANE | HRCU-A-CB (Split System: Heat Pump with Remote Outdoor Unit-Air-Source) | 4TWV0X48A1 | ASPEN |  | D(A,C,E)60B34+TDR | S9V2B060U4PSB+RP | 42000 | 19 | 8.1 | 43000 | 36800 | 85.58% | 2.26 | 0 | 11.1 |  |  |  | No | R-410A | 3.5 | Residential & Commercial | Ducted CEE Tier 1
214391682 | Central HP <5.4 tons | RUUD | HRCU-A-CB (Split System: Heat Pump with Remote Outdoor Unit-Air-Source) | RP15AZ24AJ2N | ASPEN |  | CP31A34+TDR | R951V0603A17M4S | 22400 | 15.6 | 8.3 | 23000 | 16500 | 71.74% | 2.9 | 0 | 11.9 |  |  |  | No | R-410A | 1.8667 | Residential & Commercial | Ducted CEE Tier 1
212498426 | Central HP <5.4 tons | CARRIER | HRCU-A-CB (Split System: Heat Pump with Remote Outdoor Unit-Air-Source) | 38MURAQ18AB3* | ADP |  | CP1801A+TXV+TD |  | 17100 | 15.2 | 8.6 | 17000 | 19300 | 113.5% | 2.3 | 0 | 10.5 |  |  |  | No | R-410A | 1.425 | Residential & Commercial | Ducted CEE Tier 1
210589354 | Central HP <5.4 tons | RUUD | HRCU-A-CB (Split System: Heat Pump with Remote Outdoor Unit-Air-Source) | UP18AZ48AJVC |  |  | RCFZ6021SEAAM | U802VA100521M | 44500 | 19 | 8.5 | 43000 | 45000 | 104.7% | 2 | 0 | 11.7 |  |  |  | No | R-410A | 3.7083 | Residential & Commercial | Ducted CEE Tier 1
211174257 | Central HP <5.4 tons | COMFORT-AIRE | HRCU-A-CB (Split System: Heat Pump with Remote Outdoor Unit-Air-Source) | HRG1548S1R-**A | ASPEN |  | C(A,C,D,E)60D34+TDR | GUH97M090C3M | 44500 | 15.3 | 8.2 | 45000 | 32000 | 71.11% | 2.86 | 0 | 12.4 |  |  |  | No | R-410A | 3.7083 | Residential & Commercial | Ducted CEE Tier 1
211652988 | Central HP <5.4 tons | LENNOX | HRCU-A-CB (Split System: Heat Pump with Remote Outdoor Unit-Air-Source) | SL25XPV-024-230A** | ADP |  | L*35/36S9 | SL280UH070V36A* | 22000 | 21 | 10.2 | 19800 | 19600 | 98.99% | 1.98 | 0 | 13.5 |  |  |  | No | R-410A | 1.8333 | Residential & Commercial | Ducted CEE Tier 1
213145655 | Central HP <5.4 tons | TEMPSTAR | HRCU-A-CB (Split System: Heat Pump with Remote Outdoor Unit-Air-Source) | DLCURAH36ABK | ADP |  | PL36H***P449+AEFE3A* |  | 36000 | 16 | 8.1 | 38000 | 35000 | 92.11% | 1.82 | 0 | 10 |  |  |  | No | R-410A | 3 | Residential & Commercial | Ducted CEE Tier 1
213319264 | Central HP <5.4 tons | LENNOX | HRCU-A-CB (Split System: Heat Pump with Remote Outdoor Unit-Air-Source) | SL25XPV-036-230A** |  |  | CRX35-50/60C-**-*+TDR | EL297DF090XV60C* | 34200 | 21 | 9.3 | 36000 | 29000 | 80.56% | 1.84 | 0 | 13.5 |  |  |  | No | R-410A | 2.85 | Residential & Commercial | Ducted CEE Tier 1
213881434 | Central HP <5.4 tons | CARRIER | HRCU-A-CB (Split System: Heat Pump with Remote Outdoor Unit-Air-Source) | 38MURAQ36AB3* | ADP |  | PL36H175P159 | 58TP*B090V17**16 | 35400 | 16 | 8.1 | 36800 | 34600 | 94.02% | 1.94 | 0 | 10 |  |  |  | No | R-410A | 2.95 | Residential & Commercial | Ducted CEE Tier 1
214855360 | Central HP <5.4 tons | BRYANT HEATING AND COOLING SYSTEMS | HRCU-A-CB (Split System: Heat Pump with Remote Outdoor Unit-Air-Source) | 38MURAQ36AB3* | ADP |  | H,PG81936 | 916SA60080M21*** | 36000 | 16 | 8.5 | 36400 | 34400 | 94.51% | 2.04 | 0 | 10 |  |  |  | No | R-410A | 3 | Residential & Commercial | Ducted CEE Tier 1
211239907 | Central HP <5.4 tons | CARRIER | HRCU-A-CB (Split System: Heat Pump with Remote Outdoor Unit-Air-Source) | 38MURAQ24AB3* |  |  | CAP**3717AL* | 59SP6A060V14**12 | 24000 | 16.5 | 8.5 | 25200 | 22000 | 87.3% | 1.84 | 0 | 10 |  |  |  | No | R-410A | 2 | Residential & Commercial | Ducted CEE Tier 1
211239924 | Central HP <5.4 tons | CARRIER | HRCU-A-CB (Split System: Heat Pump with Remote Outdoor Unit-Air-Source) | 38MURAQ24AB3* |  |  | CAP**3717AL* | 59SC5B040E17**12 | 24400 | 15.2 | 8.5 | 26000 | 21600 | 83.08% | 1.78 | 0 | 10 |  |  |  | No | R-410A | 2.0333 | Residential & Commercial | Ducted CEE Tier 1
211239939 | Central HP <5.4 tons | CARRIER | HRCU-A-CB (Split System: Heat Pump with Remote Outdoor Unit-Air-Source) | 38MURAQ24AB3* |  |  | CAP**3717AL* | 59SC2D040E14**10 | 24600 | 15.2 | 8.5 | 26000 | 21600 | 83.08% | 1.78 | 0 | 10 |  |  |  | No | R-410A | 2.05 | Residential & Commercial | Ducted CEE Tier 1
212981878 | Central HP <5.4 tons | TEMPSTAR | HRCU-A-CB (Split System: Heat Pump with Remote Outdoor Unit-Air-Source) | DLCURAH18ABK |  |  | EN(A,D)4X24L17** | *80MSU1002120A* | 17900 | 15.5 | 8.5 | 19000 | 19000 | 100% | 2.28 | 0 | 10.5 |  |  |  | No | R-410A | 1.4917 | Residential & Commercial | Ducted CEE Tier 1
215318913 | Central HP <5.4 tons | ARCOAIRE | HRCU-A-CB (Split System: Heat Pump with Remote Outdoor Unit-Air-Source) | D5CLRAH48AAK |  |  | D5FLAAH48XAK |  | 48000 | 17.8 | 10 | 50000 | 35200 | 70.4% | 1.9 | 0 | 10 |  |  |  | No | R-454B | 4 | Residential & Commercial | Ducted CEE Tier 1
213821178 | Central HP <5.4 tons | TEMPSTAR | HRCU-A-CB (Split System: Heat Pump with Remote Outdoor Unit-Air-Source) | DLCURAH24ABK | ASPEN |  | D(A,C,E)30C44+TDR | *80MS(N,L)0451412A* | 23800 | 17 | 8.5 | 26200 | 20200 | 77.1% | 2.91 | 0 | 10 |  |  |  | No | R-410A | 1.9833 | Residential & Commercial | Ducted CEE Tier 1
213821181 | Central HP <5.4 tons | TEMPSTAR | HRCU-A-CB (Split System: Heat Pump with Remote Outdoor Unit-Air-Source) | DLCURAH24ABK | ASPEN |  | D(A,C,E)24B44+TDR | *80MS(N,L)0701412A* | 23200 | 17.5 | 8.5 | 26200 | 20000 | 76.34% | 2.9 | 0 | 10 |  |  |  | No | R-410A | 1.9333 | Residential & Commercial | Ducted CEE Tier 1
213821197 | Central HP <5.4 tons | TEMPSTAR | HRCU-A-CB (Split System: Heat Pump with Remote Outdoor Unit-Air-Source) | DLCURAH24ABK | ASPEN |  | D(A,C,E)30B34+TDR | *80MS(N,L)0702116A* | 23600 | 17.5 | 8.5 | 26400 | 20200 | 76.52% | 2.92 | 0 | 10 |  |  |  | No | R-410A | 1.9667 | Residential & Commercial | Ducted CEE Tier 1
211245768 | Central HP <5.4 tons | DAY & NIGHT | HRCU-A-CB (Split System: Heat Pump with Remote Outdoor Unit-Air-Source) | DLCURAH24ABK |  |  | EN(A,D)4X36L21** | OLV098A12* | 23400 | 16.5 | 8.1 | 25800 | 24200 | 93.8% | 2 | 0 | 10 |  |  |  | No | R-410A | 1.95 | Residential & Commercial | Ducted CEE Tier 1
215726299 | Central HP <5.4 tons | COLEMAN | HRCU-A-CB (Split System: Heat Pump with Remote Outdoor Unit-Air-Source) | HH860E2S11 | ADP |  | V,Y60H210P19*+TXV+AEFE5* |  | 46000 | 19 | 9 | 44000 | 33600 | 76.36% | 2.1 | 0 | 12 |  |  |  | No | R-454B | 3.8333 | Residential & Commercial | Ducted CEE Tier 1
215726301 | Central HP <5.4 tons | COLEMAN | HRCU-A-CB (Split System: Heat Pump with Remote Outdoor Unit-Air-Source) | HH860E2S11 | ADP |  | H,YG88*60+TXV+AEFE5* |  | 46000 | 19 | 9 | 44000 | 33600 | 76.36% | 2.1 | 0 | 12 |  |  |  | No | R-454B | 3.8333 | Residential & Commercial | Ducted CEE Tier 1
215387240 | Central HP <5.4 tons | ACIQ | HRCU-A-CB (Split System: Heat Pump with Remote Outdoor Unit-Air-Source) | ACIQ-48-HP32 |  |  | ACIQ-48-AH32 |  | 48000 | 17 | 9.5 | 48000 | 45000 | 93.75% | 1.8 | 0 | 11.7 |  |  |  | No | R-32 | 4 | Residential & Commercial | Ducted CEE Tier 1
212578224 | Central HP <5.4 tons | CARRIER | HRCU-A-CB (Split System: Heat Pump with Remote Outdoor Unit-Air-Source) | 25VNA424A*031* | ADP |  | H,PG53936 | 59MN7B060C17**14 | 23200 | 19 | 10.5 | 25200 | 19600 | 77.78% | 2.42 | 0 | 13 |  |  |  | No | R-410A | 1.9333 | Residential & Commercial | Ducted CEE Tier 1
215488063 | Central HP <5.4 tons | GOODMAN | HRCU-A-CB (Split System: Heat Pump with Remote Outdoor Unit-Air-Source) | GZV7SA3610A* |  |  | CA*EA6030*3A* | G*VC801005C*A* | 35000 | 18.5 | 8.5 | 35000 | 28400 | 81.14% | 2 | 0 | 10.5 |  |  |  | No | R-32 | 2.9167 | Residential & Commercial | Ducted CEE Tier 1
214627753 | Central HP <5.4 tons | CARRIER | HRCU-A-CB (Split System: Heat Pump with Remote Outdoor Unit-Air-Source) | 38MURAQ18AB3* | ADP |  | C36A***L129 | 59SC6A060M17**16 | 16800 | 16 | 8.5 | 16500 | 19000 | 115.2% | 2.32 | 0 | 10 |  |  |  | No | R-410A | 1.4 | Residential & Commercial | Ducted CEE Tier 1
213821565 | Central HP <5.4 tons | TEMPSTAR | HRCU-A-CB (Split System: Heat Pump with Remote Outdoor Unit-Air-Source) | DLCURAH36ABK | ASPEN |  | D(A,C,E)36B34+TDR | *80MS(N,L)0701412A* | 34600 | 16 | 8.1 | 38500 | 32200 | 83.64% | 2.63 | 0 | 10 |  |  |  | No | R-410A | 2.8833 | Residential & Commercial | Ducted CEE Tier 1
213821597 | Central HP <5.4 tons | TEMPSTAR | HRCU-A-CB (Split System: Heat Pump with Remote Outdoor Unit-Air-Source) | DLCURAH36ABK | ASPEN |  | D(A,C,E)42B34+TDR | *80MS(N,L)1352420A* | 35200 | 16.5 | 8.1 | 38500 | 31800 | 82.6% | 2.72 | 0 | 10.5 |  |  |  | No | R-410A | 2.9333 | Residential & Commercial | Ducted CEE Tier 1
212388351 | Central HP <5.4 tons | DIRECT AIR | HRCU-A-C (Split System: Heat Pump with Remote Outdoor Unit with No Indoor Fan --Air Source) | DIRM-36MAGICPRO20-OU |  |  | DIRM-36MAGICPRO20-COIL |  | 35000 | 15.2 | 10 | 39000 | 32000 | 82.05% | 2 | 10.2 | 10 |  |  |  | No | R-410A | 2.9167 | Residential & Commercial | Ducted CEE Tier 1
212982094 | Central HP <5.4 tons | TEMPSTAR | HRCU-A-CB (Split System: Heat Pump with Remote Outdoor Unit-Air-Source) | DLCURAH36ABK |  |  | EA*4X48L21A* | *80MSU0401712A* | 35600 | 16 | 8.5 | 37800 | 34600 | 91.53% | 2.04 | 0 | 10 |  |  |  | No | R-410A | 2.9667 | Residential & Commercial | Ducted CEE Tier 1
206417144 | Central HP <5.4 tons | AMERICAN STANDARD | HRCU-A-CB (Split System: Heat Pump with Remote Outdoor Unit-Air-Source) | 4A6L9036A1 | ASPEN |  | 4PXFH005AZ3+TDR | *UD2C080ACV4 | 35600 | 17 | 8.7 | 33200 | 24000 | 72.29% | 2.81 | 12 | 11.5 |  |  |  | No | R-410A | 2.9667 | Residential & Commercial | Ducted CEE Tier 1
214630395 | Central HP <5.4 tons | CARRIER | HRCU-A-CB (Split System: Heat Pump with Remote Outdoor Unit-Air-Source) | 25VNA825A*032* | ADP |  | A36VCA+TXV | 59MN7B060C17**14 | 23600 | 16 | 8.1 | 20000 | 16400 | 82% | 1.94 | 0 | 10.5 |  |  |  | No | R-410A | 1.9667 | Residential & Commercial | Ducted CEE Tier 1
207454731 | Central HP <5.4 tons | LENNOX | HRCU-A-CB (Split System: Heat Pump with Remote Outdoor Unit-Air-Source) | SL25XPV-024-230A** | ADP |  | LH35/38X9 | EL296UH090XV48C* | 22200 | 21 | 9.4 | 19800 | 19600 | 98.99% | 1.9 | 14 | 14.5 |  |  |  | No | R-410A | 1.85 | Residential & Commercial | Ducted CEE Tier 1
207454818 | Central HP <5.4 tons | LENNOX | HRCU-A-CB (Split System: Heat Pump with Remote Outdoor Unit-Air-Source) | SL25XPV-024-230A** | ADP |  | LH29/36F9 | SL280UH090V48B* | 21400 | 21 | 9.35 | 19800 | 19500 | 98.48% | 1.94 | 14 | 14 |  |  |  | No | R-410A | 1.7833 | Residential & Commercial | Ducted CEE Tier 1
215941105 | Central HP <5.4 tons | BRYANT HEATING AND COOLING SYSTEMS | HRCU-A-CB (Split System: Heat Pump with Remote Outdoor Unit-Air-Source) | 293VAN048**AA* |  |  | CAA**6124AM*+UI | 987TA60080C21*** | 45500 | 21 | 9.5 | 48500 | 37000 | 76.29% | 2 | 0 | 11 |  |  |  | No | R-454B | 3.7917 | Residential & Commercial | Ducted CEE Tier 1
215941155 | Central HP <5.4 tons | BRYANT HEATING AND COOLING SYSTEMS | HRCU-A-CB (Split System: Heat Pump with Remote Outdoor Unit-Air-Source) | 293VAN048**AA* |  |  | CSAH*4812AM*+UI | 83*CB48060C17*** | 44000 | 20 | 9 | 48500 | 36600 | 75.46% | 1.8 | 0 | 11 |  |  |  | No | R-454B | 3.6667 | Residential & Commercial | Ducted CEE Tier 1
215941255 | Central HP <5.4 tons | BRYANT HEATING AND COOLING SYSTEMS | HRCU-A-CB (Split System: Heat Pump with Remote Outdoor Unit-Air-Source) | 293VAN048**AA* |  |  | CSAH*6012AM*+UI | 987TA66120C24*** | 45000 | 20.5 | 9 | 48500 | 36400 | 75.05% | 1.82 | 0 | 11 |  |  |  | No | R-454B | 3.75 | Residential & Commercial | Ducted CEE Tier 1
207455352 | Central HP <5.4 tons | LENNOX | HRCU-A-CB (Split System: Heat Pump with Remote Outdoor Unit-Air-Source) | SL25XPV-048-230A** | ADP |  | LH42/62W9 | EL296UH110XV48C* | 45500 | 20 | 9.4 | 42000 | 36000 | 85.71% | 1.88 | 12.5 | 12 |  |  |  | No | R-410A | 3.7917 | Residential & Commercial | Ducted CEE Tier 1
215937749 | Central HP <5.4 tons | COMFORTMAKER | HRCU-A-CB (Split System: Heat Pump with Remote Outdoor Unit-Air-Source) | C5H3V48*K*AAA* |  |  | EVD5X48M21A*+WALLCON | *80CTL0901716B* | 43500 | 20 | 8.1 | 52500 | 37600 | 71.62% | 2 | 0 | 11.5 |  |  |  | No | R-454B | 3.625 | Residential & Commercial | Ducted CEE Tier 1
215937969 | Central HP <5.4 tons | COMFORTMAKER | HRCU-A-CB (Split System: Heat Pump with Remote Outdoor Unit-Air-Source) | C5H3V48*K*AAA* |  |  | EVD5X48M24A*+WALLCON | *97CMN1202422B* | 44500 | 20 | 8.1 | 52000 | 38000 | 73.08% | 1.9 | 0 | 11 |  |  |  | No | R-454B | 3.7083 | Residential & Commercial | Ducted CEE Tier 1
213821212 | Central HP <5.4 tons | TEMPSTAR | HRCU-A-CB (Split System: Heat Pump with Remote Outdoor Unit-Air-Source) | DLCURAH24ABK | ASPEN |  | D(A,C,E)30B34+TDR | *80MS(N,L)0902120A* | 23400 | 17.5 | 8.5 | 26200 | 20200 | 77.1% | 2.91 | 0 | 10 |  |  |  | No | R-410A | 1.95 | Residential & Commercial | Ducted CEE Tier 1
213821231 | Central HP <5.4 tons | TEMPSTAR | HRCU-A-CB (Split System: Heat Pump with Remote Outdoor Unit-Air-Source) | DLCURAH24ABK | ASPEN |  | D(A,C,E)24B44+TDR | *80VTL0902120B* | 23000 | 16.8 | 8.4 | 25600 | 20200 | 78.91% | 2.99 | 0 | 10.2 |  |  |  | No | R-410A | 1.9167 | Residential & Commercial | Ducted CEE Tier 1
213821247 | Central HP <5.4 tons | TEMPSTAR | HRCU-A-CB (Split System: Heat Pump with Remote Outdoor Unit-Air-Source) | DLCURAH24ABK | ASPEN |  | D(A,C,E)30B34+TDR | *92MSN0601412A* | 23600 | 17 | 8.5 | 26400 | 20400 | 77.27% | 2.94 | 0 | 10 |  |  |  | No | R-410A | 1.9667 | Residential & Commercial | Ducted CEE Tier 1
213821265 | Central HP <5.4 tons | TEMPSTAR | HRCU-A-CB (Split System: Heat Pump with Remote Outdoor Unit-Air-Source) | DLCURAH24ABK | ASPEN |  | D(A,C,E)36C34+TDR | *92MSN0802120A* | 23400 | 17.5 | 8.5 | 25600 | 20200 | 78.91% | 3 | 0 | 10.3 |  |  |  | No | R-410A | 1.95 | Residential & Commercial | Ducted CEE Tier 1
211243046 | Central HP <5.4 tons | HEIL | HRCU-A-CB (Split System: Heat Pump with Remote Outdoor Unit-Air-Source) | DLCURAH24ABK |  |  | EA*4X37L17A* | *80ES(N,L)0701712A* | 24800 | 16.5 | 8.5 | 25800 | 21400 | 82.95% | 1.78 | 0 | 10 |  |  |  | No | R-410A | 2.0667 | Residential & Commercial | Ducted CEE Tier 1
211242778 | Central HP <5.4 tons | HEIL | HRCU-A-CB (Split System: Heat Pump with Remote Outdoor Unit-Air-Source) | DLCURAH24ABK |  |  | EA*4X37L17A* | *96VSN0601714A* | 24600 | 16.5 | 8.5 | 25600 | 21600 | 84.38% | 1.8 | 0 | 10 |  |  |  | No | R-410A | 2.05 | Residential & Commercial | Ducted CEE Tier 1
214628149 | Central HP <5.4 tons | CARRIER | HRCU-A-CB (Split System: Heat Pump with Remote Outdoor Unit-Air-Source) | 38MURAQ24AB3* | ADP |  | A24VBA+TXV | 58S(B,C)*B045M14**12 | 23400 | 17 | 9 | 25400 | 25800 | 101.6% | 2.2 | 0 | 10 |  |  |  | No | R-410A | 1.95 | Residential & Commercial | Ducted CEE Tier 1
214628151 | Central HP <5.4 tons | CARRIER | HRCU-A-CB (Split System: Heat Pump with Remote Outdoor Unit-Air-Source) | 38MURAQ24AB3* | ADP |  | C36A***L129 | 58S(B,C)*B045M14**12 | 23400 | 17 | 9 | 25400 | 25800 | 101.6% | 2.2 | 0 | 10 |  |  |  | No | R-410A | 1.95 | Residential & Commercial | Ducted CEE Tier 1
212981842 | Central HP <5.4 tons | TEMPSTAR | HRCU-A-CB (Split System: Heat Pump with Remote Outdoor Unit-Air-Source) | DLCURAH18ABK |  |  | EA*4X24L17A* | *80MSU1002120A* | 17200 | 15.5 | 8.5 | 18300 | 19400 | 106% | 2.32 | 0 | 10 |  |  |  | No | R-410A | 1.4333 | Residential & Commercial | Ducted CEE Tier 1
212498432 | Central HP <5.4 tons | CARRIER | HRCU-A-CB (Split System: Heat Pump with Remote Outdoor Unit-Air-Source) | 38MURAQ24AB3* | ADP |  | CP2903A+TXV+TD |  | 23000 | 16 | 8.5 | 24800 | 22600 | 91.13% | 1.84 | 0 | 10 |  |  |  | No | R-410A | 1.9167 | Residential & Commercial | Ducted CEE Tier 1
212498434 | Central HP <5.4 tons | CARRIER | HRCU-A-CB (Split System: Heat Pump with Remote Outdoor Unit-Air-Source) | 38MURAQ24AB3* | ADP |  | CP3005A+TXV+TD |  | 23200 | 16 | 8.55 | 24800 | 22600 | 91.13% | 1.84 | 0 | 10 |  |  |  | No | R-410A | 1.9333 | Residential & Commercial | Ducted CEE Tier 1
214628181 | Central HP <5.4 tons | CARRIER | HRCU-A-CB (Split System: Heat Pump with Remote Outdoor Unit-Air-Source) | 38MURAQ24AB3* | ADP |  | C36A***L159 | 58S(B,C)*B070M14**12 | 23600 | 17 | 8.5 | 24600 | 24200 | 98.37% | 2.04 | 0 | 10.5 |  |  |  | No | R-410A | 1.9667 | Residential & Commercial | Ducted CEE Tier 1
214628198 | Central HP <5.4 tons | CARRIER | HRCU-A-CB (Split System: Heat Pump with Remote Outdoor Unit-Air-Source) | 38MURAQ24AB3* | ADP |  | C36A***L159 | 58S(B,C)*B070M17**12 | 23400 | 17 | 8.5 | 24600 | 24200 | 98.37% | 2.06 | 0 | 10.5 |  |  |  | No | R-410A | 1.95 | Residential & Commercial | Ducted CEE Tier 1
214628250 | Central HP <5.4 tons | CARRIER | HRCU-A-CB (Split System: Heat Pump with Remote Outdoor Unit-Air-Source) | 38MURAQ24AB3* | ADP |  | C36A***L139 | 58TP*B045V14**12 | 23200 | 17 | 9.5 | 36800 | 26800 | 72.83% | 2.32 | 0 | 10 |  |  |  | No | R-410A | 1.9333 | Residential & Commercial | Ducted CEE Tier 1
214628283 | Central HP <5.4 tons | CARRIER | HRCU-A-CB (Split System: Heat Pump with Remote Outdoor Unit-Air-Source) | 38MURAQ24AB3* | ADP |  | C36A***L159 | 58TP*B070V14**12 | 23800 | 17 | 8.5 | 24800 | 23600 | 95.16% | 2 | 0 | 10.5 |  |  |  | No | R-410A | 1.9833 | Residential & Commercial | Ducted CEE Tier 1
214628451 | Central HP <5.4 tons | CARRIER | HRCU-A-CB (Split System: Heat Pump with Remote Outdoor Unit-Air-Source) | 38MURAQ24AB3* | ADP |  | PL36H210P299 | 59SU5B040M17**12 | 24200 | 17 | 8.5 | 23600 | 21000 | 88.98% | 1.8 | 0 | 10 |  |  |  | No | R-410A | 2.0167 | Residential & Commercial | Ducted CEE Tier 1
207455049 | Central HP <5.4 tons | LENNOX | HRCU-A-CB (Split System: Heat Pump with Remote Outdoor Unit-Air-Source) | SL25XPV-036-230A** | ADP |  | LH35/38X9 | EL296UH090XV60C* | 33600 | 21 | 8.6 | 32800 | 26200 | 79.88% | 1.8 | 14 | 13 |  |  |  | No | R-410A | 2.8 | Residential & Commercial | Ducted CEE Tier 1
207455115 | Central HP <5.4 tons | LENNOX | HRCU-A-CB (Split System: Heat Pump with Remote Outdoor Unit-Air-Source) | SL25XPV-036-230A** | ADP |  | L*35/36S9 | SL280UH080NV48B* | 34000 | 21 | 8.8 | 33800 | 27200 | 80.47% | 1.8 | 14 | 13 |  |  |  | No | R-410A | 2.8333 | Residential & Commercial | Ducted CEE Tier 1
206417164 | Central HP <5.4 tons | TRANE | HRCU-A-CB (Split System: Heat Pump with Remote Outdoor Unit-Air-Source) | 4TWL9036A1 | ASPEN |  | 4PXFH005AZ3+TDR | *UD2B060ACV3 | 35600 | 17 | 8.5 | 33800 | 24400 | 72.19% | 2.69 | 11.5 | 11 |  |  |  | No | R-410A | 2.9667 | Residential & Commercial | Ducted CEE Tier 1
214630355 | Central HP <5.4 tons | CARRIER | HRCU-A-CB (Split System: Heat Pump with Remote Outdoor Unit-Air-Source) | 25VNA825A*032* | ADP |  | PL36H210P299 | 58CU*A060C17**16 | 24400 | 17 | 8.5 | 19600 | 16200 | 82.65% | 2.02 | 0 | 11 |  |  |  | No | R-410A | 2.0333 | Residential & Commercial | Ducted CEE Tier 1
214630407 | Central HP <5.4 tons | CARRIER | HRCU-A-CB (Split System: Heat Pump with Remote Outdoor Unit-Air-Source) | 25VNA825A*032* | ADP |  | A36VCA+TXV | 59MN7C060C17**14 | 23400 | 16 | 8.1 | 20000 | 16300 | 81.5% | 1.94 | 0 | 11 |  |  |  | No | R-410A | 1.95 | Residential & Commercial | Ducted CEE Tier 1
215912396 | Central HP <5.4 tons | YORK | HRCU-A-CB (Split System: Heat Pump with Remote Outdoor Unit-Air-Source) | HH824E2S11 | ASPEN |  | D(A,C,E)36A3K+TDR | TMLE080B12MP11 | 22400 | 17 | 8.1 | 22600 | 18000 | 79.65% | 2 | 0 | 12 |  |  |  | No | R-454B | 1.8667 | Residential & Commercial | Ducted CEE Tier 1
216453753 | Central HP <5.4 tons | RUUD | HRCU-A-CB (Split System: Heat Pump with Remote Outdoor Unit-Air-Source) | RD17AZ36AJ3N | ASPEN |  | D(A,C,E)48C44+TDR | R962V0603A17M4 | 34200 | 17 | 8.5 | 34200 | 25000 | 73.1% | 2.83 | 0 | 10.5 |  |  |  | No | R-410A | 2.85 | Residential & Commercial | Ducted CEE Tier 1
214630461 | Central HP <5.4 tons | CARRIER | HRCU-A-CB (Split System: Heat Pump with Remote Outdoor Unit-Air-Source) | 25VNA837A*030* | ADP |  | C36A***L539 | 58CU*A100C21**20 | 32800 | 17 | 8.1 | 30400 | 24400 | 80.26% | 1.98 | 0 | 11.5 |  |  |  | No | R-410A | 2.7333 | Residential & Commercial | Ducted CEE Tier 1
214630475 | Central HP <5.4 tons | CARRIER | HRCU-A-CB (Split System: Heat Pump with Remote Outdoor Unit-Air-Source) | 25VNA837A*030* | ADP |  | PL36H210P299 | 59MN7B080C17**14 | 31600 | 17 | 8.1 | 31800 | 24400 | 76.73% | 1.86 | 0 | 11 |  |  |  | No | R-410A | 2.6333 | Residential & Commercial | Ducted CEE Tier 1
214627587 | Central HP <5.4 tons | CARRIER | HRCU-A-CB (Split System: Heat Pump with Remote Outdoor Unit-Air-Source) | 38MURAQ18AB3* | ADP |  | V,C36H***P219 | 58TP*B070V14**12 | 17600 | 16 | 8.5 | 16900 | 18700 | 110.7% | 2.3 | 0 | 11 |  |  |  | No | R-410A | 1.4667 | Residential & Commercial | Ducted CEE Tier 1
214627603 | Central HP <5.4 tons | CARRIER | HRCU-A-CB (Split System: Heat Pump with Remote Outdoor Unit-Air-Source) | 38MURAQ18AB3* | ADP |  | C36A***L139 | 58TP*B070V17**16 | 17500 | 16 | 8.5 | 16900 | 19100 | 113% | 2.34 | 0 | 10.5 |  |  |  | No | R-410A | 1.4583 | Residential & Commercial | Ducted CEE Tier 1
214627678 | Central HP <5.4 tons | CARRIER | HRCU-A-CB (Split System: Heat Pump with Remote Outdoor Unit-Air-Source) | 38MURAQ18AB3* | ADP |  | C36A***L159 | 59SC6A040M14**10 | 17500 | 16 | 8.1 | 16600 | 18300 | 110.2% | 2.24 | 0 | 11 |  |  |  | No | R-410A | 1.4583 | Residential & Commercial | Ducted CEE Tier 1
214627692 | Central HP <5.4 tons | CARRIER | HRCU-A-CB (Split System: Heat Pump with Remote Outdoor Unit-Air-Source) | 38MURAQ18AB3* | ADP |  | C36A***L129 | 59SC6A040M17**12 | 17200 | 15.2 | 8.5 | 17100 | 18800 | 109.9% | 2.3 | 0 | 10 |  |  |  | No | R-410A | 1.4333 | Residential & Commercial | Ducted CEE Tier 1
214627805 | Central HP <5.4 tons | CARRIER | HRCU-A-CB (Split System: Heat Pump with Remote Outdoor Unit-Air-Source) | 38MURAQ18AB3* | ADP |  | C36A***L159 | 59SU5B040M17**12 | 17600 | 16 | 8.5 | 17100 | 18700 | 109.4% | 2.3 | 0 | 10.5 |  |  |  | No | R-410A | 1.4667 | Residential & Commercial | Ducted CEE Tier 1
214627808 | Central HP <5.4 tons | CARRIER | HRCU-A-CB (Split System: Heat Pump with Remote Outdoor Unit-Air-Source) | 38MURAQ18AB3* | ADP |  | V,C36H175P139 | 59SU5B040M17**12 | 17600 | 16 | 8.5 | 17100 | 18700 | 109.4% | 2.3 | 0 | 10.5 |  |  |  | No | R-410A | 1.4667 | Residential & Commercial | Ducted CEE Tier 1
214630484 | Central HP <5.4 tons | CARRIER | HRCU-A-CB (Split System: Heat Pump with Remote Outdoor Unit-Air-Source) | 25VNA837A*030* | ADP |  | PL36H175P159 | 59TN6B080C17**14 | 32000 | 17 | 8.1 | 31200 | 24800 | 79.49% | 1.96 | 0 | 11 |  |  |  | No | R-410A | 2.6667 | Residential & Commercial | Ducted CEE Tier 1
214630473 | Central HP <5.4 tons | CARRIER | HRCU-A-CB (Split System: Heat Pump with Remote Outdoor Unit-Air-Source) | 25VNA837A*030* | ADP |  | PL36H210P299 | 59MN7B060C21**20 | 32200 | 17 | 8.5 | 30800 | 24800 | 80.52% | 1.98 | 0 | 11.5 |  |  |  | No | R-410A | 2.6833 | Residential & Commercial | Ducted CEE Tier 1
214630452 | Central HP <5.4 tons | CARRIER | HRCU-A-CB (Split System: Heat Pump with Remote Outdoor Unit-Air-Source) | 25VNA837A*030* | ADP |  | V,C36H175P459 | 58CU*A040C17**12 | 32400 | 18 | 8.5 | 30400 | 24600 | 80.92% | 2 | 0 | 11 |  |  |  | No | R-410A | 2.7 | Residential & Commercial | Ducted CEE Tier 1
214628485 | Central HP <5.4 tons | CARRIER | HRCU-A-CB (Split System: Heat Pump with Remote Outdoor Unit-Air-Source) | 38MURAQ24AB3* | ADP |  | C36A***L139 | 59SU5B060M17**16 | 23400 | 17 | 9 | 25200 | 26000 | 103.2% | 2.24 | 0 | 10 |  |  |  | No | R-410A | 1.95 | Residential & Commercial | Ducted CEE Tier 1
214628153 | Central HP <5.4 tons | CARRIER | HRCU-A-CB (Split System: Heat Pump with Remote Outdoor Unit-Air-Source) | 38MURAQ24AB3* | ADP |  | PL36H175P149 | 58S(B,C)*B045M14**12 | 23600 | 17 | 8.5 | 24800 | 23800 | 95.97% | 2 | 0 | 10.5 |  |  |  | No | R-410A | 1.9667 | Residential & Commercial | Ducted CEE Tier 1
214628194 | Central HP <5.4 tons | CARRIER | HRCU-A-CB (Split System: Heat Pump with Remote Outdoor Unit-Air-Source) | 38MURAQ24AB3* | ADP |  | V,C36H175P149 | 58S(B,C)*B070M17**12 | 23200 | 17 | 8.5 | 24600 | 24200 | 98.37% | 2.06 | 0 | 10.5 |  |  |  | No | R-410A | 1.9333 | Residential & Commercial | Ducted CEE Tier 1
214628330 | Central HP <5.4 tons | CARRIER | HRCU-A-CB (Split System: Heat Pump with Remote Outdoor Unit-Air-Source) | 38MURAQ24AB3* | ADP |  | PL36H***P449 | 59SC6A026M14**10 | 23400 | 16 | 8.5 | 25400 | 25800 | 101.6% | 2.2 | 0 | 10 |  |  |  | No | R-410A | 1.95 | Residential & Commercial | Ducted CEE Tier 1
214628448 | Central HP <5.4 tons | CARRIER | HRCU-A-CB (Split System: Heat Pump with Remote Outdoor Unit-Air-Source) | 38MURAQ24AB3* | ADP |  | C36A***L159 | 59SC6A060M17**16 | 23600 | 17 | 9 | 24200 | 23200 | 95.87% | 1.96 | 0 | 10 |  |  |  | No | R-410A | 1.9667 | Residential & Commercial | Ducted CEE Tier 1
214628499 | Central HP <5.4 tons | CARRIER | HRCU-A-CB (Split System: Heat Pump with Remote Outdoor Unit-Air-Source) | 38MURAQ24AB3* | ADP |  | PL36H210P749 | 59SU5B060M17**16 | 23400 | 17 | 8.5 | 24800 | 24000 | 96.77% | 2.02 | 0 | 10.5 |  |  |  | No | R-410A | 1.95 | Residential & Commercial | Ducted CEE Tier 1
207454760 | Central HP <5.4 tons | LENNOX | HRCU-A-CB (Split System: Heat Pump with Remote Outdoor Unit-Air-Source) | SL25XPV-024-230A** | ADP |  | L*23/37Z9 | EL296UH110XV48C* | 22200 | 21 | 9.3 | 19800 | 19800 | 100% | 1.9 | 14 | 14.5 |  |  |  | No | R-410A | 1.85 | Residential & Commercial | Ducted CEE Tier 1
207454969 | Central HP <5.4 tons | LENNOX | HRCU-A-CB (Split System: Heat Pump with Remote Outdoor Unit-Air-Source) | SL25XPV-024-230A** | ADP |  | LH23/37W9 | SLP99UH090XV36C* | 22200 | 22 | 9.3 | 19800 | 19800 | 100% | 1.9 | 14 | 14.5 |  |  |  | No | R-410A | 1.85 | Residential & Commercial | Ducted CEE Tier 1
215932547 | Central HP <5.4 tons | AIRQUEST | HRCU-A-CB (Split System: Heat Pump with Remote Outdoor Unit-Air-Source) | H5H3V36*K*AAA* |  |  | EA*5X60M24A*+WALLCON | *80CTL0902120B* | 34000 | 20.5 | 9.5 | 34000 | 25800 | 75.88% | 2.06 | 0 | 12 |  |  |  | No | R-454B | 2.8333 | Residential & Commercial | Ducted CEE Tier 1
215932667 | Central HP <5.4 tons | AIRQUEST | HRCU-A-CB (Split System: Heat Pump with Remote Outdoor Unit-Air-Source) | H5H3V36*K*AAA* |  |  | EA*5X61M21A*+WALLCON | *80CSU0601716A* | 34400 | 20.5 | 9.5 | 34400 | 26000 | 75.58% | 2.06 | 0 | 11.7 |  |  |  | No | R-454B | 2.8667 | Residential & Commercial | Ducted CEE Tier 1
215942361 | Central HP <5.4 tons | BRYANT HEATING AND COOLING SYSTEMS | HRCU-A-CB (Split System: Heat Pump with Remote Outdoor Unit-Air-Source) | 293VAN036**AA* |  |  | CVAMA4421XMA*+UI | 987MC42060C17*** | 35200 | 21 | 8.5 | 37400 | 28000 | 74.87% | 2.06 | 0 | 11.7 |  |  |  | No | R-454B | 2.9333 | Residential & Commercial | Ducted CEE Tier 1
214849007 | Central HP <5.4 tons | YORK | HRCU-A-CB (Split System: Heat Pump with Remote Outdoor Unit-Air-Source) | HH860E2S11 | ADP |  | H,YG84*60+TXV-BLEED | Y91E100C16SMPS1 | 45500 | 18 | 8.5 | 45000 | 33800 | 75.11% | 2 | 0 | 11.7 |  |  |  | No | R-454B | 3.7917 | Residential & Commercial | Ducted CEE Tier 1
213425840 | Central HP <5.4 tons | DIRECT AIR | HRCU-A-C (Split System: Heat Pump with Remote Outdoor Unit with No Indoor Fan --Air Source) | DIRM-24MAGICPRO20-OU |  |  | DIRM-24MAGICPRO20-145-COIL |  | 24000 | 16.1 | 9.8 | 25000 | 20000 | 80% | 2 | 0 | 10.7 |  |  |  | No | R-410A | 2 | Residential & Commercial | Ducted CEE Tier 1
214624742 | Central HP <5.4 tons | CARRIER | HRCU-A-CB (Split System: Heat Pump with Remote Outdoor Unit-Air-Source) | 38MURAQ24AB3* | ADP |  | A36VCA+TXV | 58SU*B040M17**12 | 23600 | 17 | 8.5 | 24200 | 22800 | 94.21% | 1.94 | 0 | 10 |  |  |  | No | R-410A | 1.9667 | Residential & Commercial | Ducted CEE Tier 1
214628478 | Central HP <5.4 tons | CARRIER | HRCU-A-CB (Split System: Heat Pump with Remote Outdoor Unit-Air-Source) | 38MURAQ24AB3* | ADP |  | PL36H210P299 | 59SU5B060M17**16 | 24200 | 17 | 8.5 | 23600 | 21200 | 89.83% | 1.82 | 0 | 10.5 |  |  |  | No | R-410A | 2.0167 | Residential & Commercial | Ducted CEE Tier 1
214628505 | Central HP <5.4 tons | CARRIER | HRCU-A-CB (Split System: Heat Pump with Remote Outdoor Unit-Air-Source) | 38MURAQ24AB3* | ADP |  | V,C36H175P139 | 59SU5B060M17**16 | 23400 | 17 | 8.5 | 24800 | 24000 | 96.77% | 2.02 | 0 | 10.5 |  |  |  | No | R-410A | 1.95 | Residential & Commercial | Ducted CEE Tier 1
213881424 | Central HP <5.4 tons | CARRIER | HRCU-A-CB (Split System: Heat Pump with Remote Outdoor Unit-Air-Source) | 38MURAQ36AB3* | ADP |  | PL36H175P159 | 58TP*B070V17**16 | 35200 | 16 | 8.1 | 36800 | 34600 | 94.02% | 1.94 | 0 | 10 |  |  |  | No | R-410A | 2.9333 | Residential & Commercial | Ducted CEE Tier 1
213881440 | Central HP <5.4 tons | CARRIER | HRCU-A-CB (Split System: Heat Pump with Remote Outdoor Unit-Air-Source) | 38MURAQ36AB3* | ADP |  | PL36H210P749 | 58TP*B090V21**20 | 35200 | 16 | 8.1 | 36800 | 34600 | 94.02% | 1.88 | 0 | 10 |  |  |  | No | R-410A | 2.9333 | Residential & Commercial | Ducted CEE Tier 1
215939605 | Central HP <5.4 tons | BRYANT HEATING AND COOLING SYSTEMS | HRCU-A-CB (Split System: Heat Pump with Remote Outdoor Unit-Air-Source) | 293VAN036**AA* |  |  | CAA**3617AM*+UI | 83*CB36040C17*** | 32400 | 19.5 | 9.5 | 35000 | 26800 | 76.57% | 2 | 0 | 11 |  |  |  | No | R-454B | 2.7 | Residential & Commercial | Ducted CEE Tier 1
215488053 | Central HP <5.4 tons | GOODMAN | HRCU-A-CB (Split System: Heat Pump with Remote Outdoor Unit-Air-Source) | GZV7SA3610A* |  |  | CA*EA4830*3A* | G*VC961205DNB* | 34800 | 18.5 | 8.5 | 35000 | 28400 | 81.14% | 2 | 0 | 10.5 |  |  |  | No | R-32 | 2.9 | Residential & Commercial | Ducted CEE Tier 1
215937169 | Central HP <5.4 tons | COMFORTMAKER | HRCU-A-CB (Split System: Heat Pump with Remote Outdoor Unit-Air-Source) | C5H3V48*K*AAA* |  |  | EVM5X49M21A*+WALLCON | *80CTL0901716B* | 44500 | 20.5 | 8.1 | 53500 | 37600 | 70.28% | 1.95 | 0 | 11.5 |  |  |  | No | R-454B | 3.7083 | Residential & Commercial | Ducted CEE Tier 1
214630495 | Central HP <5.4 tons | CARRIER | HRCU-A-CB (Split System: Heat Pump with Remote Outdoor Unit-Air-Source) | 25VNA837A*031* | ADP |  | PL36H175P159 | 58CU*A040C17**12 | 32000 | 17 | 8.1 | 31400 | 24400 | 77.71% | 1.96 | 0 | 11.5 |  |  |  | No | R-410A | 2.6667 | Residential & Commercial | Ducted CEE Tier 1
214630518 | Central HP <5.4 tons | CARRIER | HRCU-A-CB (Split System: Heat Pump with Remote Outdoor Unit-Air-Source) | 25VNA837A*031* | ADP |  | PL36H210P299 | 58CU*A100C21**20 | 32600 | 17 | 8.1 | 30400 | 24400 | 80.26% | 1.98 | 0 | 11.5 |  |  |  | No | R-410A | 2.7167 | Residential & Commercial | Ducted CEE Tier 1
214630520 | Central HP <5.4 tons | CARRIER | HRCU-A-CB (Split System: Heat Pump with Remote Outdoor Unit-Air-Source) | 25VNA837A*031* | ADP |  | PL36H210P299 | 59CU5A080C21**20 | 32400 | 18 | 8.1 | 30600 | 24200 | 79.08% | 1.98 | 0 | 11.7 |  |  |  | No | R-410A | 2.7 | Residential & Commercial | Ducted CEE Tier 1
214629021 | Central HP <5.4 tons | CARRIER | HRCU-A-CB (Split System: Heat Pump with Remote Outdoor Unit-Air-Source) | 38MURAQ36AB3* | ADP |  | PL36H175P159 | 58S(B,C)*B070M17**12 | 35400 | 16 | 8.1 | 36800 | 34600 | 94.02% | 1.94 | 0 | 10 |  |  |  | No | R-410A | 2.95 | Residential & Commercial | Ducted CEE Tier 1
214629114 | Central HP <5.4 tons | CARRIER | HRCU-A-CB (Split System: Heat Pump with Remote Outdoor Unit-Air-Source) | 38MURAQ36AB3* | ADP |  | C36A***L159 | 58S(B,C)*B090M21**16 | 35200 | 16 | 8.1 | 36800 | 34600 | 94.02% | 1.88 | 0 | 10 |  |  |  | No | R-410A | 2.9333 | Residential & Commercial | Ducted CEE Tier 1
214629121 | Central HP <5.4 tons | CARRIER | HRCU-A-CB (Split System: Heat Pump with Remote Outdoor Unit-Air-Source) | 38MURAQ36AB3* | ADP |  | C36A***L159 | 58S(B,C)*B090M21**20 | 35400 | 16 | 8.1 | 36800 | 34600 | 94.02% | 1.88 | 0 | 10 |  |  |  | No | R-410A | 2.95 | Residential & Commercial | Ducted CEE Tier 1
214629241 | Central HP <5.4 tons | CARRIER | HRCU-A-CB (Split System: Heat Pump with Remote Outdoor Unit-Air-Source) | 38MURAQ36AB3* | ADP |  | PL36H210P749 | 59SC6A080M21**20 | 35600 | 16 | 8.1 | 36800 | 34800 | 94.57% | 1.9 | 0 | 10 |  |  |  | No | R-410A | 2.9667 | Residential & Commercial | Ducted CEE Tier 1
214629250 | Central HP <5.4 tons | CARRIER | HRCU-A-CB (Split System: Heat Pump with Remote Outdoor Unit-Air-Source) | 38MURAQ36AB3* | ADP |  | PL36H210P749 | 59SC6A100M21**20 | 35400 | 16 | 8.1 | 36800 | 34600 | 94.02% | 1.88 | 0 | 10 |  |  |  | No | R-410A | 2.95 | Residential & Commercial | Ducted CEE Tier 1
213160934 | Central HP <5.4 tons | DAY & NIGHT | HRCU-A-CB (Split System: Heat Pump with Remote Outdoor Unit-Air-Source) | DLCURAH24ABK | ADP |  | V,G36H175P159+AEFE4B* |  | 24200 | 18 | 9 | 25000 | 22600 | 90.4% | 1.92 | 0 | 10.5 |  |  |  | No | R-410A | 2.0167 | Residential & Commercial | Ducted CEE Tier 1
212982358 | Central HP <5.4 tons | TEMPSTAR | HRCU-A-CB (Split System: Heat Pump with Remote Outdoor Unit-Air-Source) | DLCURAH24ABK |  |  | EN(A,D,W)4X36L17** | *80MSU0401712A* | 23800 | 16.5 | 8.5 | 25800 | 23800 | 92.25% | 1.98 | 0 | 10.5 |  |  |  | No | R-410A | 1.9833 | Residential & Commercial | Ducted CEE Tier 1
213160933 | Central HP <5.4 tons | DAY & NIGHT | HRCU-A-CB (Split System: Heat Pump with Remote Outdoor Unit-Air-Source) | DLCURAH24ABK | ADP |  | PL36H175P159+AEFE4B* |  | 24200 | 18 | 9 | 25000 | 22600 | 90.4% | 1.92 | 0 | 10.5 |  |  |  | No | R-410A | 2.0167 | Residential & Commercial | Ducted CEE Tier 1
211244063 | Central HP <5.4 tons | HEIL | HRCU-A-CB (Split System: Heat Pump with Remote Outdoor Unit-Air-Source) | DLCURAH24ABK |  |  | EN(A,D)4X24L17** | *96VTN0401410A* | 23400 | 15.5 | 8.5 | 26600 | 24000 | 90.23% | 1.96 | 0 | 10 |  |  |  | No | R-410A | 1.95 | Residential & Commercial | Ducted CEE Tier 1
213821337 | Central HP <5.4 tons | TEMPSTAR | HRCU-A-CB (Split System: Heat Pump with Remote Outdoor Unit-Air-Source) | DLCURAH24ABK | ASPEN |  | D(A,C,E)30B34+TDR | *96VTN1002122B* | 22600 | 17.2 | 8.4 | 25200 | 19900 | 78.97% | 2.94 | 0 | 10 |  |  |  | No | R-410A | 1.8833 | Residential & Commercial | Ducted CEE Tier 1
214629266 | Central HP <5.4 tons | CARRIER | HRCU-A-CB (Split System: Heat Pump with Remote Outdoor Unit-Air-Source) | 38MURAQ36AB3* | ADP |  | PL36H210P299 | 59SU5B040M17**12 | 36200 | 15.2 | 8.5 | 36400 | 34600 | 95.05% | 2.04 | 0 | 10 |  |  |  | No | R-410A | 3.0167 | Residential & Commercial | Ducted CEE Tier 1
214629298 | Central HP <5.4 tons | CARRIER | HRCU-A-CB (Split System: Heat Pump with Remote Outdoor Unit-Air-Source) | 38MURAQ36AB3* | ADP |  | PL36H210P299 | 59SU5B060M17**16 | 36600 | 16 | 8.5 | 36800 | 34600 | 94.02% | 2.06 | 0 | 10 |  |  |  | No | R-410A | 3.05 | Residential & Commercial | Ducted CEE Tier 1
214629184 | Central HP <5.4 tons | CARRIER | HRCU-A-CB (Split System: Heat Pump with Remote Outdoor Unit-Air-Source) | 38MURAQ36AB3* | ADP |  | PL36H210P749 | 58TP*B110V21**22 | 35800 | 16 | 8.1 | 36800 | 34800 | 94.57% | 1.9 | 0 | 10 |  |  |  | No | R-410A | 2.9833 | Residential & Commercial | Ducted CEE Tier 1
215933047 | Central HP <5.4 tons | AIRQUEST | HRCU-A-CB (Split System: Heat Pump with Remote Outdoor Unit-Air-Source) | H5H3V36*K*AAA* |  |  | ESH5X36M12A*+WALLCON | *80CSU1002120A* | 33200 | 18.5 | 9 | 35000 | 26800 | 76.57% | 1.92 | 0 | 11 |  |  |  | No | R-454B | 2.7667 | Residential & Commercial | Ducted CEE Tier 1
215933697 | Central HP <5.4 tons | AIRQUEST | HRCU-A-CB (Split System: Heat Pump with Remote Outdoor Unit-Air-Source) | H5H3V36*K*AAA* |  |  | ESH5X48M12A*+WALLCON | *96CTN0601714B* | 33400 | 19 | 9 | 34200 | 26000 | 76.02% | 1.94 | 0 | 11 |  |  |  | No | R-454B | 2.7833 | Residential & Commercial | Ducted CEE Tier 1
212520227 | Central HP <5.4 tons | CARRIER | HRCU-A-CB (Split System: Heat Pump with Remote Outdoor Unit-Air-Source) | 38MURAQ24AB3* | ADP |  | H,PG9J936 | 58S(B,C)*A090E17**14 | 24800 | 17 | 8.5 | 24800 | 21600 | 87.1% | 1.84 | 0 | 10 |  |  |  | No | R-410A | 2.0667 | Residential & Commercial | Ducted CEE Tier 1
212520259 | Central HP <5.4 tons | CARRIER | HRCU-A-CB (Split System: Heat Pump with Remote Outdoor Unit-Air-Source) | 38MURAQ24AB3* | ADP |  | H,PG9J936 | 58SU*A040E17**12 | 24000 | 17 | 8.1 | 24400 | 22800 | 93.44% | 1.94 | 0 | 10.5 |  |  |  | No | R-410A | 2 | Residential & Commercial | Ducted CEE Tier 1
212520277 | Central HP <5.4 tons | CARRIER | HRCU-A-CB (Split System: Heat Pump with Remote Outdoor Unit-Air-Source) | 38MURAQ24AB3* | ADP |  | H,PG32936 | 58TP*A070V17**16 | 23600 | 17 | 8.1 | 24600 | 22600 | 91.87% | 1.9 | 0 | 10 |  |  |  | No | R-410A | 1.9667 | Residential & Commercial | Ducted CEE Tier 1
215933627 | Central HP <5.4 tons | AIRQUEST | HRCU-A-CB (Split System: Heat Pump with Remote Outdoor Unit-Air-Source) | H5H3V36*K*AAA* |  |  | ESH5X48M12A*+WALLCON | *95CSU1002122B* | 33800 | 19.5 | 9 | 34600 | 26400 | 76.3% | 1.94 | 0 | 11.7 |  |  |  | No | R-454B | 2.8167 | Residential & Commercial | Ducted CEE Tier 1
215932947 | Central HP <5.4 tons | AIRQUEST | HRCU-A-CB (Split System: Heat Pump with Remote Outdoor Unit-Air-Source) | H5H3V36*K*AAA* |  |  | EA*5X61M24A*+WALLCON | *96CTN1002122B* | 34400 | 20.5 | 9.5 | 34200 | 26000 | 76.02% | 2.08 | 0 | 12 |  |  |  | No | R-454B | 2.8667 | Residential & Commercial | Ducted CEE Tier 1
215933197 | Central HP <5.4 tons | AIRQUEST | HRCU-A-CB (Split System: Heat Pump with Remote Outdoor Unit-Air-Source) | H5H3V36*K*AAA* |  |  | ESH5X36M12A*+WALLCON | *97CMN0802120B* | 33200 | 19 | 9 | 34800 | 26800 | 77.01% | 1.92 | 0 | 11 |  |  |  | No | R-454B | 2.7667 | Residential & Commercial | Ducted CEE Tier 1
215933447 | Central HP <5.4 tons | AIRQUEST | HRCU-A-CB (Split System: Heat Pump with Remote Outdoor Unit-Air-Source) | H5H3V36*K*AAA* |  |  | ESH5X42M12A*+WALLCON | *97CMN1202422B* | 33600 | 19 | 9 | 34800 | 26600 | 76.44% | 1.94 | 0 | 11.5 |  |  |  | No | R-454B | 2.8 | Residential & Commercial | Ducted CEE Tier 1
215912425 | Central HP <5.4 tons | YORK | HRCU-A-CB (Split System: Heat Pump with Remote Outdoor Unit-Air-Source) | HH824E2S11 | ASPEN |  | D(A,C,E)36A4K+TDR | Y91E060A10SMPS1 | 21000 | 17.5 | 8.5 | 23000 | 17600 | 76.52% | 2 | 0 | 11.7 |  |  |  | No | R-454B | 1.75 | Residential & Commercial | Ducted CEE Tier 1
214630359 | Central HP <5.4 tons | CARRIER | HRCU-A-CB (Split System: Heat Pump with Remote Outdoor Unit-Air-Source) | 25VNA825A*032* | ADP |  | PL36H175P149 | 58CU*A060C17**16 | 23400 | 17 | 8.1 | 19400 | 16200 | 83.51% | 2.02 | 0 | 10.5 |  |  |  | No | R-410A | 1.95 | Residential & Commercial | Ducted CEE Tier 1
214630366 | Central HP <5.4 tons | CARRIER | HRCU-A-CB (Split System: Heat Pump with Remote Outdoor Unit-Air-Source) | 25VNA825A*032* | ADP |  | V,C36H175P159 | 58CU*A060C17**16 | 23800 | 17 | 8.1 | 19400 | 16200 | 83.51% | 2.02 | 0 | 11 |  |  |  | No | R-410A | 1.9833 | Residential & Commercial | Ducted CEE Tier 1
214630386 | Central HP <5.4 tons | CARRIER | HRCU-A-CB (Split System: Heat Pump with Remote Outdoor Unit-Air-Source) | 25VNA825A*032* | ADP |  | PL36H175P149 | 59CU5B060C17**16 | 23400 | 16 | 8.1 | 19800 | 16300 | 82.32% | 1.96 | 0 | 11 |  |  |  | No | R-410A | 1.95 | Residential & Commercial | Ducted CEE Tier 1
214630400 | Central HP <5.4 tons | CARRIER | HRCU-A-CB (Split System: Heat Pump with Remote Outdoor Unit-Air-Source) | 25VNA825A*032* | ADP |  | PL36H210P749 | 59MN7B060C17**14 | 23600 | 16 | 8.1 | 20000 | 16400 | 82% | 1.94 | 0 | 10.5 |  |  |  | No | R-410A | 1.9667 | Residential & Commercial | Ducted CEE Tier 1
214630443 | Central HP <5.4 tons | CARRIER | HRCU-A-CB (Split System: Heat Pump with Remote Outdoor Unit-Air-Source) | 25VNA825A*032* | ADP |  | C36A***L159 | 59TN6C060C17**14 | 23600 | 16 | 8.1 | 20000 | 16300 | 81.5% | 1.94 | 0 | 11 |  |  |  | No | R-410A | 1.9667 | Residential & Commercial | Ducted CEE Tier 1
211230236 | Central HP <5.4 tons | DAY & NIGHT | HRCU-A-CB (Split System: Heat Pump with Remote Outdoor Unit-Air-Source) | DLCURAH36ABK |  |  | EN(A,D,W)4X48L21** | *96VSN0801716A* | 35800 | 16 | 8.1 | 38500 | 34800 | 90.39% | 2 | 0 | 10 |  |  |  | No | R-410A | 2.9833 | Residential & Commercial | Ducted CEE Tier 1
208101264 | Central HP <5.4 tons | AURORA | HRCU-A-CB (Split System: Heat Pump with Remote Outdoor Unit-Air-Source) | AU-LXU36-2A-O |  |  | AU-LCU36-2A-I |  | 36000 | 16 | 9.5 | 40000 | 34400 | 86% | 1.97 | 10.5 | 10 |  |  |  | No | R-410A | 3 | Residential & Commercial | Ducted CEE Tier 1
215937469 | Central HP <5.4 tons | COMFORTMAKER | HRCU-A-CB (Split System: Heat Pump with Remote Outdoor Unit-Air-Source) | C5H3V48*K*AAA* |  |  | EVM5X60M24A*+WALLCON | *80CTL0902120B* | 45500 | 21 | 8.1 | 52500 | 38000 | 72.38% | 1.95 | 0 | 11.5 |  |  |  | No | R-454B | 3.7917 | Residential & Commercial | Ducted CEE Tier 1
213821340 | Central HP <5.4 tons | TEMPSTAR | HRCU-A-CB (Split System: Heat Pump with Remote Outdoor Unit-Air-Source) | DLCURAH24ABK | ASPEN |  | D(A,C,E)36C34+TDR | *96VTN1002122B* | 23200 | 17.5 | 8.5 | 25200 | 19900 | 78.97% | 2.99 | 0 | 10.3 |  |  |  | No | R-410A | 1.9333 | Residential & Commercial | Ducted CEE Tier 1
211243809 | Central HP <5.4 tons | HEIL | HRCU-A-CB (Split System: Heat Pump with Remote Outdoor Unit-Air-Source) | DLCURAH24ABK |  |  | EN(A,D)4X24L14** | *92ESN0601412A* | 24200 | 15.5 | 8.5 | 27200 | 22600 | 83.09% | 1.86 | 0 | 10 |  |  |  | No | R-410A | 2.0167 | Residential & Commercial | Ducted CEE Tier 1
213204986 | Central HP <5.4 tons | TEMPSTAR | HRCU-A-CB (Split System: Heat Pump with Remote Outdoor Unit-Air-Source) | DLCURAH24ABK | ASPEN |  | D(A,C,E)36C34+TDR | *95ESN0802120A* | 23800 | 16.5 | 8.5 | 26600 | 20400 | 76.69% | 2.89 | 0 | 10.5 |  |  |  | No | R-410A | 1.9833 | Residential & Commercial | Ducted CEE Tier 1
213205013 | Central HP <5.4 tons | TEMPSTAR | HRCU-A-CB (Split System: Heat Pump with Remote Outdoor Unit-Air-Source) | DLCURAH24ABK | ASPEN |  | D(A,C,E)24B44+TDR | *96VTN0601412A* | 23200 | 16.5 | 8.5 | 25800 | 20000 | 77.52% | 2.86 | 0 | 10 |  |  |  | No | R-410A | 1.9333 | Residential & Commercial | Ducted CEE Tier 1
213821176 | Central HP <5.4 tons | TEMPSTAR | HRCU-A-CB (Split System: Heat Pump with Remote Outdoor Unit-Air-Source) | DLCURAH24ABK | ASPEN |  | D(A,C,E)24B44+TDR | *80MS(N,L)0451412A* | 23400 | 17 | 8.5 | 26200 | 20200 | 77.1% | 2.91 | 0 | 10 |  |  |  | No | R-410A | 1.95 | Residential & Commercial | Ducted CEE Tier 1
211244657 | Central HP <5.4 tons | HEIL | HRCU-A-CB (Split System: Heat Pump with Remote Outdoor Unit-Air-Source) | DLCURAH24ABK |  |  | EN(A,D)4X30L17** | *95ESN0261410A* | 23400 | 16 | 8.1 | 25800 | 24200 | 93.8% | 2 | 0 | 10 |  |  |  | No | R-410A | 1.95 | Residential & Commercial | Ducted CEE Tier 1
211241601 | Central HP <5.4 tons | HEIL | HRCU-A-CB (Split System: Heat Pump with Remote Outdoor Unit-Air-Source) | DLCURAH24ABK |  |  | EA*4X30L17A* | *96VTN0401410A* | 23200 | 16 | 8.5 | 25800 | 24200 | 93.8% | 2.02 | 0 | 10 |  |  |  | No | R-410A | 1.9333 | Residential & Commercial | Ducted CEE Tier 1
211241734 | Central HP <5.4 tons | HEIL | HRCU-A-CB (Split System: Heat Pump with Remote Outdoor Unit-Air-Source) | DLCURAH24ABK |  |  | EA*4X30L17A* | *95ESN0801716A* | 24600 | 15.5 | 8.5 | 27000 | 22400 | 82.96% | 1.82 | 0 | 10 |  |  |  | No | R-410A | 2.05 | Residential & Commercial | Ducted CEE Tier 1
211242703 | Central HP <5.4 tons | HEIL | HRCU-A-CB (Split System: Heat Pump with Remote Outdoor Unit-Air-Source) | DLCURAH24ABK |  |  | EA*4X36L21A* | *80ESU0802120A | 24600 | 17.5 | 8.5 | 26200 | 22200 | 84.73% | 1.86 | 0 | 10.5 |  |  |  | No | R-410A | 2.05 | Residential & Commercial | Ducted CEE Tier 1
211242787 | Central HP <5.4 tons | HEIL | HRCU-A-CB (Split System: Heat Pump with Remote Outdoor Unit-Air-Source) | DLCURAH24ABK |  |  | EA*4X37L17A* | *96VSN0401410A* | 24200 | 16 | 8.5 | 25600 | 21800 | 85.16% | 1.8 | 0 | 10 |  |  |  | No | R-410A | 2.0167 | Residential & Commercial | Ducted CEE Tier 1
211242068 | Central HP <5.4 tons | HEIL | HRCU-A-CB (Split System: Heat Pump with Remote Outdoor Unit-Air-Source) | DLCURAH24ABK |  |  | EA*4X36L17A* | *96VTN0601714A* | 24000 | 16.5 | 8.5 | 26000 | 22800 | 87.69% | 1.88 | 0 | 10 |  |  |  | No | R-410A | 2 | Residential & Commercial | Ducted CEE Tier 1
211242554 | Central HP <5.4 tons | HEIL | HRCU-A-CB (Split System: Heat Pump with Remote Outdoor Unit-Air-Source) | DLCURAH24ABK |  |  | EA*4X36L21A* | *80ES(N,L)0451712A* | 24200 | 17 | 8.5 | 26200 | 22600 | 86.26% | 1.86 | 0 | 10 |  |  |  | No | R-410A | 2.0167 | Residential & Commercial | Ducted CEE Tier 1
211243458 | Central HP <5.4 tons | HEIL | HRCU-A-CB (Split System: Heat Pump with Remote Outdoor Unit-Air-Source) | DLCURAH24ABK |  |  | EA*4X37L21A* | *96VTN0601714A* | 24600 | 16.5 | 8.5 | 25400 | 21000 | 82.68% | 1.78 | 0 | 10 |  |  |  | No | R-410A | 2.05 | Residential & Commercial | Ducted CEE Tier 1
211243776 | Central HP <5.4 tons | HEIL | HRCU-A-CB (Split System: Heat Pump with Remote Outdoor Unit-Air-Source) | DLCURAH24ABK |  |  | EN(A,D)4X24L14** | *96VTN0601412A* | 23200 | 16 | 8.5 | 26400 | 24600 | 93.18% | 2.04 | 0 | 10 |  |  |  | No | R-410A | 1.9333 | Residential & Commercial | Ducted CEE Tier 1
216472812 | Central HP <5.4 tons | AC PRO.COM | HRCU-A-CB (Split System: Heat Pump with Remote Outdoor Unit-Air-Source) | SPHP-Z-V018BB |  |  | AIRH-Z-V018V06C |  | 18000 | 19 | 10.1 | 18000 | 18600 | 103.3% | 2.12 | 0 | 12.5 |  |  |  | No | R-454B | 1.5 | Residential & Commercial | Ducted CEE Tier 1
211229097 | Central HP <5.4 tons | DAY & NIGHT | HRCU-A-CB (Split System: Heat Pump with Remote Outdoor Unit-Air-Source) | DLCURAH36ABK |  |  | EA*4X48L21A* | *96VSN0802120A* | 36000 | 16 | 8.5 | 38500 | 34600 | 89.87% | 2.06 | 0 | 10 |  |  |  | No | R-410A | 3 | Residential & Commercial | Ducted CEE Tier 1
211229106 | Central HP <5.4 tons | DAY & NIGHT | HRCU-A-CB (Split System: Heat Pump with Remote Outdoor Unit-Air-Source) | DLCURAH36ABK |  |  | EA*4X48L21A* | *96VSN1002120A* | 36000 | 16 | 8.5 | 38500 | 34600 | 89.87% | 2.06 | 0 | 10 |  |  |  | No | R-410A | 3 | Residential & Commercial | Ducted CEE Tier 1
211263278 | Central HP <5.4 tons | COMFORTMAKER | HRCU-A-CB (Split System: Heat Pump with Remote Outdoor Unit-Air-Source) | DLCURAH18ABK |  |  | EN(A,D)4X24L17** | *96VTN0601714A* | 17600 | 15.5 | 8.5 | 18600 | 18900 | 101.6% | 2.26 | 0 | 10.5 |  |  |  | No | R-410A | 1.4667 | Residential & Commercial | Ducted CEE Tier 1
211264314 | Central HP <5.4 tons | COMFORTMAKER | HRCU-A-CB (Split System: Heat Pump with Remote Outdoor Unit-Air-Source) | DLCURAH18ABK |  |  | EN(A,D)4X30L17** | *95ESN0601412A* | 18000 | 16 | 8.5 | 18500 | 18400 | 99.46% | 2.22 | 0 | 11 |  |  |  | No | R-410A | 1.5 | Residential & Commercial | Ducted CEE Tier 1
213076395 | Central HP <5.4 tons | CARRIER | HRCU-A-CB (Split System: Heat Pump with Remote Outdoor Unit-Air-Source) | 38MURAQ24AB3* |  |  | CNPV*2417AL* | 59TP6C060V17**16 | 23200 | 16.5 | 8.5 | 26800 | 25400 | 94.78% | 2.12 | 0 | 10 |  |  |  | No | R-410A | 1.9333 | Residential & Commercial | Ducted CEE Tier 1
211262594 | Central HP <5.4 tons | COMFORTMAKER | HRCU-A-CB (Split System: Heat Pump with Remote Outdoor Unit-Air-Source) | DLCURAH18ABK |  |  | EN(A,D)4X24L14** | *95ESN0401410A* | 17800 | 15.5 | 8.5 | 18700 | 18800 | 100.5% | 2.26 | 0 | 10.5 |  |  |  | No | R-410A | 1.4833 | Residential & Commercial | Ducted CEE Tier 1
211243522 | Central HP <5.4 tons | HEIL | HRCU-A-CB (Split System: Heat Pump with Remote Outdoor Unit-Air-Source) | DLCURAH24ABK |  |  | EA*4X37L21A* | *80ES(N,L)0702116A* | 25000 | 17 | 8.5 | 25600 | 20800 | 81.25% | 1.76 | 0 | 10.5 |  |  |  | No | R-410A | 2.0833 | Residential & Commercial | Ducted CEE Tier 1
211244010 | Central HP <5.4 tons | HEIL | HRCU-A-CB (Split System: Heat Pump with Remote Outdoor Unit-Air-Source) | DLCURAH24ABK |  |  | EN(A,D)4X24L17** | *96VTN0801716A* | 23800 | 16 | 8.5 | 26800 | 23400 | 87.31% | 1.92 | 0 | 10 |  |  |  | No | R-410A | 1.9833 | Residential & Commercial | Ducted CEE Tier 1
211244174 | Central HP <5.4 tons | HEIL | HRCU-A-CB (Split System: Heat Pump with Remote Outdoor Unit-Air-Source) | DLCURAH24ABK |  |  | EN(A,D)4X24L17** | *92ESN0801716A* | 23800 | 16.5 | 8.5 | 26800 | 23200 | 86.57% | 1.92 | 0 | 10 |  |  |  | No | R-410A | 1.9833 | Residential & Commercial | Ducted CEE Tier 1
211244461 | Central HP <5.4 tons | HEIL | HRCU-A-CB (Split System: Heat Pump with Remote Outdoor Unit-Air-Source) | DLCURAH24ABK |  |  | EN(A,D)4X30L17** | *96VSN0601412A* | 23600 | 16.5 | 8.1 | 25800 | 23800 | 92.25% | 1.98 | 0 | 10 |  |  |  | No | R-410A | 1.9667 | Residential & Commercial | Ducted CEE Tier 1
211244594 | Central HP <5.4 tons | HEIL | HRCU-A-CB (Split System: Heat Pump with Remote Outdoor Unit-Air-Source) | DLCURAH24ABK |  |  | EN(A,D)4X30L17** | *80VTL0701716A* | 24200 | 17 | 8.1 | 26200 | 23000 | 87.79% | 1.9 | 0 | 10.5 |  |  |  | No | R-410A | 2.0167 | Residential & Commercial | Ducted CEE Tier 1
215912464 | Central HP <5.4 tons | YORK | HRCU-A-CB (Split System: Heat Pump with Remote Outdoor Unit-Air-Source) | HH860E2S11 | ASPEN |  | C(A,C,D,E)60A3K+TDR | Y81E100C16SMPS1 | 41000 | 17 | 8.5 | 43500 | 33200 | 76.32% | 2 | 0 | 11.7 |  |  |  | No | R-454B | 3.4167 | Residential & Commercial | Ducted CEE Tier 1
211941021 | Central HP <5.4 tons | CARRIER | HRCU-A-CB (Split System: Heat Pump with Remote Outdoor Unit-Air-Source) | 25VNA424A*031* | ADP |  | H,PG34936 | 59TN6B060C17**14 | 23400 | 20 | 10.5 | 25000 | 19500 | 78% | 2.44 | 0 | 13 |  |  |  | No | R-410A | 1.95 | Residential & Commercial | Ducted CEE Tier 1
215912475 | Central HP <5.4 tons | YORK | HRCU-A-CB (Split System: Heat Pump with Remote Outdoor Unit-Air-Source) | HH860E2S11 | ASPEN |  | D(A,C,E)60A3K+TDR | Y81E120C16SMPS1 | 41000 | 18 | 8.5 | 43000 | 33000 | 76.74% | 2 | 0 | 11.7 |  |  |  | No | R-454B | 3.4167 | Residential & Commercial | Ducted CEE Tier 1
207706565 | Central HP <5.4 tons | DIRECT AIR | HRCU-A-CB (Split System: Heat Pump with Remote Outdoor Unit-Air-Source) | DIRM-30MAGICPRO20-OU |  |  | DIRM-30MAGICPRO20-AH |  | 30000 | 16.2 | 8.9 | 33000 | 24000 | 72.73% | 1.8 | 11 | 10 |  |  |  | No | R-410A | 2.5 | Residential & Commercial | Ducted CEE Tier 1
215939775 | Central HP <5.4 tons | BRYANT HEATING AND COOLING SYSTEMS | HRCU-A-CB (Split System: Heat Pump with Remote Outdoor Unit-Air-Source) | 293VAN036**AA* |  |  | CAA**4821AM*+UI | 987TA66100C21*** | 33400 | 20 | 9.5 | 34400 | 26200 | 76.16% | 2.04 | 0 | 11.7 |  |  |  | No | R-454B | 2.7833 | Residential & Commercial | Ducted CEE Tier 1
215939905 | Central HP <5.4 tons | BRYANT HEATING AND COOLING SYSTEMS | HRCU-A-CB (Split System: Heat Pump with Remote Outdoor Unit-Air-Source) | 293VAN036**AA* |  |  | CAA**6124AM*+UI | 987TA60080C21*** | 34400 | 20.5 | 9.5 | 34400 | 26000 | 75.58% | 2.06 | 0 | 12 |  |  |  | No | R-454B | 2.8667 | Residential & Commercial | Ducted CEE Tier 1
215940675 | Central HP <5.4 tons | BRYANT HEATING AND COOLING SYSTEMS | HRCU-A-CB (Split System: Heat Pump with Remote Outdoor Unit-Air-Source) | 293VAN036**AA* |  |  | CVAVA4221XMA*+UI | 987TA66100C21*** | 34400 | 21 | 8.5 | 38500 | 28000 | 72.73% | 2.06 | 0 | 12 |  |  |  | No | R-454B | 2.8667 | Residential & Commercial | Ducted CEE Tier 1
215940725 | Central HP <5.4 tons | BRYANT HEATING AND COOLING SYSTEMS | HRCU-A-CB (Split System: Heat Pump with Remote Outdoor Unit-Air-Source) | 293VAN036**AA* |  |  | CVAVA4824XMA*+UI | 986TD60080C21*** | 35000 | 21 | 8.5 | 38500 | 28400 | 73.77% | 2.04 | 0 | 12 |  |  |  | No | R-454B | 2.9167 | Residential & Commercial | Ducted CEE Tier 1
213881425 | Central HP <5.4 tons | CARRIER | HRCU-A-CB (Split System: Heat Pump with Remote Outdoor Unit-Air-Source) | 38MURAQ36AB3* | ADP |  | V,C36H175P159 | 58TP*B070V17**16 | 35200 | 16 | 8.1 | 36800 | 34600 | 94.02% | 1.94 | 0 | 10 |  |  |  | No | R-410A | 2.9333 | Residential & Commercial | Ducted CEE Tier 1
212983515 | Central HP <5.4 tons | TEMPSTAR | HRCU-A-CB (Split System: Heat Pump with Remote Outdoor Unit-Air-Source) | DLCURAH24ABK |  |  | EA*4X24L14A* | *92MSN0601412A* | 23600 | 16.5 | 8.5 | 27000 | 25400 | 94.07% | 2.12 | 0 | 10 |  |  |  | No | R-410A | 1.9667 | Residential & Commercial | Ducted CEE Tier 1
211243842 | Central HP <5.4 tons | HEIL | HRCU-A-CB (Split System: Heat Pump with Remote Outdoor Unit-Air-Source) | DLCURAH24ABK |  |  | EN(A,D)4X24L17** | *80VSL0451412A* | 23800 | 16 | 8.5 | 26800 | 23200 | 86.57% | 1.9 | 0 | 10 |  |  |  | No | R-410A | 1.9833 | Residential & Commercial | Ducted CEE Tier 1
212979831 | Central HP <5.4 tons | TEMPSTAR | HRCU-A-CB (Split System: Heat Pump with Remote Outdoor Unit-Air-Source) | DLCURAH24ABK |  |  | EA*4X25L17A* | *80MS(N,L)0901714A* | 24200 | 17 | 8.5 | 25200 | 21800 | 86.51% | 1.82 | 0 | 10 |  |  |  | No | R-410A | 2.0167 | Residential & Commercial | Ducted CEE Tier 1
212979867 | Central HP <5.4 tons | TEMPSTAR | HRCU-A-CB (Split System: Heat Pump with Remote Outdoor Unit-Air-Source) | DLCURAH24ABK |  |  | EA*4X36L21A* | *80MS(N,L)0901714A* | 23800 | 17.5 | 8.5 | 26200 | 23600 | 90.08% | 1.98 | 0 | 10 |  |  |  | No | R-410A | 1.9833 | Residential & Commercial | Ducted CEE Tier 1
215939705 | Central HP <5.4 tons | BRYANT HEATING AND COOLING SYSTEMS | HRCU-A-CB (Split System: Heat Pump with Remote Outdoor Unit-Air-Source) | 293VAN036**AA* |  |  | CAA**4221AM*+UI | 987TA66100C21*** | 32800 | 20 | 9.5 | 34800 | 26600 | 76.44% | 2 | 0 | 11.5 |  |  |  | No | R-454B | 2.7333 | Residential & Commercial | Ducted CEE Tier 1
215939755 | Central HP <5.4 tons | BRYANT HEATING AND COOLING SYSTEMS | HRCU-A-CB (Split System: Heat Pump with Remote Outdoor Unit-Air-Source) | 293VAN036**AA* |  |  | CAA**4821AM*+UI | 987TA42080C17*** | 33200 | 19.5 | 9.5 | 35000 | 26800 | 76.57% | 2.02 | 0 | 11 |  |  |  | No | R-454B | 2.7667 | Residential & Commercial | Ducted CEE Tier 1
215939955 | Central HP <5.4 tons | BRYANT HEATING AND COOLING SYSTEMS | HRCU-A-CB (Split System: Heat Pump with Remote Outdoor Unit-Air-Source) | 293VAN036**AA* |  |  | CSAH*3612AM*+UI | 83*CB48060C17*** | 33400 | 19 | 9 | 34800 | 26600 | 76.44% | 1.92 | 0 | 11.5 |  |  |  | No | R-454B | 2.7833 | Residential & Commercial | Ducted CEE Tier 1
215940125 | Central HP <5.4 tons | BRYANT HEATING AND COOLING SYSTEMS | HRCU-A-CB (Split System: Heat Pump with Remote Outdoor Unit-Air-Source) | 293VAN036**AA* |  |  | CSAH*4812AM*+UI | 987TA42060C17*** | 33400 | 18.5 | 9 | 35400 | 27200 | 76.84% | 1.92 | 0 | 10.5 |  |  |  | No | R-454B | 2.7833 | Residential & Commercial | Ducted CEE Tier 1
215934447 | Central HP <5.4 tons | AIRQUEST | HRCU-A-CB (Split System: Heat Pump with Remote Outdoor Unit-Air-Source) | H5H3V48*K*AAA* |  |  | ESH5X48M12A*+WALLCON | *80CTL0901716B* | 43500 | 20 | 9 | 48500 | 35800 | 73.81% | 1.86 | 0 | 11 |  |  |  | No | R-454B | 3.625 | Residential & Commercial | Ducted CEE Tier 1
214391668 | Central HP <5.4 tons | RUUD | HRCU-A-CB (Split System: Heat Pump with Remote Outdoor Unit-Air-Source) | RP15AZ24AJ2N | ASPEN |  | CP31A34+TDR | R802V1004A17UHN | 22400 | 16 | 8.3 | 23000 | 17000 | 73.91% | 3.04 | 0 | 11.9 |  |  |  | No | R-410A | 1.8667 | Residential & Commercial | Ducted CEE Tier 1
214391703 | Central HP <5.4 tons | RUUD | HRCU-A-CB (Split System: Heat Pump with Remote Outdoor Unit-Air-Source) | RP15AZ24AJ2N | ASPEN |  | CP37A34+TDR | U97MV0703A17DHS | 22400 | 15.6 | 8.3 | 23000 | 16500 | 71.74% | 2.9 | 0 | 11.9 |  |  |  | No | R-410A | 1.8667 | Residential & Commercial | Ducted CEE Tier 1
215940225 | Central HP <5.4 tons | BRYANT HEATING AND COOLING SYSTEMS | HRCU-A-CB (Split System: Heat Pump with Remote Outdoor Unit-Air-Source) | 293VAN036**AA* |  |  | CSAH*6012AM*+UI | 987TA60080C21*** | 34200 | 19.5 | 9 | 34200 | 26000 | 76.02% | 1.96 | 0 | 11.7 |  |  |  | No | R-454B | 2.85 | Residential & Commercial | Ducted CEE Tier 1
215940325 | Central HP <5.4 tons | BRYANT HEATING AND COOLING SYSTEMS | HRCU-A-CB (Split System: Heat Pump with Remote Outdoor Unit-Air-Source) | 293VAN036**AA* |  |  | CVAMA4921XMA*+UI | 986TD60080C21*** | 35600 | 21.5 | 8.5 | 38000 | 28600 | 75.26% | 2.04 | 0 | 12 |  |  |  | No | R-454B | 2.9667 | Residential & Commercial | Ducted CEE Tier 1
215940625 | Central HP <5.4 tons | BRYANT HEATING AND COOLING SYSTEMS | HRCU-A-CB (Split System: Heat Pump with Remote Outdoor Unit-Air-Source) | 293VAN036**AA* |  |  | CVAVA4221XMA*+UI | 83*CB36040C17*** | 34600 | 21 | 8.5 | 38500 | 28000 | 72.73% | 2.04 | 0 | 12 |  |  |  | No | R-454B | 2.8833 | Residential & Commercial | Ducted CEE Tier 1
215940925 | Central HP <5.4 tons | BRYANT HEATING AND COOLING SYSTEMS | HRCU-A-CB (Split System: Heat Pump with Remote Outdoor Unit-Air-Source) | 293VAN036**AA* |  |  | CVAVA6124XMA*+UI | 987TA66120C24*** | 36000 | 22 | 8.5 | 37600 | 28400 | 75.53% | 2.04 | 0 | 12.5 |  |  |  | No | R-454B | 3 | Residential & Commercial | Ducted CEE Tier 1
211262661 | Central HP <5.4 tons | COMFORTMAKER | HRCU-A-CB (Split System: Heat Pump with Remote Outdoor Unit-Air-Source) | DLCURAH18ABK |  |  | EN(A,D)4X24L14** | *96VTN0601412A* | 17900 | 15.5 | 8.5 | 18800 | 18700 | 99.47% | 2.26 | 0 | 11 |  |  |  | No | R-410A | 1.4917 | Residential & Commercial | Ducted CEE Tier 1
211262794 | Central HP <5.4 tons | COMFORTMAKER | HRCU-A-CB (Split System: Heat Pump with Remote Outdoor Unit-Air-Source) | DLCURAH18ABK |  |  | EN(A,D)4X24L17** | *80VSL0451412A* | 17700 | 16 | 8.5 | 18600 | 18800 | 101.1% | 2.26 | 0 | 10.5 |  |  |  | No | R-410A | 1.475 | Residential & Commercial | Ducted CEE Tier 1
211263396 | Central HP <5.4 tons | COMFORTMAKER | HRCU-A-CB (Split System: Heat Pump with Remote Outdoor Unit-Air-Source) | DLCURAH18ABK |  |  | EN(A,D)4X24L17** | *92ESN0601714A* | 17700 | 16 | 8.5 | 18500 | 18800 | 101.6% | 2.26 | 0 | 11 |  |  |  | No | R-410A | 1.475 | Residential & Commercial | Ducted CEE Tier 1
211263513 | Central HP <5.4 tons | COMFORTMAKER | HRCU-A-CB (Split System: Heat Pump with Remote Outdoor Unit-Air-Source) | DLCURAH18ABK |  |  | EN(A,D)4X24L17** | *80ESU0601716A | 18500 | 16 | 8.5 | 19400 | 18500 | 95.36% | 2.24 | 0 | 11 |  |  |  | No | R-410A | 1.5417 | Residential & Commercial | Ducted CEE Tier 1
211264764 | Central HP <5.4 tons | COMFORTMAKER | HRCU-A-CB (Split System: Heat Pump with Remote Outdoor Unit-Air-Source) | DLCURAH18ABK |  |  | FEM4P18**AL |  | 17400 | 16 | 8.5 | 18300 | 19400 | 106% | 2.34 | 0 | 10.5 |  |  |  | No | R-410A | 1.45 | Residential & Commercial | Ducted CEE Tier 1
211265016 | Central HP <5.4 tons | COMFORTMAKER | HRCU-A-CB (Split System: Heat Pump with Remote Outdoor Unit-Air-Source) | DLCURAH18ABK |  |  | FM(C,U)4Z30**AL* |  | 18000 | 17.5 | 8.5 | 18500 | 18900 | 102.2% | 2.3 | 0 | 11 |  |  |  | No | R-410A | 1.5 | Residential & Commercial | Ducted CEE Tier 1
212544187 | Central HP <5.4 tons | DAY & NIGHT | HRCU-A-CB (Split System: Heat Pump with Remote Outdoor Unit-Air-Source) | DLCURAH18ABK | ADP |  | FG80936 | *96VSN0401712A* | 17900 | 15.2 | 8.5 | 16900 | 18100 | 107.1% | 2.22 | 0 | 10.5 |  |  |  | No | R-410A | 1.4917 | Residential & Commercial | Ducted CEE Tier 1
214627796 | Central HP <5.4 tons | CARRIER | HRCU-A-CB (Split System: Heat Pump with Remote Outdoor Unit-Air-Source) | 38MURAQ18AB3* | ADP |  | PL36H175P159 | 59SU5B040M17**12 | 17400 | 16 | 8.1 | 16400 | 18300 | 111.6% | 2.24 | 0 | 11 |  |  |  | No | R-410A | 1.45 | Residential & Commercial | Ducted CEE Tier 1
214627826 | Central HP <5.4 tons | CARRIER | HRCU-A-CB (Split System: Heat Pump with Remote Outdoor Unit-Air-Source) | 38MURAQ18AB3* | ADP |  | V,C36H175P149 | 59SU5B060M17**16 | 17300 | 16 | 8.5 | 16600 | 19000 | 114.5% | 2.34 | 0 | 10.5 |  |  |  | No | R-410A | 1.4417 | Residential & Commercial | Ducted CEE Tier 1
213160453 | Central HP <5.4 tons | DIRECT AIR | HRCU-A-C (Split System: Heat Pump with Remote Outdoor Unit with No Indoor Fan --Air Source) | DIRM-60MAGICPRO20-OU |  |  | DIRM-60MAGICPRO20-COIL** |  | 45000 | 15.2 | 9.2 | 55000 | 46500 | 84.55% | 1.8 | 0 | 10 |  |  |  | No | R-410A | 3.75 | Residential & Commercial | Ducted CEE Tier 1
215934497 | Central HP <5.4 tons | AIRQUEST | HRCU-A-CB (Split System: Heat Pump with Remote Outdoor Unit-Air-Source) | H5H3V48*K*AAA* |  |  | ESH5X48M12A*+WALLCON | *97CMN1002122B* | 44000 | 20 | 9 | 48500 | 36400 | 75.05% | 1.82 | 0 | 10.5 |  |  |  | No | R-454B | 3.6667 | Residential & Commercial | Ducted CEE Tier 1
215932557 | Central HP <5.4 tons | AIRQUEST | HRCU-A-CB (Split System: Heat Pump with Remote Outdoor Unit-Air-Source) | H5H3V36*K*AAA* |  |  | EA*5X60M24A*+WALLCON | *80CTL1102120B* | 34000 | 20.5 | 9.5 | 34000 | 25800 | 75.88% | 2.04 | 0 | 12 |  |  |  | No | R-454B | 2.8333 | Residential & Commercial | Ducted CEE Tier 1
215932707 | Central HP <5.4 tons | AIRQUEST | HRCU-A-CB (Split System: Heat Pump with Remote Outdoor Unit-Air-Source) | H5H3V36*K*AAA* |  |  | EA*5X61M21A*+WALLCON | *80CTL0702120B* | 34400 | 20.5 | 9 | 34400 | 26200 | 76.16% | 1.96 | 0 | 11.7 |  |  |  | No | R-454B | 2.8667 | Residential & Commercial | Ducted CEE Tier 1
215932807 | Central HP <5.4 tons | AIRQUEST | HRCU-A-CB (Split System: Heat Pump with Remote Outdoor Unit-Air-Source) | H5H3V36*K*AAA* |  |  | EA*5X61M21A*+WALLCON | *97CMN1002122B* | 34400 | 20.5 | 9.5 | 34200 | 26000 | 76.02% | 2.06 | 0 | 12 |  |  |  | No | R-454B | 2.8667 | Residential & Commercial | Ducted CEE Tier 1
211941019 | Central HP <5.4 tons | CARRIER | HRCU-A-CB (Split System: Heat Pump with Remote Outdoor Unit-Air-Source) | 25VNA424A*031* | ADP |  | H,PG34936 | 59MN7B060C17**14 | 23200 | 19 | 10.5 | 25200 | 19600 | 77.78% | 2.42 | 0 | 13 |  |  |  | No | R-410A | 1.9333 | Residential & Commercial | Ducted CEE Tier 1
215488122 | Central HP <5.4 tons | GOODMAN | HRCU-A-CB (Split System: Heat Pump with Remote Outdoor Unit-Air-Source) | GZV7SA4810A* |  |  | CHPEA4830*3A* | G*VM970804CNB* | 45500 | 16.2 | 8.5 | 46000 | 33600 | 73.04% | 2 | 0 | 10 |  |  |  | No | R-32 | 3.7917 | Residential & Commercial | Ducted CEE Tier 1
216035486 | Central HP <5.4 tons | COLEMAN | HRCU-A-CB (Split System: Heat Pump with Remote Outdoor Unit-Air-Source) | HH860E2S11 | ASPEN |  | AE*L+CM59A4J+TDR |  | 43000 | 18 | 8.5 | 45500 | 39000 | 85.71% | 2.86 | 0 | 11.7 |  |  |  | No | R-454B | 3.5833 | Residential & Commercial | Ducted CEE Tier 1
215934017 | Central HP <5.4 tons | AIRQUEST | HRCU-A-CB (Split System: Heat Pump with Remote Outdoor Unit-Air-Source) | H5H3V48*K*AAA* |  |  | EA*5X48M21A*+WALLCON | *80CTL1102120B* | 44000 | 21 | 9.5 | 48000 | 36400 | 75.83% | 1.92 | 0 | 11 |  |  |  | No | R-454B | 3.6667 | Residential & Commercial | Ducted CEE Tier 1
215488056 | Central HP <5.4 tons | GOODMAN | HRCU-A-CB (Split System: Heat Pump with Remote Outdoor Unit-Air-Source) | GZV7SA3610A* |  |  | CA*EA4830*3A* | G*VC801005C*A* | 34800 | 18.5 | 8.5 | 35000 | 28400 | 81.14% | 2 | 0 | 10.5 |  |  |  | No | R-32 | 2.9 | Residential & Commercial | Ducted CEE Tier 1
215488072 | Central HP <5.4 tons | GOODMAN | HRCU-A-CB (Split System: Heat Pump with Remote Outdoor Unit-Air-Source) | GZV7SA3610A* |  |  | CHPEA4830*3A* | G*VC800805C*A* | 35000 | 18.5 | 8.1 | 35000 | 28400 | 81.14% | 2 | 0 | 10.5 |  |  |  | No | R-32 | 2.9167 | Residential & Commercial | Ducted CEE Tier 1
215488073 | Central HP <5.4 tons | GOODMAN | HRCU-A-CB (Split System: Heat Pump with Remote Outdoor Unit-Air-Source) | GZV7SA3610A* |  |  | CHPEA4830*3A* | G*VC800804C*A* | 35000 | 18.5 | 8.1 | 35000 | 28400 | 81.14% | 2 | 0 | 10.5 |  |  |  | No | R-32 | 2.9167 | Residential & Commercial | Ducted CEE Tier 1
215488140 | Central HP <5.4 tons | GOODMAN | HRCU-A-CB (Split System: Heat Pump with Remote Outdoor Unit-Air-Source) | GZV6SA1810A* |  |  | CA*EA3022*3A* | G*VC960803BNB* | 17000 | 19 | 8.8 | 16800 | 13000 | 77.38% | 2.1 | 0 | 12 |  |  |  | No | R-32 | 1.4167 | Residential & Commercial | Ducted CEE Tier 1
215940455 | Central HP <5.4 tons | BRYANT HEATING AND COOLING SYSTEMS | HRCU-A-CB (Split System: Heat Pump with Remote Outdoor Unit-Air-Source) | 293VAN036**AA* |  |  | CVAMA6021XMA*+UI | 987TA66100C21*** | 35600 | 22 | 8.5 | 38000 | 28600 | 75.26% | 2.02 | 0 | 12.5 |  |  |  | No | R-454B | 2.9667 | Residential & Commercial | Ducted CEE Tier 1
213613460 | Central HP <5.4 tons | PAYNE HEATING AND COOLING | HRCU-A-CB (Split System: Heat Pump with Remote Outdoor Unit-Air-Source) | 38MURAQ18AB3* | ASPEN |  | L(E,G)M24J4 |  | 18000 | 15.2 | 9 | 19300 | 18300 | 94.82% | 2.2 | 0 | 10 |  |  |  | No | R-410A | 1.5 | Residential & Commercial | Ducted CEE Tier 1
215932827 | Central HP <5.4 tons | AIRQUEST | HRCU-A-CB (Split System: Heat Pump with Remote Outdoor Unit-Air-Source) | H5H3V36*K*AAA* |  |  | EA*5X61M21A*+WALLCON | *96CTN0801714B* | 34200 | 20 | 9 | 34600 | 26400 | 76.3% | 1.94 | 0 | 11.5 |  |  |  | No | R-454B | 2.85 | Residential & Commercial | Ducted CEE Tier 1
211230643 | Central HP <5.4 tons | DAY & NIGHT | HRCU-A-CB (Split System: Heat Pump with Remote Outdoor Unit-Air-Source) | DLCURAH36ABK |  |  | EN(A,D)4X48L24** | *95ESN0802120A* | 36800 | 15.5 | 8.1 | 39500 | 35000 | 88.61% | 2.06 | 0 | 10.5 |  |  |  | No | R-410A | 3.0667 | Residential & Commercial | Ducted CEE Tier 1
211230920 | Central HP <5.4 tons | DAY & NIGHT | HRCU-A-CB (Split System: Heat Pump with Remote Outdoor Unit-Air-Source) | DLCURAH36ABK |  |  | FXM4X42**AL |  | 36000 | 16 | 8.1 | 38500 | 34800 | 90.39% | 1.94 | 0 | 10 |  |  |  | No | R-410A | 3 | Residential & Commercial | Ducted CEE Tier 1
215933497 | Central HP <5.4 tons | AIRQUEST | HRCU-A-CB (Split System: Heat Pump with Remote Outdoor Unit-Air-Source) | H5H3V36*K*AAA* |  |  | ESH5X42M12A*+WALLCON | *96CTN1202422B* | 33600 | 19 | 9 | 34600 | 26600 | 76.88% | 1.94 | 0 | 11.5 |  |  |  | No | R-454B | 2.8 | Residential & Commercial | Ducted CEE Tier 1
215933747 | Central HP <5.4 tons | AIRQUEST | HRCU-A-CB (Split System: Heat Pump with Remote Outdoor Unit-Air-Source) | H5H3V36*K*AAA* |  |  | ESH5X60M12A*+WALLCON | *80CTL0451712B* | 33800 | 19 | 9 | 35200 | 26800 | 76.14% | 1.92 | 0 | 11 |  |  |  | No | R-454B | 2.8167 | Residential & Commercial | Ducted CEE Tier 1
215933547 | Central HP <5.4 tons | AIRQUEST | HRCU-A-CB (Split System: Heat Pump with Remote Outdoor Unit-Air-Source) | H5H3V36*K*AAA* |  |  | ESH5X48M12A*+WALLCON | *80CTL0701412B* | 33600 | 19 | 9 | 35200 | 27000 | 76.7% | 1.9 | 0 | 11 |  |  |  | No | R-454B | 2.8 | Residential & Commercial | Ducted CEE Tier 1
211227829 | Central HP <5.4 tons | DAY & NIGHT | HRCU-A-CB (Split System: Heat Pump with Remote Outdoor Unit-Air-Source) | DLCURAH36ABK |  |  | EA*4X42L24A* | *80ES(N,L)1102420A* | 35400 | 16.5 | 8.1 | 38500 | 35000 | 90.91% | 1.88 | 0 | 10 |  |  |  | No | R-410A | 2.95 | Residential & Commercial | Ducted CEE Tier 1
211228216 | Central HP <5.4 tons | DAY & NIGHT | HRCU-A-CB (Split System: Heat Pump with Remote Outdoor Unit-Air-Source) | DLCURAH36ABK |  |  | EA*4X43L21A* | *80ES(N,L)0451712A* | 36000 | 15.5 | 8.5 | 38500 | 34800 | 90.39% | 2.06 | 0 | 10 |  |  |  | No | R-410A | 3 | Residential & Commercial | Ducted CEE Tier 1
212980165 | Central HP <5.4 tons | TEMPSTAR | HRCU-A-CB (Split System: Heat Pump with Remote Outdoor Unit-Air-Source) | DLCURAH36ABK |  |  | EA*4X48L21A* | *80MS(N,L)0902116A* | 35600 | 16.5 | 8.5 | 37800 | 34600 | 91.53% | 2.02 | 0 | 10 |  |  |  | No | R-410A | 2.9667 | Residential & Commercial | Ducted CEE Tier 1
211228347 | Central HP <5.4 tons | DAY & NIGHT | HRCU-A-CB (Split System: Heat Pump with Remote Outdoor Unit-Air-Source) | DLCURAH36ABK |  |  | EA*4X43L21A* | *80ESU0601716A | 37200 | 16 | 8.5 | 38500 | 34800 | 90.39% | 2.12 | 0 | 10 |  |  |  | No | R-410A | 3.1 | Residential & Commercial | Ducted CEE Tier 1
215934897 | Central HP <5.4 tons | AIRQUEST | HRCU-A-CB (Split System: Heat Pump with Remote Outdoor Unit-Air-Source) | H5H3V36*K*AAA* |  |  | EVM5X44M21A*+WALLCON | *97CMN0602120B* | 35400 | 21 | 8.5 | 38500 | 29000 | 75.32% | 2.02 | 0 | 12 |  |  |  | No | R-454B | 2.95 | Residential & Commercial | Ducted CEE Tier 1
215932837 | Central HP <5.4 tons | AIRQUEST | HRCU-A-CB (Split System: Heat Pump with Remote Outdoor Unit-Air-Source) | H5H3V36*K*AAA* |  |  | EA*5X61M21A*+WALLCON | *96CTN1002122B* | 34400 | 20.5 | 9.5 | 34200 | 26000 | 76.02% | 2.06 | 0 | 12 |  |  |  | No | R-454B | 2.8667 | Residential & Commercial | Ducted CEE Tier 1
215488164 | Central HP <5.4 tons | GOODMAN | HRCU-A-CB (Split System: Heat Pump with Remote Outdoor Unit-Air-Source) | GZV6SA1810A* |  |  | CA*EA3022*3A* | G*VM970803BNB* | 17000 | 19 | 8.8 | 16800 | 13000 | 77.38% | 2.1 | 0 | 12 |  |  |  | No | R-32 | 1.4167 | Residential & Commercial | Ducted CEE Tier 1
215933187 | Central HP <5.4 tons | AIRQUEST | HRCU-A-CB (Split System: Heat Pump with Remote Outdoor Unit-Air-Source) | H5H3V36*K*AAA* |  |  | ESH5X36M12A*+WALLCON | *97CMN0801714B* | 33000 | 18.5 | 9 | 35600 | 27200 | 76.4% | 1.92 | 0 | 10.5 |  |  |  | No | R-454B | 2.75 | Residential & Commercial | Ducted CEE Tier 1
215933257 | Central HP <5.4 tons | AIRQUEST | HRCU-A-CB (Split System: Heat Pump with Remote Outdoor Unit-Air-Source) | H5H3V36*K*AAA* |  |  | ESH5X36M12A*+WALLCON | *96CTN1002122B* | 33400 | 19 | 9 | 34800 | 26600 | 76.44% | 1.92 | 0 | 11 |  |  |  | No | R-454B | 2.7833 | Residential & Commercial | Ducted CEE Tier 1
215933807 | Central HP <5.4 tons | AIRQUEST | HRCU-A-CB (Split System: Heat Pump with Remote Outdoor Unit-Air-Source) | H5H3V36*K*AAA* |  |  | ESH5X60M12A*+WALLCON | *80CTL1102120B* | 34200 | 19.5 | 9 | 34400 | 26000 | 75.58% | 1.96 | 0 | 11.7 |  |  |  | No | R-454B | 2.85 | Residential & Commercial | Ducted CEE Tier 1
213821314 | Central HP <5.4 tons | TEMPSTAR | HRCU-A-CB (Split System: Heat Pump with Remote Outdoor Unit-Air-Source) | DLCURAH24ABK | ASPEN |  | D(A,C,E)36B34+TDR | *96VTN0601412B* | 23400 | 17 | 8.5 | 26200 | 20200 | 77.1% | 2.89 | 0 | 10 |  |  |  | No | R-410A | 1.95 | Residential & Commercial | Ducted CEE Tier 1
213821329 | Central HP <5.4 tons | TEMPSTAR | HRCU-A-CB (Split System: Heat Pump with Remote Outdoor Unit-Air-Source) | DLCURAH24ABK | ASPEN |  | D(A,C,E)36B34+TDR | *96VTN0802120B* | 23800 | 17 | 8.5 | 26400 | 20200 | 76.52% | 2.92 | 0 | 10 |  |  |  | No | R-410A | 1.9833 | Residential & Commercial | Ducted CEE Tier 1
212982298 | Central HP <5.4 tons | TEMPSTAR | HRCU-A-CB (Split System: Heat Pump with Remote Outdoor Unit-Air-Source) | DLCURAH24ABK |  |  | EA*4X36L21A* | *80MSU0401712A* | 23600 | 17 | 8.5 | 25800 | 23200 | 89.92% | 1.94 | 0 | 10 |  |  |  | No | R-410A | 1.9667 | Residential & Commercial | Ducted CEE Tier 1
211912005 | Central HP <5.4 tons | CARRIER | HRCU-A-CB (Split System: Heat Pump with Remote Outdoor Unit-Air-Source) | 38MURAQ24AB3* | ADP |  | CDP29H15P+TXV | 59SC2D080E17**16 | 23800 | 17 | 8.5 | 25200 | 23800 | 94.44% | 1.96 | 0 | 10 |  |  |  | No | R-410A | 1.9833 | Residential & Commercial | Ducted CEE Tier 1
214628439 | Central HP <5.4 tons | CARRIER | HRCU-A-CB (Split System: Heat Pump with Remote Outdoor Unit-Air-Source) | 38MURAQ24AB3* | ADP |  | PL36H175P159 | 59SC6A060M17**16 | 23600 | 17 | 9 | 24200 | 23200 | 95.87% | 1.96 | 0 | 10 |  |  |  | No | R-410A | 1.9667 | Residential & Commercial | Ducted CEE Tier 1
214628462 | Central HP <5.4 tons | CARRIER | HRCU-A-CB (Split System: Heat Pump with Remote Outdoor Unit-Air-Source) | 38MURAQ24AB3* | ADP |  | PL36H175P149 | 59SU5B040M17**12 | 23200 | 17 | 8.5 | 24400 | 24000 | 98.36% | 2.02 | 0 | 10 |  |  |  | No | R-410A | 1.9333 | Residential & Commercial | Ducted CEE Tier 1
214628464 | Central HP <5.4 tons | CARRIER | HRCU-A-CB (Split System: Heat Pump with Remote Outdoor Unit-Air-Source) | 38MURAQ24AB3* | ADP |  | V,C36H175P149 | 59SU5B040M17**12 | 23200 | 17 | 8.5 | 24400 | 24000 | 98.36% | 2.02 | 0 | 10 |  |  |  | No | R-410A | 1.9333 | Residential & Commercial | Ducted CEE Tier 1
211264522 | Central HP <5.4 tons | COMFORTMAKER | HRCU-A-CB (Split System: Heat Pump with Remote Outdoor Unit-Air-Source) | DLCURAH18ABK |  |  | EN(A,D)4X30L17** | *80ES(N,L)0701712A* | 18200 | 16.5 | 8.5 | 18700 | 18300 | 97.86% | 2.22 | 0 | 11 |  |  |  | No | R-410A | 1.5167 | Residential & Commercial | Ducted CEE Tier 1
212983685 | Central HP <5.4 tons | TEMPSTAR | HRCU-A-CB (Split System: Heat Pump with Remote Outdoor Unit-Air-Source) | DLCURAH18ABK |  |  | EA*4X30L17A* | *92MSN0601412A* | 17400 | 16.5 | 8.5 | 18000 | 19800 | 110% | 2.38 | 0 | 10.5 |  |  |  | No | R-410A | 1.45 | Residential & Commercial | Ducted CEE Tier 1
213881439 | Central HP <5.4 tons | CARRIER | HRCU-A-CB (Split System: Heat Pump with Remote Outdoor Unit-Air-Source) | 38MURAQ36AB3* | ADP |  | PL36H210P299 | 58TP*B090V21**20 | 36800 | 16 | 8.5 | 36800 | 34600 | 94.02% | 2.08 | 0 | 10 |  |  |  | No | R-410A | 3.0667 | Residential & Commercial | Ducted CEE Tier 1
215939995 | Central HP <5.4 tons | BRYANT HEATING AND COOLING SYSTEMS | HRCU-A-CB (Split System: Heat Pump with Remote Outdoor Unit-Air-Source) | 293VAN036**AA* |  |  | CSAH*3612AM*+UI | 987TA66100C21*** | 33400 | 19 | 9 | 34800 | 26600 | 76.44% | 1.92 | 0 | 11 |  |  |  | No | R-454B | 2.7833 | Residential & Commercial | Ducted CEE Tier 1
215940045 | Central HP <5.4 tons | BRYANT HEATING AND COOLING SYSTEMS | HRCU-A-CB (Split System: Heat Pump with Remote Outdoor Unit-Air-Source) | 293VAN036**AA* |  |  | CSAH*4212AM*+UI | 987TA42060C17*** | 33200 | 18.5 | 9 | 35600 | 27200 | 76.4% | 1.92 | 0 | 10.5 |  |  |  | No | R-454B | 2.7667 | Residential & Commercial | Ducted CEE Tier 1
215940095 | Central HP <5.4 tons | BRYANT HEATING AND COOLING SYSTEMS | HRCU-A-CB (Split System: Heat Pump with Remote Outdoor Unit-Air-Source) | 293VAN036**AA* |  |  | CSAH*4812AM*+UI | 986TD60080C21*** | 33800 | 19.5 | 9 | 34800 | 26600 | 76.44% | 1.94 | 0 | 11.5 |  |  |  | No | R-454B | 2.8167 | Residential & Commercial | Ducted CEE Tier 1
215488057 | Central HP <5.4 tons | GOODMAN | HRCU-A-CB (Split System: Heat Pump with Remote Outdoor Unit-Air-Source) | GZV7SA3610A* |  |  | CA*EA4830*3A* | G*VC800805D*A* | 34800 | 18.5 | 8.5 | 35000 | 28400 | 81.14% | 2 | 0 | 10.5 |  |  |  | No | R-32 | 2.9 | Residential & Commercial | Ducted CEE Tier 1
211245613 | Central HP <5.4 tons | DAY & NIGHT | HRCU-A-CB (Split System: Heat Pump with Remote Outdoor Unit-Air-Source) | DLCURAH24ABK |  |  | EN(A,D)4X36L21** | *80ES(N,L)0702116A* | 24200 | 17 | 8.1 | 26200 | 22800 | 87.02% | 1.9 | 0 | 10.5 |  |  |  | No | R-410A | 2.0167 | Residential & Commercial | Ducted CEE Tier 1
211245797 | Central HP <5.4 tons | DAY & NIGHT | HRCU-A-CB (Split System: Heat Pump with Remote Outdoor Unit-Air-Source) | DLCURAH24ABK |  |  | FEM4P30**AL |  | 24000 | 17 | 8.5 | 26200 | 23400 | 89.31% | 1.94 | 0 | 10 |  |  |  | No | R-410A | 2 | Residential & Commercial | Ducted CEE Tier 1
211245964 | Central HP <5.4 tons | DAY & NIGHT | HRCU-A-CB (Split System: Heat Pump with Remote Outdoor Unit-Air-Source) | DLCURAH24ABK |  |  | FM(C,U)4Z36**AL* |  | 24200 | 18 | 9 | 26600 | 23000 | 86.47% | 1.92 | 0 | 10.5 |  |  |  | No | R-410A | 2.0167 | Residential & Commercial | Ducted CEE Tier 1
213205043 | Central HP <5.4 tons | TEMPSTAR | HRCU-A-CB (Split System: Heat Pump with Remote Outdoor Unit-Air-Source) | DLCURAH24ABK | ASPEN |  | D(A,C,E)30C44+TDR | *96VTN0801716A* | 23400 | 17 | 8.5 | 25600 | 19900 | 77.73% | 2.98 | 0 | 10.4 |  |  |  | No | R-410A | 1.95 | Residential & Commercial | Ducted CEE Tier 1
214279888 | Central HP <5.4 tons | TEMPSTAR | HRCU-A-CB (Split System: Heat Pump with Remote Outdoor Unit-Air-Source) | DLCURAH24ABK |  |  | EA*4X25L17A* | *96MSN0601716A* | 24400 | 16.5 | 9 | 25400 | 21600 | 85.04% | 1.8 | 0 | 10 |  |  |  | No | R-410A | 2.0333 | Residential & Commercial | Ducted CEE Tier 1
214279953 | Central HP <5.4 tons | TEMPSTAR | HRCU-A-CB (Split System: Heat Pump with Remote Outdoor Unit-Air-Source) | DLCURAH24ABK |  |  | EA*4X37L21A* | *96MSN0601716A* | 24600 | 17 | 9 | 25400 | 21200 | 83.46% | 1.78 | 0 | 10 |  |  |  | No | R-410A | 2.05 | Residential & Commercial | Ducted CEE Tier 1
214630445 | Central HP <5.4 tons | CARRIER | HRCU-A-CB (Split System: Heat Pump with Remote Outdoor Unit-Air-Source) | 25VNA837A*030* | ADP |  | PL36H210P299 | 58CU*A040C17**12 | 32400 | 18 | 8.5 | 30400 | 24600 | 80.92% | 2 | 0 | 11 |  |  |  | No | R-410A | 2.7 | Residential & Commercial | Ducted CEE Tier 1
214630459 | Central HP <5.4 tons | CARRIER | HRCU-A-CB (Split System: Heat Pump with Remote Outdoor Unit-Air-Source) | 25VNA837A*030* | ADP |  | V,C36H175P459 | 58CU*A060C17**16 | 32400 | 18 | 8.5 | 30600 | 24600 | 80.39% | 1.98 | 0 | 11 |  |  |  | No | R-410A | 2.7 | Residential & Commercial | Ducted CEE Tier 1
215940715 | Central HP <5.4 tons | BRYANT HEATING AND COOLING SYSTEMS | HRCU-A-CB (Split System: Heat Pump with Remote Outdoor Unit-Air-Source) | 293VAN036**AA* |  |  | CVAVA4224XMA*+UI | 987TA66120C24*** | 35600 | 22 | 8.5 | 38000 | 28400 | 74.74% | 2.04 | 0 | 12.5 |  |  |  | No | R-454B | 2.9667 | Residential & Commercial | Ducted CEE Tier 1
215488168 | Central HP <5.4 tons | GOODMAN | HRCU-A-CB (Split System: Heat Pump with Remote Outdoor Unit-Air-Source) | GZV6SA1810A* |  |  | CA*EA2418*3A* | G*VM970603BNB* | 17000 | 19 | 8.8 | 16800 | 13000 | 77.38% | 2.1 | 0 | 12 |  |  |  | No | R-32 | 1.4167 | Residential & Commercial | Ducted CEE Tier 1
213881441 | Central HP <5.4 tons | CARRIER | HRCU-A-CB (Split System: Heat Pump with Remote Outdoor Unit-Air-Source) | 38MURAQ36AB3* | ADP |  | C36A***L159 | 58TP*B090V21**20 | 35200 | 16 | 8.1 | 36800 | 34600 | 94.02% | 1.88 | 0 | 10 |  |  |  | No | R-410A | 2.9333 | Residential & Commercial | Ducted CEE Tier 1
211228551 | Central HP <5.4 tons | DAY & NIGHT | HRCU-A-CB (Split System: Heat Pump with Remote Outdoor Unit-Air-Source) | DLCURAH36ABK |  |  | EA*4X43L21A* | *96VSN0801716A* | 36800 | 15.5 | 8.5 | 38500 | 35000 | 90.91% | 2.1 | 0 | 10 |  |  |  | No | R-410A | 3.0667 | Residential & Commercial | Ducted CEE Tier 1
211228884 | Central HP <5.4 tons | DAY & NIGHT | HRCU-A-CB (Split System: Heat Pump with Remote Outdoor Unit-Air-Source) | DLCURAH36ABK |  |  | EA*4X48L21A* | *80ESU0802120A | 37400 | 15.5 | 8.5 | 38500 | 35000 | 90.91% | 2.14 | 0 | 10 |  |  |  | No | R-410A | 3.1167 | Residential & Commercial | Ducted CEE Tier 1
211228918 | Central HP <5.4 tons | DAY & NIGHT | HRCU-A-CB (Split System: Heat Pump with Remote Outdoor Unit-Air-Source) | DLCURAH36ABK |  |  | EA*4X48L21A* | *80VTL0902120A* | 35400 | 16 | 8.1 | 37800 | 34600 | 91.53% | 2.02 | 0 | 10 |  |  |  | No | R-410A | 2.95 | Residential & Commercial | Ducted CEE Tier 1
206771257 | Central HP <5.4 tons | COMFORTMAKER | HRCU-A-CB (Split System: Heat Pump with Remote Outdoor Unit-Air-Source) | CVH837GKA2* |  |  | EA*4X37L21A*+WALLCON | *80CTL0701716A* | 32800 | 17.5 | 8.5 | 33000 | 25200 | 76.36% | 1.98 | 11 | 11.5 |  |  |  | No | R-410A | 2.7333 | Residential & Commercial | Ducted CEE Tier 1
206771446 | Central HP <5.4 tons | COMFORTMAKER | HRCU-A-CB (Split System: Heat Pump with Remote Outdoor Unit-Air-Source) | CVH837GKA2* |  |  | EA*4X42L21A*+WALLCON | *97CMN0801714A* | 31600 | 17 | 8.1 | 33400 | 24800 | 74.25% | 1.86 | 11.5 | 11 |  |  |  | No | R-410A | 2.6333 | Residential & Commercial | Ducted CEE Tier 1
215942621 | Central HP <5.4 tons | BRYANT HEATING AND COOLING SYSTEMS | HRCU-A-CB (Split System: Heat Pump with Remote Outdoor Unit-Air-Source) | 293VAN036**AA* |  |  | CVAVA6121XMA*+UI | 986TD60080C21*** | 35800 | 22 | 8.5 | 37400 | 28400 | 75.94% | 2.04 | 0 | 12.5 |  |  |  | No | R-454B | 2.9833 | Residential & Commercial | Ducted CEE Tier 1
206771914 | Central HP <5.4 tons | COMFORTMAKER | HRCU-A-CB (Split System: Heat Pump with Remote Outdoor Unit-Air-Source) | CVH837GKA2* |  |  | EA*4X48L24A*+WALLCON | *96CTN1202422A* | 32400 | 17.5 | 8.5 | 32400 | 24800 | 76.54% | 2 | 12 | 11.7 |  |  |  | No | R-410A | 2.7 | Residential & Commercial | Ducted CEE Tier 1
211228976 | Central HP <5.4 tons | DAY & NIGHT | HRCU-A-CB (Split System: Heat Pump with Remote Outdoor Unit-Air-Source) | DLCURAH36ABK |  |  | EA*4X48L21A* | *92ESN0801716A* | 36000 | 16 | 8.5 | 38500 | 34600 | 89.87% | 2.06 | 0 | 10 |  |  |  | No | R-410A | 3 | Residential & Commercial | Ducted CEE Tier 1
215940025 | Central HP <5.4 tons | BRYANT HEATING AND COOLING SYSTEMS | HRCU-A-CB (Split System: Heat Pump with Remote Outdoor Unit-Air-Source) | 293VAN036**AA* |  |  | CSAH*4212AM*+UI | 83*CB36040C17*** | 33600 | 19.5 | 9 | 34600 | 26600 | 76.88% | 1.92 | 0 | 11.7 |  |  |  | No | R-454B | 2.8 | Residential & Commercial | Ducted CEE Tier 1
215940425 | Central HP <5.4 tons | BRYANT HEATING AND COOLING SYSTEMS | HRCU-A-CB (Split System: Heat Pump with Remote Outdoor Unit-Air-Source) | 293VAN036**AA* |  |  | CVAMA6021XMA*+UI | 987TA42060C17*** | 35200 | 21 | 8.5 | 38500 | 29400 | 76.36% | 2.02 | 0 | 11.7 |  |  |  | No | R-454B | 2.9333 | Residential & Commercial | Ducted CEE Tier 1
215940525 | Central HP <5.4 tons | BRYANT HEATING AND COOLING SYSTEMS | HRCU-A-CB (Split System: Heat Pump with Remote Outdoor Unit-Air-Source) | 293VAN036**AA* |  |  | CVAVA3621XMA*+UI | 83*CB48060C17*** | 34400 | 21 | 8.5 | 38500 | 28000 | 72.73% | 2.04 | 0 | 12 |  |  |  | No | R-454B | 2.8667 | Residential & Commercial | Ducted CEE Tier 1
215488014 | Central HP <5.4 tons | GOODMAN | HRCU-A-CB (Split System: Heat Pump with Remote Outdoor Unit-Air-Source) | GZV7SA2410A* |  |  | CA*EA3022*3A* | G*VC800803B*A* | 23200 | 19 | 8.6 | 23200 | 17000 | 73.28% | 2 | 0 | 11 |  |  |  | No | R-32 | 1.9333 | Residential & Commercial | Ducted CEE Tier 1
213752950 | Central HP <5.4 tons | CARRIER | HRCU-A-CB (Split System: Heat Pump with Remote Outdoor Unit-Air-Source) | 38MURAQ24AB3* | ASPEN |  | D(A,C,E)30B34+TDR | 59SP6A080V17**16 | 22800 | 16.7 | 8.4 | 25600 | 19900 | 77.73% | 2.94 | 0 | 10 |  |  |  | No | R-410A | 1.9 | Residential & Commercial | Ducted CEE Tier 1
213881435 | Central HP <5.4 tons | CARRIER | HRCU-A-CB (Split System: Heat Pump with Remote Outdoor Unit-Air-Source) | 38MURAQ36AB3* | ADP |  | V,C36H175P159 | 58TP*B090V17**16 | 35400 | 16 | 8.1 | 36800 | 34600 | 94.02% | 1.94 | 0 | 10 |  |  |  | No | R-410A | 2.95 | Residential & Commercial | Ducted CEE Tier 1
215942451 | Central HP <5.4 tons | BRYANT HEATING AND COOLING SYSTEMS | HRCU-A-CB (Split System: Heat Pump with Remote Outdoor Unit-Air-Source) | 293VAN036**AA* |  |  | CVAVA6021XMA*+UI | 987MC42060C17*** | 35200 | 21 | 8.5 | 37400 | 28000 | 74.87% | 2.06 | 0 | 11.7 |  |  |  | No | R-454B | 2.9333 | Residential & Commercial | Ducted CEE Tier 1
215488015 | Central HP <5.4 tons | GOODMAN | HRCU-A-CB (Split System: Heat Pump with Remote Outdoor Unit-Air-Source) | GZV7SA2410A* |  |  | CA*EA3022*3A* | G*VC800804C*A* | 23200 | 19 | 8.6 | 23200 | 17000 | 73.28% | 2 | 0 | 11 |  |  |  | No | R-32 | 1.9333 | Residential & Commercial | Ducted CEE Tier 1
214630486 | Central HP <5.4 tons | CARRIER | HRCU-A-CB (Split System: Heat Pump with Remote Outdoor Unit-Air-Source) | 25VNA837A*030* | ADP |  | C36A***L539 | 59TN6B080C17**14 | 32200 | 17 | 8.1 | 31200 | 24800 | 79.49% | 1.96 | 0 | 11 |  |  |  | No | R-410A | 2.6833 | Residential & Commercial | Ducted CEE Tier 1
206771275 | Central HP <5.4 tons | COMFORTMAKER | HRCU-A-CB (Split System: Heat Pump with Remote Outdoor Unit-Air-Source) | CVH837GKA2* |  |  | EA*4X37L21A*+WALLCON | *80CTL0902120A* | 32800 | 17.5 | 8.5 | 33000 | 25200 | 76.36% | 1.98 | 12 | 11.7 |  |  |  | No | R-410A | 2.7333 | Residential & Commercial | Ducted CEE Tier 1
213753872 | Central HP <5.4 tons | CARRIER | HRCU-A-CB (Split System: Heat Pump with Remote Outdoor Unit-Air-Source) | 38MURAQ36AB3* | ASPEN |  | D(A,C,E)42B34+TDR | 59TP6C100V21**20 | 35400 | 16.5 | 8.1 | 38500 | 32200 | 83.64% | 2.61 | 0 | 10 |  |  |  | No | R-410A | 2.95 | Residential & Commercial | Ducted CEE Tier 1
215439722 | Central HP <5.4 tons | GOODMAN | HRCU-A-CB (Split System: Heat Pump with Remote Outdoor Unit-Air-Source) | GZV6SA1810A* |  |  | CA*EA2418*3A* | G*VT960803BNA* | 17000 | 19 | 8.8 | 16800 | 13000 | 77.38% | 2.1 | 0 | 12 |  |  |  | No | R-32 | 1.4167 | Residential & Commercial | Ducted CEE Tier 1
207455114 | Central HP <5.4 tons | LENNOX | HRCU-A-CB (Split System: Heat Pump with Remote Outdoor Unit-Air-Source) | SL25XPV-036-230A** | ADP |  | L*35/36U9 | SL280UH080NV48B* | 34000 | 21 | 8.8 | 33800 | 27200 | 80.47% | 1.8 | 14 | 13 |  |  |  | No | R-410A | 2.8333 | Residential & Commercial | Ducted CEE Tier 1
207455214 | Central HP <5.4 tons | LENNOX | HRCU-A-CB (Split System: Heat Pump with Remote Outdoor Unit-Air-Source) | SL25XPV-036-230A** | ADP |  | L*23/37Z9 | SL297UH080NV48C* | 34000 | 22 | 8.8 | 33800 | 27000 | 79.88% | 1.82 | 14 | 13 |  |  |  | No | R-410A | 2.8333 | Residential & Commercial | Ducted CEE Tier 1
207455264 | Central HP <5.4 tons | LENNOX | HRCU-A-CB (Split System: Heat Pump with Remote Outdoor Unit-Air-Source) | SL25XPV-036-230A** | ADP |  | LH35/38F9 | SLP99UH090XV60C* | 33600 | 21 | 8.6 | 32800 | 26200 | 79.88% | 1.8 | 14 | 13 |  |  |  | No | R-410A | 2.8 | Residential & Commercial | Ducted CEE Tier 1
214848914 | Central HP <5.4 tons | YORK | HRCU-A-CB (Split System: Heat Pump with Remote Outdoor Unit-Air-Source) | HH824E2S11 | ADP |  | H,YG8J*36+TXV | Y91E060B12SMPS1 | 23000 | 17 | 9 | 21400 | 18200 | 85.05% | 2 | 0 | 11.7 |  |  |  | No | R-454B | 1.9167 | Residential & Commercial | Ducted CEE Tier 1
214630362 | Central HP <5.4 tons | CARRIER | HRCU-A-CB (Split System: Heat Pump with Remote Outdoor Unit-Air-Source) | 25VNA825A*032* | ADP |  | V,C36H175P149 | 58CU*A060C17**16 | 23400 | 17 | 8.1 | 19400 | 16200 | 83.51% | 2.02 | 0 | 10.5 |  |  |  | No | R-410A | 1.95 | Residential & Commercial | Ducted CEE Tier 1
215488066 | Central HP <5.4 tons | GOODMAN | HRCU-A-CB (Split System: Heat Pump with Remote Outdoor Unit-Air-Source) | GZV7SA3610A* |  |  | CA*EA6030*3A* | G*VC800804C*A* | 35000 | 18.5 | 8.5 | 35000 | 28400 | 81.14% | 2 | 0 | 10.5 |  |  |  | No | R-32 | 2.9167 | Residential & Commercial | Ducted CEE Tier 1
213481581 | Central HP <5.4 tons | DIRECT AIR | HRCU-A-C (Split System: Heat Pump with Remote Outdoor Unit with No Indoor Fan --Air Source) | DIRM-24MAGICPRO20-OU |  |  | DIRM-24MAGICPRO20-145-COIL* |  | 20000 | 16.3 | 10.2 | 25000 | 20000 | 80% | 2 | 0 | 11.7 |  |  |  | No | R-410A | 1.6667 | Residential & Commercial | Ducted CEE Tier 1
211264714 | Central HP <5.4 tons | COMFORTMAKER | HRCU-A-CB (Split System: Heat Pump with Remote Outdoor Unit-Air-Source) | DLCURAH18ABK |  |  | EN(A,D)4X30L17** | OMV112K14A | 18200 | 15.5 | 8.5 | 18900 | 18400 | 97.35% | 2.2 | 0 | 11 |  |  |  | No | R-410A | 1.5167 | Residential & Commercial | Ducted CEE Tier 1
214628493 | Central HP <5.4 tons | CARRIER | HRCU-A-CB (Split System: Heat Pump with Remote Outdoor Unit-Air-Source) | 38MURAQ24AB3* | ADP |  | PL36H175P159 | 59SU5B060M17**16 | 23600 | 17 | 8.5 | 24800 | 24000 | 96.77% | 2.02 | 0 | 10.5 |  |  |  | No | R-410A | 1.9667 | Residential & Commercial | Ducted CEE Tier 1
211263419 | Central HP <5.4 tons | COMFORTMAKER | HRCU-A-CB (Split System: Heat Pump with Remote Outdoor Unit-Air-Source) | DLCURAH18ABK |  |  | EN(A,D)4X24L17** | *92ESN0801716A* | 18500 | 16 | 8.5 | 19500 | 18400 | 94.36% | 2.24 | 0 | 11 |  |  |  | No | R-410A | 1.5417 | Residential & Commercial | Ducted CEE Tier 1
211259607 | Central HP <5.4 tons | DAY & NIGHT | HRCU-A-CB (Split System: Heat Pump with Remote Outdoor Unit-Air-Source) | DLCURAH18ABK |  |  | EA*4X19L17A* | *96VSN0601714A* | 18200 | 16 | 8.5 | 18200 | 17600 | 96.7% | 2.14 | 0 | 10.5 |  |  |  | No | R-410A | 1.5167 | Residential & Commercial | Ducted CEE Tier 1
211259632 | Central HP <5.4 tons | DAY & NIGHT | HRCU-A-CB (Split System: Heat Pump with Remote Outdoor Unit-Air-Source) | DLCURAH18ABK |  |  | EA*4X19L17A* | *96VSN0401712A* | 18200 | 15.5 | 8.5 | 18300 | 17600 | 96.17% | 2.12 | 0 | 10.5 |  |  |  | No | R-410A | 1.5167 | Residential & Commercial | Ducted CEE Tier 1
211259671 | Central HP <5.4 tons | DAY & NIGHT | HRCU-A-CB (Split System: Heat Pump with Remote Outdoor Unit-Air-Source) | DLCURAH18ABK |  |  | EA*4X19L17A* | *95ESU0401712A* | 18200 | 16.5 | 8.5 | 18100 | 17600 | 97.24% | 2.14 | 0 | 11 |  |  |  | No | R-410A | 1.5167 | Residential & Commercial | Ducted CEE Tier 1
215439723 | Central HP <5.4 tons | GOODMAN | HRCU-A-CB (Split System: Heat Pump with Remote Outdoor Unit-Air-Source) | GZV6SA1810A* |  |  | CHPEA2422*3A* | G*VT960603BNA* | 17000 | 19 | 8.8 | 16800 | 13000 | 77.38% | 2.1 | 0 | 12 |  |  |  | No | R-32 | 1.4167 | Residential & Commercial | Ducted CEE Tier 1
206771878 | Central HP <5.4 tons | COMFORTMAKER | HRCU-A-CB (Split System: Heat Pump with Remote Outdoor Unit-Air-Source) | CVH837GKA2* |  |  | EA*4X48L21A*+WALLCON | *97CMN0602120A* | 32200 | 17 | 8.1 | 32800 | 25200 | 76.83% | 1.96 | 11.5 | 11 |  |  |  | No | R-410A | 2.6833 | Residential & Commercial | Ducted CEE Tier 1
206772247 | Central HP <5.4 tons | COMFORTMAKER | HRCU-A-CB (Split System: Heat Pump with Remote Outdoor Unit-Air-Source) | CVH837GKA2* |  |  | EN(A,D,W)4X48L21**+WALLCON | *80CTL0902120A* | 32400 | 17.5 | 8.1 | 33000 | 24800 | 75.15% | 1.96 | 12 | 11.7 |  |  |  | No | R-410A | 2.7 | Residential & Commercial | Ducted CEE Tier 1
211229413 | Central HP <5.4 tons | DAY & NIGHT | HRCU-A-CB (Split System: Heat Pump with Remote Outdoor Unit-Air-Source) | DLCURAH36ABK |  |  | EA*4X48L24A* | *80VTL1102122A* | 36800 | 16 | 8.5 | 38500 | 34800 | 90.39% | 2.1 | 0 | 10 |  |  |  | No | R-410A | 3.0667 | Residential & Commercial | Ducted CEE Tier 1
211229606 | Central HP <5.4 tons | DAY & NIGHT | HRCU-A-CB (Split System: Heat Pump with Remote Outdoor Unit-Air-Source) | DLCURAH36ABK |  |  | EA*4X48L24A* | *96VTN1002120A* | 36400 | 15.5 | 8.5 | 38500 | 34800 | 90.39% | 2.08 | 0 | 10 |  |  |  | No | R-410A | 3.0333 | Residential & Commercial | Ducted CEE Tier 1
211229615 | Central HP <5.4 tons | DAY & NIGHT | HRCU-A-CB (Split System: Heat Pump with Remote Outdoor Unit-Air-Source) | DLCURAH36ABK |  |  | EA*4X48L24A* | *96VTN1002122A* | 36000 | 16.5 | 8.5 | 37800 | 34600 | 91.53% | 2.06 | 0 | 10 |  |  |  | No | R-410A | 3 | Residential & Commercial | Ducted CEE Tier 1
215940775 | Central HP <5.4 tons | BRYANT HEATING AND COOLING SYSTEMS | HRCU-A-CB (Split System: Heat Pump with Remote Outdoor Unit-Air-Source) | 293VAN036**AA* |  |  | CVAVA4924XMA*+UI | 987TA60080C21*** | 35400 | 21.5 | 8.5 | 38000 | 28600 | 75.26% | 2.04 | 0 | 12 |  |  |  | No | R-454B | 2.95 | Residential & Commercial | Ducted CEE Tier 1
215940825 | Central HP <5.4 tons | BRYANT HEATING AND COOLING SYSTEMS | HRCU-A-CB (Split System: Heat Pump with Remote Outdoor Unit-Air-Source) | 293VAN036**AA* |  |  | CVAVA6021XMA*+UI | 83*CB48060C17*** | 35600 | 22 | 8.5 | 38000 | 28600 | 75.26% | 2.02 | 0 | 12.5 |  |  |  | No | R-454B | 2.9667 | Residential & Commercial | Ducted CEE Tier 1
215940875 | Central HP <5.4 tons | BRYANT HEATING AND COOLING SYSTEMS | HRCU-A-CB (Split System: Heat Pump with Remote Outdoor Unit-Air-Source) | 293VAN036**AA* |  |  | CVAVA6024XMA*+UI | 986TD60080C21*** | 35400 | 21.5 | 8.5 | 38000 | 28600 | 75.26% | 2.04 | 0 | 12 |  |  |  | No | R-454B | 2.95 | Residential & Commercial | Ducted CEE Tier 1
211244104 | Central HP <5.4 tons | HEIL | HRCU-A-CB (Split System: Heat Pump with Remote Outdoor Unit-Air-Source) | DLCURAH24ABK |  |  | EN(A,D)4X24L17** | *80ES(N,L)0451412A* | 24200 | 15.5 | 8.5 | 27200 | 22600 | 83.09% | 1.86 | 0 | 10 |  |  |  | No | R-410A | 2.0167 | Residential & Commercial | Ducted CEE Tier 1
212982334 | Central HP <5.4 tons | TEMPSTAR | HRCU-A-CB (Split System: Heat Pump with Remote Outdoor Unit-Air-Source) | DLCURAH24ABK |  |  | EN(A,D)4X24L17** | *80MSU0401712A* | 23200 | 16 | 8.5 | 26200 | 24800 | 94.66% | 2.06 | 0 | 10 |  |  |  | No | R-410A | 1.9333 | Residential & Commercial | Ducted CEE Tier 1
212982370 | Central HP <5.4 tons | TEMPSTAR | HRCU-A-CB (Split System: Heat Pump with Remote Outdoor Unit-Air-Source) | DLCURAH24ABK |  |  | EN(A,D)4X36L21** | *80MSU0401712A* | 23400 | 16.5 | 8.5 | 25800 | 23800 | 92.25% | 1.98 | 0 | 10 |  |  |  | No | R-410A | 1.95 | Residential & Commercial | Ducted CEE Tier 1
212983204 | Central HP <5.4 tons | TEMPSTAR | HRCU-A-CB (Split System: Heat Pump with Remote Outdoor Unit-Air-Source) | DLCURAH24ABK |  |  | EA*4X37L21A* | *92MSN0401712A* | 24000 | 16 | 8.1 | 25400 | 21800 | 85.83% | 1.8 | 0 | 10 |  |  |  | No | R-410A | 2 | Residential & Commercial | Ducted CEE Tier 1
211226535 | Central HP <5.4 tons | HEIL | HRCU-A-CB (Split System: Heat Pump with Remote Outdoor Unit-Air-Source) | DLCURAH36ABK |  |  | EA*4X37L17A* | *80ES(N,L)0901714A* | 36400 | 15.5 | 8.5 | 38500 | 35000 | 90.91% | 2.04 | 0 | 10 |  |  |  | No | R-410A | 3.0333 | Residential & Commercial | Ducted CEE Tier 1
212383474 | Central HP <5.4 tons | DAY & NIGHT | HRCU-A-CB (Split System: Heat Pump with Remote Outdoor Unit-Air-Source) | DLCURAH36ABK |  |  | EA*4X43L21A* | *92ESN0801716A* | 36400 | 16 | 8.5 | 38500 | 34800 | 90.39% | 2.08 | 0 | 10 |  |  |  | No | R-410A | 3.0333 | Residential & Commercial | Ducted CEE Tier 1
213163598 | Central HP <5.4 tons | DAY & NIGHT | HRCU-A-CB (Split System: Heat Pump with Remote Outdoor Unit-Air-Source) | DLCURAH36ABK | ADP |  | H,FG35936+AEFE4B* |  | 36000 | 16 | 8.1 | 38000 | 35000 | 92.11% | 1.82 | 0 | 10 |  |  |  | No | R-410A | 3 | Residential & Commercial | Ducted CEE Tier 1
206772716 | Central HP <5.4 tons | COMFORTMAKER | HRCU-A-CB (Split System: Heat Pump with Remote Outdoor Unit-Air-Source) | CVH837GKA2* |  |  | EHD4X42AAL+WALLCON | *80CTL0902120A* | 32400 | 16.5 | 8.1 | 33200 | 24800 | 74.7% | 1.96 | 12 | 11 |  |  |  | No | R-410A | 2.7 | Residential & Commercial | Ducted CEE Tier 1
214624662 | Central HP <5.4 tons | CARRIER | HRCU-A-CB (Split System: Heat Pump with Remote Outdoor Unit-Air-Source) | 38MURAQ18AB3* | ADP |  | V,C36H175P149 | 58SU*B040M17**12 | 17500 | 16 | 8.5 | 16800 | 18500 | 110.1% | 2.28 | 0 | 10.5 |  |  |  | No | R-410A | 1.4583 | Residential & Commercial | Ducted CEE Tier 1
208101262 | Central HP <5.4 tons | AURORA | HRCU-A-CB (Split System: Heat Pump with Remote Outdoor Unit-Air-Source) | AU-LXU24-2A-O |  |  | AU-LCU24-2A-I |  | 24000 | 17.4 | 10 | 24000 | 22600 | 94.17% | 1.91 | 12.5 | 11.7 |  |  |  | No | R-410A | 2 | Residential & Commercial | Ducted CEE Tier 1
212578272 | Central HP <5.4 tons | CARRIER | HRCU-A-CB (Split System: Heat Pump with Remote Outdoor Unit-Air-Source) | 25VNA848A*031* | ADP |  | H,PG3K960 | 59TN6B120C24**22 | 45000 | 17 | 8.5 | 45000 | 32600 | 72.44% | 2.28 | 0 | 10 |  |  |  | No | R-410A | 3.75 | Residential & Commercial | Ducted CEE Tier 1
213613489 | Central HP <5.4 tons | PAYNE HEATING AND COOLING | HRCU-A-CB (Split System: Heat Pump with Remote Outdoor Unit-Air-Source) | 38MURAQ24AB3* | ASPEN |  | L(E,G)M24C4 |  | 23400 | 16 | 9 | 26400 | 20400 | 77.27% | 2.88 | 0 | 10 |  |  |  | No | R-410A | 1.95 | Residential & Commercial | Ducted CEE Tier 1
214624794 | Central HP <5.4 tons | CARRIER | HRCU-A-CB (Split System: Heat Pump with Remote Outdoor Unit-Air-Source) | 38MURAQ24AB3* | ADP |  | PL36H210P749 | 58SU*B060M17**16 | 23400 | 17 | 8.5 | 24000 | 23600 | 98.33% | 2 | 0 | 10.5 |  |  |  | No | R-410A | 1.95 | Residential & Commercial | Ducted CEE Tier 1
213252483 | Central HP <5.4 tons | CARRIER | HRCU-A-CB (Split System: Heat Pump with Remote Outdoor Unit-Air-Source) | 38MURAQ24AB3* | ADP |  | CF251E* |  | 23600 | 18 | 8.65 | 24800 | 22600 | 91.13% | 1.86 | 0 | 10 |  |  |  | No | R-410A | 1.9667 | Residential & Commercial | Ducted CEE Tier 1
214624786 | Central HP <5.4 tons | CARRIER | HRCU-A-CB (Split System: Heat Pump with Remote Outdoor Unit-Air-Source) | 38MURAQ24AB3* | ADP |  | V,C36H175P149 | 58SU*B060M17**16 | 23400 | 17 | 8.5 | 24000 | 23600 | 98.33% | 2 | 0 | 10.5 |  |  |  | No | R-410A | 1.95 | Residential & Commercial | Ducted CEE Tier 1
215942641 | Central HP <5.4 tons | BRYANT HEATING AND COOLING SYSTEMS | HRCU-A-CB (Split System: Heat Pump with Remote Outdoor Unit-Air-Source) | 293VAN036**AA* |  |  | CVAVA6121XMA*+UI | 987TA66100C21*** | 36000 | 22 | 8.5 | 37400 | 28200 | 75.4% | 2.04 | 0 | 12.5 |  |  |  | No | R-454B | 3 | Residential & Commercial | Ducted CEE Tier 1
206417145 | Central HP <5.4 tons | AMERICAN STANDARD | HRCU-A-CB (Split System: Heat Pump with Remote Outdoor Unit-Air-Source) | 4A6L9036A1 | ASPEN |  | 4PXFH005AZ3+TDR | *UD2C100ACV5 | 36000 | 17 | 8.7 | 33400 | 24200 | 72.46% | 2.8 | 12 | 11.5 |  |  |  | No | R-410A | 3 | Residential & Commercial | Ducted CEE Tier 1
215941245 | Central HP <5.4 tons | BRYANT HEATING AND COOLING SYSTEMS | HRCU-A-CB (Split System: Heat Pump with Remote Outdoor Unit-Air-Source) | 293VAN048**AA* |  |  | CSAH*6012AM*+UI | 987TA66100C21*** | 45000 | 20.5 | 9 | 48500 | 36600 | 75.46% | 1.82 | 0 | 11 |  |  |  | No | R-454B | 3.75 | Residential & Commercial | Ducted CEE Tier 1
215941325 | Central HP <5.4 tons | BRYANT HEATING AND COOLING SYSTEMS | HRCU-A-CB (Split System: Heat Pump with Remote Outdoor Unit-Air-Source) | 293VAN048**AA* |  |  | CVAMA4921XMA*+UI | 986TD60080C21*** | 45500 | 20.5 | 8.1 | 53000 | 38500 | 72.64% | 1.95 | 0 | 11 |  |  |  | No | R-454B | 3.7917 | Residential & Commercial | Ducted CEE Tier 1
215942431 | Central HP <5.4 tons | BRYANT HEATING AND COOLING SYSTEMS | HRCU-A-CB (Split System: Heat Pump with Remote Outdoor Unit-Air-Source) | 293VAN036**AA* |  |  | CVAMA6124XMA*+UI | 88*TB60070C21*** | 35800 | 22 | 8.5 | 37400 | 28200 | 75.4% | 2.04 | 0 | 12.5 |  |  |  | No | R-454B | 2.9833 | Residential & Commercial | Ducted CEE Tier 1
206772725 | Central HP <5.4 tons | COMFORTMAKER | HRCU-A-CB (Split System: Heat Pump with Remote Outdoor Unit-Air-Source) | CVH837GKA2* |  |  | EHD4X42AAL+WALLCON | *80CTL1352422A* | 32600 | 17 | 8.1 | 33000 | 24800 | 75.15% | 1.96 | 11 | 11 |  |  |  | No | R-410A | 2.7167 | Residential & Commercial | Ducted CEE Tier 1
206772752 | Central HP <5.4 tons | COMFORTMAKER | HRCU-A-CB (Split System: Heat Pump with Remote Outdoor Unit-Air-Source) | CVH837GKA2* |  |  | EHD4X42AAL+WALLCON | *96CTN1202422A* | 32600 | 17 | 8.1 | 33000 | 24800 | 75.15% | 1.96 | 11 | 11 |  |  |  | No | R-410A | 2.7167 | Residential & Commercial | Ducted CEE Tier 1
206773468 | Central HP <5.4 tons | COMFORTMAKER | HRCU-A-CB (Split System: Heat Pump with Remote Outdoor Unit-Air-Source) | CVH837GKA2* |  |  | EA*4X42L24A*+WALLCON | *95CSU1002122A* | 31800 | 17.5 | 8.1 | 33000 | 24400 | 73.94% | 1.9 | 11.5 | 11 |  |  |  | No | R-410A | 2.65 | Residential & Commercial | Ducted CEE Tier 1
215488070 | Central HP <5.4 tons | GOODMAN | HRCU-A-CB (Split System: Heat Pump with Remote Outdoor Unit-Air-Source) | GZV7SA3610A* |  |  | CHPEA4830*3A* | G*VC801005C*A* | 35000 | 18.5 | 8.1 | 35000 | 28400 | 81.14% | 2 | 0 | 10.5 |  |  |  | No | R-32 | 2.9167 | Residential & Commercial | Ducted CEE Tier 1
215488111 | Central HP <5.4 tons | GOODMAN | HRCU-A-CB (Split System: Heat Pump with Remote Outdoor Unit-Air-Source) | GZV7SA4810A* |  |  | CA*EA6030*3A* | G*VC961005CNB* | 45500 | 16.2 | 8.8 | 47000 | 33600 | 71.49% | 2 | 0 | 10 |  |  |  | No | R-32 | 3.7917 | Residential & Commercial | Ducted CEE Tier 1
214626833 | Central HP <5.4 tons | CARRIER | HRCU-A-CB (Split System: Heat Pump with Remote Outdoor Unit-Air-Source) | 25VNA424A*031* | ADP |  | C36A***L129 | 58CU*A060C17**16 | 22800 | 20 | 10.5 | 25000 | 19300 | 77.2% | 2.46 | 0 | 13 |  |  |  | No | R-410A | 1.9 | Residential & Commercial | Ducted CEE Tier 1
215726733 | Central HP <5.4 tons | YORK | HRCU-A-CB (Split System: Heat Pump with Remote Outdoor Unit-Air-Source) | HH860E2S11 | ADP |  | H,YG50*60+TXV-BLEED | Y81E130D20SMPS1 | 54000 | 19 | 8.5 | 52500 | 39000 | 74.29% | 2 | 0 | 11.7 |  |  |  | No | R-454B | 4.5 | Residential & Commercial | Ducted CEE Tier 1
213815178 | Central HP <5.4 tons | GOODMAN | HRCU-A-CB (Split System: Heat Pump with Remote Outdoor Unit-Air-Source) | GSZV903610A* |  |  | CSCF3642N6D*+MBVB16CP1X00A*+TXV |  | 33800 | 18.5 | 8.2 | 34000 | 24400 | 71.76% | 1.8 | 0 | 11.5 |  |  |  | No | R-410A | 2.8167 | Residential & Commercial | Ducted CEE Tier 1
214776995 | Central HP <5.4 tons | AIREASE | HRCU-A-CB (Split System: Heat Pump with Remote Outdoor Unit-Air-Source) | 4SHP22LX124P-**A | ADP |  | PL36H***P449+AEFE3A* |  | 23200 | 20 | 8.7 | 20600 | 15700 | 76.21% | 2.26 | 0 | 13.5 |  |  |  | No | R-410A | 1.9333 | Residential & Commercial | Ducted CEE Tier 1
206773477 | Central HP <5.4 tons | COMFORTMAKER | HRCU-A-CB (Split System: Heat Pump with Remote Outdoor Unit-Air-Source) | CVH837GKA2* |  |  | EA*4X43L21A*+WALLCON | *95CSU0802120A* | 33000 | 17.5 | 8.5 | 32800 | 25000 | 76.22% | 2 | 12 | 11.5 |  |  |  | No | R-410A | 2.75 | Residential & Commercial | Ducted CEE Tier 1
206773486 | Central HP <5.4 tons | COMFORTMAKER | HRCU-A-CB (Split System: Heat Pump with Remote Outdoor Unit-Air-Source) | CVH837GKA2* |  |  | EA*4X43L21A*+WALLCON | *95CSU1002122A* | 33000 | 17.5 | 8.5 | 32800 | 25000 | 76.22% | 2 | 12 | 11.5 |  |  |  | No | R-410A | 2.75 | Residential & Commercial | Ducted CEE Tier 1
206773513 | Central HP <5.4 tons | COMFORTMAKER | HRCU-A-CB (Split System: Heat Pump with Remote Outdoor Unit-Air-Source) | CVH837GKA2* |  |  | EA*4X48L21A*+WALLCON | *95CSU1002122A* | 32400 | 17.5 | 8.5 | 32600 | 24800 | 76.07% | 2 | 12 | 11.5 |  |  |  | No | R-410A | 2.7 | Residential & Commercial | Ducted CEE Tier 1
214296120 | Central HP <5.4 tons | BOREAL | HRCU-A-C (Split System: Heat Pump with Remote Outdoor Unit with No Indoor Fan --Air Source) | ENVBR36HPJ1OA | ADP |  | V36H***P429+TD |  | 22200 | 15.2 | 8.35 | 22400 | 21200 | 94.64% | 1.78 | 0 | 10.5 |  |  |  | No | R-410A | 1.85 | Residential & Commercial | Ducted CEE Tier 1
214296111 | Central HP <5.4 tons | BOREAL | HRCU-A-C (Split System: Heat Pump with Remote Outdoor Unit with No Indoor Fan --Air Source) | ENVBR60HPJ1OA | ADP |  | HE88960 |  | 47000 | 15.2 | 8.5 | 46000 | 33200 | 72.17% | 1.8 | 0 | 10 |  |  |  | No | R-410A | 3.9167 | Residential & Commercial | Ducted CEE Tier 1
215939785 | Central HP <5.4 tons | BRYANT HEATING AND COOLING SYSTEMS | HRCU-A-CB (Split System: Heat Pump with Remote Outdoor Unit-Air-Source) | 293VAN036**AA* |  |  | CAA**6024AM*+UI | 986TD60080C21*** | 34000 | 20 | 9.5 | 34200 | 26000 | 76.02% | 2.06 | 0 | 11.7 |  |  |  | No | R-454B | 2.8333 | Residential & Commercial | Ducted CEE Tier 1
215939885 | Central HP <5.4 tons | BRYANT HEATING AND COOLING SYSTEMS | HRCU-A-CB (Split System: Heat Pump with Remote Outdoor Unit-Air-Source) | 293VAN036**AA* |  |  | CAA**6121AM*+UI | 987TA66100C21*** | 34400 | 20.5 | 9.5 | 34200 | 26000 | 76.02% | 2.06 | 0 | 12 |  |  |  | No | R-454B | 2.8667 | Residential & Commercial | Ducted CEE Tier 1
215940205 | Central HP <5.4 tons | BRYANT HEATING AND COOLING SYSTEMS | HRCU-A-CB (Split System: Heat Pump with Remote Outdoor Unit-Air-Source) | 293VAN036**AA* |  |  | CSAH*6012AM*+UI | 987TA42060C17*** | 33800 | 18.5 | 9 | 35000 | 26800 | 76.57% | 1.92 | 0 | 11 |  |  |  | No | R-454B | 2.8167 | Residential & Commercial | Ducted CEE Tier 1
215940285 | Central HP <5.4 tons | BRYANT HEATING AND COOLING SYSTEMS | HRCU-A-CB (Split System: Heat Pump with Remote Outdoor Unit-Air-Source) | 293VAN036**AA* |  |  | CVAMA4421XMA*+UI | 987TA42060C17*** | 35200 | 21 | 8.5 | 38500 | 29400 | 76.36% | 2 | 0 | 11.7 |  |  |  | No | R-454B | 2.9333 | Residential & Commercial | Ducted CEE Tier 1
215940375 | Central HP <5.4 tons | BRYANT HEATING AND COOLING SYSTEMS | HRCU-A-CB (Split System: Heat Pump with Remote Outdoor Unit-Air-Source) | 293VAN036**AA* |  |  | CVAMA4921XMA*+UI | 987TA60080C21*** | 35600 | 21.5 | 8.5 | 38000 | 28600 | 75.26% | 2.04 | 0 | 12 |  |  |  | No | R-454B | 2.9667 | Residential & Commercial | Ducted CEE Tier 1
215940575 | Central HP <5.4 tons | BRYANT HEATING AND COOLING SYSTEMS | HRCU-A-CB (Split System: Heat Pump with Remote Outdoor Unit-Air-Source) | 293VAN036**AA* |  |  | CVAVA3817XMA*+UI | 83*CB36040C17*** | 35600 | 22 | 8.5 | 38000 | 28600 | 75.26% | 2.04 | 0 | 12.5 |  |  |  | No | R-454B | 2.9667 | Residential & Commercial | Ducted CEE Tier 1
214624667 | Central HP <5.4 tons | CARRIER | HRCU-A-CB (Split System: Heat Pump with Remote Outdoor Unit-Air-Source) | 38MURAQ18AB3* | ADP |  | V,C36H175P159 | 58SU*B040M17**12 | 17500 | 16 | 8.5 | 16500 | 18100 | 109.7% | 2.24 | 0 | 10.5 |  |  |  | No | R-410A | 1.4583 | Residential & Commercial | Ducted CEE Tier 1
211634334 | Central HP <5.4 tons | BOSCH | HRCU-A-CB (Split System: Heat Pump with Remote Outdoor Unit-Air-Source) | BOVA-60HDN1-M20G | ADP |  | F,PE*TT4960 |  | 47000 | 18 | 9.5 | 46000 | 33200 | 72.17% | 2 | 0 | 12 |  |  |  | No | R-410A | 3.9167 | Residential & Commercial | Ducted CEE Tier 1
211635225 | Central HP <5.4 tons | BOSCH | HRCU-A-CB (Split System: Heat Pump with Remote Outdoor Unit-Air-Source) | BOVA-60HDN1-M20G | ADP |  | BV**C3948 |  | 44500 | 17 | 9 | 45500 | 33200 | 72.97% | 1.92 | 0 | 11 |  |  |  | No | R-410A | 3.7083 | Residential & Commercial | Ducted CEE Tier 1
212520177 | Central HP <5.4 tons | CARRIER | HRCU-A-CB (Split System: Heat Pump with Remote Outdoor Unit-Air-Source) | 38MURAQ18AB3* | ADP |  | H,PG32936 | 58SU*A040E17**12 | 18400 | 16 | 9 | 17600 | 18300 | 104% | 2.26 | 0 | 11 |  |  |  | No | R-410A | 1.5333 | Residential & Commercial | Ducted CEE Tier 1
214624659 | Central HP <5.4 tons | CARRIER | HRCU-A-CB (Split System: Heat Pump with Remote Outdoor Unit-Air-Source) | 38MURAQ18AB3* | ADP |  | PL36H175P149 | 58SU*B040M17**12 | 17500 | 16 | 8.5 | 16800 | 18500 | 110.1% | 2.28 | 0 | 10.5 |  |  |  | No | R-410A | 1.4583 | Residential & Commercial | Ducted CEE Tier 1
211635226 | Central HP <5.4 tons | BOSCH | HRCU-A-CB (Split System: Heat Pump with Remote Outdoor Unit-Air-Source) | BOVB-60HDN1-M20G | ADP |  | BV**C3948 |  | 44500 | 17 | 9 | 45500 | 33200 | 72.97% | 1.92 | 0 | 11 |  |  |  | No | R-410A | 3.7083 | Residential & Commercial | Ducted CEE Tier 1
213816049 | Central HP <5.4 tons | GOODMAN | HRCU-A-CB (Split System: Heat Pump with Remote Outdoor Unit-Air-Source) | GSZS601810A* |  |  | CA*EA1818*4A*+MBVK12BP1X00A* |  | 16600 | 17.5 | 8.5 | 17400 | 13000 | 74.71% | 2.1 | 0 | 10.9 |  |  |  | No | R-410A | 1.3833 | Residential & Commercial | Ducted CEE Tier 1
211226700 | Central HP <5.4 tons | HEIL | HRCU-A-CB (Split System: Heat Pump with Remote Outdoor Unit-Air-Source) | DLCURAH36ABK |  |  | EA*4X37L17A* | *95ESU0601716A* | 36200 | 15.5 | 8.5 | 38500 | 35000 | 90.91% | 2.02 | 0 | 10 |  |  |  | No | R-410A | 3.0167 | Residential & Commercial | Ducted CEE Tier 1
214296126 | Central HP <5.4 tons | BOREAL | HRCU-A-C (Split System: Heat Pump with Remote Outdoor Unit with No Indoor Fan --Air Source) | ENVBR36HPJ1OA | ADP |  | *G34936 |  | 22800 | 15.2 | 8.5 | 22400 | 21200 | 94.64% | 1.8 | 0 | 11 |  |  |  | No | R-410A | 1.9 | Residential & Commercial | Ducted CEE Tier 1
206771509 | Central HP <5.4 tons | COMFORTMAKER | HRCU-A-CB (Split System: Heat Pump with Remote Outdoor Unit-Air-Source) | CVH837GKA2* |  |  | EA*4X42L21A*+WALLCON | *97CMN0602120A* | 31600 | 17 | 8.1 | 33400 | 24800 | 74.25% | 1.86 | 11 | 11 |  |  |  | No | R-410A | 2.6333 | Residential & Commercial | Ducted CEE Tier 1
206771527 | Central HP <5.4 tons | COMFORTMAKER | HRCU-A-CB (Split System: Heat Pump with Remote Outdoor Unit-Air-Source) | CVH837GKA2* |  |  | EA*4X42L24A*+WALLCON | *80CTL0902120A* | 31800 | 17.5 | 8.1 | 33200 | 24400 | 73.49% | 1.9 | 11 | 11.5 |  |  |  | No | R-410A | 2.65 | Residential & Commercial | Ducted CEE Tier 1
206771860 | Central HP <5.4 tons | COMFORTMAKER | HRCU-A-CB (Split System: Heat Pump with Remote Outdoor Unit-Air-Source) | CVH837GKA2* |  |  | EA*4X48L21A*+WALLCON | *80CTL0901716A* | 32400 | 18 | 8.5 | 32600 | 24800 | 76.07% | 2 | 12 | 11.7 |  |  |  | No | R-410A | 2.7 | Residential & Commercial | Ducted CEE Tier 1
212578223 | Central HP <5.4 tons | CARRIER | HRCU-A-CB (Split System: Heat Pump with Remote Outdoor Unit-Air-Source) | 25VNA424A*031* | ADP |  | H,PG9J936 | 59MN7B060C17**14 | 23200 | 19 | 10.5 | 25200 | 19600 | 77.78% | 2.42 | 0 | 13 |  |  |  | No | R-410A | 1.9333 | Residential & Commercial | Ducted CEE Tier 1
212578241 | Central HP <5.4 tons | CARRIER | HRCU-A-CB (Split System: Heat Pump with Remote Outdoor Unit-Air-Source) | 25VNA424A*031* | ADP |  | H,PG34936 | 59TN6B080C17**14 | 23400 | 20 | 10.5 | 25000 | 19500 | 78% | 2.44 | 0 | 13 |  |  |  | No | R-410A | 1.95 | Residential & Commercial | Ducted CEE Tier 1
211253509 | Central HP <5.4 tons | NOVAIR | HRCU-A-CB (Split System: Heat Pump with Remote Outdoor Unit-Air-Source) | LEA30-EVOX-30-O |  |  | LEA30-EVOX-30-I |  | 30000 | 16.2 | 8.9 | 33000 | 24000 | 72.73% | 1.8 | 11 | 10 |  |  |  | No | R-410A | 2.5 | Residential & Commercial | Ducted CEE Tier 1
207573749 | Central HP <5.4 tons | DAY & NIGHT | HRCU-A-CB (Split System: Heat Pump with Remote Outdoor Unit-Air-Source) | CVH848GKA2* | ADP |  | FG84960 | *96CTN1002122A* | 45500 | 17 | 8.5 | 43500 | 34400 | 79.08% | 2 | 10.5 | 10 |  |  |  | No | R-410A | 3.7917 | Residential & Commercial | Ducted CEE Tier 1
212380523 | Central HP <5.4 tons | CARRIER | HRCU-A-CB (Split System: Heat Pump with Remote Outdoor Unit-Air-Source) | 25VNA424A*031* | ADP |  | V,C36H175P459 | 58TN*A045C17**12 | 23400 | 20 | 8.1 | 25000 | 19600 | 78.4% | 2.42 | 0 | 13 |  |  |  | No | R-410A | 1.95 | Residential & Commercial | Ducted CEE Tier 1
212380539 | Central HP <5.4 tons | CARRIER | HRCU-A-CB (Split System: Heat Pump with Remote Outdoor Unit-Air-Source) | 25VNA424A*031* | ADP |  | V,C36H175P159 | 58TN*A070C17**16 | 23400 | 20 | 8.5 | 25000 | 19400 | 77.6% | 2.46 | 0 | 13.5 |  |  |  | No | R-410A | 1.95 | Residential & Commercial | Ducted CEE Tier 1
212380541 | Central HP <5.4 tons | CARRIER | HRCU-A-CB (Split System: Heat Pump with Remote Outdoor Unit-Air-Source) | 25VNA424A*031* | ADP |  | C36A***L159 | 58TN*A070C17**16 | 23400 | 20 | 8.5 | 25000 | 19400 | 77.6% | 2.46 | 0 | 13.5 |  |  |  | No | R-410A | 1.95 | Residential & Commercial | Ducted CEE Tier 1
215942581 | Central HP <5.4 tons | BRYANT HEATING AND COOLING SYSTEMS | HRCU-A-CB (Split System: Heat Pump with Remote Outdoor Unit-Air-Source) | 293VAN036**AA* |  |  | CVAVA6124XMA*+UI | 987MC60080C21*** | 36000 | 22 | 8.5 | 37400 | 28200 | 75.4% | 2.04 | 0 | 12.5 |  |  |  | No | R-454B | 3 | Residential & Commercial | Ducted CEE Tier 1
215940505 | Central HP <5.4 tons | BRYANT HEATING AND COOLING SYSTEMS | HRCU-A-CB (Split System: Heat Pump with Remote Outdoor Unit-Air-Source) | 293VAN036**AA* |  |  | CVAVA3621XMA*+UI | 986TD60080C21*** | 34400 | 20.5 | 8.5 | 38500 | 28200 | 73.25% | 2.04 | 0 | 11.7 |  |  |  | No | R-454B | 2.8667 | Residential & Commercial | Ducted CEE Tier 1
215940135 | Central HP <5.4 tons | BRYANT HEATING AND COOLING SYSTEMS | HRCU-A-CB (Split System: Heat Pump with Remote Outdoor Unit-Air-Source) | 293VAN036**AA* |  |  | CSAH*4812AM*+UI | 987TA42080C17*** | 33400 | 19 | 9 | 35200 | 27000 | 76.7% | 1.92 | 0 | 11 |  |  |  | No | R-454B | 2.7833 | Residential & Commercial | Ducted CEE Tier 1
215941745 | Central HP <5.4 tons | BRYANT HEATING AND COOLING SYSTEMS | HRCU-A-CB (Split System: Heat Pump with Remote Outdoor Unit-Air-Source) | 293VAN048**AA* |  |  | CVAVA6024XMA*+UI | 987TA66100C21*** | 45500 | 20.5 | 8.1 | 52500 | 38000 | 72.38% | 1.9 | 0 | 11.5 |  |  |  | No | R-454B | 3.7917 | Residential & Commercial | Ducted CEE Tier 1
215941205 | Central HP <5.4 tons | BRYANT HEATING AND COOLING SYSTEMS | HRCU-A-CB (Split System: Heat Pump with Remote Outdoor Unit-Air-Source) | 293VAN048**AA* |  |  | CSAH*6012AM*+UI | 986TD60080C21*** | 45000 | 20 | 9 | 48500 | 36600 | 75.46% | 1.82 | 0 | 11 |  |  |  | No | R-454B | 3.75 | Residential & Commercial | Ducted CEE Tier 1
215941475 | Central HP <5.4 tons | BRYANT HEATING AND COOLING SYSTEMS | HRCU-A-CB (Split System: Heat Pump with Remote Outdoor Unit-Air-Source) | 293VAN048**AA* |  |  | CVAMA6024XMA*+UI | 987TA66120C24*** | 45500 | 20.5 | 8.1 | 52500 | 38000 | 72.38% | 1.95 | 0 | 11.5 |  |  |  | No | R-454B | 3.7917 | Residential & Commercial | Ducted CEE Tier 1
215941525 | Central HP <5.4 tons | BRYANT HEATING AND COOLING SYSTEMS | HRCU-A-CB (Split System: Heat Pump with Remote Outdoor Unit-Air-Source) | 293VAN048**AA* |  |  | CVAVA4821XMA*+UI | 986TD60080C21*** | 44500 | 19.5 | 8.1 | 52000 | 38500 | 74.04% | 1.9 | 0 | 10.5 |  |  |  | No | R-454B | 3.7083 | Residential & Commercial | Ducted CEE Tier 1
214626974 | Central HP <5.4 tons | CARRIER | HRCU-A-CB (Split System: Heat Pump with Remote Outdoor Unit-Air-Source) | 25VNA436A*031* | ADP |  | PL36H175P149 | 58CU*A060C17**16 | 33000 | 19 | 9 | 33800 | 26200 | 77.51% | 1.98 | 0 | 12 |  |  |  | No | R-410A | 2.75 | Residential & Commercial | Ducted CEE Tier 1
214626992 | Central HP <5.4 tons | CARRIER | HRCU-A-CB (Split System: Heat Pump with Remote Outdoor Unit-Air-Source) | 25VNA436A*031* | ADP |  | C36A***L539 | 58CU*A060C17**16 | 34200 | 20 | 9 | 33000 | 24800 | 75.15% | 2.02 | 0 | 11.7 |  |  |  | No | R-410A | 2.85 | Residential & Commercial | Ducted CEE Tier 1
212578255 | Central HP <5.4 tons | CARRIER | HRCU-A-CB (Split System: Heat Pump with Remote Outdoor Unit-Air-Source) | 25VNA436A*031* | ADP |  | H,PG34936 | 59TN6B120C24**22 | 32200 | 20 | 8.95 | 33200 | 25000 | 75.3% | 2.02 | 0 | 11.7 |  |  |  | No | R-410A | 2.6833 | Residential & Commercial | Ducted CEE Tier 1
215424224 | Central HP <5.4 tons | LUXAIRE | HRCU-A-CB (Split System: Heat Pump with Remote Outdoor Unit-Air-Source) | HH836E2S11 | ADP |  | H,YE9J*36+TXV-BLEED | TM8Y120C20MP11 | 33800 | 18 | 8.5 | 30600 | 25400 | 83.01% | 2 | 0 | 10.5 |  |  |  | No | R-454B | 2.8167 | Residential & Commercial | Ducted CEE Tier 1
213816052 | Central HP <5.4 tons | GOODMAN | HRCU-A-CB (Split System: Heat Pump with Remote Outdoor Unit-Air-Source) | GSZS601810A* |  |  | CA*EA2422*4A*+MBVK16CP1X00A* |  | 16600 | 17.5 | 8.5 | 17400 | 13000 | 74.71% | 2.1 | 0 | 10.9 |  |  |  | No | R-410A | 1.3833 | Residential & Commercial | Ducted CEE Tier 1
212380555 | Central HP <5.4 tons | CARRIER | HRCU-A-CB (Split System: Heat Pump with Remote Outdoor Unit-Air-Source) | 25VNA424A*031* | ADP |  | C36A***L539 | 58TN*A090C17**16 | 24200 | 21 | 8.5 | 24800 | 19200 | 77.42% | 2.58 | 0 | 14 |  |  |  | No | R-410A | 2.0167 | Residential & Commercial | Ducted CEE Tier 1
212380558 | Central HP <5.4 tons | CARRIER | HRCU-A-CB (Split System: Heat Pump with Remote Outdoor Unit-Air-Source) | 25VNA424A*031* | ADP |  | C36A***L129 | 59MN7B060C17**14 | 23000 | 19 | 8.1 | 25200 | 19600 | 77.78% | 2.38 | 0 | 12.5 |  |  |  | No | R-410A | 1.9167 | Residential & Commercial | Ducted CEE Tier 1
212380575 | Central HP <5.4 tons | CARRIER | HRCU-A-CB (Split System: Heat Pump with Remote Outdoor Unit-Air-Source) | 25VNA424A*031* | ADP |  | C36A***L139 | 59MN7B080C17**14 | 23200 | 20 | 8.5 | 25000 | 19500 | 78% | 2.44 | 0 | 13 |  |  |  | No | R-410A | 1.9333 | Residential & Commercial | Ducted CEE Tier 1
215424272 | Central HP <5.4 tons | LUXAIRE | HRCU-A-CB (Split System: Heat Pump with Remote Outdoor Unit-Air-Source) | HH860E2S11 | ADP |  | H,YE48*60+TXV-BLEED | TM8E120C20MP11 | 53000 | 18 | 8.5 | 52500 | 39000 | 74.29% | 2 | 0 | 11 |  |  |  | No | R-454B | 4.4167 | Residential & Commercial | Ducted CEE Tier 1
215424290 | Central HP <5.4 tons | LUXAIRE | HRCU-A-CB (Split System: Heat Pump with Remote Outdoor Unit-Air-Source) | HH860E2S11 | ADP |  | H,YE48*60+TXV-BLEED | TM8Y120C20MP11 | 44500 | 18 | 8.5 | 43000 | 33400 | 77.67% | 2 | 0 | 11.7 |  |  |  | No | R-454B | 3.7083 | Residential & Commercial | Ducted CEE Tier 1
215424291 | Central HP <5.4 tons | LUXAIRE | HRCU-A-CB (Split System: Heat Pump with Remote Outdoor Unit-Air-Source) | HH860E2S11 | ADP |  | H,YE36*60+TXV-BLEED | TM9E080C16MP12 | 44000 | 17 | 8.4 | 43500 | 34000 | 78.16% | 1.98 | 0 | 10.5 |  |  |  | No | R-454B | 3.6667 | Residential & Commercial | Ducted CEE Tier 1
215424307 | Central HP <5.4 tons | LUXAIRE | HRCU-A-CB (Split System: Heat Pump with Remote Outdoor Unit-Air-Source) | HH860E2S11 | ADP |  | H,YE36*60+TXV-BLEED | TM9V120D20MP12 | 51500 | 18 | 8.3 | 52500 | 39000 | 74.29% | 1.96 | 0 | 10.5 |  |  |  | No | R-454B | 4.2917 | Residential & Commercial | Ducted CEE Tier 1
213204431 | Central HP <5.4 tons | TEMPSTAR | HRCU-A-CB (Split System: Heat Pump with Remote Outdoor Unit-Air-Source) | DLCURAH24ABK | ASPEN |  | D(A,C,E)30B34+TDR | *80ES(N,L)0701716A* | 23600 | 16.2 | 8.3 | 25800 | 24800 | 96.12% | 2.57 | 0 | 10 |  |  |  | No | R-410A | 1.9667 | Residential & Commercial | Ducted CEE Tier 1
213160449 | Central HP <5.4 tons | DIRECT AIR | HRCU-A-C (Split System: Heat Pump with Remote Outdoor Unit with No Indoor Fan --Air Source) | DIRM-36MAGICPRO20-OU |  |  | DIRM-36MAGICPRO20-175-COIL |  | 35000 | 15.5 | 8.6 | 38000 | 31600 | 83.16% | 1.85 | 0 | 10 |  |  |  | No | R-410A | 2.9167 | Residential & Commercial | Ducted CEE Tier 1
211227018 | Central HP <5.4 tons | DAY & NIGHT | HRCU-A-CB (Split System: Heat Pump with Remote Outdoor Unit-Air-Source) | DLCURAH36ABK |  |  | EA*4X37L21A* | *92ESN0802120A* | 37400 | 16 | 8.5 | 38500 | 34800 | 90.39% | 2.14 | 0 | 10 |  |  |  | No | R-410A | 3.1167 | Residential & Commercial | Ducted CEE Tier 1
211228461 | Central HP <5.4 tons | DAY & NIGHT | HRCU-A-CB (Split System: Heat Pump with Remote Outdoor Unit-Air-Source) | DLCURAH36ABK |  |  | EA*4X43L21A* | *92ESN1002120A* | 37200 | 16 | 8.5 | 38500 | 34800 | 90.39% | 2.12 | 0 | 10 |  |  |  | No | R-410A | 3.1 | Residential & Commercial | Ducted CEE Tier 1
214232452 | Central HP <5.4 tons | AURORA | HRCU-A-C (Split System: Heat Pump with Remote Outdoor Unit with No Indoor Fan --Air Source) | AU-LXU36-2A-O |  |  | AU-36B23T4N1 |  | 35000 | 15.5 | 8.6 | 38000 | 31600 | 83.16% | 1.85 | 0 | 10 |  |  |  | No | R-410A | 2.9167 | Residential & Commercial | Ducted CEE Tier 1
214296131 | Central HP <5.4 tons | BOREAL | HRCU-A-C (Split System: Heat Pump with Remote Outdoor Unit with No Indoor Fan --Air Source) | ENVBR36HPJ1OA | ADP |  | *G8J936 |  | 22600 | 15.2 | 8.5 | 22400 | 21200 | 94.64% | 1.8 | 0 | 10.5 |  |  |  | No | R-410A | 1.8833 | Residential & Commercial | Ducted CEE Tier 1
213206618 | Central HP <5.4 tons | CARRIER | HRCU-A-CB (Split System: Heat Pump with Remote Outdoor Unit-Air-Source) | 38MURAQ24AB3* | ASPEN |  | D(A,C,E)36C34+TDR | 59TP6B080V17**16 | 23400 | 17 | 8.1 | 25600 | 19900 | 77.73% | 2.66 | 0 | 10.3 |  |  |  | No | R-410A | 1.95 | Residential & Commercial | Ducted CEE Tier 1
215864438 | Central HP <5.4 tons | AMERICAN STANDARD | HRCU-A-CB (Split System: Heat Pump with Remote Outdoor Unit-Air-Source) | 5A6V8X24A1 |  |  | 5PX*B003AS3 | *UHMB060CCV3+LRP | 21400 | 18.1 | 8.5 | 24400 | 18700 | 76.64% | 2.2 | 0 | 11.5 |  |  |  | No | R-454B | 1.7833 | Residential & Commercial | Ducted CEE Tier 1
215864452 | Central HP <5.4 tons | AMERICAN STANDARD | HRCU-A-CB (Split System: Heat Pump with Remote Outdoor Unit-Air-Source) | 5A6V8X24A1 |  |  | 5PX*B003AS3 | *DHMB060CCV3+LRP | 19900 | 18 | 8.5 | 23200 | 18400 | 79.31% | 2.1 | 0 | 10.5 |  |  |  | No | R-454B | 1.6583 | Residential & Commercial | Ducted CEE Tier 1
215864454 | Central HP <5.4 tons | AMERICAN STANDARD | HRCU-A-CB (Split System: Heat Pump with Remote Outdoor Unit-Air-Source) | 5A6V8X24A1 |  |  | 5PX*B003AS3 | *DHMB080CCV3+LRP | 20000 | 18.1 | 8.5 | 23200 | 18500 | 79.74% | 2.1 | 0 | 10.5 |  |  |  | No | R-454B | 1.6667 | Residential & Commercial | Ducted CEE Tier 1
214624757 | Central HP <5.4 tons | CARRIER | HRCU-A-CB (Split System: Heat Pump with Remote Outdoor Unit-Air-Source) | 38MURAQ24AB3* | ADP |  | PL36H175P159 | 58SU*B040M17**12 | 23600 | 17 | 8.5 | 24200 | 22800 | 94.21% | 1.94 | 0 | 10 |  |  |  | No | R-410A | 1.9667 | Residential & Commercial | Ducted CEE Tier 1
214296109 | Central HP <5.4 tons | BOREAL | HRCU-A-C (Split System: Heat Pump with Remote Outdoor Unit with No Indoor Fan --Air Source) | ENVBR36HPJ1OA | ADP |  | HG34936 |  | 22800 | 15.2 | 8.5 | 22400 | 21200 | 94.64% | 1.8 | 0 | 11 |  |  |  | No | R-410A | 1.9 | Residential & Commercial | Ducted CEE Tier 1
214296125 | Central HP <5.4 tons | BOREAL | HRCU-A-C (Split System: Heat Pump with Remote Outdoor Unit with No Indoor Fan --Air Source) | ENVBR36HPJ1OA | ADP |  | *G33936 |  | 22400 | 15.2 | 8.4 | 22400 | 21200 | 94.64% | 1.78 | 0 | 10.5 |  |  |  | No | R-410A | 1.8667 | Residential & Commercial | Ducted CEE Tier 1
215588078 | Central HP <5.4 tons | BRYANT HEATING AND COOLING SYSTEMS | HRCU-A-CB (Split System: Heat Pump with Remote Outdoor Unit-Air-Source) | 291VAN054**AA* |  |  | CAA**4821AM*+UI | 88*TB48090C17*** | 47000 | 18.5 | 10.5 | 51000 | 50000 | 98.04% | 2.08 | 0 | 11.5 |  |  |  | No | R-454B | 3.9167 | Residential & Commercial | Ducted CEE Tier 1
215588112 | Central HP <5.4 tons | BRYANT HEATING AND COOLING SYSTEMS | HRCU-A-CB (Split System: Heat Pump with Remote Outdoor Unit-Air-Source) | 291VAN054**AA* |  |  | CAA**6024AM*+UI | 986TD66120C24*** | 49500 | 19 | 10.5 | 52500 | 53500 | 101.9% | 1.96 | 0 | 11.5 |  |  |  | No | R-454B | 4.125 | Residential & Commercial | Ducted CEE Tier 1
215588164 | Central HP <5.4 tons | BRYANT HEATING AND COOLING SYSTEMS | HRCU-A-CB (Split System: Heat Pump with Remote Outdoor Unit-Air-Source) | 291VAN054**AA* |  |  | CSAH*6012AM*+UI | 88*TB48090C17*** | 48500 | 18.5 | 9.5 | 51000 | 50000 | 98.04% | 1.98 | 0 | 12 |  |  |  | No | R-454B | 4.0417 | Residential & Commercial | Ducted CEE Tier 1
211253510 | Central HP <5.4 tons | NOVAIR | HRCU-A-CB (Split System: Heat Pump with Remote Outdoor Unit-Air-Source) | LEA36-EVOX-30-O |  |  | LEA36-EVOX-30-I |  | 36000 | 16 | 9.5 | 40000 | 34400 | 86% | 1.97 | 10.5 | 10 |  |  |  | No | R-410A | 3 | Residential & Commercial | Ducted CEE Tier 1
206772797 | Central HP <5.4 tons | COMFORTMAKER | HRCU-A-CB (Split System: Heat Pump with Remote Outdoor Unit-Air-Source) | CVH837GKA2* |  |  | EHD4X42AAL+WALLCON | *97CMN1202422A* | 32400 | 16.5 | 8.1 | 33200 | 25000 | 75.3% | 1.96 | 11.5 | 11 |  |  |  | No | R-410A | 2.7 | Residential & Commercial | Ducted CEE Tier 1
211226564 | Central HP <5.4 tons | HEIL | HRCU-A-CB (Split System: Heat Pump with Remote Outdoor Unit-Air-Source) | DLCURAH36ABK |  |  | EA*4X37L17A* | *80VSL0701716A* | 36200 | 15.2 | 8.1 | 38500 | 35000 | 90.91% | 2.02 | 0 | 10 |  |  |  | No | R-410A | 3.0167 | Residential & Commercial | Ducted CEE Tier 1
215864506 | Central HP <5.4 tons | AMERICAN STANDARD | HRCU-A-CB (Split System: Heat Pump with Remote Outdoor Unit-Air-Source) | 5A6V8X36A1 |  |  | 5PX*BD04AS3 | S9V2B040D3PSC+LRP | 31800 | 18.1 | 8.5 | 34000 | 25800 | 75.88% | 2 | 0 | 10 |  |  |  | No | R-454B | 2.65 | Residential & Commercial | Ducted CEE Tier 1
215864570 | Central HP <5.4 tons | AMERICAN STANDARD | HRCU-A-CB (Split System: Heat Pump with Remote Outdoor Unit-Air-Source) | 5A6V8X36A1 |  |  | 5TXCB004AS3 | S9V2B060U3VSB+LRP | 31800 | 18.1 | 8.5 | 33000 | 25600 | 77.58% | 2 | 0 | 10 |  |  |  | No | R-454B | 2.65 | Residential & Commercial | Ducted CEE Tier 1
215864636 | Central HP <5.4 tons | AMERICAN STANDARD | HRCU-A-CB (Split System: Heat Pump with Remote Outdoor Unit-Air-Source) | 5A6V8X36A1 |  |  | 5TXCC005AS3 | S8V2C100M5PCB | 31800 | 18.1 | 8.5 | 32800 | 25600 | 78.05% | 2 | 0 | 10 |  |  |  | No | R-454B | 2.65 | Residential & Commercial | Ducted CEE Tier 1
215864656 | Central HP <5.4 tons | AMERICAN STANDARD | HRCU-A-CB (Split System: Heat Pump with Remote Outdoor Unit-Air-Source) | 5A6V8X48A1 |  |  | 5PX*C007AS3 | S8V2C100M5PDB | 45000 | 18.1 | 8.5 | 46000 | 35400 | 76.96% | 2.1 | 0 | 10 |  |  |  | No | R-454B | 3.75 | Residential & Commercial | Ducted CEE Tier 1
213311566 | Central HP <5.4 tons | CARRIER | HRCU-A-CB (Split System: Heat Pump with Remote Outdoor Unit-Air-Source) | 38MURAQ18AB3* | ADP |  | V36H***P219+CBPE3A* |  | 17800 | 15.5 | 9 | 17100 | 19400 | 113.5% | 2.4 | 0 | 10.5 |  |  |  | No | R-410A | 1.4833 | Residential & Commercial | Ducted CEE Tier 1
213311567 | Central HP <5.4 tons | CARRIER | HRCU-A-CB (Split System: Heat Pump with Remote Outdoor Unit-Air-Source) | 38MURAQ18AB3* | ADP |  | PL36H***P449+CBPE3A* |  | 17800 | 15.5 | 9 | 17100 | 19400 | 113.5% | 2.4 | 0 | 10.5 |  |  |  | No | R-410A | 1.4833 | Residential & Commercial | Ducted CEE Tier 1
213613466 | Central HP <5.4 tons | PAYNE HEATING AND COOLING | HRCU-A-CB (Split System: Heat Pump with Remote Outdoor Unit-Air-Source) | 38MURAQ18AB3* | ASPEN |  | L(E,G)M36E4 |  | 18000 | 15.2 | 9 | 19300 | 18300 | 94.82% | 2.2 | 0 | 10 |  |  |  | No | R-410A | 1.5 | Residential & Commercial | Ducted CEE Tier 1
211244714 | Central HP <5.4 tons | HEIL | HRCU-A-CB (Split System: Heat Pump with Remote Outdoor Unit-Air-Source) | DLCURAH24ABK |  |  | EN(A,D)4X30L17** | *80ES(N,L)0901714A* | 24600 | 16.5 | 8.1 | 26400 | 22600 | 85.61% | 1.86 | 0 | 10.5 |  |  |  | No | R-410A | 2.05 | Residential & Commercial | Ducted CEE Tier 1
211244916 | Central HP <5.4 tons | HEIL | HRCU-A-CB (Split System: Heat Pump with Remote Outdoor Unit-Air-Source) | DLCURAH24ABK |  |  | EN(A,D,W)4X36L17** | *95ESU0401712A* | 23600 | 16.5 | 8.1 | 25800 | 23600 | 91.47% | 1.96 | 0 | 10 |  |  |  | No | R-410A | 1.9667 | Residential & Commercial | Ducted CEE Tier 1
211245073 | Central HP <5.4 tons | HEIL | HRCU-A-CB (Split System: Heat Pump with Remote Outdoor Unit-Air-Source) | DLCURAH24ABK |  |  | EN(A,D,W)4X36L17** | *96VTN0401410A* | 23400 | 16 | 8.1 | 25800 | 24000 | 93.02% | 2 | 0 | 10 |  |  |  | No | R-410A | 1.95 | Residential & Commercial | Ducted CEE Tier 1
211245942 | Central HP <5.4 tons | DAY & NIGHT | HRCU-A-CB (Split System: Heat Pump with Remote Outdoor Unit-Air-Source) | DLCURAH24ABK |  |  | FM(C,U)4Z24**AL* |  | 23800 | 17.5 | 9 | 27200 | 25800 | 94.85% | 2.18 | 0 | 10 |  |  |  | No | R-410A | 1.9833 | Residential & Commercial | Ducted CEE Tier 1
212982250 | Central HP <5.4 tons | TEMPSTAR | HRCU-A-CB (Split System: Heat Pump with Remote Outdoor Unit-Air-Source) | DLCURAH24ABK |  |  | EA*4X24L17A* | *80MSU0401712A* | 23400 | 16.5 | 8.5 | 26400 | 25400 | 96.21% | 2.14 | 0 | 10 |  |  |  | No | R-410A | 1.95 | Residential & Commercial | Ducted CEE Tier 1
215439758 | Central HP <5.4 tons | GOODMAN | HRCU-A-CB (Split System: Heat Pump with Remote Outdoor Unit-Air-Source) | GZV6SA1810A* |  |  | CA*EA3022*3A* | G*VM970603BNA* | 17000 | 19 | 8.8 | 16800 | 13000 | 77.38% | 2.1 | 0 | 12 |  |  |  | No | R-32 | 1.4167 | Residential & Commercial | Ducted CEE Tier 1
213893313 | Central HP <5.4 tons | TEMPSTAR | HRCU-A-CB (Split System: Heat Pump with Remote Outdoor Unit-Air-Source) | TVH825GKA3* |  |  | EA*4X25L17A*+WALLCON | *96CTN0401410B* | 24000 | 15.5 | 8.1 | 21600 | 17000 | 78.7% | 1.96 | 0 | 10 |  |  |  | No | R-410A | 2 | Residential & Commercial | Ducted CEE Tier 1
215387241 | Central HP <5.4 tons | ACIQ | HRCU-A-CB (Split System: Heat Pump with Remote Outdoor Unit-Air-Source) | ACIQ-60-HP32 |  |  | ACIQ-60-AH32 |  | 54000 | 16 | 9 | 54000 | 45000 | 83.33% | 1.8 | 0 | 11 |  |  |  | No | R-32 | 4.5 | Residential & Commercial | Ducted CEE Tier 1
215430670 | Central HP <5.4 tons | LUXAIRE | HRCU-A-CB (Split System: Heat Pump with Remote Outdoor Unit-Air-Source) | HH860E2S11 | ADP |  | H,YG48(1,2)60+TXV | TM9Y120D20MP11 | 44000 | 18 | 8.5 | 42000 | 33000 | 78.57% | 2 | 0 | 11.7 |  |  |  | No | R-454B | 3.6667 | Residential & Commercial | Ducted CEE Tier 1
212380572 | Central HP <5.4 tons | CARRIER | HRCU-A-CB (Split System: Heat Pump with Remote Outdoor Unit-Air-Source) | 25VNA424A*031* | ADP |  | C36A***L539 | 59MN7B060C21**20 | 24000 | 20 | 8.5 | 24800 | 19400 | 78.23% | 2.52 | 0 | 13 |  |  |  | No | R-410A | 2 | Residential & Commercial | Ducted CEE Tier 1
212380573 | Central HP <5.4 tons | CARRIER | HRCU-A-CB (Split System: Heat Pump with Remote Outdoor Unit-Air-Source) | 25VNA424A*031* | ADP |  | PL36H210P299 | 59MN7B080C17**14 | 24000 | 20 | 8.5 | 24800 | 19400 | 78.23% | 2.52 | 0 | 13 |  |  |  | No | R-410A | 2 | Residential & Commercial | Ducted CEE Tier 1
212380605 | Central HP <5.4 tons | CARRIER | HRCU-A-CB (Split System: Heat Pump with Remote Outdoor Unit-Air-Source) | 25VNA424A*031* | ADP |  | V,C36H175P139 | 59TN6B080C17**14 | 23400 | 20 | 8.5 | 25000 | 19500 | 78% | 2.44 | 0 | 13 |  |  |  | No | R-410A | 1.95 | Residential & Commercial | Ducted CEE Tier 1
215472303 | Central HP <5.4 tons | TRANE | HRCU-A-CB (Split System: Heat Pump with Remote Outdoor Unit-Air-Source) | 4TWV8X48A1 | ASPEN |  | D(A,C,E)48C34+TDR | S9V2C100U5PSC+RP | 44000 | 18 | 8.2 | 44000 | 37000 | 84.09% | 2.2 | 0 | 11 |  |  |  | No | R-410A | 3.6667 | Residential & Commercial | Ducted CEE Tier 1
214625006 | Central HP <5.4 tons | CARRIER | HRCU-A-CB (Split System: Heat Pump with Remote Outdoor Unit-Air-Source) | 38MURAQ48AB3* | ADP |  | A60VHA+TXV | 58SU*B100M21**20 | 47000 | 15.2 | 8.1 | 48000 | 34000 | 70.83% | 1.92 | 0 | 10 |  |  |  | No | R-410A | 3.9167 | Residential & Commercial | Ducted CEE Tier 1
214094137 | Central HP <5.4 tons | BOSCH | HRCU-A-CB (Split System: Heat Pump with Remote Outdoor Unit-Air-Source) | BOVB-60HDN1-M18M | ASPEN |  | DM42B34+TDR | BGH96M080C4B | 32400 | 16.5 | 8.1 | 34200 | 25800 | 75.44% | 2.31 | 0 | 11.5 |  |  |  | No | R-410A | 2.7 | Residential & Commercial | Ducted CEE Tier 1
213206641 | Central HP <5.4 tons | CARRIER | HRCU-A-CB (Split System: Heat Pump with Remote Outdoor Unit-Air-Source) | 38MURAQ24AB3* | ASPEN |  | D(A,C,E)36C34+TDR | 59TP6B100V21**20 | 23000 | 17 | 8.1 | 25200 | 19900 | 78.97% | 2.7 | 0 | 10.3 |  |  |  | No | R-410A | 1.9167 | Residential & Commercial | Ducted CEE Tier 1
212982418 | Central HP <5.4 tons | TEMPSTAR | HRCU-A-CB (Split System: Heat Pump with Remote Outdoor Unit-Air-Source) | DLCURAH18ABK |  |  | EA*4X30L17A* | *80MSU0401712A* | 17500 | 16 | 8.5 | 18100 | 18500 | 102.2% | 2.24 | 0 | 10.5 |  |  |  | No | R-410A | 1.4583 | Residential & Commercial | Ducted CEE Tier 1
212983715 | Central HP <5.4 tons | TEMPSTAR | HRCU-A-CB (Split System: Heat Pump with Remote Outdoor Unit-Air-Source) | DLCURAH18ABK |  |  | EN(A,D)4X24L17** | *92MSN0601412A* | 17500 | 16 | 8.5 | 18500 | 18600 | 100.5% | 2.24 | 0 | 11 |  |  |  | No | R-410A | 1.4583 | Residential & Commercial | Ducted CEE Tier 1
215588262 | Central HP <5.4 tons | BRYANT HEATING AND COOLING SYSTEMS | HRCU-A-CB (Split System: Heat Pump with Remote Outdoor Unit-Air-Source) | 291VAN054**AA* |  |  | CVAMA6024XMA*+UI | 987MC66120C24*** | 51500 | 19 | 8.1 | 53000 | 46500 | 87.74% | 1.84 | 0 | 11.5 |  |  |  | No | R-454B | 4.2917 | Residential & Commercial | Ducted CEE Tier 1
215588280 | Central HP <5.4 tons | BRYANT HEATING AND COOLING SYSTEMS | HRCU-A-CB (Split System: Heat Pump with Remote Outdoor Unit-Air-Source) | 291VAN054**AA* |  |  | CVAMA6124XMA*+UI | 987MC60060C21*** | 51500 | 18.5 | 8.1 | 54500 | 46500 | 85.32% | 1.86 | 0 | 11 |  |  |  | No | R-454B | 4.2917 | Residential & Commercial | Ducted CEE Tier 1
215588330 | Central HP <5.4 tons | BRYANT HEATING AND COOLING SYSTEMS | HRCU-A-CB (Split System: Heat Pump with Remote Outdoor Unit-Air-Source) | 291VAN054**AA* |  |  | CVAVA4924XMA*+UI | 987MC66120C24*** | 51500 | 19 | 8.1 | 53000 | 46500 | 87.74% | 1.84 | 0 | 11.5 |  |  |  | No | R-454B | 4.2917 | Residential & Commercial | Ducted CEE Tier 1
215424709 | Central HP <5.4 tons | LUXAIRE | HRCU-A-CB (Split System: Heat Pump with Remote Outdoor Unit-Air-Source) | HH824E2S11 | ADP |  | H,YE7J*36+TXV-BLEED | TM8E040A12MP11 | 22400 | 16 | 8.8 | 21000 | 16800 | 80% | 1.96 | 0 | 11.5 |  |  |  | No | R-454B | 1.8667 | Residential & Commercial | Ducted CEE Tier 1
215424723 | Central HP <5.4 tons | LUXAIRE | HRCU-A-CB (Split System: Heat Pump with Remote Outdoor Unit-Air-Source) | HH824E2S11 | ADP |  | H,YE7J*36+TXV-BLEED | TM9Y040A10MP11 | 22400 | 16 | 8.3 | 21000 | 16900 | 80.48% | 1.96 | 0 | 10.5 |  |  |  | No | R-454B | 1.8667 | Residential & Commercial | Ducted CEE Tier 1
215430809 | Central HP <5.4 tons | LUXAIRE | HRCU-A-CB (Split System: Heat Pump with Remote Outdoor Unit-Air-Source) | HH824E2S11 | ADP |  | H,YG80(1,2)36+TXV | LP9C060B12MP13 | 23000 | 18 | 9 | 21400 | 17200 | 80.37% | 2 | 0 | 11.7 |  |  |  | No | R-454B | 1.9167 | Residential & Commercial | Ducted CEE Tier 1
214862298 | Central HP <5.4 tons | BRYANT HEATING AND COOLING SYSTEMS | HRCU-A-CB (Split System: Heat Pump with Remote Outdoor Unit-Air-Source) | 288BNV025*0**C* | ADP |  | H,CD13936 | 987MC42060C17*** | 23400 | 16 | 8.1 | 20000 | 16300 | 81.5% | 1.94 | 0 | 11 |  |  |  | No | R-410A | 1.95 | Residential & Commercial | Ducted CEE Tier 1
214862316 | Central HP <5.4 tons | BRYANT HEATING AND COOLING SYSTEMS | HRCU-A-CB (Split System: Heat Pump with Remote Outdoor Unit-Air-Source) | 288BNV025*0**C* | ADP |  | H,CD13936 | 987MC60060C21*** | 23400 | 16 | 8.1 | 20000 | 16300 | 81.5% | 1.94 | 0 | 11 |  |  |  | No | R-410A | 1.95 | Residential & Commercial | Ducted CEE Tier 1
214862317 | Central HP <5.4 tons | BRYANT HEATING AND COOLING SYSTEMS | HRCU-A-CB (Split System: Heat Pump with Remote Outdoor Unit-Air-Source) | 288BNV025*0**C* | ADP |  | H,PG48936 | 987MC60060C21*** | 24000 | 16 | 8.1 | 19800 | 16300 | 82.32% | 2 | 0 | 11 |  |  |  | No | R-410A | 2 | Residential & Commercial | Ducted CEE Tier 1
215941575 | Central HP <5.4 tons | BRYANT HEATING AND COOLING SYSTEMS | HRCU-A-CB (Split System: Heat Pump with Remote Outdoor Unit-Air-Source) | 293VAN048**AA* |  |  | CVAVA4821XMA*+UI | 987TA66100C21*** | 44500 | 20 | 8.1 | 52000 | 38500 | 74.04% | 2 | 0 | 11 |  |  |  | No | R-454B | 3.7083 | Residential & Commercial | Ducted CEE Tier 1
215938395 | Central HP <5.4 tons | BRYANT HEATING AND COOLING SYSTEMS | HRCU-A-CB (Split System: Heat Pump with Remote Outdoor Unit-Air-Source) | 293VAN048**AA* |  |  | CVAVA6024XMA*+UI | 986TD66120C24*** | 45500 | 20.5 | 8.1 | 52500 | 38000 | 72.38% | 1.95 | 0 | 11.5 |  |  |  | No | R-454B | 3.7917 | Residential & Commercial | Ducted CEE Tier 1
215488104 | Central HP <5.4 tons | GOODMAN | HRCU-A-CB (Split System: Heat Pump with Remote Outdoor Unit-Air-Source) | GZV7SA4210A* |  |  | CHPEA6030*3A* | G*VC960804CNB* | 40500 | 16.5 | 8.6 | 41000 | 31000 | 75.61% | 2 | 0 | 10 |  |  |  | No | R-32 | 3.375 | Residential & Commercial | Ducted CEE Tier 1
207454975 | Central HP <5.4 tons | LENNOX | HRCU-A-CB (Split System: Heat Pump with Remote Outdoor Unit-Air-Source) | SL25XPV-024-230A** | ADP |  | LH35/38F9 | SLP99UH090XV48C* | 22200 | 21 | 9.4 | 19800 | 19600 | 98.99% | 1.9 | 14 | 14.5 |  |  |  | No | R-410A | 1.85 | Residential & Commercial | Ducted CEE Tier 1
215430591 | Central HP <5.4 tons | LUXAIRE | HRCU-A-CB (Split System: Heat Pump with Remote Outdoor Unit-Air-Source) | HH836E2S11 | ADP |  | H,YG80(1,2)36+TXV | LP9C100C16MP13 | 33400 | 18 | 8.5 | 29400 | 24800 | 84.35% | 2 | 0 | 11 |  |  |  | No | R-454B | 2.7833 | Residential & Commercial | Ducted CEE Tier 1
215430606 | Central HP <5.4 tons | LUXAIRE | HRCU-A-CB (Split System: Heat Pump with Remote Outdoor Unit-Air-Source) | HH836E2S11 | ADP |  | H,YG80(1,2)36+TXV | TM9V080B12MP12 | 33000 | 18 | 8.5 | 29200 | 24800 | 84.93% | 2 | 0 | 11 |  |  |  | No | R-454B | 2.75 | Residential & Commercial | Ducted CEE Tier 1
215430639 | Central HP <5.4 tons | LUXAIRE | HRCU-A-CB (Split System: Heat Pump with Remote Outdoor Unit-Air-Source) | HH836E2S11 | ADP |  | H,YG80(1,2)36+TXV | Z8ET080B12LMPS1 | 32800 | 19 | 8.5 | 28400 | 24400 | 85.92% | 2 | 0 | 11.7 |  |  |  | No | R-454B | 2.7333 | Residential & Commercial | Ducted CEE Tier 1
212101619 | Central HP <5.4 tons | DIRECT AIR | HRCU-A-C (Split System: Heat Pump with Remote Outdoor Unit with No Indoor Fan --Air Source) | DIRM-24MAGICPRO20-OU |  |  | DIRM-24MAGICPRO20-COIL |  | 24000 | 16.5 | 9.5 | 25000 | 20000 | 80% | 1.95 | 11 | 10.7 |  |  |  | No | R-410A | 2 | Residential & Commercial | Ducted CEE Tier 1
213815103 | Central HP <5.4 tons | GOODMAN | HRCU-A-CB (Split System: Heat Pump with Remote Outdoor Unit-Air-Source) | GSZV903610A* |  |  | CA*F3743*6D*+MBVB16CP1X00A*+TX |  | 34200 | 19 | 8.2 | 34200 | 24400 | 71.35% | 1.85 | 0 | 12 |  |  |  | No | R-410A | 2.85 | Residential & Commercial | Ducted CEE Tier 1
214624675 | Central HP <5.4 tons | CARRIER | HRCU-A-CB (Split System: Heat Pump with Remote Outdoor Unit-Air-Source) | 38MURAQ18AB3* | ADP |  | V,C36H175P139 | 58SU*B040M17**12 | 17400 | 16 | 8.5 | 16800 | 18500 | 110.1% | 2.28 | 0 | 10.5 |  |  |  | No | R-410A | 1.45 | Residential & Commercial | Ducted CEE Tier 1
213815173 | Central HP <5.4 tons | GOODMAN | HRCU-A-CB (Split System: Heat Pump with Remote Outdoor Unit-Air-Source) | GSZV903610A* |  |  | CHPF3642C6C*+MBVB12BP1X00A*+TXV |  | 33400 | 18 | 8.2 | 34000 | 24400 | 71.76% | 1.8 | 0 | 11 |  |  |  | No | R-410A | 2.7833 | Residential & Commercial | Ducted CEE Tier 1
213815175 | Central HP <5.4 tons | GOODMAN | HRCU-A-CB (Split System: Heat Pump with Remote Outdoor Unit-Air-Source) | GSZV903610A* |  |  | CHPF3743C6B*+MBVB12BP1X00A*+TXV |  | 33400 | 18 | 8.2 | 34000 | 24400 | 71.76% | 1.8 | 0 | 11 |  |  |  | No | R-410A | 2.7833 | Residential & Commercial | Ducted CEE Tier 1
212520260 | Central HP <5.4 tons | CARRIER | HRCU-A-CB (Split System: Heat Pump with Remote Outdoor Unit-Air-Source) | 38MURAQ24AB3* | ADP |  | H,PG24936 | 58SU*A060E17**16 | 24400 | 17 | 8.5 | 25000 | 21400 | 85.6% | 1.82 | 0 | 10 |  |  |  | No | R-410A | 2.0333 | Residential & Commercial | Ducted CEE Tier 1
212520287 | Central HP <5.4 tons | CARRIER | HRCU-A-CB (Split System: Heat Pump with Remote Outdoor Unit-Air-Source) | 38MURAQ24AB3* | ADP |  | H,PG9J936 | 58TP*A090V21**20 | 24200 | 17 | 8.5 | 24400 | 22400 | 91.8% | 1.88 | 0 | 10 |  |  |  | No | R-410A | 2.0167 | Residential & Commercial | Ducted CEE Tier 1
212982382 | Central HP <5.4 tons | TEMPSTAR | HRCU-A-CB (Split System: Heat Pump with Remote Outdoor Unit-Air-Source) | DLCURAH18ABK |  |  | EA*4X19L17A* | *80MSU0401712A* | 17800 | 16 | 8.1 | 17900 | 17700 | 98.88% | 2.14 | 0 | 10.5 |  |  |  | No | R-410A | 1.4833 | Residential & Commercial | Ducted CEE Tier 1
211227126 | Central HP <5.4 tons | DAY & NIGHT | HRCU-A-CB (Split System: Heat Pump with Remote Outdoor Unit-Air-Source) | DLCURAH36ABK |  |  | EA*4X37L21A* | *96VSN1002120A* | 36400 | 16 | 8.5 | 38500 | 34800 | 90.39% | 2.08 | 0 | 10 |  |  |  | No | R-410A | 3.0333 | Residential & Commercial | Ducted CEE Tier 1
212543600 | Central HP <5.4 tons | DAY & NIGHT | HRCU-A-CB (Split System: Heat Pump with Remote Outdoor Unit-Air-Source) | DLCURAH36ABK | ADP |  | PL36H210P299 | *96VTN0802120A* | 37600 | 15.2 | 8.1 | 37400 | 28200 | 75.4% | 2 | 0 | 10 |  |  |  | No | R-410A | 3.1333 | Residential & Commercial | Ducted CEE Tier 1
211264545 | Central HP <5.4 tons | COMFORTMAKER | HRCU-A-CB (Split System: Heat Pump with Remote Outdoor Unit-Air-Source) | DLCURAH18ABK |  |  | EN(A,D)4X30L17** | *92ESN0601412A* | 18300 | 16 | 8.5 | 18800 | 18300 | 97.34% | 2.22 | 0 | 11 |  |  |  | No | R-410A | 1.525 | Residential & Commercial | Ducted CEE Tier 1
213349062 | Central HP <5.4 tons | GOODMAN | HRCU-A-CB (Split System: Heat Pump with Remote Outdoor Unit-Air-Source) | GSZS601810A* |  |  | CA*EA2422*4A* | G*VS960805CUA* | 16600 | 17.5 | 8.5 | 17400 | 13000 | 74.71% | 2.1 | 0 | 10.9 |  |  |  | No | R-410A | 1.3833 | Residential & Commercial | Ducted CEE Tier 1
213349160 | Central HP <5.4 tons | GOODMAN | HRCU-A-CB (Split System: Heat Pump with Remote Outdoor Unit-Air-Source) | GSZS601810A* |  |  | CA*EA2422*4A*+MBVC1600**-1A* |  | 16600 | 17.5 | 8.5 | 17400 | 13000 | 74.71% | 2.1 | 0 | 10.9 |  |  |  | No | R-410A | 1.3833 | Residential & Commercial | Ducted CEE Tier 1
215406385 | Central HP <5.4 tons | BOSCH | HRCU-A-C (Split System: Heat Pump with Remote Outdoor Unit with No Indoor Fan --Air Source) | BOVD-36HDN1-M20G | ASPEN |  | CM36B34+TDR |  | 21800 | 15.2 | 8.8 | 23800 | 16900 | 71.01% | 1.97 | 0 | 11.9 |  |  |  | No | R-410A | 1.8167 | Residential & Commercial | Ducted CEE Tier 1
215406394 | Central HP <5.4 tons | BOSCH | HRCU-A-C (Split System: Heat Pump with Remote Outdoor Unit with No Indoor Fan --Air Source) | BOVD-36HDN1-M20G | ASPEN |  | CM36B36+TDR |  | 21800 | 15.2 | 8.8 | 23800 | 16900 | 71.01% | 1.97 | 0 | 11.9 |  |  |  | No | R-410A | 1.8167 | Residential & Commercial | Ducted CEE Tier 1
206765426 | Central HP <5.4 tons | COMFORTMAKER | HRCU-A-CB (Split System: Heat Pump with Remote Outdoor Unit-Air-Source) | CVH825GKA3* |  |  | EA*4X24L17A*+WALLCON | *80CTL0701716A* | 23200 | 16.5 | 8.1 | 22000 | 16800 | 76.36% | 1.9 | 11 | 10.5 |  |  |  | No | R-410A | 1.9333 | Residential & Commercial | Ducted CEE Tier 1
215488079 | Central HP <5.4 tons | GOODMAN | HRCU-A-CB (Split System: Heat Pump with Remote Outdoor Unit-Air-Source) | GZV7SA4210A* |  |  | CA*EA6030*3A* | G*VM971205DNB* | 40500 | 17 | 8.8 | 41000 | 31000 | 75.61% | 2 | 0 | 10 |  |  |  | No | R-32 | 3.375 | Residential & Commercial | Ducted CEE Tier 1
215488080 | Central HP <5.4 tons | GOODMAN | HRCU-A-CB (Split System: Heat Pump with Remote Outdoor Unit-Air-Source) | GZV7SA4210A* |  |  | CA*EA6030*3A* | G*VC800804C*A* | 40500 | 17 | 8.8 | 41000 | 31000 | 75.61% | 2 | 0 | 10 |  |  |  | No | R-32 | 3.375 | Residential & Commercial | Ducted CEE Tier 1
206765505 | Central HP <5.4 tons | COMFORTMAKER | HRCU-A-CB (Split System: Heat Pump with Remote Outdoor Unit-Air-Source) | CVH825GKA3* |  |  | EA*4X25L17A*+WALLCON | *80CTL0701716A* | 24400 | 16.5 | 8.1 | 21200 | 16600 | 78.3% | 2.02 | 11 | 11 |  |  |  | No | R-410A | 2.0333 | Residential & Commercial | Ducted CEE Tier 1
206765757 | Central HP <5.4 tons | COMFORTMAKER | HRCU-A-CB (Split System: Heat Pump with Remote Outdoor Unit-Air-Source) | CVH825GKA3* |  |  | EA*4X36L21A*+WALLCON | *96CTN0601714A* | 23400 | 16.5 | 8.1 | 21600 | 16700 | 77.31% | 1.92 | 11 | 10.5 |  |  |  | No | R-410A | 1.95 | Residential & Commercial | Ducted CEE Tier 1
215933487 | Central HP <5.4 tons | AIRQUEST | HRCU-A-CB (Split System: Heat Pump with Remote Outdoor Unit-Air-Source) | H5H3V36*K*AAA* |  |  | ESH5X42M12A*+WALLCON | *96CTN1002122B* | 33600 | 19 | 9 | 34600 | 26600 | 76.88% | 1.94 | 0 | 11.5 |  |  |  | No | R-454B | 2.8 | Residential & Commercial | Ducted CEE Tier 1
215933607 | Central HP <5.4 tons | AIRQUEST | HRCU-A-CB (Split System: Heat Pump with Remote Outdoor Unit-Air-Source) | H5H3V36*K*AAA* |  |  | ESH5X48M12A*+WALLCON | *95CSU0601716B* | 33600 | 19 | 9 | 35200 | 27000 | 76.7% | 1.92 | 0 | 11 |  |  |  | No | R-454B | 2.8 | Residential & Commercial | Ducted CEE Tier 1
215932777 | Central HP <5.4 tons | AIRQUEST | HRCU-A-CB (Split System: Heat Pump with Remote Outdoor Unit-Air-Source) | H5H3V36*K*AAA* |  |  | EA*5X61M21A*+WALLCON | *97CMN0601714B* | 34000 | 19.5 | 9 | 33800 | 25800 | 76.33% | 1.94 | 0 | 11 |  |  |  | No | R-454B | 2.8333 | Residential & Commercial | Ducted CEE Tier 1
215932797 | Central HP <5.4 tons | AIRQUEST | HRCU-A-CB (Split System: Heat Pump with Remote Outdoor Unit-Air-Source) | H5H3V36*K*AAA* |  |  | EA*5X61M21A*+WALLCON | *97CMN0801714B* | 34200 | 20 | 9 | 35000 | 26600 | 76% | 1.94 | 0 | 11.5 |  |  |  | No | R-454B | 2.85 | Residential & Commercial | Ducted CEE Tier 1
215933247 | Central HP <5.4 tons | AIRQUEST | HRCU-A-CB (Split System: Heat Pump with Remote Outdoor Unit-Air-Source) | H5H3V36*K*AAA* |  |  | ESH5X36M12A*+WALLCON | *96CTN0801714B* | 33000 | 18.5 | 9 | 35200 | 27000 | 76.7% | 1.92 | 0 | 11 |  |  |  | No | R-454B | 2.75 | Residential & Commercial | Ducted CEE Tier 1
214867642 | Central HP <5.4 tons | NOVAIR | HRCU-A-C (Split System: Heat Pump with Remote Outdoor Unit with No Indoor Fan --Air Source) | LEA30-EVOX-30-O |  |  | LEA-30/36-ACOIL-410A |  | 30000 | 15.5 | 9.7 | 33000 | 27000 | 81.82% | 1.85 | 10.7 | 10.5 |  |  |  | No | R-410A | 2.5 | Residential & Commercial | Ducted CEE Tier 1
212388353 | Central HP <5.4 tons | DIRECT AIR | HRCU-A-C (Split System: Heat Pump with Remote Outdoor Unit with No Indoor Fan --Air Source) | DIRM-30MAGICPRO20-OU |  |  | DIRM-36MAGICPRO20-COIL |  | 30000 | 15.5 | 9.7 | 33000 | 27000 | 81.82% | 1.85 | 10.7 | 10.5 |  |  |  | No | R-410A | 2.5 | Residential & Commercial | Ducted CEE Tier 1
214624922 | Central HP <5.4 tons | CARRIER | HRCU-A-CB (Split System: Heat Pump with Remote Outdoor Unit-Air-Source) | 38MURAQ36AB3* | ADP |  | PL36H210P749 | 58SU*B080M21**20 | 35200 | 16 | 8.1 | 36800 | 34600 | 94.02% | 1.9 | 0 | 10 |  |  |  | No | R-410A | 2.9333 | Residential & Commercial | Ducted CEE Tier 1
215932475 | Central HP <5.4 tons | BRYANT HEATING AND COOLING SYSTEMS | HRCU-A-CB (Split System: Heat Pump with Remote Outdoor Unit-Air-Source) | 293VAN036**AA* |  |  | CAA**4821AM*+UI | 987MC60060C21*** | 33200 | 19.5 | 9.5 | 35000 | 26800 | 76.57% | 2.02 | 0 | 11 |  |  |  | No | R-454B | 2.7667 | Residential & Commercial | Ducted CEE Tier 1
214296129 | Central HP <5.4 tons | BOREAL | HRCU-A-C (Split System: Heat Pump with Remote Outdoor Unit with No Indoor Fan --Air Source) | ENVBR60HPJ1OA | ADP |  | *G52960 |  | 47000 | 15.2 | 8.5 | 46000 | 33200 | 72.17% | 1.8 | 0 | 10 |  |  |  | No | R-410A | 3.9167 | Residential & Commercial | Ducted CEE Tier 1
213425841 | Central HP <5.4 tons | DIRECT AIR | HRCU-A-C (Split System: Heat Pump with Remote Outdoor Unit with No Indoor Fan --Air Source) | DIRM-36MAGICPRO20-OU1F |  |  | DIRM-36MAGICPRO20-175-COIL |  | 35000 | 15.2 | 8.5 | 36000 | 30000 | 83.33% | 1.8 | 0 | 10 |  |  |  | No | R-410A | 2.9167 | Residential & Commercial | Ducted CEE Tier 1
207454918 | Central HP <5.4 tons | LENNOX | HRCU-A-CB (Split System: Heat Pump with Remote Outdoor Unit-Air-Source) | SL25XPV-024-230A** | ADP |  | LH35/38X9 | SL297UH080NV48C* | 22200 | 21 | 9.3 | 19800 | 19800 | 100% | 1.9 | 14 | 14 |  |  |  | No | R-410A | 1.85 | Residential & Commercial | Ducted CEE Tier 1
207455285 | Central HP <5.4 tons | LENNOX | HRCU-A-CB (Split System: Heat Pump with Remote Outdoor Unit-Air-Source) | SL25XPV-024-230A** | ADP |  | LH35/36F9 | EL296UH070XV36B* | 22200 | 22 | 10 | 20000 | 20000 | 100% | 1.84 | 14 | 14 |  |  |  | No | R-410A | 1.85 | Residential & Commercial | Ducted CEE Tier 1
207455319 | Central HP <5.4 tons | LENNOX | HRCU-A-CB (Split System: Heat Pump with Remote Outdoor Unit-Air-Source) | SL25XPV-024-230A** | ADP |  | LH35/36F9 | SLP99UH070XV36B* | 22200 | 22 | 10 | 20000 | 20000 | 100% | 1.84 | 14 | 14 |  |  |  | No | R-410A | 1.85 | Residential & Commercial | Ducted CEE Tier 1
206767118 | Central HP <5.4 tons | COMFORTMAKER | HRCU-A-CB (Split System: Heat Pump with Remote Outdoor Unit-Air-Source) | CVH825GKA3* |  |  | EA*4X30L17A*+WALLCON | *80CSU0601716A* | 23400 | 16.5 | 8.1 | 21600 | 16700 | 77.31% | 1.9 | 11 | 10.5 |  |  |  | No | R-410A | 1.95 | Residential & Commercial | Ducted CEE Tier 1
206767145 | Central HP <5.4 tons | COMFORTMAKER | HRCU-A-CB (Split System: Heat Pump with Remote Outdoor Unit-Air-Source) | CVH825GKA3* |  |  | EA*4X36L21A*+WALLCON | *80CSU0401712A* | 23600 | 17 | 8.1 | 21400 | 16600 | 77.57% | 1.94 | 11.5 | 10.5 |  |  |  | No | R-410A | 1.9667 | Residential & Commercial | Ducted CEE Tier 1
206765802 | Central HP <5.4 tons | COMFORTMAKER | HRCU-A-CB (Split System: Heat Pump with Remote Outdoor Unit-Air-Source) | CVH825GKA3* |  |  | EA*4X36L21A*+WALLCON | *97CMN1002122A* | 23600 | 16.5 | 8.1 | 21400 | 16600 | 77.57% | 1.94 | 11 | 11 |  |  |  | No | R-410A | 1.9667 | Residential & Commercial | Ducted CEE Tier 1
213349061 | Central HP <5.4 tons | GOODMAN | HRCU-A-CB (Split System: Heat Pump with Remote Outdoor Unit-Air-Source) | GSZS601810A* |  |  | CA*EA2422*4A* | G*VC800805C*A* | 16600 | 17.5 | 8.5 | 17400 | 13000 | 74.71% | 2.1 | 0 | 10.9 |  |  |  | No | R-410A | 1.3833 | Residential & Commercial | Ducted CEE Tier 1
211226424 | Central HP <5.4 tons | HEIL | HRCU-A-CB (Split System: Heat Pump with Remote Outdoor Unit-Air-Source) | DLCURAH36ABK |  |  | EA*4X36L21A* | *96VTN1002122A* | 35200 | 16.5 | 8.1 | 38500 | 35200 | 91.43% | 1.82 | 0 | 10 |  |  |  | No | R-410A | 2.9333 | Residential & Commercial | Ducted CEE Tier 1
214296122 | Central HP <5.4 tons | BOREAL | HRCU-A-C (Split System: Heat Pump with Remote Outdoor Unit with No Indoor Fan --Air Source) | ENVBR36HPJ1OA | ADP |  | V,R36H***P429+TD |  | 22200 | 15.2 | 8.35 | 22400 | 21200 | 94.64% | 1.78 | 0 | 10.5 |  |  |  | No | R-410A | 1.85 | Residential & Commercial | Ducted CEE Tier 1
214296123 | Central HP <5.4 tons | BOREAL | HRCU-A-C (Split System: Heat Pump with Remote Outdoor Unit with No Indoor Fan --Air Source) | ENVBR36HPJ1OA | ADP |  | V,R36H142P429+TD |  | 22200 | 15.2 | 8.35 | 22400 | 21200 | 94.64% | 1.78 | 0 | 10.5 |  |  |  | No | R-410A | 1.85 | Residential & Commercial | Ducted CEE Tier 1
214296124 | Central HP <5.4 tons | BOREAL | HRCU-A-C (Split System: Heat Pump with Remote Outdoor Unit with No Indoor Fan --Air Source) | ENVBR36HPJ1OA | ADP |  | PL36H***P219+TD |  | 22600 | 15.2 | 8.5 | 22400 | 21200 | 94.64% | 1.8 | 0 | 10.5 |  |  |  | No | R-410A | 1.8833 | Residential & Commercial | Ducted CEE Tier 1
206765408 | Central HP <5.4 tons | COMFORTMAKER | HRCU-A-CB (Split System: Heat Pump with Remote Outdoor Unit-Air-Source) | CVH825GKA3* |  |  | EA*4X24L14A*+WALLCON | *80CTL0701412A* | 23400 | 17 | 8.1 | 22000 | 16800 | 76.36% | 1.9 | 11 | 10.5 |  |  |  | No | R-410A | 1.95 | Residential & Commercial | Ducted CEE Tier 1
206765559 | Central HP <5.4 tons | COMFORTMAKER | HRCU-A-CB (Split System: Heat Pump with Remote Outdoor Unit-Air-Source) | CVH825GKA3* |  |  | EA*4X25L17A*+WALLCON | *80CTL0901716A* | 24400 | 17.5 | 8.5 | 21200 | 16600 | 78.3% | 2.04 | 12 | 11.5 |  |  |  | No | R-410A | 2.0333 | Residential & Commercial | Ducted CEE Tier 1
206765676 | Central HP <5.4 tons | COMFORTMAKER | HRCU-A-CB (Split System: Heat Pump with Remote Outdoor Unit-Air-Source) | CVH825GKA3* |  |  | EA*4X36L17A*+WALLCON | *96CTN0801714A* | 23600 | 16.5 | 8.1 | 21600 | 16700 | 77.31% | 1.92 | 11.5 | 10.5 |  |  |  | No | R-410A | 1.9667 | Residential & Commercial | Ducted CEE Tier 1
206766866 | Central HP <5.4 tons | COMFORTMAKER | HRCU-A-CB (Split System: Heat Pump with Remote Outdoor Unit-Air-Source) | CVH825GKA3* |  |  | EHD4X30AAL+WALLCON | *80CTL0701412A* | 23800 | 16 | 8.1 | 21800 | 16700 | 76.61% | 1.98 | 11 | 10.5 |  |  |  | No | R-410A | 1.9833 | Residential & Commercial | Ducted CEE Tier 1
211226524 | Central HP <5.4 tons | HEIL | HRCU-A-CB (Split System: Heat Pump with Remote Outdoor Unit-Air-Source) | DLCURAH36ABK |  |  | EA*4X37L17A* | *80ES(N,L)0701716A* | 36200 | 15.5 | 8.5 | 39500 | 35000 | 88.61% | 2.02 | 0 | 10 |  |  |  | No | R-410A | 3.0167 | Residential & Commercial | Ducted CEE Tier 1
211226690 | Central HP <5.4 tons | HEIL | HRCU-A-CB (Split System: Heat Pump with Remote Outdoor Unit-Air-Source) | DLCURAH36ABK |  |  | EA*4X37L17A* | *96VSN0801716A* | 36200 | 15.2 | 8.5 | 39500 | 35000 | 88.61% | 2.02 | 0 | 10 |  |  |  | No | R-410A | 3.0167 | Residential & Commercial | Ducted CEE Tier 1
214441911 | Central HP <5.4 tons | BRYANT HEATING AND COOLING SYSTEMS | HRCU-A-CB (Split System: Heat Pump with Remote Outdoor Unit-Air-Source) | 284ANV048*0**B* | ADP |  | V,C48H175P159 | 88*TB48070C17*** | 43500 | 20 | 9 | 45000 | 36600 | 81.33% | 2.14 | 0 | 11 |  |  |  | No | R-410A | 3.625 | Residential & Commercial | Ducted CEE Tier 1
214441925 | Central HP <5.4 tons | BRYANT HEATING AND COOLING SYSTEMS | HRCU-A-CB (Split System: Heat Pump with Remote Outdoor Unit-Air-Source) | 284ANV048*0**B* | ADP |  | V,C60H210P179 | 987MC66100C21*** | 44500 | 21 | 9.5 | 44000 | 35800 | 81.36% | 2.26 | 0 | 12 |  |  |  | No | R-410A | 3.7083 | Residential & Commercial | Ducted CEE Tier 1
214296121 | Central HP <5.4 tons | BOREAL | HRCU-A-C (Split System: Heat Pump with Remote Outdoor Unit with No Indoor Fan --Air Source) | ENVBR36HPJ1OA | ADP |  | V36H142P429+TD |  | 22200 | 15.2 | 8.35 | 22400 | 21200 | 94.64% | 1.78 | 0 | 10.5 |  |  |  | No | R-410A | 1.85 | Residential & Commercial | Ducted CEE Tier 1
206773664 | Central HP <5.4 tons | COMFORTMAKER | HRCU-A-CB (Split System: Heat Pump with Remote Outdoor Unit-Air-Source) | CVH837GKA2* |  |  | EHD4X42AAL+WALLCON | *95CSU1002122A* | 32600 | 17 | 8.1 | 33000 | 24800 | 75.15% | 1.96 | 11.5 | 11 |  |  |  | No | R-410A | 2.7167 | Residential & Commercial | Ducted CEE Tier 1
206773682 | Central HP <5.4 tons | COMFORTMAKER | HRCU-A-CB (Split System: Heat Pump with Remote Outdoor Unit-Air-Source) | CVH837GKA2* |  |  | EHD4X48AAL+WALLCON | *95CSU1002122A* | 32600 | 17 | 8.1 | 32800 | 24800 | 75.61% | 1.98 | 11.5 | 11 |  |  |  | No | R-410A | 2.7167 | Residential & Commercial | Ducted CEE Tier 1
207455298 | Central HP <5.4 tons | LENNOX | HRCU-A-CB (Split System: Heat Pump with Remote Outdoor Unit-Air-Source) | SL25XPV-024-230A** | ADP |  | L*35/36S9 | SL280UH060NV36A* | 22400 | 22 | 9.9 | 19800 | 20000 | 101% | 1.84 | 14 | 14.5 |  |  |  | No | R-410A | 1.8667 | Residential & Commercial | Ducted CEE Tier 1
207455305 | Central HP <5.4 tons | LENNOX | HRCU-A-CB (Split System: Heat Pump with Remote Outdoor Unit-Air-Source) | SL25XPV-024-230A** | ADP |  | L*35/36U9 | SL280UH080NV48B* | 22200 | 21 | 9.1 | 19800 | 20200 | 102% | 1.84 | 14 | 14 |  |  |  | No | R-410A | 1.85 | Residential & Commercial | Ducted CEE Tier 1
213312766 | Central HP <5.4 tons | CARRIER | HRCU-A-CB (Split System: Heat Pump with Remote Outdoor Unit-Air-Source) | 38MURAQ18AB3* | ADP |  | V36H***P039+CBPE3A* |  | 17500 | 15.5 | 8.7 | 17000 | 19400 | 114.1% | 2.32 | 0 | 10.5 |  |  |  | No | R-410A | 1.4583 | Residential & Commercial | Ducted CEE Tier 1
212520196 | Central HP <5.4 tons | CARRIER | HRCU-A-CB (Split System: Heat Pump with Remote Outdoor Unit-Air-Source) | 38MURAQ18AB3* | ADP |  | H,PG24936 | 58TP*A090V17**16 | 17600 | 16 | 8.5 | 16900 | 18500 | 109.5% | 2.26 | 0 | 10.5 |  |  |  | No | R-410A | 1.4667 | Residential & Commercial | Ducted CEE Tier 1
215488046 | Central HP <5.4 tons | GOODMAN | HRCU-A-CB (Split System: Heat Pump with Remote Outdoor Unit-Air-Source) | GZV7SA2410A* |  |  | CHPEA3026*3A* | G*VC800805C*A* | 23200 | 19 | 8.6 | 23200 | 17000 | 73.28% | 2 | 0 | 11 |  |  |  | No | R-32 | 1.9333 | Residential & Commercial | Ducted CEE Tier 1
206767670 | Central HP <5.4 tons | COMFORTMAKER | HRCU-A-CB (Split System: Heat Pump with Remote Outdoor Unit-Air-Source) | CVH825GKA3* |  |  | EHD4X30AAL+WALLCON | *95CSU0802120A* | 23800 | 16 | 8.1 | 21800 | 16700 | 76.61% | 1.98 | 11 | 10.5 |  |  |  | No | R-410A | 1.9833 | Residential & Commercial | Ducted CEE Tier 1
206767697 | Central HP <5.4 tons | COMFORTMAKER | HRCU-A-CB (Split System: Heat Pump with Remote Outdoor Unit-Air-Source) | CVH825GKA3* |  |  | EHD4X36AAL+WALLCON | *95CSU0802120A* | 24000 | 16 | 8.1 | 21400 | 16600 | 77.57% | 1.98 | 11 | 10.5 |  |  |  | No | R-410A | 2 | Residential & Commercial | Ducted CEE Tier 1
206765577 | Central HP <5.4 tons | COMFORTMAKER | HRCU-A-CB (Split System: Heat Pump with Remote Outdoor Unit-Air-Source) | CVH825GKA3* |  |  | EA*4X30L17A*+WALLCON | *80CTL0451712A* | 23400 | 16 | 8.1 | 21600 | 16800 | 77.78% | 1.9 | 11 | 10.5 |  |  |  | No | R-410A | 1.95 | Residential & Commercial | Ducted CEE Tier 1
206765712 | Central HP <5.4 tons | COMFORTMAKER | HRCU-A-CB (Split System: Heat Pump with Remote Outdoor Unit-Air-Source) | CVH825GKA3* |  |  | EA*4X36L17A*+WALLCON | *80CTL0901716A* | 23600 | 17 | 8.1 | 21400 | 16600 | 77.57% | 1.94 | 11.5 | 11 |  |  |  | No | R-410A | 1.9667 | Residential & Commercial | Ducted CEE Tier 1
206767082 | Central HP <5.4 tons | COMFORTMAKER | HRCU-A-CB (Split System: Heat Pump with Remote Outdoor Unit-Air-Source) | CVH825GKA3* |  |  | EA*4X24L17A*+WALLCON | *80CSU0601716A* | 23200 | 16.5 | 8.1 | 22000 | 16800 | 76.36% | 1.88 | 11 | 10.5 |  |  |  | No | R-410A | 1.9333 | Residential & Commercial | Ducted CEE Tier 1
211168161 | Central HP <5.4 tons | TRANE | HRCU-A-CB (Split System: Heat Pump with Remote Outdoor Unit-Air-Source) | 4TWV0X48A1 | ASPEN |  | 4PXFH009AZ3+TDR | *UD2C080ACV4 | 46000 | 19 | 8.2 | 41500 | 41500 | 100% | 2.26 | 0 | 11.7 |  |  |  | No | R-410A | 3.8333 | Residential & Commercial | Ducted CEE Tier 1
215932847 | Central HP <5.4 tons | AIRQUEST | HRCU-A-CB (Split System: Heat Pump with Remote Outdoor Unit-Air-Source) | H5H3V36*K*AAA* |  |  | EA*5X61M24A*+WALLCON | *80CSU1002120A* | 34400 | 20.5 | 9 | 34400 | 26200 | 76.16% | 1.96 | 0 | 11.7 |  |  |  | No | R-454B | 2.8667 | Residential & Commercial | Ducted CEE Tier 1
215932877 | Central HP <5.4 tons | AIRQUEST | HRCU-A-CB (Split System: Heat Pump with Remote Outdoor Unit-Air-Source) | H5H3V36*K*AAA* |  |  | EA*5X61M24A*+WALLCON | *80CTL1352422B* | 34600 | 20.5 | 9.5 | 34200 | 25800 | 75.44% | 2.06 | 0 | 12 |  |  |  | No | R-454B | 2.8833 | Residential & Commercial | Ducted CEE Tier 1
215932525 | Central HP <5.4 tons | BRYANT HEATING AND COOLING SYSTEMS | HRCU-A-CB (Split System: Heat Pump with Remote Outdoor Unit-Air-Source) | 293VAN036**AA* |  |  | CAA**6024AM*+UI | 83*CA60100C21*** | 34000 | 20 | 9 | 34200 | 26000 | 76.02% | 1.94 | 0 | 11.7 |  |  |  | No | R-454B | 2.8333 | Residential & Commercial | Ducted CEE Tier 1
215933645 | Central HP <5.4 tons | BRYANT HEATING AND COOLING SYSTEMS | HRCU-A-CB (Split System: Heat Pump with Remote Outdoor Unit-Air-Source) | 293VAN036**AA* |  |  | CSAH*4812AM*+UI | 987MC60060C21*** | 33600 | 19 | 9 | 35200 | 27000 | 76.7% | 1.92 | 0 | 11 |  |  |  | No | R-454B | 2.8 | Residential & Commercial | Ducted CEE Tier 1
215932825 | Central HP <5.4 tons | BRYANT HEATING AND COOLING SYSTEMS | HRCU-A-CB (Split System: Heat Pump with Remote Outdoor Unit-Air-Source) | 293VAN036**AA* |  |  | CAA**6121AM*+UI | 986TD42080C17*** | 34200 | 20 | 9 | 34600 | 26400 | 76.3% | 1.94 | 0 | 11.5 |  |  |  | No | R-454B | 2.85 | Residential & Commercial | Ducted CEE Tier 1
215932975 | Central HP <5.4 tons | BRYANT HEATING AND COOLING SYSTEMS | HRCU-A-CB (Split System: Heat Pump with Remote Outdoor Unit-Air-Source) | 293VAN036**AA* |  |  | CSAH*2412AM*+UI | 986TD30040C14*** | 31200 | 16 | 9 | 34800 | 26600 | 76.44% | 1.92 | 0 | 10 |  |  |  | No | R-454B | 2.6 | Residential & Commercial | Ducted CEE Tier 1
206765685 | Central HP <5.4 tons | COMFORTMAKER | HRCU-A-CB (Split System: Heat Pump with Remote Outdoor Unit-Air-Source) | CVH825GKA3* |  |  | EA*4X36L17A*+WALLCON | *97CMN0601714A* | 23400 | 16 | 8.1 | 21600 | 16800 | 77.78% | 1.92 | 11 | 10.5 |  |  |  | No | R-410A | 1.95 | Residential & Commercial | Ducted CEE Tier 1
206765721 | Central HP <5.4 tons | COMFORTMAKER | HRCU-A-CB (Split System: Heat Pump with Remote Outdoor Unit-Air-Source) | CVH825GKA3* |  |  | EA*4X36L21A*+WALLCON | *80CTL0451712A* | 23400 | 16 | 8.1 | 21600 | 16800 | 77.78% | 1.92 | 11 | 10.5 |  |  |  | No | R-410A | 1.95 | Residential & Commercial | Ducted CEE Tier 1
206765784 | Central HP <5.4 tons | COMFORTMAKER | HRCU-A-CB (Split System: Heat Pump with Remote Outdoor Unit-Air-Source) | CVH825GKA3* |  |  | EA*4X36L21A*+WALLCON | *97CMN0801714A* | 23600 | 16.5 | 8.1 | 21600 | 16700 | 77.31% | 1.92 | 11.5 | 11 |  |  |  | No | R-410A | 1.9667 | Residential & Commercial | Ducted CEE Tier 1
213608974 | Central HP <5.4 tons | GE | HRCU-A-CB (Split System: Heat Pump with Remote Outdoor Unit-Air-Source) | NS22H24MA4-**A | ADP |  | H,TG80936 | NF80L045S3A | 24000 | 21 | 8.1 | 21800 | 15500 | 71.1% | 2.04 | 0 | 13.5 |  |  |  | No | R-410A | 2 | Residential & Commercial | Ducted CEE Tier 1
206765480 | Central HP <5.4 tons | COMFORTMAKER | HRCU-A-CB (Split System: Heat Pump with Remote Outdoor Unit-Air-Source) | CVH825GKA3* |  |  | EA*4X24L17A*+WALLCON | *80CTL0901716A* | 23400 | 17 | 8.1 | 21800 | 16700 | 76.61% | 1.9 | 11.5 | 11 |  |  |  | No | R-410A | 1.95 | Residential & Commercial | Ducted CEE Tier 1
206765514 | Central HP <5.4 tons | COMFORTMAKER | HRCU-A-CB (Split System: Heat Pump with Remote Outdoor Unit-Air-Source) | CVH825GKA3* |  |  | EA*4X25L17A*+WALLCON | *96CTN0601714A* | 24200 | 16.5 | 8.1 | 21400 | 16700 | 78.04% | 2 | 11 | 11 |  |  |  | No | R-410A | 2.0167 | Residential & Commercial | Ducted CEE Tier 1
206765541 | Central HP <5.4 tons | COMFORTMAKER | HRCU-A-CB (Split System: Heat Pump with Remote Outdoor Unit-Air-Source) | CVH825GKA3* |  |  | EA*4X25L17A*+WALLCON | *97CMN0801714A* | 24200 | 16.5 | 8.1 | 21400 | 16700 | 78.04% | 2 | 11 | 11 |  |  |  | No | R-410A | 2.0167 | Residential & Commercial | Ducted CEE Tier 1
206765991 | Central HP <5.4 tons | COMFORTMAKER | HRCU-A-CB (Split System: Heat Pump with Remote Outdoor Unit-Air-Source) | CVH825GKA3* |  |  | EA*4X37L21A*+WALLCON | *97CMN0801714A* | 24400 | 16.5 | 8.1 | 21200 | 16700 | 78.77% | 2.02 | 11 | 11 |  |  |  | No | R-410A | 2.0333 | Residential & Commercial | Ducted CEE Tier 1
207454819 | Central HP <5.4 tons | LENNOX | HRCU-A-CB (Split System: Heat Pump with Remote Outdoor Unit-Air-Source) | SL25XPV-024-230A** | ADP |  | LH35/36F9 | SL280UH090V48B* | 22400 | 22 | 9.3 | 20000 | 20000 | 100% | 1.84 | 14 | 14.5 |  |  |  | No | R-410A | 1.8667 | Residential & Commercial | Ducted CEE Tier 1
207454828 | Central HP <5.4 tons | LENNOX | HRCU-A-CB (Split System: Heat Pump with Remote Outdoor Unit-Air-Source) | SL25XPV-024-230A** | ADP |  | L*23/37Z9 | SL280UH090V48B* | 22800 | 22 | 9.6 | 19800 | 19500 | 98.48% | 1.98 | 14 | 15 |  |  |  | No | R-410A | 1.9 | Residential & Commercial | Ducted CEE Tier 1
215939915 | Central HP <5.4 tons | BRYANT HEATING AND COOLING SYSTEMS | HRCU-A-CB (Split System: Heat Pump with Remote Outdoor Unit-Air-Source) | 293VAN036**AA* |  |  | CAA**6124AM*+UI | 987TA66100C21*** | 34400 | 20.5 | 9.5 | 34200 | 26000 | 76.02% | 2.06 | 0 | 12 |  |  |  | No | R-454B | 2.8667 | Residential & Commercial | Ducted CEE Tier 1
215940065 | Central HP <5.4 tons | BRYANT HEATING AND COOLING SYSTEMS | HRCU-A-CB (Split System: Heat Pump with Remote Outdoor Unit-Air-Source) | 293VAN036**AA* |  |  | CSAH*4212AM*+UI | 987TA60080C21*** | 33600 | 19 | 9 | 34800 | 26600 | 76.44% | 1.92 | 0 | 11.5 |  |  |  | No | R-454B | 2.8 | Residential & Commercial | Ducted CEE Tier 1
215940165 | Central HP <5.4 tons | BRYANT HEATING AND COOLING SYSTEMS | HRCU-A-CB (Split System: Heat Pump with Remote Outdoor Unit-Air-Source) | 293VAN036**AA* |  |  | CSAH*4812AM*+UI | 987TA66120C24*** | 33800 | 19.5 | 9 | 34600 | 26400 | 76.3% | 1.92 | 0 | 11.7 |  |  |  | No | R-454B | 2.8167 | Residential & Commercial | Ducted CEE Tier 1
206766009 | Central HP <5.4 tons | COMFORTMAKER | HRCU-A-CB (Split System: Heat Pump with Remote Outdoor Unit-Air-Source) | CVH825GKA3* |  |  | EA*4X37L21A*+WALLCON | *97CMN1002122A* | 24400 | 16.5 | 8.5 | 21200 | 16600 | 78.3% | 2.04 | 11 | 11 |  |  |  | No | R-410A | 2.0333 | Residential & Commercial | Ducted CEE Tier 1
215488078 | Central HP <5.4 tons | GOODMAN | HRCU-A-CB (Split System: Heat Pump with Remote Outdoor Unit-Air-Source) | GZV7SA4210A* |  |  | CA*EA6030*3A* | G*VM971005CNB* | 40500 | 16.5 | 8.8 | 41000 | 31000 | 75.61% | 2 | 0 | 10 |  |  |  | No | R-32 | 3.375 | Residential & Commercial | Ducted CEE Tier 1
215488101 | Central HP <5.4 tons | GOODMAN | HRCU-A-CB (Split System: Heat Pump with Remote Outdoor Unit-Air-Source) | GZV7SA4210A* |  |  | CHPEA6030*3A* | G*VC800805C*A* | 40500 | 17 | 8.6 | 41000 | 31000 | 75.61% | 2 | 0 | 10 |  |  |  | No | R-32 | 3.375 | Residential & Commercial | Ducted CEE Tier 1
206765631 | Central HP <5.4 tons | COMFORTMAKER | HRCU-A-CB (Split System: Heat Pump with Remote Outdoor Unit-Air-Source) | CVH825GKA3* |  |  | EA*4X30L17A*+WALLCON | *80CTL0701412A* | 23600 | 17 | 8.1 | 21600 | 16600 | 76.85% | 1.92 | 11.5 | 11 |  |  |  | No | R-410A | 1.9667 | Residential & Commercial | Ducted CEE Tier 1
206765649 | Central HP <5.4 tons | COMFORTMAKER | HRCU-A-CB (Split System: Heat Pump with Remote Outdoor Unit-Air-Source) | CVH825GKA3* |  |  | EA*4X36L17A*+WALLCON | *80CTL0451712A* | 23400 | 16 | 8.1 | 21600 | 16800 | 77.78% | 1.92 | 11 | 10.5 |  |  |  | No | R-410A | 1.95 | Residential & Commercial | Ducted CEE Tier 1
215933525 | Central HP <5.4 tons | BRYANT HEATING AND COOLING SYSTEMS | HRCU-A-CB (Split System: Heat Pump with Remote Outdoor Unit-Air-Source) | 293VAN036**AA* |  |  | CSAH*4812AM*+UI | 83*CA60100C21*** | 33600 | 19.5 | 9 | 34800 | 26600 | 76.44% | 1.94 | 0 | 11.5 |  |  |  | No | R-454B | 2.8 | Residential & Commercial | Ducted CEE Tier 1
215942511 | Central HP <5.4 tons | BRYANT HEATING AND COOLING SYSTEMS | HRCU-A-CB (Split System: Heat Pump with Remote Outdoor Unit-Air-Source) | 293VAN036**AA* |  |  | CVAVA6121XMA*+UI | 987MC42060C17*** | 35600 | 21.5 | 8.5 | 37400 | 28200 | 75.4% | 2.06 | 0 | 11.7 |  |  |  | No | R-454B | 2.9667 | Residential & Commercial | Ducted CEE Tier 1
213204380 | Central HP <5.4 tons | TEMPSTAR | HRCU-A-CB (Split System: Heat Pump with Remote Outdoor Unit-Air-Source) | DLCURAH24AAK | ASPEN |  | D(A,C,E)36C34+TDR | *96VTN1002122A* | 23800 | 16.5 | 8.1 | 24800 | 25600 | 103.2% | 2.54 | 0 | 10 |  |  |  | No | R-410A | 1.9833 | Residential & Commercial | Ducted CEE Tier 1
207454709 | Central HP <5.4 tons | LENNOX | HRCU-A-CB (Split System: Heat Pump with Remote Outdoor Unit-Air-Source) | SL25XPV-024-230A** | ADP |  | L*35/36U9 | EL296UH045XV36B* | 22200 | 22 | 9.8 | 20000 | 20200 | 101% | 1.84 | 14 | 14 |  |  |  | No | R-410A | 1.85 | Residential & Commercial | Ducted CEE Tier 1
214867644 | Central HP <5.4 tons | NOVAIR | HRCU-A-C (Split System: Heat Pump with Remote Outdoor Unit with No Indoor Fan --Air Source) | LEA36-EVOX-30-O |  |  | LEA-30/36-ACOIL-410A |  | 35000 | 15.2 | 10 | 39000 | 32000 | 82.05% | 2 | 10.2 | 10 |  |  |  | No | R-410A | 2.9167 | Residential & Commercial | Ducted CEE Tier 1
211226856 | Central HP <5.4 tons | HEIL | HRCU-A-CB (Split System: Heat Pump with Remote Outdoor Unit-Air-Source) | DLCURAH36ABK |  |  | EA*4X37L21A* | *80ES(N,L)1102120A* | 37000 | 15.5 | 8.5 | 38500 | 34800 | 90.39% | 2.12 | 0 | 10 |  |  |  | No | R-410A | 3.0833 | Residential & Commercial | Ducted CEE Tier 1
212983695 | Central HP <5.4 tons | TEMPSTAR | HRCU-A-CB (Split System: Heat Pump with Remote Outdoor Unit-Air-Source) | DLCURAH18ABK |  |  | EN(A,D)4X18L14** | *92MSN0601412A* | 17300 | 16 | 8.5 | 18500 | 19200 | 103.8% | 2.3 | 0 | 10.5 |  |  |  | No | R-410A | 1.4417 | Residential & Commercial | Ducted CEE Tier 1
206772364 | Central HP <5.4 tons | COMFORTMAKER | HRCU-A-CB (Split System: Heat Pump with Remote Outdoor Unit-Air-Source) | CVH837GKA2* |  |  | EN(A,D)4X48L24**+WALLCON | *80CTL0902120A* | 32400 | 17.5 | 8.1 | 33000 | 24800 | 75.15% | 1.96 | 12 | 11.7 |  |  |  | No | R-410A | 2.7 | Residential & Commercial | Ducted CEE Tier 1
206772896 | Central HP <5.4 tons | COMFORTMAKER | HRCU-A-CB (Split System: Heat Pump with Remote Outdoor Unit-Air-Source) | CVH837GKA2* |  |  | EHD4X48AAL+WALLCON | *80CTL1352422A* | 32600 | 17 | 8.1 | 33000 | 24800 | 75.15% | 1.98 | 11 | 11 |  |  |  | No | R-410A | 2.7167 | Residential & Commercial | Ducted CEE Tier 1
206773130 | Central HP <5.4 tons | COMFORTMAKER | HRCU-A-CB (Split System: Heat Pump with Remote Outdoor Unit-Air-Source) | CVH837GKA2* |  |  | EA*4X43L21A*+WALLCON | *80CSU1002120A* | 32800 | 17 | 8.5 | 33000 | 25200 | 76.36% | 1.98 | 12 | 11 |  |  |  | No | R-410A | 2.7333 | Residential & Commercial | Ducted CEE Tier 1
206773283 | Central HP <5.4 tons | COMFORTMAKER | HRCU-A-CB (Split System: Heat Pump with Remote Outdoor Unit-Air-Source) | CVH837GKA2* |  |  | EN(A,D,W)4X48L21**+WALLCON | *80CSU1002120A* | 32400 | 17 | 8.1 | 33000 | 24800 | 75.15% | 1.94 | 12.2 | 11.5 |  |  |  | No | R-410A | 2.7 | Residential & Commercial | Ducted CEE Tier 1
206773432 | Central HP <5.4 tons | COMFORTMAKER | HRCU-A-CB (Split System: Heat Pump with Remote Outdoor Unit-Air-Source) | CVH837GKA2* |  |  | EA*4X37L21A*+WALLCON | *95CSU1002122A* | 33000 | 17.5 | 8.5 | 32800 | 25000 | 76.22% | 2 | 12 | 11.5 |  |  |  | No | R-410A | 2.75 | Residential & Commercial | Ducted CEE Tier 1
206773450 | Central HP <5.4 tons | COMFORTMAKER | HRCU-A-CB (Split System: Heat Pump with Remote Outdoor Unit-Air-Source) | CVH837GKA2* |  |  | EA*4X42L21A*+WALLCON | *95CSU1002122A* | 31800 | 17.5 | 8.1 | 33000 | 24400 | 73.94% | 1.9 | 11.5 | 11 |  |  |  | No | R-410A | 2.65 | Residential & Commercial | Ducted CEE Tier 1
214296115 | Central HP <5.4 tons | BOREAL | HRCU-A-C (Split System: Heat Pump with Remote Outdoor Unit with No Indoor Fan --Air Source) | ENVBR36HPJ1OA | ADP |  | V,R36H175P149+TD |  | 22800 | 15.2 | 8.5 | 22400 | 21200 | 94.64% | 1.8 | 0 | 11 |  |  |  | No | R-410A | 1.9 | Residential & Commercial | Ducted CEE Tier 1
206765928 | Central HP <5.4 tons | COMFORTMAKER | HRCU-A-CB (Split System: Heat Pump with Remote Outdoor Unit-Air-Source) | CVH825GKA3* |  |  | EA*4X37L21A*+WALLCON | *80CTL0451712A* | 24200 | 16.5 | 8.1 | 21200 | 16700 | 78.77% | 2 | 11 | 11 |  |  |  | No | R-410A | 2.0167 | Residential & Commercial | Ducted CEE Tier 1
214296130 | Central HP <5.4 tons | BOREAL | HRCU-A-C (Split System: Heat Pump with Remote Outdoor Unit with No Indoor Fan --Air Source) | ENVBR36HPJ1OA | ADP |  | *G9J936 |  | 22800 | 15.2 | 8.5 | 22400 | 21200 | 94.64% | 1.8 | 0 | 11 |  |  |  | No | R-410A | 1.9 | Residential & Commercial | Ducted CEE Tier 1
211226867 | Central HP <5.4 tons | HEIL | HRCU-A-CB (Split System: Heat Pump with Remote Outdoor Unit-Air-Source) | DLCURAH36ABK |  |  | EA*4X37L21A* | *80VSL0451716A* | 36200 | 15.5 | 8.5 | 38500 | 34800 | 90.39% | 2.06 | 0 | 10 |  |  |  | No | R-410A | 3.0167 | Residential & Commercial | Ducted CEE Tier 1
214441921 | Central HP <5.4 tons | BRYANT HEATING AND COOLING SYSTEMS | HRCU-A-CB (Split System: Heat Pump with Remote Outdoor Unit-Air-Source) | 284ANV048*0**B* | ADP |  | V,C48H210P169 | 986TD66100C21*** | 44000 | 21 | 9 | 44500 | 36000 | 80.9% | 2.18 | 0 | 12 |  |  |  | No | R-410A | 3.6667 | Residential & Commercial | Ducted CEE Tier 1
215399948 | Central HP <5.4 tons | YORK | HRCU-A-C (Split System: Heat Pump with Remote Outdoor Unit with No Indoor Fan --Air Source) | HH824E2S11 | ASPEN |  | D(A,C,E)36A3K+TDR |  | 22400 | 15.2 | 8.5 | 22600 | 21200 | 93.81% | 2.65 | 0 | 11 |  |  |  | No | R-454B | 1.8667 | Residential & Commercial | Ducted CEE Tier 1
206417166 | Central HP <5.4 tons | TRANE | HRCU-A-CB (Split System: Heat Pump with Remote Outdoor Unit-Air-Source) | 4TWL9036A1 | ASPEN |  | 4PXFH005AZ3+TDR | *UD2C080ACV4 | 35600 | 17 | 8.7 | 33200 | 24000 | 72.29% | 2.81 | 12 | 11.5 |  |  |  | No | R-410A | 2.9667 | Residential & Commercial | Ducted CEE Tier 1
212578439 | Central HP <5.4 tons | CARRIER | HRCU-A-CB (Split System: Heat Pump with Remote Outdoor Unit-Air-Source) | 25VNA848A*030* | ADP |  | H,PG35948 | 59TN6B120C24**22 | 45000 | 17 | 8.5 | 45000 | 32600 | 72.44% | 2.28 | 0 | 10 |  |  |  | No | R-410A | 3.75 | Residential & Commercial | Ducted CEE Tier 1
214296127 | Central HP <5.4 tons | BOREAL | HRCU-A-C (Split System: Heat Pump with Remote Outdoor Unit with No Indoor Fan --Air Source) | ENVBR60HPJ1OA | ADP |  | *E49960 |  | 47000 | 15.2 | 8.35 | 46000 | 33200 | 72.17% | 1.78 | 0 | 10 |  |  |  | No | R-410A | 3.9167 | Residential & Commercial | Ducted CEE Tier 1
215940315 | Central HP <5.4 tons | BRYANT HEATING AND COOLING SYSTEMS | HRCU-A-CB (Split System: Heat Pump with Remote Outdoor Unit-Air-Source) | 293VAN036**AA* |  |  | CVAMA4421XMA*+UI | 987TA66100C21*** | 35600 | 22 | 8.5 | 38000 | 28600 | 75.26% | 2.02 | 0 | 12.5 |  |  |  | No | R-454B | 2.9667 | Residential & Commercial | Ducted CEE Tier 1
215940665 | Central HP <5.4 tons | BRYANT HEATING AND COOLING SYSTEMS | HRCU-A-CB (Split System: Heat Pump with Remote Outdoor Unit-Air-Source) | 293VAN036**AA* |  |  | CVAVA4221XMA*+UI | 987TA60080C21*** | 34400 | 20.5 | 8.5 | 38500 | 28200 | 73.25% | 2.04 | 0 | 11.7 |  |  |  | No | R-454B | 2.8667 | Residential & Commercial | Ducted CEE Tier 1
215940685 | Central HP <5.4 tons | BRYANT HEATING AND COOLING SYSTEMS | HRCU-A-CB (Split System: Heat Pump with Remote Outdoor Unit-Air-Source) | 293VAN036**AA* |  |  | CVAVA4224XMA*+UI | 986TD60080C21*** | 35400 | 21.5 | 8.5 | 38000 | 28600 | 75.26% | 2.04 | 0 | 12 |  |  |  | No | R-454B | 2.95 | Residential & Commercial | Ducted CEE Tier 1
211264950 | Central HP <5.4 tons | COMFORTMAKER | HRCU-A-CB (Split System: Heat Pump with Remote Outdoor Unit-Air-Source) | DLCURAH18ABK |  |  | FMA4X24**AL* |  | 17400 | 16 | 8.5 | 18500 | 20000 | 108.1% | 2.44 | 0 | 10.5 |  |  |  | No | R-410A | 1.45 | Residential & Commercial | Ducted CEE Tier 1
211262143 | Central HP <5.4 tons | DAY & NIGHT | HRCU-A-CB (Split System: Heat Pump with Remote Outdoor Unit-Air-Source) | DLCURAH18ABK |  |  | EA*4X30L17A* | *92ESN0401712A* | 17900 | 15.5 | 8.5 | 18600 | 18500 | 99.46% | 2.22 | 0 | 10.5 |  |  |  | No | R-410A | 1.4917 | Residential & Commercial | Ducted CEE Tier 1
214848941 | Central HP <5.4 tons | YORK | HRCU-A-CB (Split System: Heat Pump with Remote Outdoor Unit-Air-Source) | HH860E2S11 | ADP |  | H,YG48*60+TXV | Y91E100C20SMPS1 | 45500 | 18 | 8.5 | 45000 | 33600 | 74.67% | 2 | 0 | 11.7 |  |  |  | No | R-454B | 3.7917 | Residential & Commercial | Ducted CEE Tier 1
214848984 | Central HP <5.4 tons | YORK | HRCU-A-CB (Split System: Heat Pump with Remote Outdoor Unit-Air-Source) | HH860E2S11 | ADP |  | H,YG84*60+TXV-BLEED | TM8V120C20MP12 | 53000 | 19 | 8.5 | 52000 | 38500 | 74.04% | 2 | 0 | 11 |  |  |  | No | R-454B | 4.4167 | Residential & Commercial | Ducted CEE Tier 1
212578440 | Central HP <5.4 tons | CARRIER | HRCU-A-CB (Split System: Heat Pump with Remote Outdoor Unit-Air-Source) | 25VNA848A*030* | ADP |  | H,PG3K960 | 59TN6B120C24**22 | 45000 | 17 | 8.5 | 45000 | 32600 | 72.44% | 2.28 | 0 | 10 |  |  |  | No | R-410A | 3.75 | Residential & Commercial | Ducted CEE Tier 1
214441924 | Central HP <5.4 tons | BRYANT HEATING AND COOLING SYSTEMS | HRCU-A-CB (Split System: Heat Pump with Remote Outdoor Unit-Air-Source) | 284ANV048*0**B* | ADP |  | V,C48H210P169 | 987MC66100C21*** | 44000 | 21 | 9 | 44500 | 36000 | 80.9% | 2.18 | 0 | 12 |  |  |  | No | R-410A | 3.6667 | Residential & Commercial | Ducted CEE Tier 1
212982610 | Central HP <5.4 tons | TEMPSTAR | HRCU-A-CB (Split System: Heat Pump with Remote Outdoor Unit-Air-Source) | DLCURAH36ABK |  |  | EA*4X48L24A* | *80MSU0601716A* | 35600 | 17 | 8.5 | 37800 | 34600 | 91.53% | 2.02 | 0 | 10 |  |  |  | No | R-410A | 2.9667 | Residential & Commercial | Ducted CEE Tier 1
212988978 | Central HP <5.4 tons | COMFORTMAKER | HRCU-A-CB (Split System: Heat Pump with Remote Outdoor Unit-Air-Source) | DLCURAH36ABK |  |  | EA*4X48L21A* | *95MSU0601716A* | 35400 | 16 | 8.1 | 37800 | 34600 | 91.53% | 2 | 0 | 10 |  |  |  | No | R-410A | 2.95 | Residential & Commercial | Ducted CEE Tier 1
213872417 | Central HP <5.4 tons | NAPOLEON | HRCU-A-C (Split System: Heat Pump with Remote Outdoor Unit with No Indoor Fan --Air Source) | WSEHV2436RA1-N | ASPEN |  | D(A,C,E)36B34+TDR |  | 22800 | 15.2 | 8.5 | 22400 | 21200 | 94.64% | 1.8 | 0 | 11 |  |  |  | No | R-410A | 1.9 | Residential & Commercial | Ducted CEE Tier 1
211242970 | Central HP <5.4 tons | HEIL | HRCU-A-CB (Split System: Heat Pump with Remote Outdoor Unit-Air-Source) | DLCURAH24ABK |  |  | EA*4X37L17A* | *95ESN0601412A* | 25000 | 16 | 8.5 | 26000 | 21200 | 81.54% | 1.76 | 0 | 10 |  |  |  | No | R-410A | 2.0833 | Residential & Commercial | Ducted CEE Tier 1
212982286 | Central HP <5.4 tons | TEMPSTAR | HRCU-A-CB (Split System: Heat Pump with Remote Outdoor Unit-Air-Source) | DLCURAH24ABK |  |  | EA*4X36L17A* | *80MSU0401712A* | 23400 | 17 | 8.5 | 25600 | 23400 | 91.41% | 1.94 | 0 | 10 |  |  |  | No | R-410A | 1.95 | Residential & Commercial | Ducted CEE Tier 1
211243636 | Central HP <5.4 tons | HEIL | HRCU-A-CB (Split System: Heat Pump with Remote Outdoor Unit-Air-Source) | DLCURAH24ABK |  |  | EA*4X37L21A* | *92ESN0401712A* | 24400 | 16 | 8.1 | 25400 | 21200 | 83.46% | 1.78 | 0 | 10 |  |  |  | No | R-410A | 2.0333 | Residential & Commercial | Ducted CEE Tier 1
211244140 | Central HP <5.4 tons | HEIL | HRCU-A-CB (Split System: Heat Pump with Remote Outdoor Unit-Air-Source) | DLCURAH24ABK |  |  | EN(A,D)4X24L17** | *80ES(N,L)0901714A* | 24000 | 16 | 8.5 | 27000 | 23000 | 85.19% | 1.9 | 0 | 10 |  |  |  | No | R-410A | 2 | Residential & Commercial | Ducted CEE Tier 1
212983545 | Central HP <5.4 tons | TEMPSTAR | HRCU-A-CB (Split System: Heat Pump with Remote Outdoor Unit-Air-Source) | DLCURAH24ABK |  |  | EA*4X30L14A* | *92MSN0601412A* | 23800 | 16.5 | 8.5 | 26400 | 24000 | 90.91% | 1.98 | 0 | 10 |  |  |  | No | R-410A | 1.9833 | Residential & Commercial | Ducted CEE Tier 1
211244781 | Central HP <5.4 tons | HEIL | HRCU-A-CB (Split System: Heat Pump with Remote Outdoor Unit-Air-Source) | DLCURAH24ABK |  |  | EN(A,D)4X30L17** | *92ESN0401410A* | 24000 | 15.2 | 8.1 | 26600 | 22800 | 85.71% | 1.86 | 0 | 10 |  |  |  | No | R-410A | 2 | Residential & Commercial | Ducted CEE Tier 1
211244897 | Central HP <5.4 tons | HEIL | HRCU-A-CB (Split System: Heat Pump with Remote Outdoor Unit-Air-Source) | DLCURAH24ABK |  |  | EN(A,D,W)4X36L17** | *96VSN0601412A* | 23600 | 16.5 | 8.1 | 25800 | 23800 | 92.25% | 1.98 | 0 | 10 |  |  |  | No | R-410A | 1.9667 | Residential & Commercial | Ducted CEE Tier 1
211244128 | Central HP <5.4 tons | HEIL | HRCU-A-CB (Split System: Heat Pump with Remote Outdoor Unit-Air-Source) | DLCURAH24ABK |  |  | EN(A,D)4X24L17** | *80ES(N,L)0701712A* | 23800 | 16 | 8.5 | 27000 | 23200 | 85.93% | 1.9 | 0 | 10 |  |  |  | No | R-410A | 1.9833 | Residential & Commercial | Ducted CEE Tier 1
211244825 | Central HP <5.4 tons | HEIL | HRCU-A-CB (Split System: Heat Pump with Remote Outdoor Unit-Air-Source) | DLCURAH24ABK |  |  | EN(A,D)4X30L17** | OMV098J12* | 23600 | 16.5 | 8.1 | 26000 | 23600 | 90.77% | 1.96 | 0 | 10 |  |  |  | No | R-410A | 1.9667 | Residential & Commercial | Ducted CEE Tier 1
211242306 | Central HP <5.4 tons | HEIL | HRCU-A-CB (Split System: Heat Pump with Remote Outdoor Unit-Air-Source) | DLCURAH24ABK |  |  | EA*4X36L21A* | *96VSN0401712A* | 23400 | 16 | 8.5 | 25800 | 23600 | 91.47% | 1.94 | 0 | 10 |  |  |  | No | R-410A | 1.95 | Residential & Commercial | Ducted CEE Tier 1
211242483 | Central HP <5.4 tons | HEIL | HRCU-A-CB (Split System: Heat Pump with Remote Outdoor Unit-Air-Source) | DLCURAH24ABK |  |  | EA*4X36L21A* | *96VTN0801716A* | 24400 | 16.5 | 8.5 | 26200 | 22400 | 85.5% | 1.86 | 0 | 10 |  |  |  | No | R-410A | 2.0333 | Residential & Commercial | Ducted CEE Tier 1
212983605 | Central HP <5.4 tons | TEMPSTAR | HRCU-A-CB (Split System: Heat Pump with Remote Outdoor Unit-Air-Source) | DLCURAH24ABK |  |  | EN(A,D)4X30L14** | *92MSN0601412A* | 23800 | 16.5 | 8.5 | 26400 | 23800 | 90.15% | 1.98 | 0 | 10 |  |  |  | No | R-410A | 1.9833 | Residential & Commercial | Ducted CEE Tier 1
215333847 | Central HP <5.4 tons | HISENSE | HRCU-A-C (Split System: Heat Pump with Remote Outdoor Unit with No Indoor Fan --Air Source) | AUWR-36U3SA | ADP |  | HE36936+TD |  | 29600 | 15.2 | 9.4 | 28400 | 23800 | 83.8% | 2.08 | 0 | 11 |  |  |  | No | R-410A | 2.4667 | Residential & Commercial | Ducted CEE Tier 1
212980606 | Central HP <5.4 tons | TEMPSTAR | HRCU-A-CB (Split System: Heat Pump with Remote Outdoor Unit-Air-Source) | DLCURAH24ABK |  |  | EN(A,D)4X36L21** | *80MS(N,L)0902120A* | 23600 | 17 | 8.5 | 26200 | 28400 | 108.4% | 1.96 | 0 | 10.5 |  |  |  | No | R-410A | 1.9667 | Residential & Commercial | Ducted CEE Tier 1
211243510 | Central HP <5.4 tons | HEIL | HRCU-A-CB (Split System: Heat Pump with Remote Outdoor Unit-Air-Source) | DLCURAH24ABK |  |  | EA*4X37L21A* | *80ES(N,L)0701712A* | 25000 | 16.5 | 8.5 | 25600 | 20800 | 81.25% | 1.76 | 0 | 10.5 |  |  |  | No | R-410A | 2.0833 | Residential & Commercial | Ducted CEE Tier 1
212982262 | Central HP <5.4 tons | TEMPSTAR | HRCU-A-CB (Split System: Heat Pump with Remote Outdoor Unit-Air-Source) | DLCURAH24ABK |  |  | EA*4X25L17A* | *80MSU0401712A* | 24400 | 17 | 8.5 | 25200 | 21600 | 85.71% | 1.82 | 0 | 10 |  |  |  | No | R-410A | 2.0333 | Residential & Commercial | Ducted CEE Tier 1
212982730 | Central HP <5.4 tons | TEMPSTAR | HRCU-A-CB (Split System: Heat Pump with Remote Outdoor Unit-Air-Source) | DLCURAH24ABK |  |  | EN(A,D)4X36L21** | *80MSU0601716A* | 23600 | 17 | 8.5 | 25600 | 24000 | 93.75% | 2 | 0 | 10.5 |  |  |  | No | R-410A | 1.9667 | Residential & Commercial | Ducted CEE Tier 1
211245786 | Central HP <5.4 tons | DAY & NIGHT | HRCU-A-CB (Split System: Heat Pump with Remote Outdoor Unit-Air-Source) | DLCURAH24ABK |  |  | EN(A,D)4X36L21** | OLV112A16A | 24400 | 16 | 8.1 | 26600 | 22600 | 84.96% | 1.86 | 0 | 10 |  |  |  | No | R-410A | 2.0333 | Residential & Commercial | Ducted CEE Tier 1
211245809 | Central HP <5.4 tons | DAY & NIGHT | HRCU-A-CB (Split System: Heat Pump with Remote Outdoor Unit-Air-Source) | DLCURAH24ABK |  |  | FEM4X24**CL |  | 23800 | 17.5 | 8.5 | 26000 | 23800 | 91.54% | 2 | 0 | 10 |  |  |  | No | R-410A | 1.9833 | Residential & Commercial | Ducted CEE Tier 1
211245909 | Central HP <5.4 tons | DAY & NIGHT | HRCU-A-CB (Split System: Heat Pump with Remote Outdoor Unit-Air-Source) | DLCURAH24ABK |  |  | FMA4X36**AL* |  | 25800 | 18 | 9 | 27600 | 21000 | 76.09% | 1.8 | 0 | 10.5 |  |  |  | No | R-410A | 2.15 | Residential & Commercial | Ducted CEE Tier 1
212983585 | Central HP <5.4 tons | TEMPSTAR | HRCU-A-CB (Split System: Heat Pump with Remote Outdoor Unit-Air-Source) | DLCURAH24ABK |  |  | EN(A,D)4X24L14** | *92MSN0601412A* | 23400 | 16.5 | 8.5 | 27000 | 24600 | 91.11% | 2.04 | 0 | 10 |  |  |  | No | R-410A | 1.95 | Residential & Commercial | Ducted CEE Tier 1
211244340 | Central HP <5.4 tons | HEIL | HRCU-A-CB (Split System: Heat Pump with Remote Outdoor Unit-Air-Source) | DLCURAH24ABK |  |  | EN(A,D)4X30L14** | *96VTN0401410A* | 23600 | 15.5 | 8.1 | 26200 | 23600 | 90.08% | 1.92 | 0 | 10 |  |  |  | No | R-410A | 1.9667 | Residential & Commercial | Ducted CEE Tier 1
215333846 | Central HP <5.4 tons | HISENSE | HRCU-A-C (Split System: Heat Pump with Remote Outdoor Unit with No Indoor Fan --Air Source) | AUWR-36U3SA | ADP |  | HE35936+TD |  | 29400 | 15.2 | 9.4 | 28400 | 23800 | 83.8% | 2.08 | 0 | 11 |  |  |  | No | R-410A | 2.45 | Residential & Commercial | Ducted CEE Tier 1
211244888 | Central HP <5.4 tons | HEIL | HRCU-A-CB (Split System: Heat Pump with Remote Outdoor Unit-Air-Source) | DLCURAH24ABK |  |  | EN(A,D,W)4X36L17** | *96VSN0401712A* | 23400 | 16 | 8.1 | 25800 | 24000 | 93.02% | 1.98 | 0 | 10 |  |  |  | No | R-410A | 1.95 | Residential & Commercial | Ducted CEE Tier 1
211244974 | Central HP <5.4 tons | HEIL | HRCU-A-CB (Split System: Heat Pump with Remote Outdoor Unit-Air-Source) | DLCURAH24ABK |  |  | EN(A,D,W)4X36L17** | *95ESU0601716A* | 24200 | 16.5 | 8.1 | 26200 | 22800 | 87.02% | 1.9 | 0 | 10.5 |  |  |  | No | R-410A | 2.0167 | Residential & Commercial | Ducted CEE Tier 1
212978640 | Central HP <5.4 tons | TEMPSTAR | HRCU-A-CB (Split System: Heat Pump with Remote Outdoor Unit-Air-Source) | DLCURAH24ABK |  |  | EA*4X25L17A* | *80MS(N,L)0701712A* | 24400 | 17.5 | 8.5 | 25200 | 21600 | 85.71% | 1.82 | 0 | 10.5 |  |  |  | No | R-410A | 2.0333 | Residential & Commercial | Ducted CEE Tier 1
211241798 | Central HP <5.4 tons | HEIL | HRCU-A-CB (Split System: Heat Pump with Remote Outdoor Unit-Air-Source) | DLCURAH24ABK |  |  | EA*4X30L17A* | OLV098A12* | 23200 | 16.5 | 8.5 | 25800 | 24400 | 94.57% | 2.02 | 0 | 10 |  |  |  | No | R-410A | 1.9333 | Residential & Commercial | Ducted CEE Tier 1
211241816 | Central HP <5.4 tons | HEIL | HRCU-A-CB (Split System: Heat Pump with Remote Outdoor Unit-Air-Source) | DLCURAH24ABK |  |  | EA*4X36L17A* | *80VSL0451412A* | 23400 | 16.5 | 8.5 | 25600 | 23600 | 92.19% | 1.96 | 0 | 10 |  |  |  | No | R-410A | 1.95 | Residential & Commercial | Ducted CEE Tier 1
211241891 | Central HP <5.4 tons | HEIL | HRCU-A-CB (Split System: Heat Pump with Remote Outdoor Unit-Air-Source) | DLCURAH24ABK |  |  | EA*4X36L17A* | *80ES(N,L)0701716A* | 25000 | 16 | 8.5 | 26800 | 21800 | 81.34% | 1.8 | 0 | 10 |  |  |  | No | R-410A | 2.0833 | Residential & Commercial | Ducted CEE Tier 1
211242626 | Central HP <5.4 tons | HEIL | HRCU-A-CB (Split System: Heat Pump with Remote Outdoor Unit-Air-Source) | DLCURAH24ABK |  |  | EA*4X36L21A* | *92ESN0601714A* | 24600 | 17 | 8.5 | 26200 | 22200 | 84.73% | 1.86 | 0 | 10 |  |  |  | No | R-410A | 2.05 | Residential & Commercial | Ducted CEE Tier 1
211242733 | Central HP <5.4 tons | HEIL | HRCU-A-CB (Split System: Heat Pump with Remote Outdoor Unit-Air-Source) | DLCURAH24ABK |  |  | EA*4X36L21A* | OLV098A12* | 23400 | 16.5 | 8.5 | 25600 | 23800 | 92.97% | 1.98 | 0 | 10 |  |  |  | No | R-410A | 1.95 | Residential & Commercial | Ducted CEE Tier 1
211243103 | Central HP <5.4 tons | HEIL | HRCU-A-CB (Split System: Heat Pump with Remote Outdoor Unit-Air-Source) | DLCURAH24ABK |  |  | EA*4X37L17A* | *95ESN0601714A* | 25200 | 16 | 8.5 | 26200 | 21200 | 80.92% | 1.76 | 0 | 10 |  |  |  | No | R-410A | 2.1 | Residential & Commercial | Ducted CEE Tier 1
214626804 | Central HP <5.4 tons | CARRIER | HRCU-A-CB (Split System: Heat Pump with Remote Outdoor Unit-Air-Source) | 25VNA424A*031* | ADP |  | C36A***L129 | 58CU*A040C17**12 | 23200 | 21 | 10.5 | 25000 | 19400 | 77.6% | 2.44 | 0 | 13.5 |  |  |  | No | R-410A | 1.9333 | Residential & Commercial | Ducted CEE Tier 1
211243169 | Central HP <5.4 tons | HEIL | HRCU-A-CB (Split System: Heat Pump with Remote Outdoor Unit-Air-Source) | DLCURAH24ABK |  |  | EA*4X37L17A* | OMV098J12* | 24200 | 16.5 | 8.5 | 25400 | 21800 | 85.83% | 1.82 | 0 | 10 |  |  |  | No | R-410A | 2.0167 | Residential & Commercial | Ducted CEE Tier 1
211244278 | Central HP <5.4 tons | HEIL | HRCU-A-CB (Split System: Heat Pump with Remote Outdoor Unit-Air-Source) | DLCURAH24ABK |  |  | EN(A,D)4X30L14** | *80VSL0451412A* | 24000 | 16 | 8.1 | 26400 | 23000 | 87.12% | 1.88 | 0 | 10 |  |  |  | No | R-410A | 2 | Residential & Commercial | Ducted CEE Tier 1
211244296 | Central HP <5.4 tons | HEIL | HRCU-A-CB (Split System: Heat Pump with Remote Outdoor Unit-Air-Source) | DLCURAH24ABK |  |  | EN(A,D)4X30L14** | *96VSN0601412A* | 23400 | 16.5 | 8.1 | 25800 | 24000 | 93.02% | 1.98 | 0 | 10 |  |  |  | No | R-410A | 1.95 | Residential & Commercial | Ducted CEE Tier 1
211244371 | Central HP <5.4 tons | HEIL | HRCU-A-CB (Split System: Heat Pump with Remote Outdoor Unit-Air-Source) | DLCURAH24ABK |  |  | EN(A,D)4X30L14** | *80ES(N,L)0451412A* | 24400 | 16 | 8.1 | 26600 | 22600 | 84.96% | 1.84 | 0 | 10 |  |  |  | No | R-410A | 2.0333 | Residential & Commercial | Ducted CEE Tier 1
211245843 | Central HP <5.4 tons | DAY & NIGHT | HRCU-A-CB (Split System: Heat Pump with Remote Outdoor Unit-Air-Source) | DLCURAH24ABK |  |  | FXM4X30**AL |  | 24200 | 16.5 | 8.5 | 26000 | 22600 | 86.92% | 1.86 | 0 | 10 |  |  |  | No | R-410A | 2.0167 | Residential & Commercial | Ducted CEE Tier 1
212544190 | Central HP <5.4 tons | DAY & NIGHT | HRCU-A-CB (Split System: Heat Pump with Remote Outdoor Unit-Air-Source) | DLCURAH24ABK | ADP |  | FG80936 | *95ESN0401410A* | 24400 | 15.2 | 8.5 | 25000 | 22000 | 88% | 1.82 | 0 | 10 |  |  |  | No | R-410A | 2.0333 | Residential & Commercial | Ducted CEE Tier 1
211244094 | Central HP <5.4 tons | HEIL | HRCU-A-CB (Split System: Heat Pump with Remote Outdoor Unit-Air-Source) | DLCURAH24ABK |  |  | EN(A,D)4X24L17** | *96VTN0601714A* | 23400 | 16 | 8.5 | 26600 | 23800 | 89.47% | 1.96 | 0 | 10 |  |  |  | No | R-410A | 1.95 | Residential & Commercial | Ducted CEE Tier 1
212981854 | Central HP <5.4 tons | TEMPSTAR | HRCU-A-CB (Split System: Heat Pump with Remote Outdoor Unit-Air-Source) | DLCURAH18ABK |  |  | EA*4X25L17A* | *80MSU1002120A* | 17800 | 16 | 8.1 | 17800 | 17800 | 100% | 2.14 | 0 | 10.5 |  |  |  | No | R-410A | 1.4833 | Residential & Commercial | Ducted CEE Tier 1
212983259 | Central HP <5.4 tons | TEMPSTAR | HRCU-A-CB (Split System: Heat Pump with Remote Outdoor Unit-Air-Source) | DLCURAH18ABK |  |  | EA*4X19L17A* | *92MSN0401712A* | 17700 | 16 | 8.1 | 17900 | 18000 | 100.6% | 2.16 | 0 | 10.5 |  |  |  | No | R-410A | 1.475 | Residential & Commercial | Ducted CEE Tier 1
214628414 | Central HP <5.4 tons | CARRIER | HRCU-A-CB (Split System: Heat Pump with Remote Outdoor Unit-Air-Source) | 38MURAQ24AB3* | ADP |  | V,C36H***P219 | 59SC6A060M14**12 | 23600 | 16 | 8.5 | 24600 | 23800 | 96.75% | 2 | 0 | 10 |  |  |  | No | R-410A | 1.9667 | Residential & Commercial | Ducted CEE Tier 1
214628446 | Central HP <5.4 tons | CARRIER | HRCU-A-CB (Split System: Heat Pump with Remote Outdoor Unit-Air-Source) | 38MURAQ24AB3* | ADP |  | PL36H210P749 | 59SC6A060M17**16 | 23400 | 17 | 9 | 24200 | 23200 | 95.87% | 1.96 | 0 | 10 |  |  |  | No | R-410A | 1.95 | Residential & Commercial | Ducted CEE Tier 1
214628487 | Central HP <5.4 tons | CARRIER | HRCU-A-CB (Split System: Heat Pump with Remote Outdoor Unit-Air-Source) | 38MURAQ24AB3* | ADP |  | PL36H175P149 | 59SU5B060M17**16 | 23600 | 17 | 8.5 | 24800 | 24000 | 96.77% | 2.02 | 0 | 10.5 |  |  |  | No | R-410A | 1.9667 | Residential & Commercial | Ducted CEE Tier 1
214624789 | Central HP <5.4 tons | CARRIER | HRCU-A-CB (Split System: Heat Pump with Remote Outdoor Unit-Air-Source) | 38MURAQ24AB3* | ADP |  | PL36H175P159 | 58SU*B060M17**16 | 23600 | 17 | 8.5 | 24000 | 23600 | 98.33% | 2 | 0 | 10.5 |  |  |  | No | R-410A | 1.9667 | Residential & Commercial | Ducted CEE Tier 1
214624791 | Central HP <5.4 tons | CARRIER | HRCU-A-CB (Split System: Heat Pump with Remote Outdoor Unit-Air-Source) | 38MURAQ24AB3* | ADP |  | V,C36H175P159 | 58SU*B060M17**16 | 23600 | 17 | 8.5 | 24000 | 23600 | 98.33% | 2 | 0 | 10.5 |  |  |  | No | R-410A | 1.9667 | Residential & Commercial | Ducted CEE Tier 1
215912448 | Central HP <5.4 tons | YORK | HRCU-A-CB (Split System: Heat Pump with Remote Outdoor Unit-Air-Source) | HH836E2S11 | ASPEN |  | C(A,C,D,E)48A3K+TDR | Y81E100C16SMPS1 | 31600 | 18 | 8.5 | 31400 | 25200 | 80.25% | 2 | 0 | 11.7 |  |  |  | No | R-454B | 2.6333 | Residential & Commercial | Ducted CEE Tier 1
215912450 | Central HP <5.4 tons | YORK | HRCU-A-CB (Split System: Heat Pump with Remote Outdoor Unit-Air-Source) | HH836E2S11 | ASPEN |  | C(A,C,D,E)48A3K+TDR | Y82E080B12LMPS1 | 30800 | 19 | 8.5 | 30000 | 24800 | 82.67% | 2 | 0 | 11.7 |  |  |  | No | R-454B | 2.5667 | Residential & Commercial | Ducted CEE Tier 1
213366554 | Central HP <5.4 tons | COLEMAN | HRCU-A-CB (Split System: Heat Pump with Remote Outdoor Unit-Air-Source) | HMH72B341 | ADP |  | V,Y36H175P159 | Z8ES080B12SMPS1 | 33200 | 18 | 8.5 | 31400 | 23000 | 73.25% | 2.04 | 0 | 10 |  |  |  | No | R-410A | 2.7667 | Residential & Commercial | Ducted CEE Tier 1
213366556 | Central HP <5.4 tons | COLEMAN | HRCU-A-CB (Split System: Heat Pump with Remote Outdoor Unit-Air-Source) | HMH72B341 | ADP |  | H,YG7J936 | Z8ES080B12SMPS1 | 33200 | 18 | 8.5 | 31400 | 23000 | 73.25% | 2.04 | 0 | 10 |  |  |  | No | R-410A | 2.7667 | Residential & Commercial | Ducted CEE Tier 1
207706564 | Central HP <5.4 tons | DIRECT AIR | HRCU-A-CB (Split System: Heat Pump with Remote Outdoor Unit-Air-Source) | DIRM-24MAGICPRO20-OU |  |  | DIRM-24MAGICPRO20-AH |  | 24000 | 17.4 | 10 | 24000 | 22600 | 94.17% | 1.91 | 12.5 | 11.7 |  |  |  | No | R-410A | 2 | Residential & Commercial | Ducted CEE Tier 1
208101261 | Central HP <5.4 tons | AURORA | HRCU-A-CB (Split System: Heat Pump with Remote Outdoor Unit-Air-Source) | AU-LXU18-2A-O |  |  | AU-LCU18-2A-I |  | 18000 | 18 | 9.3 | 19000 | 16500 | 86.84% | 2.04 | 12.5 | 12.4 |  |  |  | No | R-410A | 1.5 | Residential & Commercial | Ducted CEE Tier 1
215942591 | Central HP <5.4 tons | BRYANT HEATING AND COOLING SYSTEMS | HRCU-A-CB (Split System: Heat Pump with Remote Outdoor Unit-Air-Source) | 293VAN048**AA* |  |  | CVAVA6121XMA*+UI | 986TD42080C17*** | 44500 | 20 | 8.1 | 54000 | 37800 | 70% | 1.95 | 0 | 11.5 |  |  |  | No | R-454B | 3.7083 | Residential & Commercial | Ducted CEE Tier 1
215941385 | Central HP <5.4 tons | BRYANT HEATING AND COOLING SYSTEMS | HRCU-A-CB (Split System: Heat Pump with Remote Outdoor Unit-Air-Source) | 293VAN048**AA* |  |  | CVAMA6021XMA*+UI | 986TD60080C21*** | 45500 | 20.5 | 8.1 | 53000 | 38500 | 72.64% | 1.95 | 0 | 11 |  |  |  | No | R-454B | 3.7917 | Residential & Commercial | Ducted CEE Tier 1
215941605 | Central HP <5.4 tons | BRYANT HEATING AND COOLING SYSTEMS | HRCU-A-CB (Split System: Heat Pump with Remote Outdoor Unit-Air-Source) | 293VAN048**AA* |  |  | CVAVA4824XMA*+UI | 987TA66100C21*** | 44500 | 20 | 8.1 | 52000 | 38000 | 73.08% | 1.9 | 0 | 11 |  |  |  | No | R-454B | 3.7083 | Residential & Commercial | Ducted CEE Tier 1
215941655 | Central HP <5.4 tons | BRYANT HEATING AND COOLING SYSTEMS | HRCU-A-CB (Split System: Heat Pump with Remote Outdoor Unit-Air-Source) | 293VAN048**AA* |  |  | CVAVA4924XMA*+UI | 987TA66120C24*** | 45500 | 20.5 | 8.1 | 52500 | 38000 | 72.38% | 1.95 | 0 | 11.5 |  |  |  | No | R-454B | 3.7917 | Residential & Commercial | Ducted CEE Tier 1
215333848 | Central HP <5.4 tons | HISENSE | HRCU-A-C (Split System: Heat Pump with Remote Outdoor Unit with No Indoor Fan --Air Source) | AUWR-48U3SP | ADP |  | HE49960+TD |  | 41000 | 15.2 | 8.55 | 40000 | 34200 | 85.5% | 1.94 | 0 | 11 |  |  |  | No | R-410A | 3.4167 | Residential & Commercial | Ducted CEE Tier 1
214442030 | Central HP <5.4 tons | BRYANT HEATING AND COOLING SYSTEMS | HRCU-A-CB (Split System: Heat Pump with Remote Outdoor Unit-Air-Source) | 288BNV037*0**B* | ADP |  | V,C36H175P159 | 986TD42080C17*** | 32000 | 17 | 8.1 | 31200 | 24800 | 79.49% | 1.96 | 0 | 11 |  |  |  | No | R-410A | 2.6667 | Residential & Commercial | Ducted CEE Tier 1
215350414 | Central HP <5.4 tons | HISENSE | HRCU-A-CB (Split System: Heat Pump with Remote Outdoor Unit-Air-Source) | AUWR-48U3SP2 | ADP |  | F,PE*TT7960 |  | 47500 | 17 | 8.45 | 45000 | 32600 | 72.44% | 1.9 | 0 | 10 |  |  |  | No | R-410A | 3.9583 | Residential & Commercial | Ducted CEE Tier 1
214625041 | Central HP <5.4 tons | MIDEA | HRCU-A-C (Split System: Heat Pump with Remote Outdoor Unit with No Indoor Fan --Air Source) | 38MURAQ30AB3 | ASPEN |  | D(A,C,E)42D24+TDR |  | 28000 | 15.2 | 9.5 | 22800 | 27000 | 118.4% | 1.85 | 0 | 10.3 |  |  |  | No | R-410A | 2.3333 | Residential & Commercial | Ducted CEE Tier 1
214625036 | Central HP <5.4 tons | MIDEA | HRCU-A-C (Split System: Heat Pump with Remote Outdoor Unit with No Indoor Fan --Air Source) | 38MURAQ30AB3 | ASPEN |  | D(A,C,E)30A34+TDR |  | 28200 | 15.2 | 9.5 | 22600 | 27000 | 119.5% | 1.85 | 0 | 10.3 |  |  |  | No | R-410A | 2.35 | Residential & Commercial | Ducted CEE Tier 1
214296128 | Central HP <5.4 tons | BOREAL | HRCU-A-C (Split System: Heat Pump with Remote Outdoor Unit with No Indoor Fan --Air Source) | ENVBR60HPJ1OA | ADP |  | *E50960 |  | 47000 | 15.2 | 8.4 | 46000 | 33200 | 72.17% | 1.78 | 0 | 10 |  |  |  | No | R-410A | 3.9167 | Residential & Commercial | Ducted CEE Tier 1
206771167 | Central HP <5.4 tons | COMFORTMAKER | HRCU-A-CB (Split System: Heat Pump with Remote Outdoor Unit-Air-Source) | CVH837GKA2* |  |  | EA*4X36L21A*+WALLCON | *97CMN0602120A* | 31400 | 17 | 8.1 | 33600 | 24600 | 73.21% | 1.84 | 11 | 11 |  |  |  | No | R-410A | 2.6167 | Residential & Commercial | Ducted CEE Tier 1
206771851 | Central HP <5.4 tons | COMFORTMAKER | HRCU-A-CB (Split System: Heat Pump with Remote Outdoor Unit-Air-Source) | CVH837GKA2* |  |  | EA*4X48L21A*+WALLCON | *96CTN1002122A* | 32400 | 17.5 | 8.5 | 32600 | 25000 | 76.69% | 1.98 | 12 | 11.7 |  |  |  | No | R-410A | 2.7 | Residential & Commercial | Ducted CEE Tier 1
214441918 | Central HP <5.4 tons | BRYANT HEATING AND COOLING SYSTEMS | HRCU-A-CB (Split System: Heat Pump with Remote Outdoor Unit-Air-Source) | 284ANV048*0**B* | ADP |  | V,C48H210P169 | 88*TB60110C21*** | 43500 | 21 | 9.5 | 44000 | 35800 | 81.36% | 2.28 | 0 | 12 |  |  |  | No | R-410A | 3.625 | Residential & Commercial | Ducted CEE Tier 1
214441920 | Central HP <5.4 tons | BRYANT HEATING AND COOLING SYSTEMS | HRCU-A-CB (Split System: Heat Pump with Remote Outdoor Unit-Air-Source) | 284ANV048*0**B* | ADP |  | V,C60H210P299 | 986TD66100C21*** | 44000 | 21 | 9 | 44500 | 36000 | 80.9% | 2.18 | 0 | 12 |  |  |  | No | R-410A | 3.6667 | Residential & Commercial | Ducted CEE Tier 1
206772824 | Central HP <5.4 tons | COMFORTMAKER | HRCU-A-CB (Split System: Heat Pump with Remote Outdoor Unit-Air-Source) | CVH837GKA2* |  |  | EHD4X42AAL+WALLCON | *80CTL0701412A* | 32400 | 17 | 8.1 | 33200 | 25000 | 75.3% | 1.94 | 11.5 | 11 |  |  |  | No | R-410A | 2.7 | Residential & Commercial | Ducted CEE Tier 1
206772923 | Central HP <5.4 tons | COMFORTMAKER | HRCU-A-CB (Split System: Heat Pump with Remote Outdoor Unit-Air-Source) | CVH837GKA2* |  |  | EHD4X48AAL+WALLCON | *96CTN1202422A* | 32600 | 17 | 8.1 | 33000 | 24800 | 75.15% | 1.98 | 11 | 11 |  |  |  | No | R-410A | 2.7167 | Residential & Commercial | Ducted CEE Tier 1
215933007 | Central HP <5.4 tons | AIRQUEST | HRCU-A-CB (Split System: Heat Pump with Remote Outdoor Unit-Air-Source) | H5H3V36*K*AAA* |  |  | ESH5X30M12A*+WALLCON | *96CTN0401410B* | 31400 | 16.5 | 9 | 34400 | 26400 | 76.74% | 1.92 | 0 | 10 |  |  |  | No | R-454B | 2.6167 | Residential & Commercial | Ducted CEE Tier 1
215940815 | Central HP <5.4 tons | BRYANT HEATING AND COOLING SYSTEMS | HRCU-A-CB (Split System: Heat Pump with Remote Outdoor Unit-Air-Source) | 293VAN036**AA* |  |  | CVAVA6021XMA*+UI | 83*CB36040C17*** | 35800 | 22 | 8.5 | 38000 | 28400 | 74.74% | 2.02 | 0 | 12.5 |  |  |  | No | R-454B | 2.9833 | Residential & Commercial | Ducted CEE Tier 1
207454757 | Central HP <5.4 tons | LENNOX | HRCU-A-CB (Split System: Heat Pump with Remote Outdoor Unit-Air-Source) | SL25XPV-024-230A** | ADP |  | L*35/36S9 | EL296UH110XV48C* | 22200 | 21 | 9.3 | 19800 | 19800 | 100% | 1.9 | 14 | 14.5 |  |  |  | No | R-410A | 1.85 | Residential & Commercial | Ducted CEE Tier 1
214320591 | Central HP <5.4 tons | Frigidaire | HRCU-A-C (Split System: Heat Pump with Remote Outdoor Unit with No Indoor Fan --Air Source) | GXH48-60MSK4DH | ASPEN |  | C(A,C,D,E)48C44+TDR |  | 47000 | 15.2 | 8.5 | 48000 | 33600 | 70% | 1.8 | 0 | 10 |  |  |  | No | R-410A | 3.9167 | Residential & Commercial | Ducted CEE Tier 1
215942401 | Central HP <5.4 tons | BRYANT HEATING AND COOLING SYSTEMS | HRCU-A-CB (Split System: Heat Pump with Remote Outdoor Unit-Air-Source) | 293VAN036**AA* |  |  | CVAMA6021XMA*+UI | 987MC42060C17*** | 35200 | 21 | 8.5 | 37400 | 28000 | 74.87% | 2.06 | 0 | 11.7 |  |  |  | No | R-454B | 2.9333 | Residential & Commercial | Ducted CEE Tier 1
214320593 | Central HP <5.4 tons | Frigidaire | HRCU-A-C (Split System: Heat Pump with Remote Outdoor Unit with No Indoor Fan --Air Source) | GXH48-60MSK4DH | ASPEN |  | D(A,C,E)61C44+TDR |  | 47000 | 15.2 | 8.5 | 48000 | 33600 | 70% | 1.8 | 0 | 10 |  |  |  | No | R-410A | 3.9167 | Residential & Commercial | Ducted CEE Tier 1
214779380 | Central HP <5.4 tons | TEMPSTAR | HRCU-A-C (Split System: Heat Pump with Remote Outdoor Unit with No Indoor Fan --Air Source) | DLCURAH18ABK | ASPEN |  | D(A,C,E)24B24+TDR |  | 16200 | 15.7 | 9.4 | 19000 | 15000 | 78.95% | 2.2 | 0 | 11.3 |  |  |  | No | R-410A | 1.35 | Residential & Commercial | Ducted CEE Tier 1
215430584 | Central HP <5.4 tons | LUXAIRE | HRCU-A-CB (Split System: Heat Pump with Remote Outdoor Unit-Air-Source) | HH836E2S11 | ADP |  | H,YG80(1,2)36+TXV | LP9C060B12MP13 | 32600 | 17 | 8.5 | 29000 | 24800 | 85.52% | 2 | 0 | 11 |  |  |  | No | R-454B | 2.7167 | Residential & Commercial | Ducted CEE Tier 1
211253513 | Central HP <5.4 tons | NOVAIR | HRCU-A-CB (Split System: Heat Pump with Remote Outdoor Unit-Air-Source) | LEA24-EVOX-30-O |  |  | LEA24-EVOX-30-I |  | 24000 | 17.4 | 10 | 24000 | 22600 | 94.17% | 1.91 | 12.5 | 11.7 |  |  |  | No | R-410A | 2 | Residential & Commercial | Ducted CEE Tier 1
213366555 | Central HP <5.4 tons | COLEMAN | HRCU-A-CB (Split System: Heat Pump with Remote Outdoor Unit-Air-Source) | HMH72B341 | ADP |  | H,YG34936 | Z8ES080B12SMPS1 | 33200 | 18 | 8.5 | 31400 | 23000 | 73.25% | 2.04 | 0 | 10 |  |  |  | No | R-410A | 2.7667 | Residential & Commercial | Ducted CEE Tier 1
215853328 | Central HP <5.4 tons | JOHNSON CONTROLS | HRCU-A-CB (Split System: Heat Pump with Remote Outdoor Unit-Air-Source) | HH836E2S11 |  |  | CTM36C5CDS1+JMC17C2SN1 |  | 34400 | 19 | 9 | 31600 | 25800 | 81.65% | 2 | 0 | 11.7 |  |  |  | No | R-454B | 2.8667 | Residential & Commercial | Ducted CEE Tier 1
214867643 | Central HP <5.4 tons | NOVAIR | HRCU-A-C (Split System: Heat Pump with Remote Outdoor Unit with No Indoor Fan --Air Source) | LEA18-EVOX-30-O |  |  | LEA-18/24-ACOIL-410A |  | 18000 | 16.1 | 9.5 | 19000 | 15000 | 78.95% | 2.2 | 11.6 | 11.7 |  |  |  | No | R-410A | 1.5 | Residential & Commercial | Ducted CEE Tier 1
215407287 | Central HP <5.4 tons | CHAMPION HEATING AND COOLING | HRCU-A-C (Split System: Heat Pump with Remote Outdoor Unit with No Indoor Fan --Air Source) | HH836E2S11 | ASPEN |  | D(A,C,E)48D3J+TDR |  | 31800 | 15.2 | 8.5 | 31400 | 31800 | 101.3% | 2.64 | 0 | 10 |  |  |  | No | R-454B | 2.65 | Residential & Commercial | Ducted CEE Tier 1
215472283 | Central HP <5.4 tons | TRANE | HRCU-A-CB (Split System: Heat Pump with Remote Outdoor Unit-Air-Source) | 4TWV0X48A1 | ASPEN |  | D(A,C,E)48C34+TDR | S9V2B060U4PSB+RP | 42000 | 19 | 8.2 | 43000 | 36800 | 85.58% | 2.27 | 0 | 11.1 |  |  |  | No | R-410A | 3.5 | Residential & Commercial | Ducted CEE Tier 1
213613502 | Central HP <5.4 tons | PAYNE HEATING AND COOLING | HRCU-A-CB (Split System: Heat Pump with Remote Outdoor Unit-Air-Source) | 38MURAQ24AB3* | ASPEN |  | L(E,G)M36E4 |  | 24000 | 16 | 9 | 26400 | 23400 | 88.64% | 1.92 | 0 | 10 |  |  |  | No | R-410A | 2 | Residential & Commercial | Ducted CEE Tier 1
212987548 | Central HP <5.4 tons | COMFORTMAKER | HRCU-A-CB (Split System: Heat Pump with Remote Outdoor Unit-Air-Source) | DLCURAH18ABK |  |  | EN(A,D)4X24L17** | *96MSN0801716A* | 17600 | 16 | 8.5 | 18600 | 19100 | 102.7% | 2.3 | 0 | 11 |  |  |  | No | R-410A | 1.4667 | Residential & Commercial | Ducted CEE Tier 1
212983705 | Central HP <5.4 tons | TEMPSTAR | HRCU-A-CB (Split System: Heat Pump with Remote Outdoor Unit-Air-Source) | DLCURAH18ABK |  |  | EN(A,D)4X24L14** | *92MSN0601412A* | 17500 | 16 | 8.5 | 18500 | 19200 | 103.8% | 2.3 | 0 | 11 |  |  |  | No | R-410A | 1.4583 | Residential & Commercial | Ducted CEE Tier 1
212983303 | Central HP <5.4 tons | TEMPSTAR | HRCU-A-CB (Split System: Heat Pump with Remote Outdoor Unit-Air-Source) | DLCURAH18ABK |  |  | EN(A,D)4X24L17** | *92MSN0401712A* | 17200 | 15.5 | 8.1 | 18300 | 19300 | 105.5% | 2.3 | 0 | 10.5 |  |  |  | No | R-410A | 1.4333 | Residential & Commercial | Ducted CEE Tier 1
211263232 | Central HP <5.4 tons | COMFORTMAKER | HRCU-A-CB (Split System: Heat Pump with Remote Outdoor Unit-Air-Source) | DLCURAH18ABK |  |  | EN(A,D)4X24L17** | *96VTN0601412A* | 17900 | 15.5 | 8.5 | 18800 | 18700 | 99.47% | 2.26 | 0 | 11 |  |  |  | No | R-410A | 1.4917 | Residential & Commercial | Ducted CEE Tier 1
212988786 | Central HP <5.4 tons | COMFORTMAKER | HRCU-A-CB (Split System: Heat Pump with Remote Outdoor Unit-Air-Source) | DLCURAH18ABK |  |  | EA*4X24L17A* | *95MSU0401712A* | 17200 | 16 | 8.5 | 18200 | 19400 | 106.6% | 2.34 | 0 | 10.5 |  |  |  | No | R-410A | 1.4333 | Residential & Commercial | Ducted CEE Tier 1
211262681 | Central HP <5.4 tons | COMFORTMAKER | HRCU-A-CB (Split System: Heat Pump with Remote Outdoor Unit-Air-Source) | DLCURAH18ABK |  |  | EN(A,D)4X24L14** | *95ESN0261410A* | 18000 | 15.5 | 8.5 | 19000 | 18700 | 98.42% | 2.24 | 0 | 10.5 |  |  |  | No | R-410A | 1.5 | Residential & Commercial | Ducted CEE Tier 1
211263299 | Central HP <5.4 tons | COMFORTMAKER | HRCU-A-CB (Split System: Heat Pump with Remote Outdoor Unit-Air-Source) | DLCURAH18ABK |  |  | EN(A,D)4X24L17** | *80ES(N,L)0451412A* | 18000 | 16 | 8.5 | 18900 | 18700 | 98.94% | 2.26 | 0 | 11 |  |  |  | No | R-410A | 1.5 | Residential & Commercial | Ducted CEE Tier 1
211263349 | Central HP <5.4 tons | COMFORTMAKER | HRCU-A-CB (Split System: Heat Pump with Remote Outdoor Unit-Air-Source) | DLCURAH18ABK |  |  | EN(A,D)4X24L17** | *80ES(N,L)0701712A* | 18000 | 16 | 8.5 | 18900 | 18700 | 98.94% | 2.26 | 0 | 11 |  |  |  | No | R-410A | 1.5 | Residential & Commercial | Ducted CEE Tier 1
213613503 | Central HP <5.4 tons | PAYNE HEATING AND COOLING | HRCU-A-CB (Split System: Heat Pump with Remote Outdoor Unit-Air-Source) | 38MURAQ24AB3* | ASPEN |  | L(E,G)M36F4 |  | 24000 | 16 | 9 | 26400 | 23400 | 88.64% | 1.92 | 0 | 10 |  |  |  | No | R-410A | 2 | Residential & Commercial | Ducted CEE Tier 1
215940705 | Central HP <5.4 tons | BRYANT HEATING AND COOLING SYSTEMS | HRCU-A-CB (Split System: Heat Pump with Remote Outdoor Unit-Air-Source) | 293VAN036**AA* |  |  | CVAVA4224XMA*+UI | 987TA66100C21*** | 35600 | 22 | 8.5 | 38000 | 28400 | 74.74% | 2.04 | 0 | 12.5 |  |  |  | No | R-454B | 2.9667 | Residential & Commercial | Ducted CEE Tier 1
215942491 | Central HP <5.4 tons | BRYANT HEATING AND COOLING SYSTEMS | HRCU-A-CB (Split System: Heat Pump with Remote Outdoor Unit-Air-Source) | 293VAN036**AA* |  |  | CVAVA6121XMA*+UI | 88*TB48090C17*** | 35800 | 22 | 8.5 | 37400 | 28400 | 75.94% | 2.02 | 0 | 12.5 |  |  |  | No | R-454B | 2.9833 | Residential & Commercial | Ducted CEE Tier 1
215942611 | Central HP <5.4 tons | BRYANT HEATING AND COOLING SYSTEMS | HRCU-A-CB (Split System: Heat Pump with Remote Outdoor Unit-Air-Source) | 293VAN036**AA* |  |  | CVAMA6124XMA*+UI | 987TA60080C21*** | 36000 | 22 | 8.5 | 37400 | 28200 | 75.4% | 2.04 | 0 | 12.5 |  |  |  | No | R-454B | 3 | Residential & Commercial | Ducted CEE Tier 1
214441915 | Central HP <5.4 tons | BRYANT HEATING AND COOLING SYSTEMS | HRCU-A-CB (Split System: Heat Pump with Remote Outdoor Unit-Air-Source) | 284ANV048*0**B* | ADP |  | V,C48H210P169 | 88*TB60090C21*** | 43500 | 21 | 9.5 | 44000 | 35600 | 80.91% | 2.28 | 0 | 12 |  |  |  | No | R-410A | 3.625 | Residential & Commercial | Ducted CEE Tier 1
211262292 | Central HP <5.4 tons | COMFORTMAKER | HRCU-A-CB (Split System: Heat Pump with Remote Outdoor Unit-Air-Source) | DLCURAH18ABK |  |  | EN(A,D)4X18L14** | *80VTL0451412A* | 17400 | 16 | 8.5 | 18400 | 19400 | 105.4% | 2.34 | 0 | 10.5 |  |  |  | No | R-410A | 1.45 | Residential & Commercial | Ducted CEE Tier 1
211262425 | Central HP <5.4 tons | COMFORTMAKER | HRCU-A-CB (Split System: Heat Pump with Remote Outdoor Unit-Air-Source) | DLCURAH18ABK |  |  | EN(A,D)4X18L14** | *80ES(N,L)0451412A* | 17800 | 15.5 | 8.5 | 18900 | 19200 | 101.6% | 2.3 | 0 | 10.5 |  |  |  | No | R-410A | 1.4833 | Residential & Commercial | Ducted CEE Tier 1
211263785 | Central HP <5.4 tons | COMFORTMAKER | HRCU-A-CB (Split System: Heat Pump with Remote Outdoor Unit-Air-Source) | DLCURAH18ABK |  |  | EN(A,D)4X30L14** | *80ES(N,L)0451412A* | 18200 | 16 | 8.5 | 18600 | 18400 | 98.92% | 2.22 | 0 | 11 |  |  |  | No | R-410A | 1.5167 | Residential & Commercial | Ducted CEE Tier 1
211263810 | Central HP <5.4 tons | COMFORTMAKER | HRCU-A-CB (Split System: Heat Pump with Remote Outdoor Unit-Air-Source) | DLCURAH18ABK |  |  | EN(A,D)4X30L14** | *92ESN0601412A* | 18200 | 16 | 8.5 | 18700 | 18300 | 97.86% | 2.22 | 0 | 11 |  |  |  | No | R-410A | 1.5167 | Residential & Commercial | Ducted CEE Tier 1
211264810 | Central HP <5.4 tons | COMFORTMAKER | HRCU-A-CB (Split System: Heat Pump with Remote Outdoor Unit-Air-Source) | DLCURAH18ABK |  |  | FEM4X18**BL |  | 17400 | 16 | 8.5 | 18300 | 19400 | 106% | 2.34 | 0 | 10.5 |  |  |  | No | R-410A | 1.45 | Residential & Commercial | Ducted CEE Tier 1
213815177 | Central HP <5.4 tons | GOODMAN | HRCU-A-CB (Split System: Heat Pump with Remote Outdoor Unit-Air-Source) | GSZV903610A* |  |  | CSCF3642N6D*+MBVB12BP1X00A*+TXV |  | 33800 | 18.5 | 8.2 | 34000 | 24400 | 71.76% | 1.8 | 0 | 11.5 |  |  |  | No | R-410A | 2.8167 | Residential & Commercial | Ducted CEE Tier 1
206765523 | Central HP <5.4 tons | COMFORTMAKER | HRCU-A-CB (Split System: Heat Pump with Remote Outdoor Unit-Air-Source) | CVH825GKA3* |  |  | EA*4X25L17A*+WALLCON | *96CTN0801714A* | 24200 | 16.5 | 8.1 | 21400 | 16700 | 78.04% | 2 | 11 | 11 |  |  |  | No | R-410A | 2.0167 | Residential & Commercial | Ducted CEE Tier 1
206765766 | Central HP <5.4 tons | COMFORTMAKER | HRCU-A-CB (Split System: Heat Pump with Remote Outdoor Unit-Air-Source) | CVH825GKA3* |  |  | EA*4X36L21A*+WALLCON | *96CTN0801714A* | 23600 | 16.5 | 8.1 | 21400 | 16700 | 78.04% | 1.94 | 11 | 11 |  |  |  | No | R-410A | 1.9667 | Residential & Commercial | Ducted CEE Tier 1
206766054 | Central HP <5.4 tons | COMFORTMAKER | HRCU-A-CB (Split System: Heat Pump with Remote Outdoor Unit-Air-Source) | CVH825GKA3* |  |  | EA*4X37L21A*+WALLCON | *97CMN0602120A* | 24400 | 16.5 | 8.1 | 21200 | 16700 | 78.77% | 2.02 | 11 | 11 |  |  |  | No | R-410A | 2.0333 | Residential & Commercial | Ducted CEE Tier 1
214574107 | Central HP <5.4 tons | TEMPSTAR | HRCU-A-CB (Split System: Heat Pump with Remote Outdoor Unit-Air-Source) | TVH837GKA2* |  |  | EA*4X61L21A*+WALLCON | *95CSU0802120B* | 33200 | 17.5 | 8.5 | 32000 | 25000 | 78.12% | 2 | 0 | 11.5 |  |  |  | No | R-410A | 2.7667 | Residential & Commercial | Ducted CEE Tier 1
214625038 | Central HP <5.4 tons | MIDEA | HRCU-A-C (Split System: Heat Pump with Remote Outdoor Unit with No Indoor Fan --Air Source) | 38MURAQ30AB3 | ASPEN |  | D(A,C,E)30B34+TDR |  | 28000 | 15.4 | 9 | 32400 | 27000 | 83.33% | 1.85 | 0 | 10.3 |  |  |  | No | R-410A | 2.3333 | Residential & Commercial | Ducted CEE Tier 1
215565282 | Central HP <5.4 tons | COLEMAN | HRCU-A-CB (Split System: Heat Pump with Remote Outdoor Unit-Air-Source) | HH860E2S11 | ASPEN |  | D(A,C,E)49B3J+TDR | Z8ES080C16SMPS1 | 41500 | 18 | 8.5 | 44000 | 33400 | 75.91% | 2 | 0 | 11.7 |  |  |  | No | R-454B | 3.4583 | Residential & Commercial | Ducted CEE Tier 1
206417143 | Central HP <5.4 tons | AMERICAN STANDARD | HRCU-A-CB (Split System: Heat Pump with Remote Outdoor Unit-Air-Source) | 4A6L9036A1 | ASPEN |  | 4PXFH005AZ3+TDR | *UD2B080ACV3 | 35200 | 17 | 8.5 | 33600 | 24400 | 72.62% | 2.71 | 11.5 | 11 |  |  |  | No | R-410A | 2.9333 | Residential & Commercial | Ducted CEE Tier 1
211262830 | Central HP <5.4 tons | COMFORTMAKER | HRCU-A-CB (Split System: Heat Pump with Remote Outdoor Unit-Air-Source) | DLCURAH18ABK |  |  | EN(A,D)4X24L17** | *96VSN0601714A* | 17600 | 15.5 | 8.5 | 18500 | 18800 | 101.6% | 2.26 | 0 | 10.5 |  |  |  | No | R-410A | 1.4667 | Residential & Commercial | Ducted CEE Tier 1
211263141 | Central HP <5.4 tons | COMFORTMAKER | HRCU-A-CB (Split System: Heat Pump with Remote Outdoor Unit-Air-Source) | DLCURAH18ABK |  |  | EN(A,D)4X24L17** | *95ESN0401410A* | 17800 | 15.5 | 8.5 | 18700 | 18800 | 100.5% | 2.26 | 0 | 10.5 |  |  |  | No | R-410A | 1.4833 | Residential & Commercial | Ducted CEE Tier 1
214776994 | Central HP <5.4 tons | AIREASE | HRCU-A-CB (Split System: Heat Pump with Remote Outdoor Unit-Air-Source) | 4SHP22LX124P-**A | ADP |  | H,A,DE32936+AEFE3A* |  | 23000 | 20 | 8.45 | 20400 | 15000 | 73.53% | 2.04 | 0 | 12.5 |  |  |  | No | R-410A | 1.9167 | Residential & Commercial | Ducted CEE Tier 1
214625045 | Central HP <5.4 tons | MIDEA | HRCU-A-C (Split System: Heat Pump with Remote Outdoor Unit with No Indoor Fan --Air Source) | 38MURAQ36AB3 | ASPEN |  | D(A,C,E)48C24+TDR |  | 33800 | 15.2 | 8.6 | 27600 | 31600 | 114.5% | 1.85 | 0 | 10 |  |  |  | No | R-410A | 2.8167 | Residential & Commercial | Ducted CEE Tier 1
214625047 | Central HP <5.4 tons | MIDEA | HRCU-A-C (Split System: Heat Pump with Remote Outdoor Unit with No Indoor Fan --Air Source) | 38MURAQ36AB3 | ASPEN |  | D(A,C,E)42D24+TDR |  | 33800 | 15.2 | 8.6 | 27600 | 31600 | 114.5% | 1.85 | 0 | 10 |  |  |  | No | R-410A | 2.8167 | Residential & Commercial | Ducted CEE Tier 1
214848959 | Central HP <5.4 tons | YORK | HRCU-A-CB (Split System: Heat Pump with Remote Outdoor Unit-Air-Source) | HH824E2S11 | ADP |  | H,YG35*36+TXV-BLEED | TM9E026A08MP12 | 23000 | 16 | 9 | 21400 | 17200 | 80.37% | 2 | 0 | 11 |  |  |  | No | R-454B | 1.9167 | Residential & Commercial | Ducted CEE Tier 1
211260676 | Central HP <5.4 tons | DAY & NIGHT | HRCU-A-CB (Split System: Heat Pump with Remote Outdoor Unit-Air-Source) | DLCURAH18ABK |  |  | EA*4X24L17A* | OMV112K14A | 18100 | 15.5 | 8.5 | 19100 | 18900 | 98.95% | 2.26 | 0 | 10.5 |  |  |  | No | R-410A | 1.5083 | Residential & Commercial | Ducted CEE Tier 1
211260969 | Central HP <5.4 tons | DAY & NIGHT | HRCU-A-CB (Split System: Heat Pump with Remote Outdoor Unit-Air-Source) | DLCURAH18ABK |  |  | EA*4X25L17A* | *96VTN0601714A* | 18200 | 16 | 8.5 | 18100 | 17500 | 96.69% | 2.12 | 0 | 10.5 |  |  |  | No | R-410A | 1.5167 | Residential & Commercial | Ducted CEE Tier 1
211261560 | Central HP <5.4 tons | DAY & NIGHT | HRCU-A-CB (Split System: Heat Pump with Remote Outdoor Unit-Air-Source) | DLCURAH18ABK |  |  | EA*4X30L17A* | *96VSN0601714A* | 17800 | 16 | 8.5 | 18400 | 18500 | 100.5% | 2.22 | 0 | 10.5 |  |  |  | No | R-410A | 1.4833 | Residential & Commercial | Ducted CEE Tier 1
212979963 | Central HP <5.4 tons | TEMPSTAR | HRCU-A-CB (Split System: Heat Pump with Remote Outdoor Unit-Air-Source) | DLCURAH18ABK |  |  | EA*4X24L17A* | *80MS(N,L)0901714A* | 17500 | 16 | 8.5 | 18500 | 19400 | 104.9% | 2.34 | 0 | 10.5 |  |  |  | No | R-410A | 1.4583 | Residential & Commercial | Ducted CEE Tier 1
211262338 | Central HP <5.4 tons | COMFORTMAKER | HRCU-A-CB (Split System: Heat Pump with Remote Outdoor Unit-Air-Source) | DLCURAH18ABK |  |  | EN(A,D)4X18L14** | *95ESN0601412A* | 17600 | 15.5 | 8.5 | 18700 | 19300 | 103.2% | 2.32 | 0 | 10.5 |  |  |  | No | R-410A | 1.4667 | Residential & Commercial | Ducted CEE Tier 1
204299210 | Central HP <5.4 tons | COMFORTMAKER | HRCU-A-CB (Split System: Heat Pump with Remote Outdoor Unit-Air-Source) | CVH837GKA** |  |  | EA*4X48L21A*+WALLCON | *80CTL0701716A* | 32200 | 17.5 | 8.1 | 32600 | 25000 | 76.69% | 1.96 | 11 | 11.5 |  |  |  | No | R-410A | 2.6833 | Residential & Commercial | Ducted CEE Tier 1
211244726 | Central HP <5.4 tons | HEIL | HRCU-A-CB (Split System: Heat Pump with Remote Outdoor Unit-Air-Source) | DLCURAH24ABK |  |  | EN(A,D)4X30L17** | *92ESN0601412A* | 23400 | 17 | 8.1 | 25800 | 24000 | 93.02% | 2 | 0 | 10 |  |  |  | No | R-410A | 1.95 | Residential & Commercial | Ducted CEE Tier 1
211244927 | Central HP <5.4 tons | HEIL | HRCU-A-CB (Split System: Heat Pump with Remote Outdoor Unit-Air-Source) | DLCURAH24ABK |  |  | EN(A,D,W)4X36L17** | *80ES(N,L)0701716A* | 24800 | 16 | 8.1 | 26800 | 22200 | 82.84% | 1.82 | 0 | 10.5 |  |  |  | No | R-410A | 2.0667 | Residential & Commercial | Ducted CEE Tier 1
211245030 | Central HP <5.4 tons | HEIL | HRCU-A-CB (Split System: Heat Pump with Remote Outdoor Unit-Air-Source) | DLCURAH24ABK |  |  | EN(A,D,W)4X36L17** | *80VTL0701716A* | 24200 | 17 | 8.1 | 26200 | 23000 | 87.79% | 1.9 | 0 | 10.5 |  |  |  | No | R-410A | 2.0167 | Residential & Commercial | Ducted CEE Tier 1
212981770 | Central HP <5.4 tons | TEMPSTAR | HRCU-A-CB (Split System: Heat Pump with Remote Outdoor Unit-Air-Source) | DLCURAH24ABK |  |  | EA*4X37L21A* | *80MSU1002120A* | 24400 | 17 | 8.5 | 25200 | 21400 | 84.92% | 1.78 | 0 | 10 |  |  |  | No | R-410A | 2.0333 | Residential & Commercial | Ducted CEE Tier 1
204299410 | Central HP <5.4 tons | COMFORTMAKER | HRCU-A-CB (Split System: Heat Pump with Remote Outdoor Unit-Air-Source) | CVH837GKA** |  |  | EA*4X48L24A*+WALLCON | *97CMN1202422A* | 32200 | 17.5 | 8.5 | 32600 | 25000 | 76.69% | 1.98 | 12 | 11.7 |  |  |  | No | R-410A | 2.6833 | Residential & Commercial | Ducted CEE Tier 1
204299830 | Central HP <5.4 tons | COMFORTMAKER | HRCU-A-CB (Split System: Heat Pump with Remote Outdoor Unit-Air-Source) | CVH837GKA** |  |  | EN(A,D,W)4X48L21**+WALLCON | *96CTN1002122A* | 32400 | 17.5 | 8.1 | 33000 | 24800 | 75.15% | 1.96 | 11.5 | 11.7 |  |  |  | No | R-410A | 2.7 | Residential & Commercial | Ducted CEE Tier 1
211262570 | Central HP <5.4 tons | COMFORTMAKER | HRCU-A-CB (Split System: Heat Pump with Remote Outdoor Unit-Air-Source) | DLCURAH18ABK |  |  | EN(A,D)4X24L14** | *80VTL0451412A* | 17600 | 16 | 8.5 | 18500 | 18800 | 101.6% | 2.26 | 0 | 11 |  |  |  | No | R-410A | 1.4667 | Residential & Commercial | Ducted CEE Tier 1
212980011 | Central HP <5.4 tons | TEMPSTAR | HRCU-A-CB (Split System: Heat Pump with Remote Outdoor Unit-Air-Source) | DLCURAH18ABK |  |  | EN(A,D)4X30L17** | *80MS(N,L)0901714A* | 17700 | 16.5 | 8.1 | 18300 | 18600 | 101.6% | 2.24 | 0 | 11 |  |  |  | No | R-410A | 1.475 | Residential & Commercial | Ducted CEE Tier 1
211262772 | Central HP <5.4 tons | COMFORTMAKER | HRCU-A-CB (Split System: Heat Pump with Remote Outdoor Unit-Air-Source) | DLCURAH18ABK |  |  | EN(A,D)4X24L14** | *80ES(N,L)0701412A* | 17500 | 16 | 8.5 | 18400 | 18800 | 102.2% | 2.26 | 0 | 11 |  |  |  | No | R-410A | 1.4583 | Residential & Commercial | Ducted CEE Tier 1
211263013 | Central HP <5.4 tons | COMFORTMAKER | HRCU-A-CB (Split System: Heat Pump with Remote Outdoor Unit-Air-Source) | DLCURAH18ABK |  |  | EN(A,D)4X24L17** | *95ESU0601716A* | 18500 | 15.5 | 8.5 | 19500 | 18400 | 94.36% | 2.24 | 0 | 11 |  |  |  | No | R-410A | 1.5417 | Residential & Commercial | Ducted CEE Tier 1
211263056 | Central HP <5.4 tons | COMFORTMAKER | HRCU-A-CB (Split System: Heat Pump with Remote Outdoor Unit-Air-Source) | DLCURAH18ABK |  |  | EN(A,D)4X24L17** | *80VTL0451412A* | 17600 | 16 | 8.5 | 18500 | 18800 | 101.6% | 2.26 | 0 | 11 |  |  |  | No | R-410A | 1.4667 | Residential & Commercial | Ducted CEE Tier 1
211228124 | Central HP <5.4 tons | DAY & NIGHT | HRCU-A-CB (Split System: Heat Pump with Remote Outdoor Unit-Air-Source) | DLCURAH36ABK |  |  | EA*4X42L24A* | *96VTN1002120A* | 35800 | 15.5 | 8.1 | 39500 | 35200 | 89.11% | 1.9 | 0 | 10 |  |  |  | No | R-410A | 2.9833 | Residential & Commercial | Ducted CEE Tier 1
213079830 | Central HP <5.4 tons | COMFORTMAKER | HRCU-A-CB (Split System: Heat Pump with Remote Outdoor Unit-Air-Source) | DLCURAH36ABK |  |  | EN(A,D)4X48L24** | *92MSN1002120A* | 36000 | 16.5 | 8.1 | 38500 | 34800 | 90.39% | 2 | 0 | 10.5 |  |  |  | No | R-410A | 3 | Residential & Commercial | Ducted CEE Tier 1
213080164 | Central HP <5.4 tons | COMFORTMAKER | HRCU-A-CB (Split System: Heat Pump with Remote Outdoor Unit-Air-Source) | DLCURAH36ABK |  |  | EA*4X42L21A* | *96MSN0802120A* | 35600 | 16 | 8.1 | 38500 | 35200 | 91.43% | 1.9 | 0 | 10 |  |  |  | No | R-410A | 2.9667 | Residential & Commercial | Ducted CEE Tier 1
213613459 | Central HP <5.4 tons | PAYNE HEATING AND COOLING | HRCU-A-CB (Split System: Heat Pump with Remote Outdoor Unit-Air-Source) | 38MURAQ18AB3* | ASPEN |  | L(E,G)M24I4 |  | 18000 | 15.2 | 9 | 19300 | 18300 | 94.82% | 2.2 | 0 | 10 |  |  |  | No | R-410A | 1.5 | Residential & Commercial | Ducted CEE Tier 1
214625027 | Central HP <5.4 tons | BRYANT | HRCU-A-C (Split System: Heat Pump with Remote Outdoor Unit with No Indoor Fan --Air Source) | 38MURAQ30AB3 | ASPEN |  | D(A,C,E)42D24+TDR |  | 28000 | 15.2 | 9.5 | 22800 | 27000 | 118.4% | 1.85 | 0 | 10.3 |  |  |  | No | R-410A | 2.3333 | Residential & Commercial | Ducted CEE Tier 1
214441905 | Central HP <5.4 tons | BRYANT HEATING AND COOLING SYSTEMS | HRCU-A-CB (Split System: Heat Pump with Remote Outdoor Unit-Air-Source) | 284ANV024*0**B* | ADP |  | V,C36H***P429 | 88*TB36070C14*** | 23400 | 20 | 10.5 | 25000 | 19500 | 78% | 2.42 | 0 | 13 |  |  |  | No | R-410A | 1.95 | Residential & Commercial | Ducted CEE Tier 1
207455248 | Central HP <5.4 tons | LENNOX | HRCU-A-CB (Split System: Heat Pump with Remote Outdoor Unit-Air-Source) | SL25XPV-036-230A** | ADP |  | LH35/38F9 | SLP99UH090XV36C* | 34000 | 22 | 8.8 | 34000 | 27200 | 80% | 1.82 | 14 | 13 |  |  |  | No | R-410A | 2.8333 | Residential & Commercial | Ducted CEE Tier 1
207455253 | Central HP <5.4 tons | LENNOX | HRCU-A-CB (Split System: Heat Pump with Remote Outdoor Unit-Air-Source) | SL25XPV-036-230A** | ADP |  | L*23/37Z9 | SLP99UH090XV36C* | 34000 | 22 | 8.8 | 34000 | 27200 | 80% | 1.82 | 14 | 13 |  |  |  | No | R-410A | 2.8333 | Residential & Commercial | Ducted CEE Tier 1
215565296 | Central HP <5.4 tons | COLEMAN | HRCU-A-CB (Split System: Heat Pump with Remote Outdoor Unit-Air-Source) | HH824E2S11 | ASPEN |  | D(A,C,E)37E2J+TDR | TL9E060B12UH11 | 22400 | 17 | 9 | 23000 | 18000 | 78.26% | 2 | 0 | 12 |  |  |  | No | R-454B | 1.8667 | Residential & Commercial | Ducted CEE Tier 1
215565298 | Central HP <5.4 tons | COLEMAN | HRCU-A-CB (Split System: Heat Pump with Remote Outdoor Unit-Air-Source) | HH824E2S11 | ASPEN |  | D(A,C,E)37E2J+TDR | TM8E060A12MP11 | 20600 | 17.5 | 9 | 23000 | 17900 | 77.83% | 2 | 0 | 11.2 |  |  |  | No | R-454B | 1.7167 | Residential & Commercial | Ducted CEE Tier 1
215565303 | Central HP <5.4 tons | COLEMAN | HRCU-A-CB (Split System: Heat Pump with Remote Outdoor Unit-Air-Source) | HH824E2S11 | ASPEN |  | D(A,C,E)37E2J+TDR | TM9E060B12MP12 | 22200 | 17 | 9 | 23000 | 18300 | 79.57% | 2 | 0 | 11.7 |  |  |  | No | R-454B | 1.85 | Residential & Commercial | Ducted CEE Tier 1
215565257 | Central HP <5.4 tons | COLEMAN | HRCU-A-CB (Split System: Heat Pump with Remote Outdoor Unit-Air-Source) | HH824E2S11 | ASPEN |  | D(A,C,E)36A4J+TDR | TM8E040A12MP11 | 21200 | 17 | 8.5 | 22600 | 17200 | 76.11% | 2 | 0 | 11.7 |  |  |  | No | R-454B | 1.7667 | Residential & Commercial | Ducted CEE Tier 1
214574447 | Central HP <5.4 tons | TEMPSTAR | HRCU-A-CB (Split System: Heat Pump with Remote Outdoor Unit-Air-Source) | TVH837GKA2* |  |  | EHD4X60AAL+WALLCON | *96CTN0802120B* | 33000 | 18 | 8.5 | 32000 | 24800 | 77.5% | 2.02 | 0 | 11.5 |  |  |  | No | R-410A | 2.75 | Residential & Commercial | Ducted CEE Tier 1
214574597 | Central HP <5.4 tons | TEMPSTAR | HRCU-A-CB (Split System: Heat Pump with Remote Outdoor Unit-Air-Source) | TVH837GKA2* |  |  | EN(A,D,W)4X48L21**+WALLCON | *95CSU1002122B* | 32400 | 17.5 | 8.5 | 32600 | 24800 | 76.07% | 1.98 | 0 | 11.5 |  |  |  | No | R-410A | 2.7 | Residential & Commercial | Ducted CEE Tier 1
214574617 | Central HP <5.4 tons | TEMPSTAR | HRCU-A-CB (Split System: Heat Pump with Remote Outdoor Unit-Air-Source) | TVH837GKA2* |  |  | EN(A,D,W)4X48L21**+WALLCON | *97CMN0802120B* | 32400 | 17.5 | 8.5 | 32800 | 24800 | 75.61% | 1.96 | 0 | 11.5 |  |  |  | No | R-410A | 2.7 | Residential & Commercial | Ducted CEE Tier 1
211263324 | Central HP <5.4 tons | COMFORTMAKER | HRCU-A-CB (Split System: Heat Pump with Remote Outdoor Unit-Air-Source) | DLCURAH18ABK |  |  | EN(A,D)4X24L17** | *80ES(N,L)0451712A* | 18400 | 15.5 | 8.5 | 19400 | 18500 | 95.36% | 2.24 | 0 | 11 |  |  |  | No | R-410A | 1.5333 | Residential & Commercial | Ducted CEE Tier 1
211264658 | Central HP <5.4 tons | COMFORTMAKER | HRCU-A-CB (Split System: Heat Pump with Remote Outdoor Unit-Air-Source) | DLCURAH18ABK |  |  | EN(A,D)4X30L17** | *80ESU0601716A | 18700 | 16.5 | 8.5 | 19200 | 18200 | 94.79% | 2.2 | 0 | 11 |  |  |  | No | R-410A | 1.5583 | Residential & Commercial | Ducted CEE Tier 1
211264973 | Central HP <5.4 tons | COMFORTMAKER | HRCU-A-CB (Split System: Heat Pump with Remote Outdoor Unit-Air-Source) | DLCURAH18ABK |  |  | FM(C,U)4Z18**AL* |  | 17800 | 17 | 9 | 18700 | 19800 | 105.9% | 2.4 | 0 | 11 |  |  |  | No | R-410A | 1.4833 | Residential & Commercial | Ducted CEE Tier 1
214625031 | Central HP <5.4 tons | BRYANT | HRCU-A-C (Split System: Heat Pump with Remote Outdoor Unit with No Indoor Fan --Air Source) | 38MURAQ36AB3 | ASPEN |  | D(A,C,E)48C24+TDR |  | 33800 | 15.2 | 8.6 | 27600 | 31600 | 114.5% | 1.85 | 0 | 10 |  |  |  | No | R-410A | 2.8167 | Residential & Commercial | Ducted CEE Tier 1
214625033 | Central HP <5.4 tons | BRYANT | HRCU-A-C (Split System: Heat Pump with Remote Outdoor Unit with No Indoor Fan --Air Source) | 38MURAQ36AB3 | ASPEN |  | D(A,C,E)42D24+TDR |  | 33800 | 15.2 | 8.6 | 27600 | 31600 | 114.5% | 1.85 | 0 | 10 |  |  |  | No | R-410A | 2.8167 | Residential & Commercial | Ducted CEE Tier 1
213077524 | Central HP <5.4 tons | DAY & NIGHT | HRCU-A-CB (Split System: Heat Pump with Remote Outdoor Unit-Air-Source) | DLCURAH36ABK |  |  | EA*4X43L21A* | *96VTN0802120B* | 36600 | 16 | 8.5 | 38500 | 35000 | 90.91% | 2.06 | 0 | 10 |  |  |  | No | R-410A | 3.05 | Residential & Commercial | Ducted CEE Tier 1
213077591 | Central HP <5.4 tons | DAY & NIGHT | HRCU-A-CB (Split System: Heat Pump with Remote Outdoor Unit-Air-Source) | DLCURAH36ABK |  |  | EA*4X36L21A* | *96VTN1002120B* | 35200 | 16 | 8.1 | 38500 | 35200 | 91.43% | 1.82 | 0 | 10 |  |  |  | No | R-410A | 2.9333 | Residential & Commercial | Ducted CEE Tier 1
213077776 | Central HP <5.4 tons | DAY & NIGHT | HRCU-A-CB (Split System: Heat Pump with Remote Outdoor Unit-Air-Source) | DLCURAH36ABK |  |  | EN(A,D,W)4X48L21** | *96VTN1002122B* | 36000 | 17 | 8.1 | 38500 | 34800 | 90.39% | 2 | 0 | 10.5 |  |  |  | No | R-410A | 3 | Residential & Commercial | Ducted CEE Tier 1
212380589 | Central HP <5.4 tons | CARRIER | HRCU-A-CB (Split System: Heat Pump with Remote Outdoor Unit-Air-Source) | 25VNA424A*031* | ADP |  | PL36H175P159 | 59TN6B060C17**14 | 23400 | 20 | 8.1 | 25200 | 19600 | 77.78% | 2.42 | 0 | 13 |  |  |  | No | R-410A | 1.95 | Residential & Commercial | Ducted CEE Tier 1
214625022 | Central HP <5.4 tons | BRYANT | HRCU-A-C (Split System: Heat Pump with Remote Outdoor Unit with No Indoor Fan --Air Source) | 38MURAQ30AB3 | ASPEN |  | D(A,C,E)30A34+TDR |  | 28200 | 15.2 | 9.5 | 22600 | 27000 | 119.5% | 1.85 | 0 | 10.3 |  |  |  | No | R-410A | 2.35 | Residential & Commercial | Ducted CEE Tier 1
214441912 | Central HP <5.4 tons | BRYANT HEATING AND COOLING SYSTEMS | HRCU-A-CB (Split System: Heat Pump with Remote Outdoor Unit-Air-Source) | 284ANV048*0**B* | ADP |  | V,C48H175P789 | 88*TB48070C17*** | 43500 | 20 | 9 | 45000 | 36600 | 81.33% | 2.14 | 0 | 11 |  |  |  | No | R-410A | 3.625 | Residential & Commercial | Ducted CEE Tier 1
212989508 | Central HP <5.4 tons | HEIL | HRCU-A-CB (Split System: Heat Pump with Remote Outdoor Unit-Air-Source) | DLCURAH36ABK |  |  | EA*4X48L24A* | *95MSU0802120A* | 35600 | 16.5 | 8.5 | 37800 | 34600 | 91.53% | 2.02 | 0 | 10 |  |  |  | No | R-410A | 2.9667 | Residential & Commercial | Ducted CEE Tier 1
212988006 | Central HP <5.4 tons | HEIL | HRCU-A-CB (Split System: Heat Pump with Remote Outdoor Unit-Air-Source) | DLCURAH36ABK |  |  | EA*4X48L21A* | *96MSN1002120A* | 35800 | 16.5 | 8.5 | 37800 | 34600 | 91.53% | 2.04 | 0 | 10 |  |  |  | No | R-410A | 2.9833 | Residential & Commercial | Ducted CEE Tier 1
214574137 | Central HP <5.4 tons | TEMPSTAR | HRCU-A-CB (Split System: Heat Pump with Remote Outdoor Unit-Air-Source) | TVH837GKA2* |  |  | EA*4X61L21A*+WALLCON | *97CMN0802120B* | 33200 | 17.5 | 8.5 | 32000 | 24800 | 77.5% | 2 | 0 | 11.5 |  |  |  | No | R-410A | 2.7667 | Residential & Commercial | Ducted CEE Tier 1
215333850 | Central HP <5.4 tons | HISENSE | HRCU-A-C (Split System: Heat Pump with Remote Outdoor Unit with No Indoor Fan --Air Source) | AUWR-48U3SP | ADP |  | HG52960+TD |  | 42000 | 15.2 | 8.55 | 40000 | 34200 | 85.5% | 1.94 | 0 | 11 |  |  |  | No | R-410A | 3.5 | Residential & Commercial | Ducted CEE Tier 1
214776996 | Central HP <5.4 tons | AIREASE | HRCU-A-CB (Split System: Heat Pump with Remote Outdoor Unit-Air-Source) | 4SHP22LX124P-**A | ADP |  | V,A,D30H***D449+AEFE3A* |  | 23200 | 20 | 8.7 | 20600 | 15700 | 76.21% | 2.26 | 0 | 13.5 |  |  |  | No | R-410A | 1.9333 | Residential & Commercial | Ducted CEE Tier 1
214625034 | Central HP <5.4 tons | MIDEA | HRCU-A-C (Split System: Heat Pump with Remote Outdoor Unit with No Indoor Fan --Air Source) | 38MURAQ18AB3 | ASPEN |  | D(A,C,E)24A24+TDR |  | 15500 | 15.2 | 9.3 | 14700 | 15000 | 102% | 2.2 | 0 | 11 |  |  |  | No | R-410A | 1.2917 | Residential & Commercial | Ducted CEE Tier 1
214626970 | Central HP <5.4 tons | CARRIER | HRCU-A-CB (Split System: Heat Pump with Remote Outdoor Unit-Air-Source) | 25VNA436A*031* | ADP |  | A36VCA+TXV | 58CU*A060C17**16 | 33000 | 19 | 9 | 33800 | 26200 | 77.51% | 1.98 | 0 | 12 |  |  |  | No | R-410A | 2.75 | Residential & Commercial | Ducted CEE Tier 1
214626988 | Central HP <5.4 tons | CARRIER | HRCU-A-CB (Split System: Heat Pump with Remote Outdoor Unit-Air-Source) | 25VNA436A*031* | ADP |  | PL36H210P749 | 58CU*A060C17**16 | 33000 | 19 | 9 | 33800 | 26200 | 77.51% | 1.98 | 0 | 12 |  |  |  | No | R-410A | 2.75 | Residential & Commercial | Ducted CEE Tier 1
213366551 | Central HP <5.4 tons | COLEMAN | HRCU-A-CB (Split System: Heat Pump with Remote Outdoor Unit-Air-Source) | HMH72B341 | ADP |  | H,YG7J936 | Z8ES040A12SMPS1 | 31800 | 17 | 8.1 | 30600 | 22200 | 72.55% | 2 | 0 | 10 |  |  |  | No | R-410A | 2.65 | Residential & Commercial | Ducted CEE Tier 1
212988788 | Central HP <5.4 tons | HEIL | HRCU-A-CB (Split System: Heat Pump with Remote Outdoor Unit-Air-Source) | DLCURAH18ABK |  |  | EA*4X24L17A* | *95MSU0401712A* | 17200 | 16 | 8.5 | 18200 | 19400 | 106.6% | 2.34 | 0 | 10.5 |  |  |  | No | R-410A | 1.4333 | Residential & Commercial | Ducted CEE Tier 1
212982406 | Central HP <5.4 tons | TEMPSTAR | HRCU-A-CB (Split System: Heat Pump with Remote Outdoor Unit-Air-Source) | DLCURAH18ABK |  |  | EA*4X25L17A* | *80MSU0401712A* | 17800 | 16 | 8.1 | 17800 | 17600 | 98.88% | 2.12 | 0 | 10.5 |  |  |  | No | R-410A | 1.4833 | Residential & Commercial | Ducted CEE Tier 1
206767492 | Central HP <5.4 tons | COMFORTMAKER | HRCU-A-CB (Split System: Heat Pump with Remote Outdoor Unit-Air-Source) | CVH825GKA3* |  |  | EA*4X36L17A*+WALLCON | *95CSU0601716A* | 23400 | 16.5 | 8.1 | 21600 | 16800 | 77.78% | 1.92 | 11 | 10.5 |  |  |  | No | R-410A | 1.95 | Residential & Commercial | Ducted CEE Tier 1
215488099 | Central HP <5.4 tons | GOODMAN | HRCU-A-CB (Split System: Heat Pump with Remote Outdoor Unit-Air-Source) | GZV7SA4210A* |  |  | CHPEA6030*3A* | G*VM971205DNB* | 40500 | 17 | 8.6 | 41000 | 31000 | 75.61% | 2 | 0 | 10 |  |  |  | No | R-32 | 3.375 | Residential & Commercial | Ducted CEE Tier 1
215935779 | Central HP <5.4 tons | COMFORTMAKER | HRCU-A-CB (Split System: Heat Pump with Remote Outdoor Unit-Air-Source) | C5H3V36*K*AAA* |  |  | EVD5X36M21A*+WALLCON | *96CTN1002122B* | 34400 | 21 | 8.5 | 38500 | 28000 | 72.73% | 2.06 | 0 | 12 |  |  |  | No | R-454B | 2.8667 | Residential & Commercial | Ducted CEE Tier 1
215472279 | Central HP <5.4 tons | TRANE | HRCU-A-CB (Split System: Heat Pump with Remote Outdoor Unit-Air-Source) | 4TWV0X24A1 | ASPEN |  | D(A,C,E)36C34+TDR | S9V2B060U4PSB+RP | 22400 | 18.5 | 8.2 | 20200 | 16900 | 83.66% | 2.53 | 0 | 12.6 |  |  |  | No | R-410A | 1.8667 | Residential & Commercial | Ducted CEE Tier 1
213613485 | Central HP <5.4 tons | PAYNE HEATING AND COOLING | HRCU-A-CB (Split System: Heat Pump with Remote Outdoor Unit-Air-Source) | 38MURAQ24AB3* | ASPEN |  | A(E,F)M244+TDR |  | 23000 | 16 | 8.5 | 25800 | 20200 | 78.29% | 2.92 | 0 | 10 |  |  |  | No | R-410A | 1.9167 | Residential & Commercial | Ducted CEE Tier 1
213613501 | Central HP <5.4 tons | PAYNE HEATING AND COOLING | HRCU-A-CB (Split System: Heat Pump with Remote Outdoor Unit-Air-Source) | 38MURAQ24AB3* | ASPEN |  | L(E,G)M36D4 |  | 24000 | 16 | 9 | 26400 | 23400 | 88.64% | 1.92 | 0 | 10 |  |  |  | No | R-410A | 2 | Residential & Commercial | Ducted CEE Tier 1
213872418 | Central HP <5.4 tons | NAPOLEON | HRCU-A-C (Split System: Heat Pump with Remote Outdoor Unit with No Indoor Fan --Air Source) | WSEHV4860RA1-N | ASPEN |  | D(A,C,E)60C44+TDR |  | 47000 | 15.2 | 8.5 | 46000 | 33200 | 72.17% | 1.8 | 0 | 10 |  |  |  | No | R-410A | 3.9167 | Residential & Commercial | Ducted CEE Tier 1
214802895 | Central HP <5.4 tons | RHEEM | HRCU-A-CB (Split System: Heat Pump with Remote Outdoor Unit-Air-Source) | RP15AZ48AJ2N | ASPEN |  | D(A,C,E)60B44+TDR | R801V0755A21DZ | 45000 | 15.6 | 8.2 | 46000 | 34000 | 73.91% | 3.05 | 0 | 10.1 |  |  |  | No | R-410A | 3.75 | Residential & Commercial | Ducted CEE Tier 1
214802929 | Central HP <5.4 tons | RHEEM | HRCU-A-CB (Split System: Heat Pump with Remote Outdoor Unit-Air-Source) | RP15AZ48AJ2N | ASPEN |  | D(A,C,E)48D34+TDR | R801V1005A21UHS | 44500 | 15.5 | 8.2 | 45500 | 33600 | 73.85% | 3.03 | 0 | 10 |  |  |  | No | R-410A | 3.7083 | Residential & Commercial | Ducted CEE Tier 1
211708463 | Central HP <5.4 tons | COLEMAN | HRCU-A-CB (Split System: Heat Pump with Remote Outdoor Unit-Air-Source) | THF2B48T21 | ASPEN |  | D(A,C,E)48D36+TDR | TM9E060B12MP12 | 44500 | 15.5 | 8.1 | 44500 | 31200 | 70.11% | 3 | 0 | 11 |  |  |  | No | R-410A | 3.7083 | Residential & Commercial | Ducted CEE Tier 1
211708481 | Central HP <5.4 tons | COLEMAN | HRCU-A-CB (Split System: Heat Pump with Remote Outdoor Unit-Air-Source) | THF2B48T21 | ASPEN |  | D(A,C,E)48D36+TDR | TM9V100C16MP12 | 45500 | 16 | 8.2 | 44000 | 30800 | 70% | 3.13 | 0 | 11.9 |  |  |  | No | R-410A | 3.7917 | Residential & Commercial | Ducted CEE Tier 1
211708483 | Central HP <5.4 tons | COLEMAN | HRCU-A-CB (Split System: Heat Pump with Remote Outdoor Unit-Air-Source) | THF2B48T21 | ASPEN |  | D(A,C,E)48D36+TDR | TM9V100C20MP12 | 45500 | 16 | 8.2 | 44000 | 31200 | 70.91% | 3.13 | 0 | 11.9 |  |  |  | No | R-410A | 3.7917 | Residential & Commercial | Ducted CEE Tier 1
211708531 | Central HP <5.4 tons | COLEMAN | HRCU-A-CB (Split System: Heat Pump with Remote Outdoor Unit-Air-Source) | THF2B48T21 | ASPEN |  | D(A,C,E)48D36+TDR | TPLC100C16MP13 | 45500 | 16 | 8.2 | 44000 | 30800 | 70% | 3.14 | 0 | 11.9 |  |  |  | No | R-410A | 3.7917 | Residential & Commercial | Ducted CEE Tier 1
211253511 | Central HP <5.4 tons | NOVAIR | HRCU-A-CB (Split System: Heat Pump with Remote Outdoor Unit-Air-Source) | LEA18-EVOX-30-O |  |  | LEA18-EVOX-30-I |  | 18000 | 18 | 9.3 | 19000 | 16500 | 86.84% | 2.04 | 12.5 | 12.4 |  |  |  | No | R-410A | 1.5 | Residential & Commercial | Ducted CEE Tier 1
213879534 | Central HP <5.4 tons | NAPOLEON | HRCU-A-C (Split System: Heat Pump with Remote Outdoor Unit with No Indoor Fan --Air Source) | WSEHV4860RA1-N | ASPEN |  | C(A,C,D,E)60B44+TDR |  | 45500 | 15.2 | 8.5 | 48000 | 33600 | 70% | 1.8 | 0 | 10 |  |  |  | No | R-410A | 3.7917 | Residential & Commercial | Ducted CEE Tier 1
214441917 | Central HP <5.4 tons | BRYANT HEATING AND COOLING SYSTEMS | HRCU-A-CB (Split System: Heat Pump with Remote Outdoor Unit-Air-Source) | 284ANV048*0**B* | ADP |  | V,C60H210P299 | 88*TB60110C21*** | 44000 | 21 | 9.5 | 44000 | 35800 | 81.36% | 2.28 | 0 | 12 |  |  |  | No | R-410A | 3.6667 | Residential & Commercial | Ducted CEE Tier 1
214625028 | Central HP <5.4 tons | BRYANT | HRCU-A-C (Split System: Heat Pump with Remote Outdoor Unit with No Indoor Fan --Air Source) | 38MURAQ36AB3 | ASPEN |  | D(A,C,E)36A34+TDR |  | 34600 | 15.2 | 8.6 | 27400 | 31600 | 115.3% | 1.85 | 0 | 10 |  |  |  | No | R-410A | 2.8833 | Residential & Commercial | Ducted CEE Tier 1
214094106 | Central HP <5.4 tons | BOSCH | HRCU-A-CB (Split System: Heat Pump with Remote Outdoor Unit-Air-Source) | BOVA-60HDN1-M20G | ASPEN |  | AE(D,N,U)+DM59A44+TDR |  | 43000 | 18.2 | 9.1 | 47500 | 46000 | 96.84% | 2.5 | 0 | 11 |  |  |  | No | R-410A | 3.5833 | Residential & Commercial | Ducted CEE Tier 1
213613458 | Central HP <5.4 tons | PAYNE HEATING AND COOLING | HRCU-A-CB (Split System: Heat Pump with Remote Outdoor Unit-Air-Source) | 38MURAQ18AB3* | ASPEN |  | L(E,G)M24H4 |  | 18000 | 15.2 | 8.5 | 19300 | 18300 | 94.82% | 2.2 | 0 | 10 |  |  |  | No | R-410A | 1.5 | Residential & Commercial | Ducted CEE Tier 1
212977094 | Central HP <5.4 tons | HEIL | HRCU-A-CB (Split System: Heat Pump with Remote Outdoor Unit-Air-Source) | DLCURAH36ABK |  |  | EA*4X48L24A* | *96VTN1002122B* | 35800 | 16.5 | 8.5 | 37800 | 34600 | 91.53% | 2.02 | 0 | 10 |  |  |  | No | R-410A | 2.9833 | Residential & Commercial | Ducted CEE Tier 1
214441914 | Central HP <5.4 tons | BRYANT HEATING AND COOLING SYSTEMS | HRCU-A-CB (Split System: Heat Pump with Remote Outdoor Unit-Air-Source) | 284ANV048*0**B* | ADP |  | V,C60H210P299 | 88*TB60090C21*** | 44000 | 21 | 9.5 | 44000 | 35600 | 80.91% | 2.28 | 0 | 12 |  |  |  | No | R-410A | 3.6667 | Residential & Commercial | Ducted CEE Tier 1
213613495 | Central HP <5.4 tons | PAYNE HEATING AND COOLING | HRCU-A-CB (Split System: Heat Pump with Remote Outdoor Unit-Air-Source) | 38MURAQ24AB3* | ASPEN |  | L(E,G)M24I4 |  | 24000 | 16 | 9 | 26400 | 23400 | 88.64% | 1.92 | 0 | 10 |  |  |  | No | R-410A | 2 | Residential & Commercial | Ducted CEE Tier 1
215941165 | Central HP <5.4 tons | BRYANT HEATING AND COOLING SYSTEMS | HRCU-A-CB (Split System: Heat Pump with Remote Outdoor Unit-Air-Source) | 293VAN048**AA* |  |  | CSAH*4812AM*+UI | 987TA42080C17*** | 43500 | 19 | 9 | 49000 | 37400 | 76.33% | 1.8 | 0 | 10.5 |  |  |  | No | R-454B | 3.625 | Residential & Commercial | Ducted CEE Tier 1
215941665 | Central HP <5.4 tons | BRYANT HEATING AND COOLING SYSTEMS | HRCU-A-CB (Split System: Heat Pump with Remote Outdoor Unit-Air-Source) | 293VAN048**AA* |  |  | CVAVA6021XMA*+UI | 986TD60080C21*** | 45500 | 20.5 | 8.1 | 53000 | 38500 | 72.64% | 1.95 | 0 | 11 |  |  |  | No | R-454B | 3.7917 | Residential & Commercial | Ducted CEE Tier 1
207455185 | Central HP <5.4 tons | LENNOX | HRCU-A-CB (Split System: Heat Pump with Remote Outdoor Unit-Air-Source) | SL25XPV-036-230A** | ADP |  | LH35/38F9 | SL280UH110XV60C* | 34000 | 21 | 8.8 | 33800 | 27000 | 79.88% | 1.84 | 14 | 13.5 |  |  |  | No | R-410A | 2.8333 | Residential & Commercial | Ducted CEE Tier 1
215565259 | Central HP <5.4 tons | COLEMAN | HRCU-A-CB (Split System: Heat Pump with Remote Outdoor Unit-Air-Source) | HH824E2S11 | ASPEN |  | D(A,C,E)36A4J+TDR | TM8V080B12MP12 | 22600 | 17 | 8.5 | 22600 | 17700 | 78.32% | 2 | 0 | 12 |  |  |  | No | R-454B | 1.8833 | Residential & Commercial | Ducted CEE Tier 1
215565292 | Central HP <5.4 tons | COLEMAN | HRCU-A-CB (Split System: Heat Pump with Remote Outdoor Unit-Air-Source) | HH824E2S11 | ASPEN |  | D(A,C,E)37E2J+TDR | CP9C060B12MP13 | 22400 | 17 | 9 | 23000 | 18000 | 78.26% | 2 | 0 | 12 |  |  |  | No | R-454B | 1.8667 | Residential & Commercial | Ducted CEE Tier 1
215565325 | Central HP <5.4 tons | COLEMAN | HRCU-A-CB (Split System: Heat Pump with Remote Outdoor Unit-Air-Source) | HH824E2S11 | ASPEN |  | D(A,C,E)37E2J+TDR | Z9ES060B12SMPS1 | 22200 | 17 | 9 | 23000 | 18600 | 80.87% | 2 | 0 | 11.7 |  |  |  | No | R-454B | 1.85 | Residential & Commercial | Ducted CEE Tier 1
212150593 | Central HP <5.4 tons | SAMSUNG | HRCU-A-CB (Split System: Heat Pump with Remote Outdoor Unit-Air-Source) | AC036BXUPCH | ASPEN |  | AFM474+TDR |  | 35800 | 18.5 | 8.4 | 34600 | 53500 | 154.6% | 2.25 | 0 | 10.5 |  |  |  | No | R-410A | 2.9833 | Residential & Commercial | Ducted CEE Tier 1
213077090 | Central HP <5.4 tons | DAY & NIGHT | HRCU-A-CB (Split System: Heat Pump with Remote Outdoor Unit-Air-Source) | DLCURAH36ABK |  |  | EA*4X48L21A* | *96VSN0802120B* | 36200 | 16 | 8.5 | 38000 | 34800 | 91.58% | 2.04 | 0 | 10 |  |  |  | No | R-410A | 3.0167 | Residential & Commercial | Ducted CEE Tier 1
214779390 | Central HP <5.4 tons | TEMPSTAR | HRCU-A-C (Split System: Heat Pump with Remote Outdoor Unit with No Indoor Fan --Air Source) | DLCURAH36ABK | ASPEN |  | D(A,C,E)36A34+TDR |  | 34600 | 15.2 | 8.6 | 38000 | 31600 | 83.16% | 1.85 | 0 | 10 |  |  |  | No | R-410A | 2.8833 | Residential & Commercial | Ducted CEE Tier 1
214441903 | Central HP <5.4 tons | BRYANT HEATING AND COOLING SYSTEMS | HRCU-A-CB (Split System: Heat Pump with Remote Outdoor Unit-Air-Source) | 284ANV024*0**B* | ADP |  | V,C36H175P139 | 88*TB36045C17*** | 23400 | 20 | 10.5 | 25000 | 19500 | 78% | 2.42 | 0 | 12.5 |  |  |  | No | R-410A | 1.95 | Residential & Commercial | Ducted CEE Tier 1
214441910 | Central HP <5.4 tons | BRYANT HEATING AND COOLING SYSTEMS | HRCU-A-CB (Split System: Heat Pump with Remote Outdoor Unit-Air-Source) | 284ANV024*0**B* | ADP |  | V,C36H***P439 | 986TD30040C14*** | 23600 | 18 | 10.5 | 25200 | 19800 | 78.57% | 2.42 | 0 | 12 |  |  |  | No | R-410A | 1.9667 | Residential & Commercial | Ducted CEE Tier 1
213366553 | Central HP <5.4 tons | COLEMAN | HRCU-A-CB (Split System: Heat Pump with Remote Outdoor Unit-Air-Source) | HMH72B341 | ADP |  | A36VDA+TXV | Z8ES080B12SMPS1 | 33200 | 18 | 8.5 | 31400 | 23000 | 73.25% | 2.04 | 0 | 10 |  |  |  | No | R-410A | 2.7667 | Residential & Commercial | Ducted CEE Tier 1
214627119 | Central HP <5.4 tons | CARRIER | HRCU-A-CB (Split System: Heat Pump with Remote Outdoor Unit-Air-Source) | 25VNA436A*031* | ADP |  | PL36H210P749 | 59CU5B060C17**16 | 32400 | 19 | 9 | 36400 | 28200 | 77.47% | 1.98 | 0 | 11.7 |  |  |  | No | R-410A | 2.7 | Residential & Commercial | Ducted CEE Tier 1
213078639 | Central HP <5.4 tons | CARRIER | HRCU-A-CB (Split System: Heat Pump with Remote Outdoor Unit-Air-Source) | 38MURAQ36AB3* |  |  | CAP**4224AL* | 58S(B,C)*B110M21**20 | 35800 | 16.5 | 8.1 | 38500 | 35000 | 90.91% | 1.9 | 0 | 10 |  |  |  | No | R-410A | 2.9833 | Residential & Commercial | Ducted CEE Tier 1
213078675 | Central HP <5.4 tons | CARRIER | HRCU-A-CB (Split System: Heat Pump with Remote Outdoor Unit-Air-Source) | 38MURAQ36AB3* |  |  | CAP**4824AL* | 58S(B,C)*B110M21**20 | 36200 | 16.5 | 8.5 | 38000 | 34800 | 91.58% | 2.06 | 0 | 10 |  |  |  | No | R-410A | 3.0167 | Residential & Commercial | Ducted CEE Tier 1
213079009 | Central HP <5.4 tons | CARRIER | HRCU-A-CB (Split System: Heat Pump with Remote Outdoor Unit-Air-Source) | 38MURAQ36AB3* |  |  | CAP**4321AL* | 58SU*B060M17**16 | 36600 | 16.5 | 8.5 | 38000 | 34800 | 91.58% | 2.08 | 0 | 10 |  |  |  | No | R-410A | 3.05 | Residential & Commercial | Ducted CEE Tier 1
213079141 | Central HP <5.4 tons | CARRIER | HRCU-A-CB (Split System: Heat Pump with Remote Outdoor Unit-Air-Source) | 38MURAQ36AB3* |  |  | CAP**4821AL* | 58SU*B080M21**20 | 36200 | 16.5 | 8.5 | 38000 | 34600 | 91.05% | 2.06 | 0 | 10 |  |  |  | No | R-410A | 3.0167 | Residential & Commercial | Ducted CEE Tier 1
215942531 | Central HP <5.4 tons | BRYANT HEATING AND COOLING SYSTEMS | HRCU-A-CB (Split System: Heat Pump with Remote Outdoor Unit-Air-Source) | 293VAN036**AA* |  |  | CVAVA6121XMA*+UI | 987MC66100C21*** | 36000 | 22 | 8.5 | 37400 | 28200 | 75.4% | 2.04 | 0 | 12.5 |  |  |  | No | R-454B | 3 | Residential & Commercial | Ducted CEE Tier 1
214867641 | Central HP <5.4 tons | NOVAIR | HRCU-A-C (Split System: Heat Pump with Remote Outdoor Unit with No Indoor Fan --Air Source) | LEA24-EVOX-30-O |  |  | LEA-18/24-ACOIL-410A |  | 24000 | 16.5 | 9.5 | 25000 | 20000 | 80% | 1.95 | 11 | 10.7 |  |  |  | No | R-410A | 2 | Residential & Commercial | Ducted CEE Tier 1
214779381 | Central HP <5.4 tons | TEMPSTAR | HRCU-A-C (Split System: Heat Pump with Remote Outdoor Unit with No Indoor Fan --Air Source) | DLCURAH24ABK | ASPEN |  | D(A,C,E)24A24+TDR |  | 20600 | 15.2 | 9.3 | 24800 | 20000 | 80.65% | 1.95 | 0 | 10 |  |  |  | No | R-410A | 1.7167 | Residential & Commercial | Ducted CEE Tier 1
215407286 | Central HP <5.4 tons | CHAMPION HEATING AND COOLING | HRCU-A-C (Split System: Heat Pump with Remote Outdoor Unit with No Indoor Fan --Air Source) | HH836E2S11 | ASPEN |  | D(A,C,E)36D3J+TDR |  | 31200 | 15.2 | 8.1 | 31200 | 31600 | 101.3% | 2.61 | 0 | 10 |  |  |  | No | R-454B | 2.6 | Residential & Commercial | Ducted CEE Tier 1
212622285 | Central HP <5.4 tons | COLEMAN | HRCU-A-CB (Split System: Heat Pump with Remote Outdoor Unit-Air-Source) | HMH72B341 | ASPEN |  | C(A,C,D,E)48A34+TDR | TM8E080C16MP11 | 33000 | 18 | 8.1 | 33600 | 28200 | 83.93% | 2.64 | 0 | 10 |  |  |  | No | R-410A | 2.75 | Residential & Commercial | Ducted CEE Tier 1
212622286 | Central HP <5.4 tons | COLEMAN | HRCU-A-CB (Split System: Heat Pump with Remote Outdoor Unit-Air-Source) | HMH72B341 | ASPEN |  | D(A,C,E)36A34+TDR | TM8E080C16MP11 | 33000 | 18 | 8.1 | 33600 | 28200 | 83.93% | 2.64 | 0 | 10 |  |  |  | No | R-410A | 2.75 | Residential & Commercial | Ducted CEE Tier 1
211262617 | Central HP <5.4 tons | COMFORTMAKER | HRCU-A-CB (Split System: Heat Pump with Remote Outdoor Unit-Air-Source) | DLCURAH18ABK |  |  | EN(A,D)4X24L14** | *95ESN0601412A* | 17800 | 16 | 8.5 | 18700 | 18800 | 100.5% | 2.26 | 0 | 11 |  |  |  | No | R-410A | 1.4833 | Residential & Commercial | Ducted CEE Tier 1
211262202 | Central HP <5.4 tons | COMFORTMAKER | HRCU-A-CB (Split System: Heat Pump with Remote Outdoor Unit-Air-Source) | DLCURAH18ABK |  |  | EA*4X30L17A* | OLV098A12* | 18200 | 15.5 | 8.5 | 18800 | 18400 | 97.87% | 2.22 | 0 | 10.5 |  |  |  | No | R-410A | 1.5167 | Residential & Commercial | Ducted CEE Tier 1
211262551 | Central HP <5.4 tons | COMFORTMAKER | HRCU-A-CB (Split System: Heat Pump with Remote Outdoor Unit-Air-Source) | DLCURAH18ABK |  |  | EN(A,D)4X24L14** | *96VSN0601412A* | 17900 | 15.5 | 8.5 | 18800 | 18700 | 99.47% | 2.26 | 0 | 11 |  |  |  | No | R-410A | 1.4917 | Residential & Commercial | Ducted CEE Tier 1
211263488 | Central HP <5.4 tons | COMFORTMAKER | HRCU-A-CB (Split System: Heat Pump with Remote Outdoor Unit-Air-Source) | DLCURAH18ABK |  |  | EN(A,D)4X24L17** | *80ES(N,L)0701412A* | 17500 | 16 | 8.5 | 18400 | 18800 | 102.2% | 2.26 | 0 | 11 |  |  |  | No | R-410A | 1.4583 | Residential & Commercial | Ducted CEE Tier 1
211263553 | Central HP <5.4 tons | COMFORTMAKER | HRCU-A-CB (Split System: Heat Pump with Remote Outdoor Unit-Air-Source) | DLCURAH18ABK |  |  | EN(A,D)4X24L17** | OLV098A12* | 18100 | 15.5 | 8.5 | 19100 | 18700 | 97.91% | 2.24 | 0 | 10.5 |  |  |  | No | R-410A | 1.5083 | Residential & Commercial | Ducted CEE Tier 1
211262727 | Central HP <5.4 tons | COMFORTMAKER | HRCU-A-CB (Split System: Heat Pump with Remote Outdoor Unit-Air-Source) | DLCURAH18ABK |  |  | EN(A,D)4X24L14** | *92ESN0601412A* | 18100 | 16 | 8.5 | 19000 | 18600 | 97.89% | 2.24 | 0 | 11 |  |  |  | No | R-410A | 1.5083 | Residential & Commercial | Ducted CEE Tier 1
212578248 | Central HP <5.4 tons | CARRIER | HRCU-A-CB (Split System: Heat Pump with Remote Outdoor Unit-Air-Source) | 25VNA436A*031* | ADP |  | H,PG53936 | 59MN7B060C17**14 | 33800 | 19 | 9 | 33400 | 25200 | 75.45% | 1.98 | 0 | 11.7 |  |  |  | No | R-410A | 2.8167 | Residential & Commercial | Ducted CEE Tier 1
212622839 | Central HP <5.4 tons | COLEMAN | HRCU-A-CB (Split System: Heat Pump with Remote Outdoor Unit-Air-Source) | HMH72B341 | ASPEN |  | C(A,C,D,E)36C34+TDR | TM8E080C16MP11 | 33000 | 18 | 8.3 | 33800 | 28600 | 84.62% | 2.7 | 0 | 10 |  |  |  | No | R-410A | 2.75 | Residential & Commercial | Ducted CEE Tier 1
212622936 | Central HP <5.4 tons | COLEMAN | HRCU-A-CB (Split System: Heat Pump with Remote Outdoor Unit-Air-Source) | HMH72B341 | ASPEN |  | D(A,C,E)48C24+TDR | TM8E080C16MP11 | 32200 | 18 | 8.4 | 33800 | 28600 | 84.62% | 2.73 | 0 | 10 |  |  |  | No | R-410A | 2.6833 | Residential & Commercial | Ducted CEE Tier 1
215375399 | Central HP <5.4 tons | BOSCH | HRCU-A-CB (Split System: Heat Pump with Remote Outdoor Unit-Air-Source) | BOVA-60HDN1-M20G | ASPEN |  | D(A,C,E)60B34+TDR | BGH96M080C4B | 41000 | 17 | 8.7 | 44500 | 35000 | 78.65% | 2.37 | 0 | 11.6 |  |  |  | No | R-410A | 3.4167 | Residential & Commercial | Ducted CEE Tier 1
215942631 | Central HP <5.4 tons | BRYANT HEATING AND COOLING SYSTEMS | HRCU-A-CB (Split System: Heat Pump with Remote Outdoor Unit-Air-Source) | 293VAN036**AA* |  |  | CVAVA6121XMA*+UI | 987TA60080C21*** | 35800 | 22 | 8.5 | 37400 | 28400 | 75.94% | 2.04 | 0 | 12.5 |  |  |  | No | R-454B | 2.9833 | Residential & Commercial | Ducted CEE Tier 1
214779382 | Central HP <5.4 tons | TEMPSTAR | HRCU-A-C (Split System: Heat Pump with Remote Outdoor Unit with No Indoor Fan --Air Source) | DLCURAH24ABK | ASPEN |  | D(A,C,E)24B24+TDR |  | 21400 | 16 | 9.4 | 25000 | 20000 | 80% | 1.95 | 0 | 10.2 |  |  |  | No | R-410A | 1.7833 | Residential & Commercial | Ducted CEE Tier 1
212623156 | Central HP <5.4 tons | COLEMAN | HRCU-A-CB (Split System: Heat Pump with Remote Outdoor Unit-Air-Source) | HMH72B341 | ASPEN |  | D(A,C,E)42C34+TDR | TM8E100B12MP11 | 33000 | 18 | 8.5 | 33800 | 27400 | 81.07% | 2.64 | 0 | 10 |  |  |  | No | R-410A | 2.75 | Residential & Commercial | Ducted CEE Tier 1
215940965 | Central HP <5.4 tons | BRYANT HEATING AND COOLING SYSTEMS | HRCU-A-CB (Split System: Heat Pump with Remote Outdoor Unit-Air-Source) | 293VAN048**AA* |  |  | CAA**4821AM*+UI | 987TA42080C17*** | 43000 | 20 | 9.5 | 48500 | 37400 | 77.11% | 2 | 0 | 10.5 |  |  |  | No | R-454B | 3.5833 | Residential & Commercial | Ducted CEE Tier 1
215941315 | Central HP <5.4 tons | BRYANT HEATING AND COOLING SYSTEMS | HRCU-A-CB (Split System: Heat Pump with Remote Outdoor Unit-Air-Source) | 293VAN048**AA* |  |  | CVAMA4821XMA*+UI | 987TA66100C21*** | 44500 | 20 | 8.1 | 52000 | 38500 | 74.04% | 2 | 0 | 11 |  |  |  | No | R-454B | 3.7083 | Residential & Commercial | Ducted CEE Tier 1
215941765 | Central HP <5.4 tons | BRYANT HEATING AND COOLING SYSTEMS | HRCU-A-CB (Split System: Heat Pump with Remote Outdoor Unit-Air-Source) | 293VAN048**AA* |  |  | CVAVA6121XMA*+UI | 986TD60080C21*** | 46000 | 20.5 | 8.1 | 53500 | 38500 | 71.96% | 1.95 | 0 | 11.5 |  |  |  | No | R-454B | 3.8333 | Residential & Commercial | Ducted CEE Tier 1
207683537 | Central HP <5.4 tons | LENNOX | HRCU-A-CB (Split System: Heat Pump with Remote Outdoor Unit-Air-Source) | SL25XPV-048-230A** | ADP |  | LP42/62W9 | EL296UH110XV48C* | 45500 | 20 | 9.4 | 42000 | 36000 | 85.71% | 1.88 | 12.5 | 12 |  |  |  | No | R-410A | 3.7917 | Residential & Commercial | Ducted CEE Tier 1
212982430 | Central HP <5.4 tons | TEMPSTAR | HRCU-A-CB (Split System: Heat Pump with Remote Outdoor Unit-Air-Source) | DLCURAH18ABK |  |  | EN(A,D)4X24L17** | *80MSU0401712A* | 17500 | 16 | 8.5 | 18400 | 18900 | 102.7% | 2.28 | 0 | 10.5 |  |  |  | No | R-410A | 1.4583 | Residential & Commercial | Ducted CEE Tier 1
212623223 | Central HP <5.4 tons | COLEMAN | HRCU-A-CB (Split System: Heat Pump with Remote Outdoor Unit-Air-Source) | HMH72B341 | ASPEN |  | D(A,C,E)48C24+TDR | TM8E120C16MP11 | 32400 | 18 | 8.4 | 33800 | 28800 | 85.21% | 2.75 | 0 | 10 |  |  |  | No | R-410A | 2.7 | Residential & Commercial | Ducted CEE Tier 1
212623272 | Central HP <5.4 tons | COLEMAN | HRCU-A-CB (Split System: Heat Pump with Remote Outdoor Unit-Air-Source) | HMH72B341 | ASPEN |  | D(A,C,E)42B34+TDR | TL9E100C20UH11 | 33400 | 17 | 8.3 | 33800 | 29200 | 86.39% | 2.78 | 0 | 10 |  |  |  | No | R-410A | 2.7833 | Residential & Commercial | Ducted CEE Tier 1
212623354 | Central HP <5.4 tons | COLEMAN | HRCU-A-CB (Split System: Heat Pump with Remote Outdoor Unit-Air-Source) | HMH72B341 | ASPEN |  | D(A,C,E)36D34+TDR | TM9V080C16MP12 | 32800 | 17.5 | 8.5 | 33800 | 27400 | 81.07% | 2.66 | 0 | 10 |  |  |  | No | R-410A | 2.7333 | Residential & Commercial | Ducted CEE Tier 1
212623356 | Central HP <5.4 tons | COLEMAN | HRCU-A-CB (Split System: Heat Pump with Remote Outdoor Unit-Air-Source) | HMH72B341 | ASPEN |  | D(A,C,E)42B34+TDR | TM9V080C16MP12 | 32600 | 17.5 | 8.5 | 33800 | 27400 | 81.07% | 2.66 | 0 | 10 |  |  |  | No | R-410A | 2.7167 | Residential & Commercial | Ducted CEE Tier 1
213879533 | Central HP <5.4 tons | NAPOLEON | HRCU-A-C (Split System: Heat Pump with Remote Outdoor Unit with No Indoor Fan --Air Source) | WSEHV2436RA1-N | ASPEN |  | C(A,C,D,E)36B44+TDR |  | 22000 | 15.2 | 8.5 | 24000 | 21600 | 90% | 1.8 | 0 | 11 |  |  |  | No | R-410A | 1.8333 | Residential & Commercial | Ducted CEE Tier 1
211206906 | Central HP <5.4 tons | JOHNSON CONTROLS | HRCU-A-CB (Split System: Heat Pump with Remote Outdoor Unit-Air-Source) | HL20B6021 |  |  | XAMC60HE4N1+CC | TM9V100C20MP12 | 52000 | 18 | 8.5 | 55000 | 42000 | 76.36% | 2.16 | 0 | 11 |  |  |  | No | R-410A | 4.3333 | Residential & Commercial | Ducted CEE Tier 1
207706566 | Central HP <5.4 tons | DIRECT AIR | HRCU-A-CB (Split System: Heat Pump with Remote Outdoor Unit-Air-Source) | DIRM-36MAGICPRO20-OU |  |  | DIRM-36MAGICPRO20-AH |  | 36000 | 16 | 9.5 | 40000 | 34400 | 86% | 1.97 | 10.5 | 10 |  |  |  | No | R-410A | 3 | Residential & Commercial | Ducted CEE Tier 1
211228161 | Central HP <5.4 tons | DAY & NIGHT | HRCU-A-CB (Split System: Heat Pump with Remote Outdoor Unit-Air-Source) | DLCURAH36ABK |  |  | EA*4X42L24A* | OLV154F20A | 37000 | 15.2 | 8.5 | 40000 | 35400 | 88.5% | 1.96 | 0 | 10 |  |  |  | No | R-410A | 3.0833 | Residential & Commercial | Ducted CEE Tier 1
214320586 | Central HP <5.4 tons | Frigidaire | HRCU-A-C (Split System: Heat Pump with Remote Outdoor Unit with No Indoor Fan --Air Source) | GXH24-36MSK4DH | ASPEN |  | D(A,C,E)24D34+TDR |  | 23000 | 15.2 | 8.5 | 24000 | 21600 | 90% | 1.8 | 0 | 11 |  |  |  | No | R-410A | 1.9167 | Residential & Commercial | Ducted CEE Tier 1
213080769 | Central HP <5.4 tons | COMFORTMAKER | HRCU-A-CB (Split System: Heat Pump with Remote Outdoor Unit-Air-Source) | DLCURAH36ABK |  |  | EN(A,D,W)4X48L21** | *95MSU0601716A* | 35600 | 16 | 8.1 | 38500 | 35000 | 90.91% | 1.98 | 0 | 10 |  |  |  | No | R-410A | 2.9667 | Residential & Commercial | Ducted CEE Tier 1
212985880 | Central HP <5.4 tons | HEIL | HRCU-A-CB (Split System: Heat Pump with Remote Outdoor Unit-Air-Source) | DLCURAH18ABK |  |  | EA*4X19L17A* | *96MSN0261410A* | 17800 | 16.5 | 8.1 | 17800 | 17900 | 100.6% | 2.16 | 0 | 10.5 |  |  |  | No | R-410A | 1.4833 | Residential & Commercial | Ducted CEE Tier 1
212578266 | Central HP <5.4 tons | CARRIER | HRCU-A-CB (Split System: Heat Pump with Remote Outdoor Unit-Air-Source) | 25VNA837A*031* | ADP |  | H,PG53936 | 59MN7B120C24**22 | 32800 | 17 | 8.5 | 30400 | 24400 | 80.26% | 1.98 | 0 | 11.7 |  |  |  | No | R-410A | 2.7333 | Residential & Commercial | Ducted CEE Tier 1
214630522 | Central HP <5.4 tons | CARRIER | HRCU-A-CB (Split System: Heat Pump with Remote Outdoor Unit-Air-Source) | 25VNA837A*031* | ADP |  | PL36H210P299 | 59CU5A100C21**22 | 32400 | 18 | 8.1 | 30600 | 24200 | 79.08% | 1.98 | 0 | 11.7 |  |  |  | No | R-410A | 2.7 | Residential & Commercial | Ducted CEE Tier 1
212626797 | Central HP <5.4 tons | COLEMAN | HRCU-A-CB (Split System: Heat Pump with Remote Outdoor Unit-Air-Source) | HMH72B341 | ASPEN |  | D(A,C,E)42D26+TDR | TM8E080C16MP11 | 32200 | 18 | 8.4 | 33800 | 28600 | 84.62% | 2.73 | 0 | 10 |  |  |  | No | R-410A | 2.6833 | Residential & Commercial | Ducted CEE Tier 1
212626847 | Central HP <5.4 tons | COLEMAN | HRCU-A-CB (Split System: Heat Pump with Remote Outdoor Unit-Air-Source) | HMH72B341 | ASPEN |  | D(A,C,E)42C36+TDR | TM9E080B12MP12 | 33000 | 17.5 | 8.5 | 33800 | 27400 | 81.07% | 2.65 | 0 | 10 |  |  |  | No | R-410A | 2.75 | Residential & Commercial | Ducted CEE Tier 1
212626864 | Central HP <5.4 tons | COLEMAN | HRCU-A-CB (Split System: Heat Pump with Remote Outdoor Unit-Air-Source) | HMH72B341 | ASPEN |  | D(A,C,E)36A46+TDR | TL9E100C20UH11 | 33400 | 17 | 8.3 | 33800 | 28800 | 85.21% | 2.73 | 0 | 10 |  |  |  | No | R-410A | 2.7833 | Residential & Commercial | Ducted CEE Tier 1
214625023 | Central HP <5.4 tons | BRYANT | HRCU-A-C (Split System: Heat Pump with Remote Outdoor Unit with No Indoor Fan --Air Source) | 38MURAQ30AB3 | ASPEN |  | D(A,C,E)36A34+TDR |  | 28600 | 15.2 | 9.5 | 22600 | 27000 | 119.5% | 1.85 | 0 | 10.4 |  |  |  | No | R-410A | 2.3833 | Residential & Commercial | Ducted CEE Tier 1
214625024 | Central HP <5.4 tons | BRYANT | HRCU-A-C (Split System: Heat Pump with Remote Outdoor Unit with No Indoor Fan --Air Source) | 38MURAQ30AB3 | ASPEN |  | D(A,C,E)30B34+TDR |  | 28000 | 15.4 | 9 | 32400 | 27000 | 83.33% | 1.85 | 0 | 10.3 |  |  |  | No | R-410A | 2.3333 | Residential & Commercial | Ducted CEE Tier 1
212627034 | Central HP <5.4 tons | COLEMAN | HRCU-A-CB (Split System: Heat Pump with Remote Outdoor Unit-Air-Source) | HMH72B341 | ASPEN |  | C(A,C,D,E)36C36+TDR | CP9C080C16MP13 | 32600 | 17.5 | 8.1 | 33800 | 27400 | 81.07% | 2.45 | 0 | 10 |  |  |  | No | R-410A | 2.7167 | Residential & Commercial | Ducted CEE Tier 1
212627047 | Central HP <5.4 tons | COLEMAN | HRCU-A-CB (Split System: Heat Pump with Remote Outdoor Unit-Air-Source) | HMH72B341 | ASPEN |  | D(A,C,E)42D36+TDR | CP9C080C16MP13 | 33200 | 17.5 | 8.1 | 33800 | 27400 | 81.07% | 2.45 | 0 | 10 |  |  |  | No | R-410A | 2.7667 | Residential & Commercial | Ducted CEE Tier 1
212627080 | Central HP <5.4 tons | COLEMAN | HRCU-A-CB (Split System: Heat Pump with Remote Outdoor Unit-Air-Source) | HMH72B341 | ASPEN |  | C(A,C,D,E)36C36+TDR | TP9C080C16MP13 | 32600 | 17.5 | 8.1 | 33800 | 27400 | 81.07% | 2.45 | 0 | 10 |  |  |  | No | R-410A | 2.7167 | Residential & Commercial | Ducted CEE Tier 1
212627100 | Central HP <5.4 tons | COLEMAN | HRCU-A-CB (Split System: Heat Pump with Remote Outdoor Unit-Air-Source) | HMH72B341 | ASPEN |  | D(A,C,E)42C26+TDR | TL9E100C20UH11 | 32000 | 17 | 8.3 | 33800 | 28800 | 85.21% | 2.77 | 0 | 10 |  |  |  | No | R-410A | 2.6667 | Residential & Commercial | Ducted CEE Tier 1
215430811 | Central HP <5.4 tons | LUXAIRE | HRCU-A-CB (Split System: Heat Pump with Remote Outdoor Unit-Air-Source) | HH824E2S11 | ADP |  | H,YG80(1,2)36+TXV | LP9C080B12MP13 | 23000 | 18 | 9 | 21400 | 17300 | 80.84% | 2 | 0 | 12 |  |  |  | No | R-454B | 1.9167 | Residential & Commercial | Ducted CEE Tier 1
215565290 | Central HP <5.4 tons | COLEMAN | HRCU-A-C (Split System: Heat Pump with Remote Outdoor Unit with No Indoor Fan --Air Source) | HH824E2S11 | ASPEN |  | D(A,C,E)37E2J+TDR |  | 22400 | 15.2 | 8.5 | 23000 | 21400 | 93.04% | 2.83 | 0 | 11 |  |  |  | No | R-454B | 1.8667 | Residential & Commercial | Ducted CEE Tier 1
215565263 | Central HP <5.4 tons | COLEMAN | HRCU-A-CB (Split System: Heat Pump with Remote Outdoor Unit-Air-Source) | HH824E2S11 | ASPEN |  | D(A,C,E)36A4J+TDR | TMLE060A12MP11 | 21000 | 17.5 | 9 | 23000 | 17900 | 77.83% | 2 | 0 | 11.2 |  |  |  | No | R-454B | 1.75 | Residential & Commercial | Ducted CEE Tier 1
215565270 | Central HP <5.4 tons | COLEMAN | HRCU-A-CB (Split System: Heat Pump with Remote Outdoor Unit-Air-Source) | HH824E2S11 | ASPEN |  | D(A,C,E)36A4J+TDR | Z9ES040A10SMPS1 | 21000 | 17.5 | 8.5 | 23000 | 17800 | 77.39% | 2 | 0 | 11.7 |  |  |  | No | R-454B | 1.75 | Residential & Commercial | Ducted CEE Tier 1
215565295 | Central HP <5.4 tons | COLEMAN | HRCU-A-CB (Split System: Heat Pump with Remote Outdoor Unit-Air-Source) | HH824E2S11 | ASPEN |  | D(A,C,E)37E2J+TDR | TL8E060A12UH11 | 20600 | 17.5 | 9 | 23000 | 17900 | 77.83% | 2 | 0 | 11.2 |  |  |  | No | R-454B | 1.7167 | Residential & Commercial | Ducted CEE Tier 1
215565306 | Central HP <5.4 tons | COLEMAN | HRCU-A-CB (Split System: Heat Pump with Remote Outdoor Unit-Air-Source) | HH824E2S11 | ASPEN |  | D(A,C,E)37E2J+TDR | TM9V080B12MP12 | 22200 | 17 | 9 | 23000 | 18300 | 79.57% | 2 | 0 | 12 |  |  |  | No | R-454B | 1.85 | Residential & Commercial | Ducted CEE Tier 1
213076678 | Central HP <5.4 tons | DAY & NIGHT | HRCU-A-CB (Split System: Heat Pump with Remote Outdoor Unit-Air-Source) | DLCURAH36ABK |  |  | EA*4X43L21A* | *80VTL0902120B* | 36800 | 16 | 8.5 | 38500 | 35000 | 90.91% | 2.08 | 0 | 10 |  |  |  | No | R-410A | 3.0667 | Residential & Commercial | Ducted CEE Tier 1
213076769 | Central HP <5.4 tons | DAY & NIGHT | HRCU-A-CB (Split System: Heat Pump with Remote Outdoor Unit-Air-Source) | DLCURAH36ABK |  |  | EA*4X42L24A* | *80VTL1102122B* | 35800 | 16 | 8.1 | 38500 | 35200 | 91.43% | 1.9 | 0 | 10 |  |  |  | No | R-410A | 2.9833 | Residential & Commercial | Ducted CEE Tier 1
206771464 | Central HP <5.4 tons | COMFORTMAKER | HRCU-A-CB (Split System: Heat Pump with Remote Outdoor Unit-Air-Source) | CVH837GKA2* |  |  | EA*4X42L21A*+WALLCON | *97CMN1002122A* | 31800 | 17 | 8.1 | 33000 | 24400 | 73.94% | 1.9 | 11.5 | 11.5 |  |  |  | No | R-410A | 2.65 | Residential & Commercial | Ducted CEE Tier 1
206771905 | Central HP <5.4 tons | COMFORTMAKER | HRCU-A-CB (Split System: Heat Pump with Remote Outdoor Unit-Air-Source) | CVH837GKA2* |  |  | EA*4X48L24A*+WALLCON | *80CTL1352422A* | 32400 | 17.5 | 8.5 | 32400 | 24800 | 76.54% | 2 | 12 | 11.7 |  |  |  | No | R-410A | 2.7 | Residential & Commercial | Ducted CEE Tier 1
214625042 | Central HP <5.4 tons | MIDEA | HRCU-A-C (Split System: Heat Pump with Remote Outdoor Unit with No Indoor Fan --Air Source) | 38MURAQ36AB3 | ASPEN |  | D(A,C,E)36A34+TDR |  | 34600 | 15.2 | 8.6 | 27400 | 31600 | 115.3% | 1.85 | 0 | 10 |  |  |  | No | R-410A | 2.8833 | Residential & Commercial | Ducted CEE Tier 1
214320588 | Central HP <5.4 tons | Frigidaire | HRCU-A-C (Split System: Heat Pump with Remote Outdoor Unit with No Indoor Fan --Air Source) | GXH24-36MSK4DH | ASPEN |  | D(A,C,E)25B34+TDR |  | 23000 | 15.2 | 8.5 | 24000 | 21600 | 90% | 1.8 | 0 | 11 |  |  |  | No | R-410A | 1.9167 | Residential & Commercial | Ducted CEE Tier 1
216054629 | Central HP <5.4 tons | COLEMAN | HRCU-A-CB (Split System: Heat Pump with Remote Outdoor Unit-Air-Source) | HH824E2S11 | ASPEN |  | C(A,C,D,E)24D2K+TDR | TPLC080B12MP13 | 21200 | 17 | 8.5 | 22800 | 17700 | 77.63% | 2 | 0 | 11.7 |  |  |  | No | R-454B | 1.7667 | Residential & Commercial | Ducted CEE Tier 1
216054645 | Central HP <5.4 tons | COLEMAN | HRCU-A-CB (Split System: Heat Pump with Remote Outdoor Unit-Air-Source) | HH824E2S11 | ASPEN |  | C(A,C,D,E)24D2K+TDR | Z8ES100B12SMPS1 | 19500 | 18 | 9.5 | 22800 | 18000 | 78.95% | 2 | 0 | 11 |  |  |  | No | R-454B | 1.625 | Residential & Commercial | Ducted CEE Tier 1
207455169 | Central HP <5.4 tons | LENNOX | HRCU-A-CB (Split System: Heat Pump with Remote Outdoor Unit-Air-Source) | SL25XPV-036-230A** | ADP |  | LH35/38F9 | SL280UH100NV60C* | 34000 | 21 | 8.8 | 33600 | 27000 | 80.36% | 1.82 | 14 | 13.5 |  |  |  | No | R-410A | 2.8333 | Residential & Commercial | Ducted CEE Tier 1
207455189 | Central HP <5.4 tons | LENNOX | HRCU-A-CB (Split System: Heat Pump with Remote Outdoor Unit-Air-Source) | SL25XPV-036-230A** | ADP |  | LH23/37W9 | SL280UH110XV60C* | 34000 | 21 | 8.8 | 33800 | 27000 | 79.88% | 1.84 | 14 | 13.5 |  |  |  | No | R-410A | 2.8333 | Residential & Commercial | Ducted CEE Tier 1
215399918 | Central HP <5.4 tons | COLEMAN | HRCU-A-C (Split System: Heat Pump with Remote Outdoor Unit with No Indoor Fan --Air Source) | HH824E2S11 | ASPEN |  | D(A,C,E)36A3K+TDR |  | 22400 | 15.2 | 8.5 | 22600 | 21200 | 93.81% | 2.65 | 0 | 11 |  |  |  | No | R-454B | 1.8667 | Residential & Commercial | Ducted CEE Tier 1
215430824 | Central HP <5.4 tons | LUXAIRE | HRCU-A-CB (Split System: Heat Pump with Remote Outdoor Unit-Air-Source) | HH824E2S11 | ADP |  | H,YG80(1,2)36+TXV | TM9V080B12MP12 | 23000 | 18 | 9 | 21400 | 17300 | 80.84% | 2 | 0 | 12 |  |  |  | No | R-454B | 1.9167 | Residential & Commercial | Ducted CEE Tier 1
216054534 | Central HP <5.4 tons | COLEMAN | HRCU-A-CB (Split System: Heat Pump with Remote Outdoor Unit-Air-Source) | HH824E2S11 | ASPEN |  | D(A,C,E)24B3K+TDR | TM8E040A12MP11 | 20600 | 16.5 | 8.5 | 22400 | 17200 | 76.79% | 2 | 0 | 11.2 |  |  |  | No | R-454B | 1.7167 | Residential & Commercial | Ducted CEE Tier 1
216054535 | Central HP <5.4 tons | COLEMAN | HRCU-A-CB (Split System: Heat Pump with Remote Outdoor Unit-Air-Source) | HH824E2S11 | ASPEN |  | D(A,C,E)24B4K+TDR | TM8E040A12MP11 | 21000 | 16.5 | 9 | 22600 | 17200 | 76.11% | 2 | 0 | 11.7 |  |  |  | No | R-454B | 1.75 | Residential & Commercial | Ducted CEE Tier 1
216054567 | Central HP <5.4 tons | COLEMAN | HRCU-A-CB (Split System: Heat Pump with Remote Outdoor Unit-Air-Source) | HH824E2S11 | ASPEN |  | D(A,C,E)24B4K+TDR | TM9E040A10MP12 | 21000 | 17 | 9 | 23000 | 18100 | 78.7% | 2 | 0 | 10.5 |  |  |  | No | R-454B | 1.75 | Residential & Commercial | Ducted CEE Tier 1
216054585 | Central HP <5.4 tons | COLEMAN | HRCU-A-CB (Split System: Heat Pump with Remote Outdoor Unit-Air-Source) | HH824E2S11 | ASPEN |  | C(A,C,D,E)24D2K+TDR | TM9V060B12MP12 | 21200 | 17 | 8.5 | 22800 | 18000 | 78.95% | 2 | 0 | 11.7 |  |  |  | No | R-454B | 1.7667 | Residential & Commercial | Ducted CEE Tier 1
216054599 | Central HP <5.4 tons | COLEMAN | HRCU-A-CB (Split System: Heat Pump with Remote Outdoor Unit-Air-Source) | HH824E2S11 | ASPEN |  | D(A,C,E)24B4K+TDR | TM9Y060B12MP11 | 22600 | 17 | 8.5 | 22800 | 18400 | 80.7% | 2 | 0 | 11.7 |  |  |  | No | R-454B | 1.8833 | Residential & Commercial | Ducted CEE Tier 1
216054601 | Central HP <5.4 tons | COLEMAN | HRCU-A-CB (Split System: Heat Pump with Remote Outdoor Unit-Air-Source) | HH824E2S11 | ASPEN |  | C(A,C,D,E)24D2K+TDR | TM9Y080B12MP11 | 21000 | 17 | 8.5 | 22800 | 18500 | 81.14% | 2 | 0 | 11.2 |  |  |  | No | R-454B | 1.75 | Residential & Commercial | Ducted CEE Tier 1
216054632 | Central HP <5.4 tons | COLEMAN | HRCU-A-CB (Split System: Heat Pump with Remote Outdoor Unit-Air-Source) | HH824E2S11 | ASPEN |  | D(A,C,E)36A4K+TDR | TPLC080B12MP13 | 22600 | 17 | 8.5 | 22600 | 17700 | 78.32% | 2 | 0 | 12 |  |  |  | No | R-454B | 1.8833 | Residential & Commercial | Ducted CEE Tier 1
212627582 | Central HP <5.4 tons | COLEMAN | HRCU-A-CB (Split System: Heat Pump with Remote Outdoor Unit-Air-Source) | HMH72B341 | ASPEN |  | D(A,C,E)42D36+TDR | TM8E080C16MP11 | 33000 | 18 | 8.5 | 34000 | 28400 | 83.53% | 2.77 | 0 | 10 |  |  |  | No | R-410A | 2.75 | Residential & Commercial | Ducted CEE Tier 1
212627583 | Central HP <5.4 tons | COLEMAN | HRCU-A-CB (Split System: Heat Pump with Remote Outdoor Unit-Air-Source) | HMH72B341 | ASPEN |  | D(A,C,E)48C36+TDR | TM8E080C16MP11 | 33000 | 18 | 8.5 | 34000 | 28400 | 83.53% | 2.77 | 0 | 10 |  |  |  | No | R-410A | 2.75 | Residential & Commercial | Ducted CEE Tier 1
215472307 | Central HP <5.4 tons | TRANE | HRCU-A-CB (Split System: Heat Pump with Remote Outdoor Unit-Air-Source) | 4TWV8X48A1 | ASPEN |  | D(A,C,E)60B44+TDR | S9V2C080U5PSC+RP | 45000 | 18 | 8.2 | 44000 | 37000 | 84.09% | 2.23 | 0 | 11.7 |  |  |  | No | R-410A | 3.75 | Residential & Commercial | Ducted CEE Tier 1
215333849 | Central HP <5.4 tons | HISENSE | HRCU-A-C (Split System: Heat Pump with Remote Outdoor Unit with No Indoor Fan --Air Source) | AUWR-48U3SP | ADP |  | HG50960+TD |  | 41500 | 15.2 | 8.55 | 40000 | 34200 | 85.5% | 1.94 | 0 | 11 |  |  |  | No | R-410A | 3.4583 | Residential & Commercial | Ducted CEE Tier 1
211226618 | Central HP <5.4 tons | HEIL | HRCU-A-CB (Split System: Heat Pump with Remote Outdoor Unit-Air-Source) | DLCURAH36ABK |  |  | EA*4X37L17A* | *92ESN0601412A* | 36200 | 15.2 | 8.5 | 38500 | 35000 | 90.91% | 2.02 | 0 | 10 |  |  |  | No | R-410A | 3.0167 | Residential & Commercial | Ducted CEE Tier 1
211226820 | Central HP <5.4 tons | HEIL | HRCU-A-CB (Split System: Heat Pump with Remote Outdoor Unit-Air-Source) | DLCURAH36ABK |  |  | EA*4X37L21A* | *80ES(N,L)0901714A* | 36800 | 16 | 8.5 | 38500 | 34800 | 90.39% | 2.1 | 0 | 10 |  |  |  | No | R-410A | 3.0667 | Residential & Commercial | Ducted CEE Tier 1
211242439 | Central HP <5.4 tons | HEIL | HRCU-A-CB (Split System: Heat Pump with Remote Outdoor Unit-Air-Source) | DLCURAH24ABK |  |  | EA*4X36L21A* | *80ESU0401712A* | 24200 | 17.5 | 8.5 | 26000 | 22800 | 87.69% | 1.9 | 0 | 10 |  |  |  | No | R-410A | 2.0167 | Residential & Commercial | Ducted CEE Tier 1
211242637 | Central HP <5.4 tons | HEIL | HRCU-A-CB (Split System: Heat Pump with Remote Outdoor Unit-Air-Source) | DLCURAH24ABK |  |  | EA*4X36L21A* | *92ESN0801716A* | 24400 | 17 | 8.5 | 26200 | 22400 | 85.5% | 1.86 | 0 | 10 |  |  |  | No | R-410A | 2.0333 | Residential & Commercial | Ducted CEE Tier 1
211243259 | Central HP <5.4 tons | HEIL | HRCU-A-CB (Split System: Heat Pump with Remote Outdoor Unit-Air-Source) | DLCURAH24ABK |  |  | EA*4X37L21A* | *96VSN0801716A* | 24800 | 17 | 8.5 | 25600 | 21000 | 82.03% | 1.76 | 0 | 10.5 |  |  |  | No | R-410A | 2.0667 | Residential & Commercial | Ducted CEE Tier 1
211243570 | Central HP <5.4 tons | HEIL | HRCU-A-CB (Split System: Heat Pump with Remote Outdoor Unit-Air-Source) | DLCURAH24ABK |  |  | EA*4X37L21A* | *92ESN0601714A* | 25000 | 17 | 8.5 | 25600 | 20800 | 81.25% | 1.76 | 0 | 10.5 |  |  |  | No | R-410A | 2.0833 | Residential & Commercial | Ducted CEE Tier 1
212981016 | Central HP <5.4 tons | TEMPSTAR | HRCU-A-CB (Split System: Heat Pump with Remote Outdoor Unit-Air-Source) | DLCURAH24ABK |  |  | EN(A,D)4X36L21** | *80MS(N,L)1102120A* | 23400 | 17 | 8.5 | 26200 | 24600 | 93.89% | 2.06 | 0 | 10.5 |  |  |  | No | R-410A | 1.95 | Residential & Commercial | Ducted CEE Tier 1
212981818 | Central HP <5.4 tons | TEMPSTAR | HRCU-A-CB (Split System: Heat Pump with Remote Outdoor Unit-Air-Source) | DLCURAH24ABK |  |  | EN(A,D)4X36L21** | *80MSU1002120A* | 23400 | 16.5 | 8.1 | 26200 | 24800 | 94.66% | 2.08 | 0 | 10 |  |  |  | No | R-410A | 1.95 | Residential & Commercial | Ducted CEE Tier 1
211243668 | Central HP <5.4 tons | HEIL | HRCU-A-CB (Split System: Heat Pump with Remote Outdoor Unit-Air-Source) | DLCURAH24ABK |  |  | EA*4X37L21A* | OMV098J12* | 24400 | 17 | 8.5 | 25200 | 21200 | 84.13% | 1.78 | 0 | 10 |  |  |  | No | R-410A | 2.0333 | Residential & Commercial | Ducted CEE Tier 1
211243677 | Central HP <5.4 tons | HEIL | HRCU-A-CB (Split System: Heat Pump with Remote Outdoor Unit-Air-Source) | DLCURAH24ABK |  |  | EA*4X37L21A* | OLV098A12* | 24000 | 16.5 | 8.1 | 25000 | 21600 | 86.4% | 1.8 | 0 | 10 |  |  |  | No | R-410A | 2 | Residential & Commercial | Ducted CEE Tier 1
206771122 | Central HP <5.4 tons | COMFORTMAKER | HRCU-A-CB (Split System: Heat Pump with Remote Outdoor Unit-Air-Source) | CVH837GKA2* |  |  | EA*4X36L21A*+WALLCON | *97CMN1002122A* | 31600 | 17 | 8.1 | 33200 | 24200 | 72.89% | 1.86 | 11.5 | 11 |  |  |  | No | R-410A | 2.6333 | Residential & Commercial | Ducted CEE Tier 1
206771941 | Central HP <5.4 tons | COMFORTMAKER | HRCU-A-CB (Split System: Heat Pump with Remote Outdoor Unit-Air-Source) | CVH837GKA2* |  |  | EA*4X48L24A*+WALLCON | *97CMN1202422A* | 32200 | 17.5 | 8.5 | 32600 | 25000 | 76.69% | 1.98 | 12 | 11.7 |  |  |  | No | R-410A | 2.6833 | Residential & Commercial | Ducted CEE Tier 1
214604904 | Central HP <5.4 tons | CHAMPION HEATING AND COOLING | HRCU-A-CB (Split System: Heat Pump with Remote Outdoor Unit-Air-Source) | THF2B48T21 | ASPEN |  | DP61A44+TDR | TM9E080C16MP12 | 42500 | 16 | 8.2 | 44500 | 31200 | 70.11% | 3.12 | 0 | 11 |  |  |  | No | R-410A | 3.5417 | Residential & Commercial | Ducted CEE Tier 1
216054561 | Central HP <5.4 tons | COLEMAN | HRCU-A-CB (Split System: Heat Pump with Remote Outdoor Unit-Air-Source) | HH824E2S11 | ASPEN |  | C(A,C,D,E)24D2K+TDR | TM9E026A08MP12 | 19700 | 16 | 9 | 23000 | 17600 | 76.52% | 2 | 0 | 10 |  |  |  | No | R-454B | 1.6417 | Residential & Commercial | Ducted CEE Tier 1
216054586 | Central HP <5.4 tons | COLEMAN | HRCU-A-CB (Split System: Heat Pump with Remote Outdoor Unit-Air-Source) | HH824E2S11 | ASPEN |  | D(A,C,E)24B3K+TDR | TM9V060B12MP12 | 22000 | 17 | 8.1 | 22600 | 18000 | 79.65% | 2 | 0 | 12 |  |  |  | No | R-454B | 1.8333 | Residential & Commercial | Ducted CEE Tier 1
216054604 | Central HP <5.4 tons | COLEMAN | HRCU-A-CB (Split System: Heat Pump with Remote Outdoor Unit-Air-Source) | HH824E2S11 | ASPEN |  | D(A,C,E)36A4K+TDR | TM9Y080B12MP11 | 22600 | 17 | 8.5 | 22800 | 18500 | 81.14% | 2 | 0 | 11.7 |  |  |  | No | R-454B | 1.8833 | Residential & Commercial | Ducted CEE Tier 1
216054606 | Central HP <5.4 tons | COLEMAN | HRCU-A-CB (Split System: Heat Pump with Remote Outdoor Unit-Air-Source) | HH824E2S11 | ASPEN |  | D(A,C,E)24B3K+TDR | TMLE040A12MP11 | 20600 | 16.5 | 8.5 | 22400 | 17200 | 76.79% | 2 | 0 | 11.2 |  |  |  | No | R-454B | 1.7167 | Residential & Commercial | Ducted CEE Tier 1
216054636 | Central HP <5.4 tons | COLEMAN | HRCU-A-CB (Split System: Heat Pump with Remote Outdoor Unit-Air-Source) | HH824E2S11 | ASPEN |  | D(A,C,E)36A4K+TDR | Z8ES040A12SMPS1 | 21000 | 17.5 | 9.5 | 22800 | 18100 | 79.39% | 2 | 0 | 11.2 |  |  |  | No | R-454B | 1.75 | Residential & Commercial | Ducted CEE Tier 1
214802924 | Central HP <5.4 tons | RHEEM | HRCU-A-CB (Split System: Heat Pump with Remote Outdoor Unit-Air-Source) | RP15AZ48AJ2N | ASPEN |  | D(A,C,E)48D44+TDR | R801V1005A21UHN | 45500 | 15.5 | 8.4 | 46000 | 33800 | 73.48% | 3.1 | 0 | 10 |  |  |  | No | R-410A | 3.7917 | Residential & Commercial | Ducted CEE Tier 1
214802931 | Central HP <5.4 tons | RHEEM | HRCU-A-CB (Split System: Heat Pump with Remote Outdoor Unit-Air-Source) | RP15AZ48AJ2N | ASPEN |  | D(A,C,E)60B44+TDR | R801V1005A21UHS | 45000 | 15.6 | 8.2 | 45500 | 33800 | 74.29% | 3.06 | 0 | 10.1 |  |  |  | No | R-410A | 3.75 | Residential & Commercial | Ducted CEE Tier 1
214233331 | Central HP <5.4 tons | CARRIER | HRCU-A-CB (Split System: Heat Pump with Remote Outdoor Unit-Air-Source) | 25VNA837A*030* | ADP |  | H,PG53936 | 58TN*B090C17**16 | 32400 | 18 | 8.5 | 30400 | 24600 | 80.92% | 2 | 0 | 11.5 |  |  |  | No | R-410A | 2.7 | Residential & Commercial | Ducted CEE Tier 1
214802921 | Central HP <5.4 tons | RHEEM | HRCU-A-CB (Split System: Heat Pump with Remote Outdoor Unit-Air-Source) | RP15AZ48AJ2N | ASPEN |  | D(A,C,E)60D34+TDR | R801V1005A21DZ | 46000 | 15.5 | 8.4 | 46000 | 33800 | 73.48% | 3.13 | 0 | 10.2 |  |  |  | No | R-410A | 3.8333 | Residential & Commercial | Ducted CEE Tier 1
214802934 | Central HP <5.4 tons | RHEEM | HRCU-A-CB (Split System: Heat Pump with Remote Outdoor Unit-Air-Source) | RP15AZ48AJ2N | ASPEN |  | D(A,C,E)48B44+TDR | R801V1005A21UHU | 44000 | 15.4 | 8.1 | 45500 | 33800 | 74.29% | 3.03 | 0 | 10 |  |  |  | No | R-410A | 3.6667 | Residential & Commercial | Ducted CEE Tier 1
211259940 | Central HP <5.4 tons | DAY & NIGHT | HRCU-A-CB (Split System: Heat Pump with Remote Outdoor Unit-Air-Source) | DLCURAH18ABK |  |  | EA*4X19L17A* | *92ESN0601412A* | 18700 | 16.5 | 8.5 | 18600 | 17500 | 94.09% | 2.14 | 0 | 11 |  |  |  | No | R-410A | 1.5583 | Residential & Commercial | Ducted CEE Tier 1
211260158 | Central HP <5.4 tons | DAY & NIGHT | HRCU-A-CB (Split System: Heat Pump with Remote Outdoor Unit-Air-Source) | DLCURAH18ABK |  |  | EA*4X24L14A* | *96VTN0401410A* | 17300 | 16 | 8.5 | 18300 | 19200 | 104.9% | 2.3 | 0 | 10.5 |  |  |  | No | R-410A | 1.4417 | Residential & Commercial | Ducted CEE Tier 1
211260233 | Central HP <5.4 tons | DAY & NIGHT | HRCU-A-CB (Split System: Heat Pump with Remote Outdoor Unit-Air-Source) | DLCURAH18ABK |  |  | EA*4X24L14A* | *80ES(N,L)0701412A* | 17600 | 16 | 8.5 | 18400 | 19100 | 103.8% | 2.3 | 0 | 10.5 |  |  |  | No | R-410A | 1.4667 | Residential & Commercial | Ducted CEE Tier 1
215565328 | Central HP <5.4 tons | COLEMAN | HRCU-A-CB (Split System: Heat Pump with Remote Outdoor Unit-Air-Source) | HH860E2S11 | ASPEN |  | D(A,C,E)61A3J+TDR | TL8E080C16UH11 | 41500 | 17 | 8.5 | 44000 | 33600 | 76.36% | 2 | 0 | 11.5 |  |  |  | No | R-454B | 3.4583 | Residential & Commercial | Ducted CEE Tier 1
215488128 | Central HP <5.4 tons | GOODMAN | HRCU-A-CB (Split System: Heat Pump with Remote Outdoor Unit-Air-Source) | GZV7SA4810A* |  |  | CHPEA6030*3A* | G*VC800805C*A* | 45500 | 16.5 | 8.5 | 46500 | 33600 | 72.26% | 2 | 0 | 10 |  |  |  | No | R-32 | 3.7917 | Residential & Commercial | Ducted CEE Tier 1
214625037 | Central HP <5.4 tons | MIDEA | HRCU-A-C (Split System: Heat Pump with Remote Outdoor Unit with No Indoor Fan --Air Source) | 38MURAQ30AB3 | ASPEN |  | D(A,C,E)36A34+TDR |  | 28600 | 15.2 | 9.5 | 22600 | 27000 | 119.5% | 1.85 | 0 | 10.4 |  |  |  | No | R-410A | 2.3833 | Residential & Commercial | Ducted CEE Tier 1
212578238 | Central HP <5.4 tons | CARRIER | HRCU-A-CB (Split System: Heat Pump with Remote Outdoor Unit-Air-Source) | 25VNA424A*031* | ADP |  | H,PG53936 | 59TN6B060C17**14 | 24000 | 20 | 10.5 | 25000 | 19500 | 78% | 2.5 | 0 | 13 |  |  |  | No | R-410A | 2 | Residential & Commercial | Ducted CEE Tier 1
212578239 | Central HP <5.4 tons | CARRIER | HRCU-A-CB (Split System: Heat Pump with Remote Outdoor Unit-Air-Source) | 25VNA424A*031* | ADP |  | H,PG24936 | 59TN6B080C17**14 | 22800 | 20 | 10 | 25200 | 19600 | 77.78% | 2.36 | 0 | 12.5 |  |  |  | No | R-410A | 1.9 | Residential & Commercial | Ducted CEE Tier 1
216054540 | Central HP <5.4 tons | COLEMAN | HRCU-A-CB (Split System: Heat Pump with Remote Outdoor Unit-Air-Source) | HH824E2S11 | ASPEN |  | D(A,C,E)36A4K+TDR | TM8E060A12MP11 | 21000 | 17.5 | 9 | 23000 | 17900 | 77.83% | 2 | 0 | 11.2 |  |  |  | No | R-454B | 1.75 | Residential & Commercial | Ducted CEE Tier 1
216054573 | Central HP <5.4 tons | COLEMAN | HRCU-A-CB (Split System: Heat Pump with Remote Outdoor Unit-Air-Source) | HH824E2S11 | ASPEN |  | C(A,C,D,E)24D2K+TDR | TM9E060B12MP12 | 21000 | 17 | 8.5 | 22800 | 18300 | 80.26% | 2 | 0 | 11.2 |  |  |  | No | R-454B | 1.75 | Residential & Commercial | Ducted CEE Tier 1
216054590 | Central HP <5.4 tons | COLEMAN | HRCU-A-CB (Split System: Heat Pump with Remote Outdoor Unit-Air-Source) | HH824E2S11 | ASPEN |  | D(A,C,E)24B3K+TDR | TM9V080B12MP12 | 22000 | 17 | 8.1 | 22600 | 18300 | 80.97% | 2 | 0 | 12 |  |  |  | No | R-454B | 1.8333 | Residential & Commercial | Ducted CEE Tier 1
206417167 | Central HP <5.4 tons | TRANE | HRCU-A-CB (Split System: Heat Pump with Remote Outdoor Unit-Air-Source) | 4TWL9036A1 | ASPEN |  | 4PXFH005AZ3+TDR | *UD2C100ACV5 | 36000 | 17 | 8.7 | 33400 | 24200 | 72.46% | 2.8 | 12 | 11.5 |  |  |  | No | R-410A | 3 | Residential & Commercial | Ducted CEE Tier 1
216054538 | Central HP <5.4 tons | COLEMAN | HRCU-A-CB (Split System: Heat Pump with Remote Outdoor Unit-Air-Source) | HH824E2S11 | ASPEN |  | D(A,C,E)24B3K+TDR | TM8E060A12MP11 | 20400 | 17.5 | 8.5 | 22800 | 17900 | 78.51% | 2 | 0 | 11.2 |  |  |  | No | R-454B | 1.7 | Residential & Commercial | Ducted CEE Tier 1
216054556 | Central HP <5.4 tons | COLEMAN | HRCU-A-CB (Split System: Heat Pump with Remote Outdoor Unit-Air-Source) | HH824E2S11 | ASPEN |  | D(A,C,E)36A4K+TDR | TM8Y060A12MP11 | 21000 | 17.5 | 9 | 22800 | 18400 | 80.7% | 2 | 0 | 10.5 |  |  |  | No | R-454B | 1.75 | Residential & Commercial | Ducted CEE Tier 1
216571366 | Central HP <5.4 tons | DIRECT AIR | HRCU-A-CB (Split System: Heat Pump with Remote Outdoor Unit-Air-Source) | DIRM4-60MAGICPRO20-OU |  |  | DIRM4-60MAGICPRO20-AH |  | 54000 | 16 | 9 | 56000 | 52000 | 92.86% | 1.8 | 0 | 10 |  |  |  | No | R-454B | 4.5 | Residential & Commercial | Ducted CEE Tier 1
206771959 | Central HP <5.4 tons | COMFORTMAKER | HRCU-A-CB (Split System: Heat Pump with Remote Outdoor Unit-Air-Source) | CVH837GKA2* |  |  | EA*4X48L24A*+WALLCON | *96CTN1002122A* | 32400 | 17.5 | 8.5 | 32600 | 24800 | 76.07% | 2 | 12 | 11.7 |  |  |  | No | R-410A | 2.7 | Residential & Commercial | Ducted CEE Tier 1
206772409 | Central HP <5.4 tons | COMFORTMAKER | HRCU-A-CB (Split System: Heat Pump with Remote Outdoor Unit-Air-Source) | CVH837GKA2* |  |  | EN(A,D)4X48L24**+WALLCON | *97CMN1202422A* | 32400 | 17.5 | 8.1 | 33000 | 24800 | 75.15% | 1.96 | 12 | 11.5 |  |  |  | No | R-410A | 2.7 | Residential & Commercial | Ducted CEE Tier 1
206771140 | Central HP <5.4 tons | COMFORTMAKER | HRCU-A-CB (Split System: Heat Pump with Remote Outdoor Unit-Air-Source) | CVH837GKA2* |  |  | EA*4X36L21A*+WALLCON | *96CTN1002122A* | 31600 | 17 | 8.1 | 33200 | 24200 | 72.89% | 1.86 | 11 | 11 |  |  |  | No | R-410A | 2.6333 | Residential & Commercial | Ducted CEE Tier 1
206772644 | Central HP <5.4 tons | COMFORTMAKER | HRCU-A-CB (Split System: Heat Pump with Remote Outdoor Unit-Air-Source) | CVH837GKA2* |  |  | EHD4X36AAL+WALLCON | *96CTN1002122A* | 32200 | 16.5 | 8.1 | 33200 | 24800 | 74.7% | 1.94 | 11.5 | 11 |  |  |  | No | R-410A | 2.6833 | Residential & Commercial | Ducted CEE Tier 1
206772851 | Central HP <5.4 tons | COMFORTMAKER | HRCU-A-CB (Split System: Heat Pump with Remote Outdoor Unit-Air-Source) | CVH837GKA2* |  |  | EHD4X42AAL+WALLCON | *97CMN0602120A* | 32400 | 16.5 | 8.1 | 33400 | 25200 | 75.45% | 1.94 | 11.5 | 10.5 |  |  |  | No | R-410A | 2.7 | Residential & Commercial | Ducted CEE Tier 1
206773103 | Central HP <5.4 tons | COMFORTMAKER | HRCU-A-CB (Split System: Heat Pump with Remote Outdoor Unit-Air-Source) | CVH837GKA2* |  |  | EA*4X43L21A*+WALLCON | *80CSU0401712A* | 33000 | 17.5 | 8.5 | 33000 | 25000 | 75.76% | 1.98 | 12 | 11 |  |  |  | No | R-410A | 2.75 | Residential & Commercial | Ducted CEE Tier 1
215936209 | Central HP <5.4 tons | COMFORTMAKER | HRCU-A-CB (Split System: Heat Pump with Remote Outdoor Unit-Air-Source) | C5H3V36*K*AAA* |  |  | EVD5X42M24A*+WALLCON | *95CSU1002122B* | 35600 | 22 | 8.5 | 38000 | 28400 | 74.74% | 2.06 | 0 | 12.5 |  |  |  | No | R-454B | 2.9667 | Residential & Commercial | Ducted CEE Tier 1
211230601 | Central HP <5.4 tons | DAY & NIGHT | HRCU-A-CB (Split System: Heat Pump with Remote Outdoor Unit-Air-Source) | DLCURAH36ABK |  |  | EN(A,D)4X48L24** | *92ESN0802120A* | 35800 | 16.5 | 8.1 | 38500 | 34800 | 90.39% | 2.02 | 0 | 10.5 |  |  |  | No | R-410A | 2.9833 | Residential & Commercial | Ducted CEE Tier 1
211228064 | Central HP <5.4 tons | DAY & NIGHT | HRCU-A-CB (Split System: Heat Pump with Remote Outdoor Unit-Air-Source) | DLCURAH36ABK |  |  | EA*4X42L24A* | *96VSN1002120A* | 35600 | 16 | 8.1 | 38500 | 35000 | 90.91% | 1.9 | 0 | 10 |  |  |  | No | R-410A | 2.9667 | Residential & Commercial | Ducted CEE Tier 1
211228514 | Central HP <5.4 tons | DAY & NIGHT | HRCU-A-CB (Split System: Heat Pump with Remote Outdoor Unit-Air-Source) | DLCURAH36ABK |  |  | EA*4X43L21A* | *95ESN1002120A* | 37000 | 15.5 | 8.5 | 38500 | 34800 | 90.39% | 2.1 | 0 | 10 |  |  |  | No | R-410A | 3.0833 | Residential & Commercial | Ducted CEE Tier 1
206765595 | Central HP <5.4 tons | COMFORTMAKER | HRCU-A-CB (Split System: Heat Pump with Remote Outdoor Unit-Air-Source) | CVH825GKA3* |  |  | EA*4X30L17A*+WALLCON | *96CTN0601714A* | 23400 | 16 | 8.1 | 21600 | 16800 | 77.78% | 1.9 | 11 | 10.5 |  |  |  | No | R-410A | 1.95 | Residential & Commercial | Ducted CEE Tier 1
215933347 | Central HP <5.4 tons | AIRQUEST | HRCU-A-CB (Split System: Heat Pump with Remote Outdoor Unit-Air-Source) | H5H3V36*K*AAA* |  |  | ESH5X42M12A*+WALLCON | *80CTL0902120B* | 33600 | 19 | 9 | 34600 | 26400 | 76.3% | 1.92 | 0 | 11.7 |  |  |  | No | R-454B | 2.8 | Residential & Commercial | Ducted CEE Tier 1
211206888 | Central HP <5.4 tons | JOHNSON CONTROLS | HRCU-A-CB (Split System: Heat Pump with Remote Outdoor Unit-Air-Source) | HL20B3621 |  |  | XAMB36DE2N1+CC | TP9C080B12MP13 | 32200 | 18 | 8.5 | 34000 | 29400 | 86.47% | 1.92 | 0 | 11.7 |  |  |  | No | R-410A | 2.6833 | Residential & Commercial | Ducted CEE Tier 1
216054647 | Central HP <5.4 tons | COLEMAN | HRCU-A-CB (Split System: Heat Pump with Remote Outdoor Unit-Air-Source) | HH824E2S11 | ASPEN |  | D(A,C,E)24B4K+TDR | Z8ES100B12SMPS1 | 21000 | 19 | 9.5 | 22800 | 18000 | 78.95% | 2 | 0 | 11.2 |  |  |  | No | R-454B | 1.75 | Residential & Commercial | Ducted CEE Tier 1
216054572 | Central HP <5.4 tons | COLEMAN | HRCU-A-CB (Split System: Heat Pump with Remote Outdoor Unit-Air-Source) | HH824E2S11 | ASPEN |  | D(A,C,E)36A4K+TDR | TM9E060A10MP12 | 21000 | 17 | 9 | 22800 | 18100 | 79.39% | 2 | 0 | 10.5 |  |  |  | No | R-454B | 1.75 | Residential & Commercial | Ducted CEE Tier 1
216054588 | Central HP <5.4 tons | COLEMAN | HRCU-A-CB (Split System: Heat Pump with Remote Outdoor Unit-Air-Source) | HH824E2S11 | ASPEN |  | D(A,C,E)36A4K+TDR | TM9V060B12MP12 | 22600 | 17 | 8.5 | 22800 | 18000 | 78.95% | 2 | 0 | 12 |  |  |  | No | R-454B | 1.8833 | Residential & Commercial | Ducted CEE Tier 1
215565266 | Central HP <5.4 tons | COLEMAN | HRCU-A-CB (Split System: Heat Pump with Remote Outdoor Unit-Air-Source) | HH824E2S11 | ASPEN |  | D(A,C,E)36A4J+TDR | Z8ES040A12SMPS1 | 21000 | 17.5 | 9.5 | 22800 | 18100 | 79.39% | 2 | 0 | 11.2 |  |  |  | No | R-454B | 1.75 | Residential & Commercial | Ducted CEE Tier 1
215565252 | Central HP <5.4 tons | COLEMAN | HRCU-A-CB (Split System: Heat Pump with Remote Outdoor Unit-Air-Source) | HH824E2S11 | ASPEN |  | D(A,C,E)36A4J+TDR | CP9C060B12MP13 | 22600 | 17 | 9 | 22800 | 18000 | 78.95% | 2 | 0 | 12 |  |  |  | No | R-454B | 1.8833 | Residential & Commercial | Ducted CEE Tier 1
216054525 | Central HP <5.4 tons | COLEMAN | HRCU-A-CB (Split System: Heat Pump with Remote Outdoor Unit-Air-Source) | HH824E2S11 | ASPEN |  | C(A,C,D,E)24D2K+TDR | TL8E060A12UH11 | 19500 | 17 | 9 | 23000 | 17900 | 77.83% | 2 | 0 | 11 |  |  |  | No | R-454B | 1.625 | Residential & Commercial | Ducted CEE Tier 1
216054526 | Central HP <5.4 tons | COLEMAN | HRCU-A-CB (Split System: Heat Pump with Remote Outdoor Unit-Air-Source) | HH824E2S11 | ASPEN |  | D(A,C,E)24B3K+TDR | TL8E060A12UH11 | 20400 | 17.5 | 8.5 | 22800 | 17900 | 78.51% | 2 | 0 | 11.2 |  |  |  | No | R-454B | 1.7 | Residential & Commercial | Ducted CEE Tier 1
213076389 | Central HP <5.4 tons | DAY & NIGHT | HRCU-A-CB (Split System: Heat Pump with Remote Outdoor Unit-Air-Source) | DLCURAH18ABK |  |  | EA*4X24L17A* | *96VTN0601716B* | 17400 | 16 | 8.5 | 18400 | 19500 | 106% | 2.34 | 0 | 10.5 |  |  |  | No | R-410A | 1.45 | Residential & Commercial | Ducted CEE Tier 1
215933847 | Central HP <5.4 tons | AIRQUEST | HRCU-A-CB (Split System: Heat Pump with Remote Outdoor Unit-Air-Source) | H5H3V36*K*AAA* |  |  | ESH5X60M12A*+WALLCON | *95CSU1002122B* | 34200 | 19.5 | 9 | 34200 | 25800 | 75.44% | 1.96 | 0 | 11.7 |  |  |  | No | R-454B | 2.85 | Residential & Commercial | Ducted CEE Tier 1
213079747 | Central HP <5.4 tons | DAY & NIGHT | HRCU-A-CB (Split System: Heat Pump with Remote Outdoor Unit-Air-Source) | DLCURAH36ABK |  |  | EA*4X37L21A* | *92MSN1002120A* | 36600 | 16.5 | 8.5 | 38000 | 34800 | 91.58% | 2.06 | 0 | 10 |  |  |  | No | R-410A | 3.05 | Residential & Commercial | Ducted CEE Tier 1
215565260 | Central HP <5.4 tons | COLEMAN | HRCU-A-CB (Split System: Heat Pump with Remote Outdoor Unit-Air-Source) | HH824E2S11 | ASPEN |  | D(A,C,E)36A4J+TDR | TM9V060B12MP12 | 22600 | 17 | 8.5 | 22800 | 18000 | 78.95% | 2 | 0 | 12 |  |  |  | No | R-454B | 1.8833 | Residential & Commercial | Ducted CEE Tier 1
216054549 | Central HP <5.4 tons | COLEMAN | HRCU-A-CB (Split System: Heat Pump with Remote Outdoor Unit-Air-Source) | HH824E2S11 | ASPEN |  | C(A,C,D,E)24D2K+TDR | TM8V080B12MP12 | 21200 | 17 | 8.5 | 22800 | 17700 | 77.63% | 2 | 0 | 11.7 |  |  |  | No | R-454B | 1.7667 | Residential & Commercial | Ducted CEE Tier 1
216054550 | Central HP <5.4 tons | COLEMAN | HRCU-A-CB (Split System: Heat Pump with Remote Outdoor Unit-Air-Source) | HH824E2S11 | ASPEN |  | D(A,C,E)24B3K+TDR | TM8V080B12MP12 | 22000 | 17 | 8.1 | 22600 | 17700 | 78.32% | 2 | 0 | 12 |  |  |  | No | R-454B | 1.8333 | Residential & Commercial | Ducted CEE Tier 1
216054584 | Central HP <5.4 tons | COLEMAN | HRCU-A-CB (Split System: Heat Pump with Remote Outdoor Unit-Air-Source) | HH824E2S11 | ASPEN |  | D(A,C,E)36A4K+TDR | TM9V040A10MP12 | 21200 | 17 | 8.5 | 23000 | 17500 | 76.09% | 2 | 0 | 10.5 |  |  |  | No | R-454B | 1.7667 | Residential & Commercial | Ducted CEE Tier 1
216054559 | Central HP <5.4 tons | COLEMAN | HRCU-A-CB (Split System: Heat Pump with Remote Outdoor Unit-Air-Source) | HH824E2S11 | ASPEN |  | D(A,C,E)24B4K+TDR | TM8Y080B12MP11 | 22600 | 17 | 8.5 | 22800 | 18300 | 80.26% | 2 | 0 | 12 |  |  |  | No | R-454B | 1.8833 | Residential & Commercial | Ducted CEE Tier 1
216054577 | Central HP <5.4 tons | COLEMAN | HRCU-A-CB (Split System: Heat Pump with Remote Outdoor Unit-Air-Source) | HH824E2S11 | ASPEN |  | C(A,C,D,E)24D2K+TDR | TM9E080B12MP12 | 21000 | 17 | 9 | 22600 | 18700 | 82.74% | 2 | 0 | 11.2 |  |  |  | No | R-454B | 1.75 | Residential & Commercial | Ducted CEE Tier 1
216054607 | Central HP <5.4 tons | COLEMAN | HRCU-A-CB (Split System: Heat Pump with Remote Outdoor Unit-Air-Source) | HH824E2S11 | ASPEN |  | D(A,C,E)24B4K+TDR | TMLE040A12MP11 | 21000 | 16.5 | 9 | 22600 | 17200 | 76.11% | 2 | 0 | 11.7 |  |  |  | No | R-454B | 1.75 | Residential & Commercial | Ducted CEE Tier 1
216054609 | Central HP <5.4 tons | COLEMAN | HRCU-A-CB (Split System: Heat Pump with Remote Outdoor Unit-Air-Source) | HH824E2S11 | ASPEN |  | C(A,C,D,E)24D2K+TDR | TMLE060A12MP11 | 19500 | 17 | 9 | 23000 | 17900 | 77.83% | 2 | 0 | 11 |  |  |  | No | R-454B | 1.625 | Residential & Commercial | Ducted CEE Tier 1
214802749 | Central HP <5.4 tons | RHEEM | HRCU-A-CB (Split System: Heat Pump with Remote Outdoor Unit-Air-Source) | RP15AZ30AJ2N | ASPEN |  | D(A,C,E)30B34+TDR | R801V0504A17UH | 27400 | 15.4 | 8.1 | 28400 | 20200 | 71.13% | 2.63 | 0 | 11.7 |  |  |  | No | R-410A | 2.2833 | Residential & Commercial | Ducted CEE Tier 1
214802752 | Central HP <5.4 tons | RHEEM | HRCU-A-CB (Split System: Heat Pump with Remote Outdoor Unit-Air-Source) | RP15AZ30AJ2N | ASPEN |  | D(A,C,E)36A34+TDR | R801V0504A17UHU | 27400 | 15.4 | 8.1 | 28400 | 20200 | 71.13% | 2.63 | 0 | 11.7 |  |  |  | No | R-410A | 2.2833 | Residential & Commercial | Ducted CEE Tier 1
214802754 | Central HP <5.4 tons | RHEEM | HRCU-A-CB (Split System: Heat Pump with Remote Outdoor Unit-Air-Source) | RP15AZ30AJ2N | ASPEN |  | D(A,C,E)36A34+TDR | R801V0704A17UHU | 27400 | 15.4 | 8.1 | 28400 | 20200 | 71.13% | 2.62 | 0 | 11.7 |  |  |  | No | R-410A | 2.2833 | Residential & Commercial | Ducted CEE Tier 1
212150566 | Central HP <5.4 tons | SAMSUNG | HRCU-A-CB (Split System: Heat Pump with Remote Outdoor Unit-Air-Source) | AC024BXUPCH | ASPEN |  | AFM354+TDR |  | 23800 | 16.5 | 8.1 | 26000 | 41000 | 157.7% | 2.1 | 0 | 10 |  |  |  | No | R-410A | 1.9833 | Residential & Commercial | Ducted CEE Tier 1
206765471 | Central HP <5.4 tons | COMFORTMAKER | HRCU-A-CB (Split System: Heat Pump with Remote Outdoor Unit-Air-Source) | CVH825GKA3* |  |  | EA*4X24L17A*+WALLCON | *80CTL0701412A* | 23400 | 17 | 8.1 | 22000 | 16700 | 75.91% | 1.9 | 11 | 11 |  |  |  | No | R-410A | 1.95 | Residential & Commercial | Ducted CEE Tier 1
206765532 | Central HP <5.4 tons | COMFORTMAKER | HRCU-A-CB (Split System: Heat Pump with Remote Outdoor Unit-Air-Source) | CVH825GKA3* |  |  | EA*4X25L17A*+WALLCON | *97CMN0601714A* | 24200 | 15.5 | 8.1 | 20000 | 16000 | 80% | 1.94 | 11.5 | 10.5 |  |  |  | No | R-410A | 2.0167 | Residential & Commercial | Ducted CEE Tier 1
206765730 | Central HP <5.4 tons | COMFORTMAKER | HRCU-A-CB (Split System: Heat Pump with Remote Outdoor Unit-Air-Source) | CVH825GKA3* |  |  | EA*4X36L21A*+WALLCON | *80CTL0701716A* | 23600 | 16.5 | 8.1 | 21400 | 16600 | 77.57% | 1.94 | 11 | 11 |  |  |  | No | R-410A | 1.9667 | Residential & Commercial | Ducted CEE Tier 1
206765775 | Central HP <5.4 tons | COMFORTMAKER | HRCU-A-CB (Split System: Heat Pump with Remote Outdoor Unit-Air-Source) | CVH825GKA3* |  |  | EA*4X36L21A*+WALLCON | *97CMN0601714A* | 23400 | 16 | 8.1 | 21600 | 16800 | 77.78% | 1.92 | 11 | 10.5 |  |  |  | No | R-410A | 1.95 | Residential & Commercial | Ducted CEE Tier 1
206767109 | Central HP <5.4 tons | COMFORTMAKER | HRCU-A-CB (Split System: Heat Pump with Remote Outdoor Unit-Air-Source) | CVH825GKA3* |  |  | EA*4X30L17A*+WALLCON | *80CSU0401712A* | 23400 | 16.5 | 8.1 | 21600 | 16700 | 77.31% | 1.9 | 11 | 10.5 |  |  |  | No | R-410A | 1.95 | Residential & Commercial | Ducted CEE Tier 1
214253526 | Central HP <5.4 tons | AMERICAN STANDARD | HRCU-A-CB (Split System: Heat Pump with Remote Outdoor Unit-Air-Source) | 4A6V8X60A1 |  |  | 4TXCD010DS3 | S8V2D120M5PDB | 54000 | 18 | 8.2 | 52000 | 39500 | 75.96% | 1.8 | 0 | 11.7 |  |  |  | No | R-410A | 4.5 | Residential & Commercial | Ducted CEE Tier 1
206765856 | Central HP <5.4 tons | COMFORTMAKER | HRCU-A-CB (Split System: Heat Pump with Remote Outdoor Unit-Air-Source) | CVH825GKA3* |  |  | EA*4X37L17A*+WALLCON | *80CTL0451712A* | 24000 | 16 | 8.1 | 21600 | 16800 | 77.78% | 1.98 | 11 | 10.5 |  |  |  | No | R-410A | 2 | Residential & Commercial | Ducted CEE Tier 1
215932867 | Central HP <5.4 tons | AIRQUEST | HRCU-A-CB (Split System: Heat Pump with Remote Outdoor Unit-Air-Source) | H5H3V36*K*AAA* |  |  | EA*5X61M24A*+WALLCON | *80CTL0902120B* | 34600 | 20.5 | 9.5 | 34200 | 25800 | 75.44% | 2.06 | 0 | 12 |  |  |  | No | R-454B | 2.8833 | Residential & Commercial | Ducted CEE Tier 1
215933017 | Central HP <5.4 tons | AIRQUEST | HRCU-A-CB (Split System: Heat Pump with Remote Outdoor Unit-Air-Source) | H5H3V36*K*AAA* |  |  | ESH5X30M12A*+WALLCON | *96CTN0601714B* | 32400 | 18 | 9 | 34800 | 26600 | 76.44% | 1.92 | 0 | 10 |  |  |  | No | R-454B | 2.7 | Residential & Commercial | Ducted CEE Tier 1
215933067 | Central HP <5.4 tons | AIRQUEST | HRCU-A-CB (Split System: Heat Pump with Remote Outdoor Unit-Air-Source) | H5H3V36*K*AAA* |  |  | ESH5X36M12A*+WALLCON | *80CTL0701412B* | 33000 | 18.5 | 9 | 35400 | 27200 | 76.84% | 1.9 | 0 | 10.5 |  |  |  | No | R-454B | 2.75 | Residential & Commercial | Ducted CEE Tier 1
215934717 | Central HP <5.4 tons | AIRQUEST | HRCU-A-CB (Split System: Heat Pump with Remote Outdoor Unit-Air-Source) | H5H3V36*K*AAA* |  |  | EVM5X36M17A*+WALLCON | *97CMN0601714B* | 34000 | 20 | 8.1 | 38000 | 27200 | 71.58% | 2 | 0 | 11 |  |  |  | No | R-454B | 2.8333 | Residential & Commercial | Ducted CEE Tier 1
215934767 | Central HP <5.4 tons | AIRQUEST | HRCU-A-CB (Split System: Heat Pump with Remote Outdoor Unit-Air-Source) | H5H3V36*K*AAA* |  |  | EVM5X43M21A*+WALLCON | *96CTN0601714B* | 34600 | 20.5 | 8.5 | 38000 | 27600 | 72.63% | 2.06 | 0 | 11.5 |  |  |  | No | R-454B | 2.8833 | Residential & Commercial | Ducted CEE Tier 1
211230744 | Central HP <5.4 tons | DAY & NIGHT | HRCU-A-CB (Split System: Heat Pump with Remote Outdoor Unit-Air-Source) | DLCURAH36ABK |  |  | EN(A,D)4X48L24** | *95ESU1002122A* | 37400 | 15.5 | 8.5 | 39500 | 35000 | 88.61% | 2.08 | 0 | 10.5 |  |  |  | No | R-410A | 3.1167 | Residential & Commercial | Ducted CEE Tier 1
206735342 | Central HP <5.4 tons | MRCOOL | HRCU-A-CB (Split System: Heat Pump with Remote Outdoor Unit-Air-Source) | MDUCO18024036 |  |  | MDUI18036E |  | 34000 | 16 | 9 | 35000 | 28000 | 80% | 1.8 | 10 | 10 |  |  |  | No | R-410A | 2.8333 | Residential & Commercial | Ducted CEE Tier 1
212979420 | Central HP <5.4 tons | TEMPSTAR | HRCU-A-CB (Split System: Heat Pump with Remote Outdoor Unit-Air-Source) | DLCURAH36ABK |  |  | EA*4X48L24A* | *80MS(N,L)0702116A* | 35600 | 16.5 | 8.5 | 37800 | 35400 | 93.65% | 1.78 | 0 | 10 |  |  |  | No | R-410A | 2.9667 | Residential & Commercial | Ducted CEE Tier 1
211168142 | Central HP <5.4 tons | TRANE | HRCU-A-CB (Split System: Heat Pump with Remote Outdoor Unit-Air-Source) | 4TWV0X24A1 | ASPEN |  | 4PXFH003AZ3+TDR | *DD2B060ACV3 | 23400 | 18.5 | 8.5 | 20000 | 19400 | 97% | 2.46 | 0 | 12.5 |  |  |  | No | R-410A | 1.95 | Residential & Commercial | Ducted CEE Tier 1
216054602 | Central HP <5.4 tons | COLEMAN | HRCU-A-CB (Split System: Heat Pump with Remote Outdoor Unit-Air-Source) | HH824E2S11 | ASPEN |  | D(A,C,E)24B3K+TDR | TM9Y080B12MP11 | 22000 | 17 | 8.5 | 22600 | 18500 | 81.86% | 2 | 0 | 11.7 |  |  |  | No | R-454B | 1.8333 | Residential & Commercial | Ducted CEE Tier 1
216054615 | Central HP <5.4 tons | COLEMAN | HRCU-A-CB (Split System: Heat Pump with Remote Outdoor Unit-Air-Source) | HH824E2S11 | ASPEN |  | D(A,C,E)24B4K+TDR | TMLE080B12MP11 | 22600 | 17 | 8.5 | 22800 | 18000 | 78.95% | 2 | 0 | 12 |  |  |  | No | R-454B | 1.8833 | Residential & Commercial | Ducted CEE Tier 1
216054634 | Central HP <5.4 tons | COLEMAN | HRCU-A-CB (Split System: Heat Pump with Remote Outdoor Unit-Air-Source) | HH824E2S11 | ASPEN |  | D(A,C,E)24B3K+TDR | Z8ES040A12SMPS1 | 20400 | 17.5 | 9.5 | 22600 | 18100 | 80.09% | 2 | 0 | 11.2 |  |  |  | No | R-454B | 1.7 | Residential & Commercial | Ducted CEE Tier 1
216054651 | Central HP <5.4 tons | COLEMAN | HRCU-A-CB (Split System: Heat Pump with Remote Outdoor Unit-Air-Source) | HH824E2S11 | ASPEN |  | D(A,C,E)24B4K+TDR | Z8ET060A12LMPS1 | 21000 | 19 | 9 | 23000 | 17700 | 76.96% | 2 | 0 | 11.7 |  |  |  | No | R-454B | 1.75 | Residential & Commercial | Ducted CEE Tier 1
215565262 | Central HP <5.4 tons | COLEMAN | HRCU-A-CB (Split System: Heat Pump with Remote Outdoor Unit-Air-Source) | HH824E2S11 | ASPEN |  | D(A,C,E)36A4J+TDR | TMLE040A12MP11 | 21200 | 17 | 8.5 | 22600 | 17200 | 76.11% | 2 | 0 | 11.7 |  |  |  | No | R-454B | 1.7667 | Residential & Commercial | Ducted CEE Tier 1
215399919 | Central HP <5.4 tons | COLEMAN | HRCU-A-C (Split System: Heat Pump with Remote Outdoor Unit with No Indoor Fan --Air Source) | HH824E2S11 | ASPEN |  | D(A,C,E)36A4K+TDR |  | 22600 | 15.2 | 8.5 | 22800 | 21200 | 92.98% | 2.69 | 0 | 11 |  |  |  | No | R-454B | 1.8833 | Residential & Commercial | Ducted CEE Tier 1
216054536 | Central HP <5.4 tons | COLEMAN | HRCU-A-CB (Split System: Heat Pump with Remote Outdoor Unit-Air-Source) | HH824E2S11 | ASPEN |  | D(A,C,E)36A4K+TDR | TM8E040A12MP11 | 21200 | 17 | 8.5 | 22600 | 17200 | 76.11% | 2 | 0 | 11.7 |  |  |  | No | R-454B | 1.7667 | Residential & Commercial | Ducted CEE Tier 1
216054545 | Central HP <5.4 tons | COLEMAN | HRCU-A-CB (Split System: Heat Pump with Remote Outdoor Unit-Air-Source) | HH824E2S11 | ASPEN |  | C(A,C,D,E)24D2K+TDR | TM8E100B12MP11 | 21000 | 17 | 8.5 | 22800 | 18000 | 78.95% | 2 | 0 | 11.7 |  |  |  | No | R-454B | 1.75 | Residential & Commercial | Ducted CEE Tier 1
215565281 | Central HP <5.4 tons | COLEMAN | HRCU-A-CB (Split System: Heat Pump with Remote Outdoor Unit-Air-Source) | HH860E2S11 | ASPEN |  | D(A,C,E)49B3J+TDR | TM9V120D20MP12 | 41000 | 18 | 8.5 | 44000 | 33400 | 75.91% | 2 | 0 | 11.5 |  |  |  | No | R-454B | 3.4167 | Residential & Commercial | Ducted CEE Tier 1
215565286 | Central HP <5.4 tons | COLEMAN | HRCU-A-CB (Split System: Heat Pump with Remote Outdoor Unit-Air-Source) | HH860E2S11 | ASPEN |  | D(A,C,E)49B3J+TDR | Z8ES120C16SMPS1 | 41000 | 18 | 8.5 | 43000 | 33000 | 76.74% | 2 | 0 | 11.7 |  |  |  | No | R-454B | 3.4167 | Residential & Commercial | Ducted CEE Tier 1
213773824 | Central HP <5.4 tons | TEMPSTAR | HRCU-A-CB (Split System: Heat Pump with Remote Outdoor Unit-Air-Source) | TVH825GKA3* |  |  | EA*4X48L24A*+WALLCON | *80CTL1102120B* | 24200 | 17 | 8.1 | 21000 | 16500 | 78.57% | 2.02 | 0 | 11 |  |  |  | No | R-410A | 2.0167 | Residential & Commercial | Ducted CEE Tier 1
212627869 | Central HP <5.4 tons | COLEMAN | HRCU-A-CB (Split System: Heat Pump with Remote Outdoor Unit-Air-Source) | HMH72B341 | ASPEN |  | D(A,C,E)36B46+TDR | TL8E080C16UH11 | 33000 | 17.5 | 8.5 | 34000 | 27800 | 81.76% | 2.68 | 0 | 10 |  |  |  | No | R-410A | 2.75 | Residential & Commercial | Ducted CEE Tier 1
212628020 | Central HP <5.4 tons | COLEMAN | HRCU-A-CB (Split System: Heat Pump with Remote Outdoor Unit-Air-Source) | HMH72B341 | ASPEN |  | D(A,C,E)48C36+TDR | TP9C100C16MP13 | 33200 | 17.5 | 8.1 | 34000 | 27400 | 80.59% | 2.47 | 0 | 10 |  |  |  | No | R-410A | 2.7667 | Residential & Commercial | Ducted CEE Tier 1
213773874 | Central HP <5.4 tons | TEMPSTAR | HRCU-A-CB (Split System: Heat Pump with Remote Outdoor Unit-Air-Source) | TVH825GKA3* |  |  | EA*4X48L24A*+WALLCON | *96CTN1202422B* | 24200 | 17 | 8.1 | 21000 | 16500 | 78.57% | 2.02 | 0 | 11 |  |  |  | No | R-410A | 2.0167 | Residential & Commercial | Ducted CEE Tier 1
213774444 | Central HP <5.4 tons | TEMPSTAR | HRCU-A-CB (Split System: Heat Pump with Remote Outdoor Unit-Air-Source) | TVH825GKA3* |  |  | EHD4X42AAL+WALLCON | *80CTL1102120B* | 24200 | 16 | 8.1 | 21400 | 16600 | 77.57% | 2 | 0 | 10.5 |  |  |  | No | R-410A | 2.0167 | Residential & Commercial | Ducted CEE Tier 1
215565283 | Central HP <5.4 tons | COLEMAN | HRCU-A-CB (Split System: Heat Pump with Remote Outdoor Unit-Air-Source) | HH860E2S11 | ASPEN |  | D(A,C,E)49B3J+TDR | Z8ES080C20SMPS1 | 41000 | 18 | 8.5 | 44000 | 33400 | 75.91% | 2 | 0 | 11.7 |  |  |  | No | R-454B | 3.4167 | Residential & Commercial | Ducted CEE Tier 1
215565284 | Central HP <5.4 tons | COLEMAN | HRCU-A-CB (Split System: Heat Pump with Remote Outdoor Unit-Air-Source) | HH860E2S11 | ASPEN |  | D(A,C,E)49B3J+TDR | Z8ES100C16SMPS1 | 41000 | 17 | 8.5 | 43500 | 33200 | 76.32% | 2 | 0 | 11.7 |  |  |  | No | R-454B | 3.4167 | Residential & Commercial | Ducted CEE Tier 1
211229506 | Central HP <5.4 tons | DAY & NIGHT | HRCU-A-CB (Split System: Heat Pump with Remote Outdoor Unit-Air-Source) | DLCURAH36ABK |  |  | EA*4X48L24A* | *95ESN1002122A* | 37400 | 15.5 | 8.5 | 38500 | 35000 | 90.91% | 2.14 | 0 | 10 |  |  |  | No | R-410A | 3.1167 | Residential & Commercial | Ducted CEE Tier 1
211230135 | Central HP <5.4 tons | DAY & NIGHT | HRCU-A-CB (Split System: Heat Pump with Remote Outdoor Unit-Air-Source) | DLCURAH36ABK |  |  | EN(A,D,W)4X48L21** | *92ESN0802120A* | 35800 | 16.5 | 8.1 | 38500 | 34800 | 90.39% | 2.02 | 0 | 10.5 |  |  |  | No | R-410A | 2.9833 | Residential & Commercial | Ducted CEE Tier 1
211230326 | Central HP <5.4 tons | DAY & NIGHT | HRCU-A-CB (Split System: Heat Pump with Remote Outdoor Unit-Air-Source) | DLCURAH36ABK |  |  | EN(A,D,W)4X48L21** | *96VTN0802120A* | 35600 | 16 | 8.1 | 38500 | 34800 | 90.39% | 2 | 0 | 10 |  |  |  | No | R-410A | 2.9667 | Residential & Commercial | Ducted CEE Tier 1
211228034 | Central HP <5.4 tons | DAY & NIGHT | HRCU-A-CB (Split System: Heat Pump with Remote Outdoor Unit-Air-Source) | DLCURAH36ABK |  |  | EA*4X42L24A* | *95ESN1202422A* | 36600 | 15.2 | 8.1 | 40000 | 35200 | 88% | 1.94 | 0 | 10 |  |  |  | No | R-410A | 3.05 | Residential & Commercial | Ducted CEE Tier 1
215399917 | Central HP <5.4 tons | COLEMAN | HRCU-A-C (Split System: Heat Pump with Remote Outdoor Unit with No Indoor Fan --Air Source) | HH824E2S11 | ASPEN |  | C(A,C,D,E)24A3K+TDR |  | 21600 | 15.2 | 8.1 | 22600 | 21200 | 93.81% | 2.63 | 0 | 11 |  |  |  | No | R-454B | 1.8 | Residential & Commercial | Ducted CEE Tier 1
215565253 | Central HP <5.4 tons | COLEMAN | HRCU-A-CB (Split System: Heat Pump with Remote Outdoor Unit-Air-Source) | HH824E2S11 | ASPEN |  | D(A,C,E)36A4J+TDR | CP9C080B12MP13 | 22600 | 17 | 9 | 22800 | 18300 | 80.26% | 2 | 0 | 12 |  |  |  | No | R-454B | 1.8833 | Residential & Commercial | Ducted CEE Tier 1
215565264 | Central HP <5.4 tons | COLEMAN | HRCU-A-CB (Split System: Heat Pump with Remote Outdoor Unit-Air-Source) | HH824E2S11 | ASPEN |  | D(A,C,E)36A4J+TDR | TP9C060B12MP13 | 22600 | 17 | 8.5 | 22800 | 18000 | 78.95% | 2 | 0 | 12 |  |  |  | No | R-454B | 1.8833 | Residential & Commercial | Ducted CEE Tier 1
215565312 | Central HP <5.4 tons | COLEMAN | HRCU-A-CB (Split System: Heat Pump with Remote Outdoor Unit-Air-Source) | HH824E2S11 | ASPEN |  | D(A,C,E)37E2J+TDR | TMLE100B12MP11 | 22400 | 17 | 9 | 23000 | 18000 | 78.26% | 2 | 0 | 12 |  |  |  | No | R-454B | 1.8667 | Residential & Commercial | Ducted CEE Tier 1
216054513 | Central HP <5.4 tons | COLEMAN | HRCU-A-CB (Split System: Heat Pump with Remote Outdoor Unit-Air-Source) | HH824E2S11 | ASPEN |  | C(A,C,D,E)24D2K+TDR | CP9C060B12MP13 | 21200 | 16.5 | 8.5 | 22800 | 18000 | 78.95% | 2 | 0 | 11.7 |  |  |  | No | R-454B | 1.7667 | Residential & Commercial | Ducted CEE Tier 1
216054520 | Central HP <5.4 tons | COLEMAN | HRCU-A-CB (Split System: Heat Pump with Remote Outdoor Unit-Air-Source) | HH824E2S11 | ASPEN |  | D(A,C,E)36A4K+TDR | CP9C080B12MP13 | 22600 | 17 | 9 | 22800 | 18300 | 80.26% | 2 | 0 | 12 |  |  |  | No | R-454B | 1.8833 | Residential & Commercial | Ducted CEE Tier 1
216054522 | Central HP <5.4 tons | COLEMAN | HRCU-A-CB (Split System: Heat Pump with Remote Outdoor Unit-Air-Source) | HH824E2S11 | ASPEN |  | D(A,C,E)24B3K+TDR | CPLC080B12MP13 | 22000 | 17 | 9 | 22600 | 17700 | 78.32% | 2 | 0 | 12 |  |  |  | No | R-454B | 1.8333 | Residential & Commercial | Ducted CEE Tier 1
216054529 | Central HP <5.4 tons | COLEMAN | HRCU-A-CB (Split System: Heat Pump with Remote Outdoor Unit-Air-Source) | HH824E2S11 | ASPEN |  | C(A,C,D,E)24D2K+TDR | TL9E060B12UH11 | 21200 | 17 | 8.5 | 22800 | 18000 | 78.95% | 2 | 0 | 11.7 |  |  |  | No | R-454B | 1.7667 | Residential & Commercial | Ducted CEE Tier 1
215565322 | Central HP <5.4 tons | COLEMAN | HRCU-A-CB (Split System: Heat Pump with Remote Outdoor Unit-Air-Source) | HH824E2S11 | ASPEN |  | D(A,C,E)37E2J+TDR | Z9ES026A08SMPS1 | 21000 | 17.5 | 8.5 | 23000 | 17300 | 75.22% | 2 | 0 | 11.7 |  |  |  | No | R-454B | 1.75 | Residential & Commercial | Ducted CEE Tier 1
216054521 | Central HP <5.4 tons | COLEMAN | HRCU-A-CB (Split System: Heat Pump with Remote Outdoor Unit-Air-Source) | HH824E2S11 | ASPEN |  | C(A,C,D,E)24D2K+TDR | CPLC080B12MP13 | 21200 | 17 | 9 | 22800 | 17700 | 77.63% | 2 | 0 | 11.7 |  |  |  | No | R-454B | 1.7667 | Residential & Commercial | Ducted CEE Tier 1
216054530 | Central HP <5.4 tons | COLEMAN | HRCU-A-CB (Split System: Heat Pump with Remote Outdoor Unit-Air-Source) | HH824E2S11 | ASPEN |  | D(A,C,E)24B3K+TDR | TL9E060B12UH11 | 22000 | 17 | 8.1 | 22600 | 18000 | 79.65% | 2 | 0 | 12 |  |  |  | No | R-454B | 1.8333 | Residential & Commercial | Ducted CEE Tier 1
216054564 | Central HP <5.4 tons | COLEMAN | HRCU-A-CB (Split System: Heat Pump with Remote Outdoor Unit-Air-Source) | HH824E2S11 | ASPEN |  | D(A,C,E)36A4K+TDR | TM9E026A08MP12 | 21200 | 17 | 8.5 | 23000 | 17600 | 76.52% | 2 | 0 | 10.5 |  |  |  | No | R-454B | 1.7667 | Residential & Commercial | Ducted CEE Tier 1
216054571 | Central HP <5.4 tons | COLEMAN | HRCU-A-CB (Split System: Heat Pump with Remote Outdoor Unit-Air-Source) | HH824E2S11 | ASPEN |  | D(A,C,E)24B4K+TDR | TM9E060A10MP12 | 21000 | 17 | 9 | 23000 | 18100 | 78.7% | 2 | 0 | 10.5 |  |  |  | No | R-454B | 1.75 | Residential & Commercial | Ducted CEE Tier 1
216054596 | Central HP <5.4 tons | COLEMAN | HRCU-A-CB (Split System: Heat Pump with Remote Outdoor Unit-Air-Source) | HH824E2S11 | ASPEN |  | D(A,C,E)36A4K+TDR | TM9Y040A10MP11 | 21200 | 17 | 8.1 | 22600 | 17300 | 76.55% | 2 | 0 | 10.5 |  |  |  | No | R-454B | 1.7667 | Residential & Commercial | Ducted CEE Tier 1
216054598 | Central HP <5.4 tons | COLEMAN | HRCU-A-CB (Split System: Heat Pump with Remote Outdoor Unit-Air-Source) | HH824E2S11 | ASPEN |  | D(A,C,E)24B3K+TDR | TM9Y060B12MP11 | 22000 | 17 | 8.1 | 22600 | 18400 | 81.42% | 2 | 0 | 11.7 |  |  |  | No | R-454B | 1.8333 | Residential & Commercial | Ducted CEE Tier 1
216054619 | Central HP <5.4 tons | COLEMAN | HRCU-A-CB (Split System: Heat Pump with Remote Outdoor Unit-Air-Source) | HH824E2S11 | ASPEN |  | D(A,C,E)24B4K+TDR | TMLE100B12MP11 | 22600 | 17 | 8.5 | 22800 | 18000 | 78.95% | 2 | 0 | 12 |  |  |  | No | R-454B | 1.8833 | Residential & Commercial | Ducted CEE Tier 1
213077045 | Central HP <5.4 tons | CARRIER | HRCU-A-CB (Split System: Heat Pump with Remote Outdoor Unit-Air-Source) | 38MURAQ36AB3* |  |  | CAP**3721AL* | 59SP6B080V21**20 | 36600 | 16 | 8.5 | 38000 | 34800 | 91.58% | 2.06 | 0 | 10 |  |  |  | No | R-410A | 3.05 | Residential & Commercial | Ducted CEE Tier 1
213077245 | Central HP <5.4 tons | CARRIER | HRCU-A-CB (Split System: Heat Pump with Remote Outdoor Unit-Air-Source) | 38MURAQ36AB3* |  |  | CAP**4824AL* | 59SP6B120V24**22 | 36000 | 16.5 | 8.5 | 38000 | 34800 | 91.58% | 2.04 | 0 | 10 |  |  |  | No | R-410A | 3 | Residential & Commercial | Ducted CEE Tier 1
215224775 | Central HP <5.4 tons | CARRIER | HRCU-A-CB (Split System: Heat Pump with Remote Outdoor Unit-Air-Source) | 25VNA436A*031* | ADP |  | H,PG9J936 | 59MN7C120C24**22 | 32800 | 20 | 9 | 34800 | 27200 | 78.16% | 2.04 | 0 | 11.7 |  |  |  | No | R-410A | 2.7333 | Residential & Commercial | Ducted CEE Tier 1
213411107 | Central HP <5.4 tons | COLEMAN | HRCU-A-CB (Split System: Heat Pump with Remote Outdoor Unit-Air-Source) | HMH72B341 | ADP |  | H,YG35936 | Z8ES080B12SMPS1 | 33200 | 18 | 8.5 | 31400 | 23000 | 73.25% | 2.04 | 0 | 10 |  |  |  | No | R-410A | 2.7667 | Residential & Commercial | Ducted CEE Tier 1
215933097 | Central HP <5.4 tons | AIRQUEST | HRCU-A-CB (Split System: Heat Pump with Remote Outdoor Unit-Air-Source) | H5H3V36*K*AAA* |  |  | ESH5X36M12A*+WALLCON | *80CTL0901716B* | 33200 | 19 | 9 | 35000 | 26800 | 76.57% | 1.92 | 0 | 11 |  |  |  | No | R-454B | 2.7667 | Residential & Commercial | Ducted CEE Tier 1
215933147 | Central HP <5.4 tons | AIRQUEST | HRCU-A-CB (Split System: Heat Pump with Remote Outdoor Unit-Air-Source) | H5H3V36*K*AAA* |  |  | ESH5X36M12A*+WALLCON | *95CSU0802120B* | 33200 | 18.5 | 9 | 35000 | 26800 | 76.57% | 1.92 | 0 | 11 |  |  |  | No | R-454B | 2.7667 | Residential & Commercial | Ducted CEE Tier 1
215934867 | Central HP <5.4 tons | AIRQUEST | HRCU-A-CB (Split System: Heat Pump with Remote Outdoor Unit-Air-Source) | H5H3V36*K*AAA* |  |  | EVM5X44M21A*+WALLCON | *95CSU0601716B* | 35400 | 21.5 | 8.5 | 38500 | 29000 | 75.32% | 2.02 | 0 | 12 |  |  |  | No | R-454B | 2.95 | Residential & Commercial | Ducted CEE Tier 1
215565256 | Central HP <5.4 tons | COLEMAN | HRCU-A-CB (Split System: Heat Pump with Remote Outdoor Unit-Air-Source) | HH824E2S11 | ASPEN |  | D(A,C,E)36A4J+TDR | TL9E060B12UH11 | 22600 | 17 | 8.5 | 22800 | 18000 | 78.95% | 2 | 0 | 12 |  |  |  | No | R-454B | 1.8833 | Residential & Commercial | Ducted CEE Tier 1
216054537 | Central HP <5.4 tons | COLEMAN | HRCU-A-CB (Split System: Heat Pump with Remote Outdoor Unit-Air-Source) | HH824E2S11 | ASPEN |  | C(A,C,D,E)24D2K+TDR | TM8E060A12MP11 | 19500 | 17 | 9 | 23000 | 17900 | 77.83% | 2 | 0 | 11 |  |  |  | No | R-454B | 1.625 | Residential & Commercial | Ducted CEE Tier 1
216054553 | Central HP <5.4 tons | COLEMAN | HRCU-A-CB (Split System: Heat Pump with Remote Outdoor Unit-Air-Source) | HH824E2S11 | ASPEN |  | C(A,C,D,E)24D2K+TDR | TM8Y060A12MP11 | 19500 | 17 | 9 | 22800 | 18400 | 80.7% | 2 | 0 | 10 |  |  |  | No | R-454B | 1.625 | Residential & Commercial | Ducted CEE Tier 1
216054605 | Central HP <5.4 tons | COLEMAN | HRCU-A-CB (Split System: Heat Pump with Remote Outdoor Unit-Air-Source) | HH824E2S11 | ASPEN |  | C(A,C,D,E)24D2K+TDR | TMLE040A12MP11 | 19800 | 16 | 9 | 22600 | 17200 | 76.11% | 2 | 0 | 11.2 |  |  |  | No | R-454B | 1.65 | Residential & Commercial | Ducted CEE Tier 1
216054630 | Central HP <5.4 tons | COLEMAN | HRCU-A-CB (Split System: Heat Pump with Remote Outdoor Unit-Air-Source) | HH824E2S11 | ASPEN |  | D(A,C,E)24B3K+TDR | TPLC080B12MP13 | 22000 | 17 | 8.1 | 22600 | 17700 | 78.32% | 2 | 0 | 12 |  |  |  | No | R-454B | 1.8333 | Residential & Commercial | Ducted CEE Tier 1
216054637 | Central HP <5.4 tons | COLEMAN | HRCU-A-CB (Split System: Heat Pump with Remote Outdoor Unit-Air-Source) | HH824E2S11 | ASPEN |  | C(A,C,D,E)24D2K+TDR | Z8ES060A12SMPS1 | 19700 | 17 | 9 | 22600 | 17300 | 76.55% | 2 | 0 | 11.2 |  |  |  | No | R-454B | 1.6417 | Residential & Commercial | Ducted CEE Tier 1
216054664 | Central HP <5.4 tons | COLEMAN | HRCU-A-CB (Split System: Heat Pump with Remote Outdoor Unit-Air-Source) | HH824E2S11 | ASPEN |  | D(A,C,E)36A4K+TDR | Z9ES040A10SMPS1 | 21000 | 17.5 | 8.5 | 23000 | 17800 | 77.39% | 2 | 0 | 11.7 |  |  |  | No | R-454B | 1.75 | Residential & Commercial | Ducted CEE Tier 1
216054673 | Central HP <5.4 tons | COLEMAN | HRCU-A-CB (Split System: Heat Pump with Remote Outdoor Unit-Air-Source) | HH824E2S11 | ASPEN |  | C(A,C,D,E)24D2K+TDR | Z9ES080B12SMPS1 | 21000 | 17 | 8.5 | 22800 | 18100 | 79.39% | 2 | 0 | 11.7 |  |  |  | No | R-454B | 1.75 | Residential & Commercial | Ducted CEE Tier 1
212624926 | Central HP <5.4 tons | COLEMAN | HRCU-A-CB (Split System: Heat Pump with Remote Outdoor Unit-Air-Source) | HMH72B341 | ASPEN |  | D(A,C,E)36B44+TDR | TM8Y080C16MP11 | 33000 | 18.5 | 8.5 | 34000 | 27400 | 80.59% | 2.67 | 0 | 10 |  |  |  | No | R-410A | 2.75 | Residential & Commercial | Ducted CEE Tier 1
212624928 | Central HP <5.4 tons | COLEMAN | HRCU-A-CB (Split System: Heat Pump with Remote Outdoor Unit-Air-Source) | HMH72B341 | ASPEN |  | D(A,C,E)36C34+TDR | TM8Y080C16MP11 | 32400 | 18.5 | 8.5 | 34000 | 27400 | 80.59% | 2.67 | 0 | 10 |  |  |  | No | R-410A | 2.7 | Residential & Commercial | Ducted CEE Tier 1
211262238 | Central HP <5.4 tons | COMFORTMAKER | HRCU-A-CB (Split System: Heat Pump with Remote Outdoor Unit-Air-Source) | DLCURAH18ABK |  |  | EN(A,D)4X18L14** | *80VSL0451412A* | 17400 | 15.5 | 8.5 | 18600 | 19400 | 104.3% | 2.32 | 0 | 10.5 |  |  |  | No | R-410A | 1.45 | Residential & Commercial | Ducted CEE Tier 1
211262703 | Central HP <5.4 tons | COMFORTMAKER | HRCU-A-CB (Split System: Heat Pump with Remote Outdoor Unit-Air-Source) | DLCURAH18ABK |  |  | EN(A,D)4X24L14** | *80ES(N,L)0451412A* | 18000 | 16 | 8.5 | 18900 | 18700 | 98.94% | 2.26 | 0 | 11 |  |  |  | No | R-410A | 1.5 | Residential & Commercial | Ducted CEE Tier 1
211264741 | Central HP <5.4 tons | COMFORTMAKER | HRCU-A-CB (Split System: Heat Pump with Remote Outdoor Unit-Air-Source) | DLCURAH18ABK |  |  | FJMA4*18L*A* |  | 18000 | 15.5 | 8.5 | 19000 | 19100 | 100.5% | 2.28 | 0 | 10.5 |  |  |  | No | R-410A | 1.5 | Residential & Commercial | Ducted CEE Tier 1
211228288 | Central HP <5.4 tons | DAY & NIGHT | HRCU-A-CB (Split System: Heat Pump with Remote Outdoor Unit-Air-Source) | DLCURAH36ABK |  |  | EA*4X43L21A* | *80ES(N,L)1102120A* | 37000 | 16 | 8.5 | 38500 | 34800 | 90.39% | 2.12 | 0 | 10 |  |  |  | No | R-410A | 3.0833 | Residential & Commercial | Ducted CEE Tier 1
211228402 | Central HP <5.4 tons | DAY & NIGHT | HRCU-A-CB (Split System: Heat Pump with Remote Outdoor Unit-Air-Source) | DLCURAH36ABK |  |  | EA*4X43L21A* | *80VTL1102122A* | 37200 | 15.5 | 8.5 | 38500 | 34800 | 90.39% | 2.12 | 0 | 10 |  |  |  | No | R-410A | 3.1 | Residential & Commercial | Ducted CEE Tier 1
211228895 | Central HP <5.4 tons | DAY & NIGHT | HRCU-A-CB (Split System: Heat Pump with Remote Outdoor Unit-Air-Source) | DLCURAH36ABK |  |  | EA*4X48L21A* | *80ESU1002120A* | 36000 | 16 | 8.5 | 38500 | 34600 | 89.87% | 2.06 | 0 | 10 |  |  |  | No | R-410A | 3 | Residential & Commercial | Ducted CEE Tier 1
211228906 | Central HP <5.4 tons | DAY & NIGHT | HRCU-A-CB (Split System: Heat Pump with Remote Outdoor Unit-Air-Source) | DLCURAH36ABK |  |  | EA*4X48L21A* | *80VTL0701716A* | 35800 | 16 | 8.5 | 38500 | 34600 | 89.87% | 2.04 | 0 | 10 |  |  |  | No | R-410A | 2.9833 | Residential & Commercial | Ducted CEE Tier 1
211228965 | Central HP <5.4 tons | DAY & NIGHT | HRCU-A-CB (Split System: Heat Pump with Remote Outdoor Unit-Air-Source) | DLCURAH36ABK |  |  | EA*4X48L21A* | *92ESN0601714A* | 36000 | 16 | 8.5 | 38500 | 34600 | 89.87% | 2.06 | 0 | 10 |  |  |  | No | R-410A | 3 | Residential & Commercial | Ducted CEE Tier 1
206770978 | Central HP <5.4 tons | COMFORTMAKER | HRCU-A-CB (Split System: Heat Pump with Remote Outdoor Unit-Air-Source) | CVH837GKA2* |  |  | EA*4X36L17A*+WALLCON | *80CTL0701716A* | 31400 | 17 | 8.1 | 33400 | 24400 | 73.05% | 1.84 | 11 | 11 |  |  |  | No | R-410A | 2.6167 | Residential & Commercial | Ducted CEE Tier 1
215565326 | Central HP <5.4 tons | COLEMAN | HRCU-A-CB (Split System: Heat Pump with Remote Outdoor Unit-Air-Source) | HH824E2S11 | ASPEN |  | D(A,C,E)37E2J+TDR | Z9ES080B12SMPS1 | 22400 | 17 | 9 | 23000 | 18100 | 78.7% | 2 | 0 | 12 |  |  |  | No | R-454B | 1.8667 | Residential & Commercial | Ducted CEE Tier 1
216054517 | Central HP <5.4 tons | COLEMAN | HRCU-A-CB (Split System: Heat Pump with Remote Outdoor Unit-Air-Source) | HH824E2S11 | ASPEN |  | C(A,C,D,E)24D2K+TDR | CP9C080B12MP13 | 21000 | 17 | 8.5 | 22800 | 18300 | 80.26% | 2 | 0 | 11.7 |  |  |  | No | R-454B | 1.75 | Residential & Commercial | Ducted CEE Tier 1
216054518 | Central HP <5.4 tons | COLEMAN | HRCU-A-CB (Split System: Heat Pump with Remote Outdoor Unit-Air-Source) | HH824E2S11 | ASPEN |  | D(A,C,E)24B3K+TDR | CP9C080B12MP13 | 22000 | 17 | 8.5 | 22600 | 18300 | 80.97% | 2 | 0 | 12 |  |  |  | No | R-454B | 1.8333 | Residential & Commercial | Ducted CEE Tier 1
214848962 | Central HP <5.4 tons | YORK | HRCU-A-CB (Split System: Heat Pump with Remote Outdoor Unit-Air-Source) | HH824E2S11 | ADP |  | H,YG35*36+TXV-BLEED | TM9E060B12MP12 | 23000 | 18 | 9 | 21400 | 17900 | 83.64% | 2 | 0 | 11.7 |  |  |  | No | R-454B | 1.9167 | Residential & Commercial | Ducted CEE Tier 1
215565309 | Central HP <5.4 tons | COLEMAN | HRCU-A-CB (Split System: Heat Pump with Remote Outdoor Unit-Air-Source) | HH824E2S11 | ASPEN |  | D(A,C,E)37E2J+TDR | TMLE040A12MP11 | 21000 | 16.5 | 9 | 22600 | 17200 | 76.11% | 2 | 0 | 11.7 |  |  |  | No | R-454B | 1.75 | Residential & Commercial | Ducted CEE Tier 1
215933327 | Central HP <5.4 tons | AIRQUEST | HRCU-A-CB (Split System: Heat Pump with Remote Outdoor Unit-Air-Source) | H5H3V36*K*AAA* |  |  | ESH5X42M12A*+WALLCON | *80CTL0702120B* | 33600 | 19 | 9 | 34800 | 26600 | 76.44% | 1.92 | 0 | 11 |  |  |  | No | R-454B | 2.8 | Residential & Commercial | Ducted CEE Tier 1
215933527 | Central HP <5.4 tons | AIRQUEST | HRCU-A-CB (Split System: Heat Pump with Remote Outdoor Unit-Air-Source) | H5H3V36*K*AAA* |  |  | ESH5X48M12A*+WALLCON | *80CSU1002120A* | 33600 | 19.5 | 9 | 34800 | 26600 | 76.44% | 1.94 | 0 | 11.5 |  |  |  | No | R-454B | 2.8 | Residential & Commercial | Ducted CEE Tier 1
215933827 | Central HP <5.4 tons | AIRQUEST | HRCU-A-CB (Split System: Heat Pump with Remote Outdoor Unit-Air-Source) | H5H3V36*K*AAA* |  |  | ESH5X60M12A*+WALLCON | *95CSU0601716B* | 34000 | 19 | 9 | 34800 | 26400 | 75.86% | 1.92 | 0 | 11 |  |  |  | No | R-454B | 2.8333 | Residential & Commercial | Ducted CEE Tier 1
215933367 | Central HP <5.4 tons | AIRQUEST | HRCU-A-CB (Split System: Heat Pump with Remote Outdoor Unit-Air-Source) | H5H3V36*K*AAA* |  |  | ESH5X42M12A*+WALLCON | *95CSU0601716B* | 33400 | 18.5 | 9 | 35200 | 27000 | 76.7% | 1.92 | 0 | 11 |  |  |  | No | R-454B | 2.7833 | Residential & Commercial | Ducted CEE Tier 1
215933417 | Central HP <5.4 tons | AIRQUEST | HRCU-A-CB (Split System: Heat Pump with Remote Outdoor Unit-Air-Source) | H5H3V36*K*AAA* |  |  | ESH5X42M12A*+WALLCON | *97CMN0801714B* | 33400 | 18.5 | 9 | 35400 | 27000 | 76.27% | 1.92 | 0 | 11 |  |  |  | No | R-454B | 2.7833 | Residential & Commercial | Ducted CEE Tier 1
215933467 | Central HP <5.4 tons | AIRQUEST | HRCU-A-CB (Split System: Heat Pump with Remote Outdoor Unit-Air-Source) | H5H3V36*K*AAA* |  |  | ESH5X42M12A*+WALLCON | *96CTN0601714B* | 33200 | 18.5 | 9 | 34200 | 26200 | 76.61% | 1.94 | 0 | 10.5 |  |  |  | No | R-454B | 2.7667 | Residential & Commercial | Ducted CEE Tier 1
215933517 | Central HP <5.4 tons | AIRQUEST | HRCU-A-CB (Split System: Heat Pump with Remote Outdoor Unit-Air-Source) | H5H3V36*K*AAA* |  |  | ESH5X48M12A*+WALLCON | *80CSU0601716A* | 33600 | 19.5 | 9 | 34800 | 26600 | 76.44% | 1.92 | 0 | 11 |  |  |  | No | R-454B | 2.8 | Residential & Commercial | Ducted CEE Tier 1
206765874 | Central HP <5.4 tons | COMFORTMAKER | HRCU-A-CB (Split System: Heat Pump with Remote Outdoor Unit-Air-Source) | CVH825GKA3* |  |  | EA*4X37L17A*+WALLCON | *96CTN0601714A* | 24000 | 16 | 8.1 | 21400 | 16800 | 78.5% | 1.98 | 11 | 11 |  |  |  | No | R-410A | 2 | Residential & Commercial | Ducted CEE Tier 1
206767037 | Central HP <5.4 tons | COMFORTMAKER | HRCU-A-CB (Split System: Heat Pump with Remote Outdoor Unit-Air-Source) | CVH825GKA3* |  |  | EHD4X36AAL+WALLCON | *80CTL0701412A* | 24000 | 16.5 | 8.1 | 21400 | 16600 | 77.57% | 2 | 11.5 | 11 |  |  |  | No | R-410A | 2 | Residential & Commercial | Ducted CEE Tier 1
214253528 | Central HP <5.4 tons | AMERICAN STANDARD | HRCU-A-CB (Split System: Heat Pump with Remote Outdoor Unit-Air-Source) | 4A6V8X60A1 |  |  | 4TXCD010DS3 | S8V2D120M5PCB | 54000 | 18 | 8.2 | 52000 | 39500 | 75.96% | 1.8 | 0 | 11.7 |  |  |  | No | R-410A | 4.5 | Residential & Commercial | Ducted CEE Tier 1
206767226 | Central HP <5.4 tons | COMFORTMAKER | HRCU-A-CB (Split System: Heat Pump with Remote Outdoor Unit-Air-Source) | CVH825GKA3* |  |  | EA*4X37L21A*+WALLCON | *80CSU1002120A* | 24400 | 16.5 | 8.1 | 21200 | 16700 | 78.77% | 2.02 | 11.5 | 10.5 |  |  |  | No | R-410A | 2.0333 | Residential & Commercial | Ducted CEE Tier 1
215932447 | Central HP <5.4 tons | AIRQUEST | HRCU-A-CB (Split System: Heat Pump with Remote Outdoor Unit-Air-Source) | H5H3V36*K*AAA* |  |  | EA*5X48M21A*+WALLCON | *80CTL1102120B* | 33400 | 20.5 | 9.5 | 34400 | 26200 | 76.16% | 2.04 | 0 | 11.7 |  |  |  | No | R-454B | 2.7833 | Residential & Commercial | Ducted CEE Tier 1
215934967 | Central HP <5.4 tons | AIRQUEST | HRCU-A-CB (Split System: Heat Pump with Remote Outdoor Unit-Air-Source) | H5H3V36*K*AAA* |  |  | EVM5X48M21A*+WALLCON | *96CTN0601714B* | 34600 | 20.5 | 8.5 | 38000 | 27600 | 72.63% | 2.05 | 0 | 11.5 |  |  |  | No | R-454B | 2.8833 | Residential & Commercial | Ducted CEE Tier 1
215935017 | Central HP <5.4 tons | AIRQUEST | HRCU-A-CB (Split System: Heat Pump with Remote Outdoor Unit-Air-Source) | H5H3V36*K*AAA* |  |  | EVM5X49M21A*+WALLCON | *80CTL0702120B* | 35600 | 21.5 | 8.5 | 38000 | 28600 | 75.26% | 2.02 | 0 | 12 |  |  |  | No | R-454B | 2.9667 | Residential & Commercial | Ducted CEE Tier 1
212625058 | Central HP <5.4 tons | COLEMAN | HRCU-A-CB (Split System: Heat Pump with Remote Outdoor Unit-Air-Source) | HMH72B341 | ASPEN |  | D(A,C,E)36C34+TDR | TM9V100C16MP12 | 32400 | 17.5 | 8.5 | 34000 | 27400 | 80.59% | 2.67 | 0 | 10 |  |  |  | No | R-410A | 2.7 | Residential & Commercial | Ducted CEE Tier 1
212625175 | Central HP <5.4 tons | COLEMAN | HRCU-A-CB (Split System: Heat Pump with Remote Outdoor Unit-Air-Source) | HMH72B341 | ASPEN |  | D(A,C,E)48D24+TDR | TL9E100C20UH11 | 32800 | 17 | 8.5 | 34000 | 29200 | 85.88% | 2.81 | 0 | 10 |  |  |  | No | R-410A | 2.7333 | Residential & Commercial | Ducted CEE Tier 1
212625177 | Central HP <5.4 tons | COLEMAN | HRCU-A-CB (Split System: Heat Pump with Remote Outdoor Unit-Air-Source) | HMH72B341 | ASPEN |  | D(A,C,E)48D34+TDR | TL9E100C20UH11 | 33400 | 17 | 8.5 | 34000 | 29200 | 85.88% | 2.81 | 0 | 10 |  |  |  | No | R-410A | 2.7833 | Residential & Commercial | Ducted CEE Tier 1
215565293 | Central HP <5.4 tons | COLEMAN | HRCU-A-CB (Split System: Heat Pump with Remote Outdoor Unit-Air-Source) | HH824E2S11 | ASPEN |  | D(A,C,E)37E2J+TDR | CP9C080B12MP13 | 22200 | 17 | 9 | 23000 | 18300 | 79.57% | 2 | 0 | 12 |  |  |  | No | R-454B | 1.85 | Residential & Commercial | Ducted CEE Tier 1
215565294 | Central HP <5.4 tons | COLEMAN | HRCU-A-CB (Split System: Heat Pump with Remote Outdoor Unit-Air-Source) | HH824E2S11 | ASPEN |  | D(A,C,E)37E2J+TDR | CPLC080B12MP13 | 22400 | 17 | 9 | 23000 | 17700 | 76.96% | 2 | 0 | 12 |  |  |  | No | R-454B | 1.8667 | Residential & Commercial | Ducted CEE Tier 1
216054516 | Central HP <5.4 tons | COLEMAN | HRCU-A-CB (Split System: Heat Pump with Remote Outdoor Unit-Air-Source) | HH824E2S11 | ASPEN |  | D(A,C,E)36A4K+TDR | CP9C060B12MP13 | 22600 | 17 | 9 | 22800 | 18000 | 78.95% | 2 | 0 | 12 |  |  |  | No | R-454B | 1.8833 | Residential & Commercial | Ducted CEE Tier 1
216054533 | Central HP <5.4 tons | COLEMAN | HRCU-A-CB (Split System: Heat Pump with Remote Outdoor Unit-Air-Source) | HH824E2S11 | ASPEN |  | C(A,C,D,E)24D2K+TDR | TM8E040A12MP11 | 19800 | 16 | 9 | 22600 | 17200 | 76.11% | 2 | 0 | 11.2 |  |  |  | No | R-454B | 1.65 | Residential & Commercial | Ducted CEE Tier 1
216054565 | Central HP <5.4 tons | COLEMAN | HRCU-A-CB (Split System: Heat Pump with Remote Outdoor Unit-Air-Source) | HH824E2S11 | ASPEN |  | C(A,C,D,E)24D2K+TDR | TM9E040A10MP12 | 19500 | 16 | 9 | 23000 | 18100 | 78.7% | 2 | 0 | 10 |  |  |  | No | R-454B | 1.625 | Residential & Commercial | Ducted CEE Tier 1
216054583 | Central HP <5.4 tons | COLEMAN | HRCU-A-CB (Split System: Heat Pump with Remote Outdoor Unit-Air-Source) | HH824E2S11 | ASPEN |  | D(A,C,E)24B4K+TDR | TM9V040A10MP12 | 21000 | 17 | 9 | 23000 | 17500 | 76.09% | 2 | 0 | 10.5 |  |  |  | No | R-454B | 1.75 | Residential & Commercial | Ducted CEE Tier 1
216054649 | Central HP <5.4 tons | COLEMAN | HRCU-A-CB (Split System: Heat Pump with Remote Outdoor Unit-Air-Source) | HH824E2S11 | ASPEN |  | C(A,C,D,E)24D2K+TDR | Z8ET060A12LMPS1 | 19500 | 18 | 9 | 23000 | 17700 | 76.96% | 2 | 0 | 11.2 |  |  |  | No | R-454B | 1.625 | Residential & Commercial | Ducted CEE Tier 1
212979410 | Central HP <5.4 tons | TEMPSTAR | HRCU-A-CB (Split System: Heat Pump with Remote Outdoor Unit-Air-Source) | DLCURAH36ABK |  |  | EA*4X48L21A* | *80MS(N,L)0702116A* | 35400 | 16.5 | 8.1 | 37800 | 34600 | 91.53% | 2 | 0 | 10 |  |  |  | No | R-410A | 2.95 | Residential & Commercial | Ducted CEE Tier 1
216054626 | Central HP <5.4 tons | COLEMAN | HRCU-A-CB (Split System: Heat Pump with Remote Outdoor Unit-Air-Source) | HH824E2S11 | ASPEN |  | D(A,C,E)24B3K+TDR | TP9C080B12MP13 | 22000 | 17 | 8.1 | 22600 | 18300 | 80.97% | 2 | 0 | 12 |  |  |  | No | R-454B | 1.8333 | Residential & Commercial | Ducted CEE Tier 1
216054641 | Central HP <5.4 tons | COLEMAN | HRCU-A-CB (Split System: Heat Pump with Remote Outdoor Unit-Air-Source) | HH824E2S11 | ASPEN |  | C(A,C,D,E)24D2K+TDR | Z8ES080B12SMPS1 | 21000 | 17.5 | 8.5 | 22800 | 18500 | 81.14% | 2 | 0 | 11.7 |  |  |  | No | R-454B | 1.75 | Residential & Commercial | Ducted CEE Tier 1
216054674 | Central HP <5.4 tons | COLEMAN | HRCU-A-CB (Split System: Heat Pump with Remote Outdoor Unit-Air-Source) | HH824E2S11 | ASPEN |  | D(A,C,E)24B3K+TDR | Z9ES080B12SMPS1 | 22000 | 17 | 8.1 | 22600 | 18100 | 80.09% | 2 | 0 | 12 |  |  |  | No | R-454B | 1.8333 | Residential & Commercial | Ducted CEE Tier 1
216487997 | Central HP <5.4 tons | CHAMPION HEATING AND COOLING | HRCU-A-CB (Split System: Heat Pump with Remote Outdoor Unit-Air-Source) | HH824E2S11 | ADP |  | A36VBA*+TXV | TM9Y060B12MP11 | 22400 | 17 | 9.15 | 21200 | 18000 | 84.91% | 1.94 | 0 | 11.5 |  |  |  | No | R-454B | 1.8667 | Residential & Commercial | Ducted CEE Tier 1
206417165 | Central HP <5.4 tons | TRANE | HRCU-A-CB (Split System: Heat Pump with Remote Outdoor Unit-Air-Source) | 4TWL9036A1 | ASPEN |  | 4PXFH005AZ3+TDR | *UD2B080ACV3 | 35200 | 17 | 8.5 | 33600 | 24400 | 72.62% | 2.71 | 11.5 | 11 |  |  |  | No | R-410A | 2.9333 | Residential & Commercial | Ducted CEE Tier 1
215565302 | Central HP <5.4 tons | COLEMAN | HRCU-A-CB (Split System: Heat Pump with Remote Outdoor Unit-Air-Source) | HH824E2S11 | ASPEN |  | D(A,C,E)37E2J+TDR | TM8Y080B12MP11 | 22200 | 17 | 9 | 23000 | 18300 | 79.57% | 2 | 0 | 12 |  |  |  | No | R-454B | 1.85 | Residential & Commercial | Ducted CEE Tier 1
214802748 | Central HP <5.4 tons | RHEEM | HRCU-A-CB (Split System: Heat Pump with Remote Outdoor Unit-Air-Source) | RP15AZ30AJ2N | ASPEN |  | D(A,C,E)36A34+TDR | R801V0503A14UH | 27400 | 15.4 | 8.1 | 28400 | 20000 | 70.42% | 2.63 | 0 | 11.7 |  |  |  | No | R-410A | 2.2833 | Residential & Commercial | Ducted CEE Tier 1
214442003 | Central HP <5.4 tons | BRYANT HEATING AND COOLING SYSTEMS | HRCU-A-CB (Split System: Heat Pump with Remote Outdoor Unit-Air-Source) | 288BNV037*0**A* | ADP |  | V,C36H175P459 | 88*TB36045C17*** | 32600 | 17 | 8.5 | 31600 | 25200 | 79.75% | 1.96 | 0 | 11 |  |  |  | No | R-410A | 2.7167 | Residential & Commercial | Ducted CEE Tier 1
214442005 | Central HP <5.4 tons | BRYANT HEATING AND COOLING SYSTEMS | HRCU-A-CB (Split System: Heat Pump with Remote Outdoor Unit-Air-Source) | 288BNV037*0**A* | ADP |  | V,C36H175P159 | 88*TB48070C17*** | 31000 | 17 | 8.5 | 30600 | 24600 | 80.39% | 1.98 | 0 | 11 |  |  |  | No | R-410A | 2.5833 | Residential & Commercial | Ducted CEE Tier 1
214802729 | Central HP <5.4 tons | RHEEM | HRCU-A-CB (Split System: Heat Pump with Remote Outdoor Unit-Air-Source) | RP15AZ24AJ2N | ASPEN |  | D(A,C,E)24A34+TDR | R801V1004A17UHN | 22000 | 16.3 | 8.1 | 22800 | 16200 | 71.05% | 2.96 | 0 | 11.8 |  |  |  | No | R-410A | 1.8333 | Residential & Commercial | Ducted CEE Tier 1
215933297 | Central HP <5.4 tons | AIRQUEST | HRCU-A-CB (Split System: Heat Pump with Remote Outdoor Unit-Air-Source) | H5H3V36*K*AAA* |  |  | ESH5X42M12A*+WALLCON | *80CTL0451712B* | 33200 | 18.5 | 9 | 35600 | 27400 | 76.97% | 1.9 | 0 | 10.5 |  |  |  | No | R-454B | 2.7667 | Residential & Commercial | Ducted CEE Tier 1
215933867 | Central HP <5.4 tons | AIRQUEST | HRCU-A-CB (Split System: Heat Pump with Remote Outdoor Unit-Air-Source) | H5H3V36*K*AAA* |  |  | ESH5X60M12A*+WALLCON | *97CMN0602120B* | 34000 | 19 | 9 | 34800 | 26400 | 75.86% | 1.92 | 0 | 11.5 |  |  |  | No | R-454B | 2.8333 | Residential & Commercial | Ducted CEE Tier 1
215933537 | Central HP <5.4 tons | AIRQUEST | HRCU-A-CB (Split System: Heat Pump with Remote Outdoor Unit-Air-Source) | H5H3V36*K*AAA* |  |  | ESH5X48M12A*+WALLCON | *80CTL0451712B* | 33400 | 18.5 | 9 | 35600 | 27400 | 76.97% | 1.9 | 0 | 10.5 |  |  |  | No | R-454B | 2.7833 | Residential & Commercial | Ducted CEE Tier 1
215933667 | Central HP <5.4 tons | AIRQUEST | HRCU-A-CB (Split System: Heat Pump with Remote Outdoor Unit-Air-Source) | H5H3V36*K*AAA* |  |  | ESH5X48M12A*+WALLCON | *97CMN0802120B* | 33800 | 19.5 | 9 | 34800 | 26600 | 76.44% | 1.94 | 0 | 11.5 |  |  |  | No | R-454B | 2.8167 | Residential & Commercial | Ducted CEE Tier 1
215933767 | Central HP <5.4 tons | AIRQUEST | HRCU-A-CB (Split System: Heat Pump with Remote Outdoor Unit-Air-Source) | H5H3V36*K*AAA* |  |  | ESH5X60M12A*+WALLCON | *80CTL0701716B* | 34000 | 19.5 | 9 | 34600 | 26400 | 76.3% | 1.94 | 0 | 11.5 |  |  |  | No | R-454B | 2.8333 | Residential & Commercial | Ducted CEE Tier 1
216054524 | Central HP <5.4 tons | COLEMAN | HRCU-A-CB (Split System: Heat Pump with Remote Outdoor Unit-Air-Source) | HH824E2S11 | ASPEN |  | D(A,C,E)36A4K+TDR | CPLC080B12MP13 | 22600 | 17 | 9 | 22600 | 17700 | 78.32% | 2 | 0 | 12 |  |  |  | No | R-454B | 1.8833 | Residential & Commercial | Ducted CEE Tier 1
216054527 | Central HP <5.4 tons | COLEMAN | HRCU-A-CB (Split System: Heat Pump with Remote Outdoor Unit-Air-Source) | HH824E2S11 | ASPEN |  | D(A,C,E)24B4K+TDR | TL8E060A12UH11 | 21000 | 18 | 9 | 23000 | 17900 | 77.83% | 2 | 0 | 11.2 |  |  |  | No | R-454B | 1.75 | Residential & Commercial | Ducted CEE Tier 1
216054543 | Central HP <5.4 tons | COLEMAN | HRCU-A-CB (Split System: Heat Pump with Remote Outdoor Unit-Air-Source) | HH824E2S11 | ASPEN |  | D(A,C,E)24B4K+TDR | TM8E080B12MP11 | 22600 | 17 | 8.5 | 22800 | 18000 | 78.95% | 2 | 0 | 12 |  |  |  | No | R-454B | 1.8833 | Residential & Commercial | Ducted CEE Tier 1
216054557 | Central HP <5.4 tons | COLEMAN | HRCU-A-CB (Split System: Heat Pump with Remote Outdoor Unit-Air-Source) | HH824E2S11 | ASPEN |  | C(A,C,D,E)24D2K+TDR | TM8Y080B12MP11 | 21000 | 17 | 8.5 | 22800 | 18300 | 80.26% | 2 | 0 | 11.7 |  |  |  | No | R-454B | 1.75 | Residential & Commercial | Ducted CEE Tier 1
216054648 | Central HP <5.4 tons | COLEMAN | HRCU-A-CB (Split System: Heat Pump with Remote Outdoor Unit-Air-Source) | HH824E2S11 | ASPEN |  | D(A,C,E)36A4K+TDR | Z8ES100B12SMPS1 | 21000 | 19 | 9.5 | 22800 | 18000 | 78.95% | 2 | 0 | 11.2 |  |  |  | No | R-454B | 1.75 | Residential & Commercial | Ducted CEE Tier 1
216054655 | Central HP <5.4 tons | COLEMAN | HRCU-A-CB (Split System: Heat Pump with Remote Outdoor Unit-Air-Source) | HH824E2S11 | ASPEN |  | D(A,C,E)24B4K+TDR | Z8ET080B12LMPS1 | 22600 | 18 | 8.5 | 22800 | 18500 | 81.14% | 2 | 0 | 12 |  |  |  | No | R-454B | 1.8833 | Residential & Commercial | Ducted CEE Tier 1
216488007 | Central HP <5.4 tons | CHAMPION HEATING AND COOLING | HRCU-A-CB (Split System: Heat Pump with Remote Outdoor Unit-Air-Source) | HH824E2S11 | ADP |  | A36VBA*+TXV | Z8ET060A12LMPS1 | 22400 | 18 | 9.15 | 21200 | 18100 | 85.38% | 1.94 | 0 | 11.5 |  |  |  | No | R-454B | 1.8667 | Residential & Commercial | Ducted CEE Tier 1
216055441 | Central HP <5.4 tons | CHAMPION HEATING AND COOLING | HRCU-A-CB (Split System: Heat Pump with Remote Outdoor Unit-Air-Source) | HH824E2S11 | ASPEN |  | D(A,C,E)24B3K+TDR | TM8E060A12MP11 | 20400 | 17.5 | 8.5 | 22800 | 17900 | 78.51% | 2 | 0 | 11.2 |  |  |  | No | R-454B | 1.7 | Residential & Commercial | Ducted CEE Tier 1
216055457 | Central HP <5.4 tons | CHAMPION HEATING AND COOLING | HRCU-A-CB (Split System: Heat Pump with Remote Outdoor Unit-Air-Source) | HH824E2S11 | ASPEN |  | C(A,C,D,E)24A3K+TDR | TM8V080B12MP12 | 21600 | 17 | 8.1 | 22600 | 17700 | 78.32% | 2 | 0 | 11.7 |  |  |  | No | R-454B | 1.8 | Residential & Commercial | Ducted CEE Tier 1
216055480 | Central HP <5.4 tons | CHAMPION HEATING AND COOLING | HRCU-A-CB (Split System: Heat Pump with Remote Outdoor Unit-Air-Source) | HH824E2S11 | ASPEN |  | D(A,C,E)36A4K+TDR | TM9E026A08MP12 | 21200 | 17 | 8.5 | 23000 | 17600 | 76.52% | 2 | 0 | 10.5 |  |  |  | No | R-454B | 1.7667 | Residential & Commercial | Ducted CEE Tier 1
216055491 | Central HP <5.4 tons | CHAMPION HEATING AND COOLING | HRCU-A-CB (Split System: Heat Pump with Remote Outdoor Unit-Air-Source) | HH824E2S11 | ASPEN |  | D(A,C,E)36A3K+TDR | TM9E060A10MP12 | 20600 | 16.5 | 8.5 | 22600 | 18100 | 80.09% | 2 | 0 | 10.5 |  |  |  | No | R-454B | 1.7167 | Residential & Commercial | Ducted CEE Tier 1
216055479 | Central HP <5.4 tons | CHAMPION HEATING AND COOLING | HRCU-A-CB (Split System: Heat Pump with Remote Outdoor Unit-Air-Source) | HH824E2S11 | ASPEN |  | D(A,C,E)36A3K+TDR | TM9E026A08MP12 | 20800 | 16.5 | 8.5 | 22800 | 17600 | 77.19% | 2 | 0 | 10.5 |  |  |  | No | R-454B | 1.7333 | Residential & Commercial | Ducted CEE Tier 1
216055493 | Central HP <5.4 tons | CHAMPION HEATING AND COOLING | HRCU-A-CB (Split System: Heat Pump with Remote Outdoor Unit-Air-Source) | HH824E2S11 | ASPEN |  | C(A,C,D,E)24A3K+TDR | TM9E060B12MP12 | 21600 | 17 | 8.1 | 22600 | 18300 | 80.97% | 2 | 0 | 11 |  |  |  | No | R-454B | 1.8 | Residential & Commercial | Ducted CEE Tier 1
216055494 | Central HP <5.4 tons | CHAMPION HEATING AND COOLING | HRCU-A-CB (Split System: Heat Pump with Remote Outdoor Unit-Air-Source) | HH824E2S11 | ASPEN |  | C(A,C,D,E)24D2K+TDR | TM9E060B12MP12 | 21000 | 17 | 8.5 | 22800 | 18300 | 80.26% | 2 | 0 | 11.2 |  |  |  | No | R-454B | 1.75 | Residential & Commercial | Ducted CEE Tier 1
216055496 | Central HP <5.4 tons | CHAMPION HEATING AND COOLING | HRCU-A-CB (Split System: Heat Pump with Remote Outdoor Unit-Air-Source) | HH824E2S11 | ASPEN |  | D(A,C,E)24B4K+TDR | TM9E060B12MP12 | 22600 | 17 | 8.5 | 22800 | 18300 | 80.26% | 2 | 0 | 11.7 |  |  |  | No | R-454B | 1.8833 | Residential & Commercial | Ducted CEE Tier 1
216055426 | Central HP <5.4 tons | CHAMPION HEATING AND COOLING | HRCU-A-CB (Split System: Heat Pump with Remote Outdoor Unit-Air-Source) | HH824E2S11 | ASPEN |  | D(A,C,E)36A4K+TDR | TL8E060A12UH11 | 21000 | 17.5 | 9 | 22800 | 17900 | 78.51% | 2 | 0 | 11.2 |  |  |  | No | R-454B | 1.75 | Residential & Commercial | Ducted CEE Tier 1
216055444 | Central HP <5.4 tons | CHAMPION HEATING AND COOLING | HRCU-A-CB (Split System: Heat Pump with Remote Outdoor Unit-Air-Source) | HH824E2S11 | ASPEN |  | D(A,C,E)36A4K+TDR | TM8E060A12MP11 | 21000 | 17.5 | 9 | 23000 | 17900 | 77.83% | 2 | 0 | 11.2 |  |  |  | No | R-454B | 1.75 | Residential & Commercial | Ducted CEE Tier 1
216055445 | Central HP <5.4 tons | CHAMPION HEATING AND COOLING | HRCU-A-CB (Split System: Heat Pump with Remote Outdoor Unit-Air-Source) | HH824E2S11 | ASPEN |  | C(A,C,D,E)24A3K+TDR | TM8E080B12MP11 | 21600 | 17 | 8.1 | 22600 | 18000 | 79.65% | 2 | 0 | 12 |  |  |  | No | R-454B | 1.8 | Residential & Commercial | Ducted CEE Tier 1
216055530 | Central HP <5.4 tons | CHAMPION HEATING AND COOLING | HRCU-A-CB (Split System: Heat Pump with Remote Outdoor Unit-Air-Source) | HH824E2S11 | ASPEN |  | C(A,C,D,E)24D2K+TDR | TM9Y060B12MP11 | 21000 | 17 | 8.5 | 22800 | 18400 | 80.7% | 2 | 0 | 11.2 |  |  |  | No | R-454B | 1.75 | Residential & Commercial | Ducted CEE Tier 1
216055539 | Central HP <5.4 tons | CHAMPION HEATING AND COOLING | HRCU-A-CB (Split System: Heat Pump with Remote Outdoor Unit-Air-Source) | HH824E2S11 | ASPEN |  | D(A,C,E)36A3K+TDR | TM9Y080B12MP11 | 22200 | 17 | 8.1 | 22600 | 18500 | 81.86% | 2 | 0 | 11.7 |  |  |  | No | R-454B | 1.85 | Residential & Commercial | Ducted CEE Tier 1
216055548 | Central HP <5.4 tons | CHAMPION HEATING AND COOLING | HRCU-A-CB (Split System: Heat Pump with Remote Outdoor Unit-Air-Source) | HH824E2S11 | ASPEN |  | C(A,C,D,E)24D2K+TDR | TMLE060A12MP11 | 19500 | 17 | 9 | 23000 | 17900 | 77.83% | 2 | 0 | 11 |  |  |  | No | R-454B | 1.625 | Residential & Commercial | Ducted CEE Tier 1
216055555 | Central HP <5.4 tons | CHAMPION HEATING AND COOLING | HRCU-A-CB (Split System: Heat Pump with Remote Outdoor Unit-Air-Source) | HH824E2S11 | ASPEN |  | D(A,C,E)24B3K+TDR | TMLE080B12MP11 | 22000 | 17 | 8.1 | 22600 | 18000 | 79.65% | 2 | 0 | 12 |  |  |  | No | R-454B | 1.8333 | Residential & Commercial | Ducted CEE Tier 1
215565265 | Central HP <5.4 tons | COLEMAN | HRCU-A-CB (Split System: Heat Pump with Remote Outdoor Unit-Air-Source) | HH824E2S11 | ASPEN |  | D(A,C,E)36A4J+TDR | TPLC080B12MP13 | 22600 | 17 | 8.5 | 22600 | 17700 | 78.32% | 2 | 0 | 12 |  |  |  | No | R-454B | 1.8833 | Residential & Commercial | Ducted CEE Tier 1
215565272 | Central HP <5.4 tons | COLEMAN | HRCU-A-CB (Split System: Heat Pump with Remote Outdoor Unit-Air-Source) | HH824E2S11 | ASPEN |  | D(A,C,E)36A4J+TDR | Z9ES060B12SMPS1 | 22600 | 17 | 8.5 | 22800 | 18600 | 81.58% | 2 | 0 | 11.7 |  |  |  | No | R-454B | 1.8833 | Residential & Commercial | Ducted CEE Tier 1
215565297 | Central HP <5.4 tons | COLEMAN | HRCU-A-CB (Split System: Heat Pump with Remote Outdoor Unit-Air-Source) | HH824E2S11 | ASPEN |  | D(A,C,E)37E2J+TDR | TM8E040A12MP11 | 21000 | 16.5 | 9 | 22600 | 17200 | 76.11% | 2 | 0 | 11.7 |  |  |  | No | R-454B | 1.75 | Residential & Commercial | Ducted CEE Tier 1
215565304 | Central HP <5.4 tons | COLEMAN | HRCU-A-CB (Split System: Heat Pump with Remote Outdoor Unit-Air-Source) | HH824E2S11 | ASPEN |  | D(A,C,E)37E2J+TDR | TM9E080B12MP12 | 22200 | 17 | 9 | 22800 | 18700 | 82.02% | 2 | 0 | 11.7 |  |  |  | No | R-454B | 1.85 | Residential & Commercial | Ducted CEE Tier 1
215932467 | Central HP <5.4 tons | AIRQUEST | HRCU-A-CB (Split System: Heat Pump with Remote Outdoor Unit-Air-Source) | H5H3V36*K*AAA* |  |  | EA*5X48M21A*+WALLCON | *97CMN0601714B* | 33000 | 19.5 | 9.5 | 34000 | 26000 | 76.47% | 2.04 | 0 | 11 |  |  |  | No | R-454B | 2.75 | Residential & Commercial | Ducted CEE Tier 1
215932917 | Central HP <5.4 tons | AIRQUEST | HRCU-A-CB (Split System: Heat Pump with Remote Outdoor Unit-Air-Source) | H5H3V36*K*AAA* |  |  | EA*5X61M24A*+WALLCON | *97CMN0802120B* | 34400 | 20.5 | 9.5 | 34400 | 26000 | 75.58% | 2.06 | 0 | 12 |  |  |  | No | R-454B | 2.8667 | Residential & Commercial | Ducted CEE Tier 1
215934657 | Central HP <5.4 tons | AIRQUEST | HRCU-A-CB (Split System: Heat Pump with Remote Outdoor Unit-Air-Source) | H5H3V36*K*AAA* |  |  | EVM5X30M17A*+WALLCON | *96CTN0601714B* | 34000 | 20 | 8.1 | 38000 | 27200 | 71.58% | 2 | 0 | 11 |  |  |  | No | R-454B | 2.8333 | Residential & Commercial | Ducted CEE Tier 1
215934707 | Central HP <5.4 tons | AIRQUEST | HRCU-A-CB (Split System: Heat Pump with Remote Outdoor Unit-Air-Source) | H5H3V36*K*AAA* |  |  | EVM5X32M17A*+WALLCON | *96CTN0601714B* | 35200 | 21 | 8.5 | 38000 | 28000 | 73.68% | 2.06 | 0 | 11.7 |  |  |  | No | R-454B | 2.9333 | Residential & Commercial | Ducted CEE Tier 1
215934727 | Central HP <5.4 tons | AIRQUEST | HRCU-A-CB (Split System: Heat Pump with Remote Outdoor Unit-Air-Source) | H5H3V36*K*AAA* |  |  | EVM5X36M17A*+WALLCON | *96CTN0601714B* | 34000 | 20 | 8.1 | 38000 | 27200 | 71.58% | 2 | 0 | 11 |  |  |  | No | R-454B | 2.8333 | Residential & Commercial | Ducted CEE Tier 1
212625261 | Central HP <5.4 tons | COLEMAN | HRCU-A-CB (Split System: Heat Pump with Remote Outdoor Unit-Air-Source) | HMH72B341 | ASPEN |  | D(A,C,E)36B44+TDR | TL8E100C20UH11 | 33000 | 17.5 | 8.5 | 34000 | 27400 | 80.59% | 2.69 | 0 | 10 |  |  |  | No | R-410A | 2.75 | Residential & Commercial | Ducted CEE Tier 1
215565313 | Central HP <5.4 tons | COLEMAN | HRCU-A-CB (Split System: Heat Pump with Remote Outdoor Unit-Air-Source) | HH824E2S11 | ASPEN |  | D(A,C,E)37E2J+TDR | TP9C060B12MP13 | 22400 | 17 | 9 | 23000 | 18000 | 78.26% | 2 | 0 | 12 |  |  |  | No | R-454B | 1.8667 | Residential & Commercial | Ducted CEE Tier 1
215565315 | Central HP <5.4 tons | COLEMAN | HRCU-A-CB (Split System: Heat Pump with Remote Outdoor Unit-Air-Source) | HH824E2S11 | ASPEN |  | D(A,C,E)37E2J+TDR | TPLC080B12MP13 | 22400 | 17 | 9 | 23000 | 17700 | 76.96% | 2 | 0 | 12 |  |  |  | No | R-454B | 1.8667 | Residential & Commercial | Ducted CEE Tier 1
216054638 | Central HP <5.4 tons | COLEMAN | HRCU-A-CB (Split System: Heat Pump with Remote Outdoor Unit-Air-Source) | HH824E2S11 | ASPEN |  | D(A,C,E)24B3K+TDR | Z8ES060A12SMPS1 | 20600 | 17.5 | 8.5 | 22400 | 17300 | 77.23% | 2 | 0 | 11.2 |  |  |  | No | R-454B | 1.7167 | Residential & Commercial | Ducted CEE Tier 1
216054672 | Central HP <5.4 tons | COLEMAN | HRCU-A-CB (Split System: Heat Pump with Remote Outdoor Unit-Air-Source) | HH824E2S11 | ASPEN |  | D(A,C,E)36A4K+TDR | Z9ES060B12SMPS1 | 22600 | 17 | 8.5 | 22800 | 18600 | 81.58% | 2 | 0 | 11.7 |  |  |  | No | R-454B | 1.8833 | Residential & Commercial | Ducted CEE Tier 1
215438166 | Central HP <5.4 tons | CHAMPION HEATING AND COOLING | HRCU-A-CB (Split System: Heat Pump with Remote Outdoor Unit-Air-Source) | HH824E2S11 | ADP |  | FE*G32*25+TXV |  | 24000 | 19 | 9.4 | 22400 | 16600 | 74.11% | 2.08 | 0 | 12 |  |  |  | No | R-454B | 2 | Residential & Commercial | Ducted CEE Tier 1
216487990 | Central HP <5.4 tons | CHAMPION HEATING AND COOLING | HRCU-A-CB (Split System: Heat Pump with Remote Outdoor Unit-Air-Source) | HH824E2S11 | ADP |  | A36VBA*+TXV | TM9V060B12MP12 | 22400 | 17 | 9.15 | 21200 | 18400 | 86.79% | 1.94 | 0 | 11.5 |  |  |  | No | R-454B | 1.8667 | Residential & Commercial | Ducted CEE Tier 1
216055542 | Central HP <5.4 tons | CHAMPION HEATING AND COOLING | HRCU-A-CB (Split System: Heat Pump with Remote Outdoor Unit-Air-Source) | HH824E2S11 | ASPEN |  | C(A,C,D,E)24D2K+TDR | TMLE040A12MP11 | 19800 | 16 | 9 | 22600 | 17200 | 76.11% | 2 | 0 | 11.2 |  |  |  | No | R-454B | 1.65 | Residential & Commercial | Ducted CEE Tier 1
216055547 | Central HP <5.4 tons | CHAMPION HEATING AND COOLING | HRCU-A-CB (Split System: Heat Pump with Remote Outdoor Unit-Air-Source) | HH824E2S11 | ASPEN |  | C(A,C,D,E)24A3K+TDR | TMLE060A12MP11 | 20200 | 17.5 | 8.5 | 22600 | 17900 | 79.2% | 2 | 0 | 11.2 |  |  |  | No | R-454B | 1.6833 | Residential & Commercial | Ducted CEE Tier 1
215933127 | Central HP <5.4 tons | AIRQUEST | HRCU-A-CB (Split System: Heat Pump with Remote Outdoor Unit-Air-Source) | H5H3V36*K*AAA* |  |  | ESH5X36M12A*+WALLCON | *80CTL1352422B* | 33400 | 19 | 9 | 34800 | 26600 | 76.44% | 1.92 | 0 | 11.5 |  |  |  | No | R-454B | 2.7833 | Residential & Commercial | Ducted CEE Tier 1
216055549 | Central HP <5.4 tons | CHAMPION HEATING AND COOLING | HRCU-A-CB (Split System: Heat Pump with Remote Outdoor Unit-Air-Source) | HH824E2S11 | ASPEN |  | D(A,C,E)24B3K+TDR | TMLE060A12MP11 | 20400 | 17.5 | 8.5 | 22800 | 17900 | 78.51% | 2 | 0 | 11.2 |  |  |  | No | R-454B | 1.7 | Residential & Commercial | Ducted CEE Tier 1
216055572 | Central HP <5.4 tons | CHAMPION HEATING AND COOLING | HRCU-A-CB (Split System: Heat Pump with Remote Outdoor Unit-Air-Source) | HH824E2S11 | ASPEN |  | C(A,C,D,E)24D2K+TDR | TP9C080B12MP13 | 21000 | 17 | 8.5 | 22800 | 18300 | 80.26% | 2 | 0 | 11.7 |  |  |  | No | R-454B | 1.75 | Residential & Commercial | Ducted CEE Tier 1
216054633 | Central HP <5.4 tons | COLEMAN | HRCU-A-CB (Split System: Heat Pump with Remote Outdoor Unit-Air-Source) | HH824E2S11 | ASPEN |  | C(A,C,D,E)24D2K+TDR | Z8ES040A12SMPS1 | 19500 | 17 | 9.5 | 22800 | 18100 | 79.39% | 2 | 0 | 11 |  |  |  | No | R-454B | 1.625 | Residential & Commercial | Ducted CEE Tier 1
216054650 | Central HP <5.4 tons | COLEMAN | HRCU-A-CB (Split System: Heat Pump with Remote Outdoor Unit-Air-Source) | HH824E2S11 | ASPEN |  | D(A,C,E)24B3K+TDR | Z8ET060A12LMPS1 | 20400 | 18.7 | 8.5 | 22800 | 17700 | 77.63% | 2 | 0 | 11 |  |  |  | No | R-454B | 1.7 | Residential & Commercial | Ducted CEE Tier 1
216054669 | Central HP <5.4 tons | COLEMAN | HRCU-A-CB (Split System: Heat Pump with Remote Outdoor Unit-Air-Source) | HH824E2S11 | ASPEN |  | C(A,C,D,E)24D2K+TDR | Z9ES060B12SMPS1 | 21000 | 17 | 8.5 | 22800 | 18600 | 81.58% | 2 | 0 | 11.2 |  |  |  | No | R-454B | 1.75 | Residential & Commercial | Ducted CEE Tier 1
216488003 | Central HP <5.4 tons | CHAMPION HEATING AND COOLING | HRCU-A-CB (Split System: Heat Pump with Remote Outdoor Unit-Air-Source) | HH824E2S11 | ADP |  | A36VBA*+TXV | Z8ES080B12SMPS1 | 23000 | 18 | 9.5 | 21400 | 18700 | 87.38% | 2 | 0 | 12 |  |  |  | No | R-454B | 1.9167 | Residential & Commercial | Ducted CEE Tier 1
216055437 | Central HP <5.4 tons | CHAMPION HEATING AND COOLING | HRCU-A-CB (Split System: Heat Pump with Remote Outdoor Unit-Air-Source) | HH824E2S11 | ASPEN |  | D(A,C,E)36A3K+TDR | TM8E040A12MP11 | 20800 | 16.5 | 8.5 | 22400 | 17200 | 76.79% | 2 | 0 | 11.7 |  |  |  | No | R-454B | 1.7333 | Residential & Commercial | Ducted CEE Tier 1
216055452 | Central HP <5.4 tons | CHAMPION HEATING AND COOLING | HRCU-A-CB (Split System: Heat Pump with Remote Outdoor Unit-Air-Source) | HH824E2S11 | ASPEN |  | C(A,C,D,E)24D2K+TDR | TM8E100B12MP11 | 21000 | 17 | 8.5 | 22800 | 18000 | 78.95% | 2 | 0 | 11.7 |  |  |  | No | R-454B | 1.75 | Residential & Commercial | Ducted CEE Tier 1
215565329 | Central HP <5.4 tons | COLEMAN | HRCU-A-CB (Split System: Heat Pump with Remote Outdoor Unit-Air-Source) | HH860E2S11 | ASPEN |  | D(A,C,E)61A3J+TDR | TL8E100C20UH11 | 42000 | 18 | 8.5 | 45000 | 34000 | 75.56% | 2 | 0 | 11.5 |  |  |  | No | R-454B | 3.5 | Residential & Commercial | Ducted CEE Tier 1
214779385 | Central HP <5.4 tons | TEMPSTAR | HRCU-A-C (Split System: Heat Pump with Remote Outdoor Unit with No Indoor Fan --Air Source) | DLCURAH30ABK | ASPEN |  | D(A,C,E)30B34+TDR |  | 27800 | 15.3 | 9.3 | 32600 | 27000 | 82.82% | 1.85 | 0 | 10.2 |  |  |  | No | R-410A | 2.3167 | Residential & Commercial | Ducted CEE Tier 1
215438164 | Central HP <5.4 tons | CHAMPION HEATING AND COOLING | HRCU-A-CB (Split System: Heat Pump with Remote Outdoor Unit-Air-Source) | HH860E2S11 | ADP |  | FE*TT9*60+TXV |  | 54000 | 19 | 9 | 52000 | 38000 | 73.08% | 2 | 0 | 11.7 |  |  |  | No | R-454B | 4.5 | Residential & Commercial | Ducted CEE Tier 1
216488083 | Central HP <5.4 tons | CHAMPION HEATING AND COOLING | HRCU-A-CB (Split System: Heat Pump with Remote Outdoor Unit-Air-Source) | HH860E2S11 | ADP |  | A60VGA*+TXV | Z8ES100C16SMPS1 | 44000 | 18 | 9 | 42000 | 32800 | 78.1% | 2 | 0 | 12 |  |  |  | No | R-454B | 3.6667 | Residential & Commercial | Ducted CEE Tier 1
216055468 | Central HP <5.4 tons | CHAMPION HEATING AND COOLING | HRCU-A-CB (Split System: Heat Pump with Remote Outdoor Unit-Air-Source) | HH824E2S11 | ASPEN |  | D(A,C,E)36A4K+TDR | TM8Y060A12MP11 | 21000 | 17.5 | 9 | 22800 | 18400 | 80.7% | 2 | 0 | 10.5 |  |  |  | No | R-454B | 1.75 | Residential & Commercial | Ducted CEE Tier 1
216055484 | Central HP <5.4 tons | CHAMPION HEATING AND COOLING | HRCU-A-CB (Split System: Heat Pump with Remote Outdoor Unit-Air-Source) | HH824E2S11 | ASPEN |  | D(A,C,E)24B4K+TDR | TM9E040A10MP12 | 21000 | 17 | 9 | 23000 | 18100 | 78.7% | 2 | 0 | 10.5 |  |  |  | No | R-454B | 1.75 | Residential & Commercial | Ducted CEE Tier 1
216055501 | Central HP <5.4 tons | CHAMPION HEATING AND COOLING | HRCU-A-CB (Split System: Heat Pump with Remote Outdoor Unit-Air-Source) | HH824E2S11 | ASPEN |  | D(A,C,E)24B3K+TDR | TM9E080B12MP12 | 22000 | 17 | 8.5 | 22400 | 18700 | 83.48% | 2 | 0 | 11.7 |  |  |  | No | R-454B | 1.8333 | Residential & Commercial | Ducted CEE Tier 1
216055520 | Central HP <5.4 tons | CHAMPION HEATING AND COOLING | HRCU-A-CB (Split System: Heat Pump with Remote Outdoor Unit-Air-Source) | HH824E2S11 | ASPEN |  | D(A,C,E)24B4K+TDR | TM9V080B12MP12 | 22600 | 17 | 8.5 | 22800 | 18300 | 80.26% | 2 | 0 | 12 |  |  |  | No | R-454B | 1.8833 | Residential & Commercial | Ducted CEE Tier 1
216055535 | Central HP <5.4 tons | CHAMPION HEATING AND COOLING | HRCU-A-CB (Split System: Heat Pump with Remote Outdoor Unit-Air-Source) | HH824E2S11 | ASPEN |  | C(A,C,D,E)24A3K+TDR | TM9Y080B12MP11 | 21600 | 17 | 8.1 | 22400 | 18500 | 82.59% | 2 | 0 | 11.7 |  |  |  | No | R-454B | 1.8 | Residential & Commercial | Ducted CEE Tier 1
216055551 | Central HP <5.4 tons | CHAMPION HEATING AND COOLING | HRCU-A-CB (Split System: Heat Pump with Remote Outdoor Unit-Air-Source) | HH824E2S11 | ASPEN |  | D(A,C,E)36A3K+TDR | TMLE060A12MP11 | 20800 | 17.5 | 8.5 | 22800 | 17900 | 78.51% | 2 | 0 | 11.2 |  |  |  | No | R-454B | 1.7333 | Residential & Commercial | Ducted CEE Tier 1
216055588 | Central HP <5.4 tons | CHAMPION HEATING AND COOLING | HRCU-A-CB (Split System: Heat Pump with Remote Outdoor Unit-Air-Source) | HH824E2S11 | ASPEN |  | D(A,C,E)36A4K+TDR | Z8ES040A12SMPS1 | 21000 | 17.5 | 9.5 | 22800 | 18100 | 79.39% | 2 | 0 | 11.2 |  |  |  | No | R-454B | 1.75 | Residential & Commercial | Ducted CEE Tier 1
215933277 | Central HP <5.4 tons | AIRQUEST | HRCU-A-CB (Split System: Heat Pump with Remote Outdoor Unit-Air-Source) | H5H3V36*K*AAA* |  |  | ESH5X42M12A*+WALLCON | *80CSU0601716A* | 33400 | 19.5 | 9 | 34800 | 26600 | 76.44% | 1.94 | 0 | 11 |  |  |  | No | R-454B | 2.7833 | Residential & Commercial | Ducted CEE Tier 1
215933577 | Central HP <5.4 tons | AIRQUEST | HRCU-A-CB (Split System: Heat Pump with Remote Outdoor Unit-Air-Source) | H5H3V36*K*AAA* |  |  | ESH5X48M12A*+WALLCON | *80CTL0901716B* | 33600 | 19.5 | 9 | 34800 | 26600 | 76.44% | 1.94 | 0 | 11.5 |  |  |  | No | R-454B | 2.8 | Residential & Commercial | Ducted CEE Tier 1
215933397 | Central HP <5.4 tons | AIRQUEST | HRCU-A-CB (Split System: Heat Pump with Remote Outdoor Unit-Air-Source) | H5H3V36*K*AAA* |  |  | ESH5X42M12A*+WALLCON | *97CMN0601714B* | 33200 | 18.5 | 9 | 34200 | 26200 | 76.61% | 1.94 | 0 | 10.5 |  |  |  | No | R-454B | 2.7667 | Residential & Commercial | Ducted CEE Tier 1
215933597 | Central HP <5.4 tons | AIRQUEST | HRCU-A-CB (Split System: Heat Pump with Remote Outdoor Unit-Air-Source) | H5H3V36*K*AAA* |  |  | ESH5X48M12A*+WALLCON | *80CTL1352422B* | 33800 | 19.5 | 9 | 34600 | 26400 | 76.3% | 1.94 | 0 | 11.7 |  |  |  | No | R-454B | 2.8167 | Residential & Commercial | Ducted CEE Tier 1
215933647 | Central HP <5.4 tons | AIRQUEST | HRCU-A-CB (Split System: Heat Pump with Remote Outdoor Unit-Air-Source) | H5H3V36*K*AAA* |  |  | ESH5X48M12A*+WALLCON | *97CMN0602120B* | 33600 | 19 | 9 | 35200 | 27000 | 76.7% | 1.92 | 0 | 11 |  |  |  | No | R-454B | 2.8 | Residential & Commercial | Ducted CEE Tier 1
216055601 | Central HP <5.4 tons | CHAMPION HEATING AND COOLING | HRCU-A-CB (Split System: Heat Pump with Remote Outdoor Unit-Air-Source) | HH824E2S11 | ASPEN |  | C(A,C,D,E)24A3K+TDR | Z8ES100B12SMPS1 | 20000 | 18.5 | 9 | 22600 | 18000 | 79.65% | 2 | 0 | 11.2 |  |  |  | No | R-454B | 1.6667 | Residential & Commercial | Ducted CEE Tier 1
216055604 | Central HP <5.4 tons | CHAMPION HEATING AND COOLING | HRCU-A-CB (Split System: Heat Pump with Remote Outdoor Unit-Air-Source) | HH824E2S11 | ASPEN |  | D(A,C,E)24B4K+TDR | Z8ES100B12SMPS1 | 21000 | 19 | 9.5 | 22800 | 18000 | 78.95% | 2 | 0 | 11.2 |  |  |  | No | R-454B | 1.75 | Residential & Commercial | Ducted CEE Tier 1
216055637 | Central HP <5.4 tons | CHAMPION HEATING AND COOLING | HRCU-A-CB (Split System: Heat Pump with Remote Outdoor Unit-Air-Source) | HH824E2S11 | ASPEN |  | C(A,C,D,E)24A3K+TDR | Z9ES060B12SMPS1 | 21600 | 17 | 8.1 | 22400 | 18600 | 83.04% | 2 | 0 | 11.7 |  |  |  | No | R-454B | 1.8 | Residential & Commercial | Ducted CEE Tier 1
216056188 | Central HP <5.4 tons | YORK | HRCU-A-CB (Split System: Heat Pump with Remote Outdoor Unit-Air-Source) | HH824E2S11 | ASPEN |  | C(A,C,D,E)24D2K+TDR | TM9E040A10MP12 | 19500 | 16 | 9 | 23000 | 18100 | 78.7% | 2 | 0 | 10 |  |  |  | No | R-454B | 1.625 | Residential & Commercial | Ducted CEE Tier 1
216055597 | Central HP <5.4 tons | CHAMPION HEATING AND COOLING | HRCU-A-CB (Split System: Heat Pump with Remote Outdoor Unit-Air-Source) | HH824E2S11 | ASPEN |  | D(A,C,E)24B3K+TDR | Z8ES080B12SMPS1 | 22000 | 18 | 8.5 | 22600 | 18500 | 81.86% | 2 | 0 | 12 |  |  |  | No | R-454B | 1.8333 | Residential & Commercial | Ducted CEE Tier 1
215399921 | Central HP <5.4 tons | COLEMAN | HRCU-A-C (Split System: Heat Pump with Remote Outdoor Unit with No Indoor Fan --Air Source) | HH836E2S11 | ASPEN |  | C(A,C,D,E)48A3K+TDR |  | 30800 | 15.2 | 8.1 | 31000 | 31600 | 101.9% | 2.52 | 0 | 10 |  |  |  | No | R-454B | 2.5667 | Residential & Commercial | Ducted CEE Tier 1
214802900 | Central HP <5.4 tons | RHEEM | HRCU-A-CB (Split System: Heat Pump with Remote Outdoor Unit-Air-Source) | RP15AZ48AJ2N | ASPEN |  | D(A,C,E)48D44+TDR | R801V0755A21UH | 45500 | 15.5 | 8.4 | 46000 | 34200 | 74.35% | 3.14 | 0 | 10.2 |  |  |  | No | R-410A | 3.7917 | Residential & Commercial | Ducted CEE Tier 1
214802916 | Central HP <5.4 tons | RHEEM | HRCU-A-CB (Split System: Heat Pump with Remote Outdoor Unit-Air-Source) | RP15AZ48AJ2N | ASPEN |  | D(A,C,E)48B44+TDR | R801V1005A21DZ | 44000 | 15.4 | 8.1 | 45500 | 33600 | 73.85% | 3.01 | 0 | 10 |  |  |  | No | R-410A | 3.6667 | Residential & Commercial | Ducted CEE Tier 1
211264907 | Central HP <5.4 tons | COMFORTMAKER | HRCU-A-CB (Split System: Heat Pump with Remote Outdoor Unit-Air-Source) | DLCURAH18ABK |  |  | FXM4X30**AL |  | 18100 | 16 | 8.5 | 18400 | 18200 | 98.91% | 2.18 | 0 | 10.5 |  |  |  | No | R-410A | 1.5083 | Residential & Commercial | Ducted CEE Tier 1
211262883 | Central HP <5.4 tons | COMFORTMAKER | HRCU-A-CB (Split System: Heat Pump with Remote Outdoor Unit-Air-Source) | DLCURAH18ABK |  |  | EN(A,D)4X24L17** | *96VSN0601412A* | 17900 | 15.5 | 8.5 | 18800 | 18700 | 99.47% | 2.26 | 0 | 11 |  |  |  | No | R-410A | 1.4917 | Residential & Commercial | Ducted CEE Tier 1
211264862 | Central HP <5.4 tons | COMFORTMAKER | HRCU-A-CB (Split System: Heat Pump with Remote Outdoor Unit-Air-Source) | DLCURAH18ABK |  |  | FXM4X18**AL |  | 17800 | 16.5 | 8.5 | 18300 | 18500 | 101.1% | 2.22 | 0 | 10.5 |  |  |  | No | R-410A | 1.4833 | Residential & Commercial | Ducted CEE Tier 1
211260423 | Central HP <5.4 tons | DAY & NIGHT | HRCU-A-CB (Split System: Heat Pump with Remote Outdoor Unit-Air-Source) | DLCURAH18ABK |  |  | EA*4X24L17A* | *96VTN0801716A* | 17400 | 16 | 8.5 | 18300 | 19200 | 104.9% | 2.3 | 0 | 10.5 |  |  |  | No | R-410A | 1.45 | Residential & Commercial | Ducted CEE Tier 1
216054683 | Central HP <5.4 tons | COLEMAN | HRCU-A-CB (Split System: Heat Pump with Remote Outdoor Unit-Air-Source) | HH836E2S11 | ASPEN |  | D(A,C,E)36A4K+TDR | CPLC080C16MP13 | 31000 | 18 | 8.5 | 31200 | 25400 | 81.41% | 2 | 0 | 11 |  |  |  | No | R-454B | 2.5833 | Residential & Commercial | Ducted CEE Tier 1
216054729 | Central HP <5.4 tons | COLEMAN | HRCU-A-CB (Split System: Heat Pump with Remote Outdoor Unit-Air-Source) | HH836E2S11 | ASPEN |  | D(A,C,E)36A4K+TDR | TMLV100C16MP12 | 31000 | 18 | 8.5 | 31200 | 25400 | 81.41% | 2 | 0 | 10.5 |  |  |  | No | R-454B | 2.5833 | Residential & Commercial | Ducted CEE Tier 1
216054731 | Central HP <5.4 tons | COLEMAN | HRCU-A-CB (Split System: Heat Pump with Remote Outdoor Unit-Air-Source) | HH836E2S11 | ASPEN |  | D(A,C,E)36A4K+TDR | TP9C080B12MP13 | 30600 | 18 | 8.5 | 30800 | 25200 | 81.82% | 2 | 0 | 10.5 |  |  |  | No | R-454B | 2.55 | Residential & Commercial | Ducted CEE Tier 1
213355909 | Central HP <5.4 tons | COLEMAN | HRCU-A-CB (Split System: Heat Pump with Remote Outdoor Unit-Air-Source) | HMH72B341 | ADP |  | H,YG9J936+AEFE4B* |  | 34000 | 18 | 8.7 | 31600 | 22800 | 72.15% | 2.1 | 0 | 10.5 |  |  |  | No | R-410A | 2.8333 | Residential & Commercial | Ducted CEE Tier 1
211260834 | Central HP <5.4 tons | DAY & NIGHT | HRCU-A-CB (Split System: Heat Pump with Remote Outdoor Unit-Air-Source) | DLCURAH18ABK |  |  | EA*4X25L17A* | *80VTL0451412A* | 18200 | 16.5 | 8.5 | 18000 | 17500 | 97.22% | 2.12 | 0 | 11 |  |  |  | No | R-410A | 1.5167 | Residential & Commercial | Ducted CEE Tier 1
211260943 | Central HP <5.4 tons | DAY & NIGHT | HRCU-A-CB (Split System: Heat Pump with Remote Outdoor Unit-Air-Source) | DLCURAH18ABK |  |  | EA*4X25L17A* | *96VTN0601412A* | 18500 | 16 | 8.5 | 18300 | 17400 | 95.08% | 2.12 | 0 | 11 |  |  |  | No | R-410A | 1.5417 | Residential & Commercial | Ducted CEE Tier 1
211261025 | Central HP <5.4 tons | DAY & NIGHT | HRCU-A-CB (Split System: Heat Pump with Remote Outdoor Unit-Air-Source) | DLCURAH18ABK |  |  | EA*4X25L17A* | *92ESN0601412A* | 18700 | 16.5 | 8.5 | 18500 | 17400 | 94.05% | 2.12 | 0 | 11 |  |  |  | No | R-410A | 1.5583 | Residential & Commercial | Ducted CEE Tier 1
216445267 | Central HP <5.4 tons | ZERO | HRCU-A-CB (Split System: Heat Pump with Remote Outdoor Unit-Air-Source) | ZOV-36HDTB |  |  | ZAV-36HDTB |  | 34000 | 19 | 9 | 36000 | 26000 | 72.22% | 1.9 | 0 | 10 |  |  |  | No | R-454B | 2.8333 | Residential & Commercial | Ducted CEE Tier 1
212383417 | Central HP <5.4 tons | DAY & NIGHT | HRCU-A-CB (Split System: Heat Pump with Remote Outdoor Unit-Air-Source) | DLCURAH36ABK |  |  | EA*4X37L21A* | *95ESU0601716A* | 36800 | 15.5 | 8.5 | 39000 | 34800 | 89.23% | 2.1 | 0 | 10 |  |  |  | No | R-410A | 3.0667 | Residential & Commercial | Ducted CEE Tier 1
214301879 | Central HP <5.4 tons | CHAMPION HEATING AND COOLING | HRCU-A-CB (Split System: Heat Pump with Remote Outdoor Unit-Air-Source) | HMH72B341 | ADP |  | H,YE7J(1,2)36+TXV | Z8ES080B12LMPS1 | 33200 | 18 | 8.5 | 31400 | 23000 | 73.25% | 2.04 | 0 | 10 |  |  |  | No | R-410A | 2.7667 | Residential & Commercial | Ducted CEE Tier 1
215853341 | Central HP <5.4 tons | JOHNSON CONTROLS | HRCU-A-CB (Split System: Heat Pump with Remote Outdoor Unit-Air-Source) | HH836E2S11 |  |  | CTF36C5CDS1 | Z9ES080C20SMPS1 | 34200 | 18 | 8.5 | 32000 | 26400 | 82.5% | 2 | 0 | 11 |  |  |  | No | R-454B | 2.85 | Residential & Commercial | Ducted CEE Tier 1
215853342 | Central HP <5.4 tons | JOHNSON CONTROLS | HRCU-A-CB (Split System: Heat Pump with Remote Outdoor Unit-Air-Source) | HH836E2S11 |  |  | CTF36C5CDS1 | Z9ES100C20SMPS1 | 34800 | 18 | 8.5 | 33000 | 27200 | 82.42% | 2 | 0 | 11 |  |  |  | No | R-454B | 2.9 | Residential & Commercial | Ducted CEE Tier 1
216054693 | Central HP <5.4 tons | COLEMAN | HRCU-A-CB (Split System: Heat Pump with Remote Outdoor Unit-Air-Source) | HH836E2S11 | ASPEN |  | D(A,C,E)36A4K+TDR | TM8E100C16MP11 | 31000 | 18 | 8.5 | 31200 | 25200 | 80.77% | 2 | 0 | 10.5 |  |  |  | No | R-454B | 2.5833 | Residential & Commercial | Ducted CEE Tier 1
214779383 | Central HP <5.4 tons | TEMPSTAR | HRCU-A-C (Split System: Heat Pump with Remote Outdoor Unit with No Indoor Fan --Air Source) | DLCURAH24ABK | ASPEN |  | D(A,C,E)30A24+TDR |  | 21400 | 16 | 9.4 | 25000 | 20000 | 80% | 1.95 | 0 | 10.2 |  |  |  | No | R-410A | 1.7833 | Residential & Commercial | Ducted CEE Tier 1
214442025 | Central HP <5.4 tons | BRYANT HEATING AND COOLING SYSTEMS | HRCU-A-CB (Split System: Heat Pump with Remote Outdoor Unit-Air-Source) | 288BNV037*0**B* | ADP |  | V,C36H175P459 | 88*TB48090C17*** | 32400 | 18 | 8.5 | 31200 | 24400 | 78.21% | 1.96 | 0 | 11.7 |  |  |  | No | R-410A | 2.7 | Residential & Commercial | Ducted CEE Tier 1
214442022 | Central HP <5.4 tons | BRYANT HEATING AND COOLING SYSTEMS | HRCU-A-CB (Split System: Heat Pump with Remote Outdoor Unit-Air-Source) | 288BNV037*0**B* | ADP |  | V,C36H175P159 | 88*TB48070C17*** | 31000 | 17 | 8.5 | 30600 | 24600 | 80.39% | 1.98 | 0 | 11 |  |  |  | No | R-410A | 2.5833 | Residential & Commercial | Ducted CEE Tier 1
216055631 | Central HP <5.4 tons | CHAMPION HEATING AND COOLING | HRCU-A-CB (Split System: Heat Pump with Remote Outdoor Unit-Air-Source) | HH824E2S11 | ASPEN |  | C(A,C,D,E)24A3K+TDR | Z9ES060A10SMPS1 | 20200 | 17.5 | 8.1 | 22800 | 17600 | 77.19% | 2 | 0 | 11.2 |  |  |  | No | R-454B | 1.6833 | Residential & Commercial | Ducted CEE Tier 1
216055422 | Central HP <5.4 tons | CHAMPION HEATING AND COOLING | HRCU-A-CB (Split System: Heat Pump with Remote Outdoor Unit-Air-Source) | HH824E2S11 | ASPEN |  | C(A,C,D,E)24D2K+TDR | TL8E060A12UH11 | 19500 | 17 | 9 | 23000 | 17900 | 77.83% | 2 | 0 | 11 |  |  |  | No | R-454B | 1.625 | Residential & Commercial | Ducted CEE Tier 1
216055424 | Central HP <5.4 tons | CHAMPION HEATING AND COOLING | HRCU-A-CB (Split System: Heat Pump with Remote Outdoor Unit-Air-Source) | HH824E2S11 | ASPEN |  | D(A,C,E)24B4K+TDR | TL8E060A12UH11 | 21000 | 18 | 9 | 23000 | 17900 | 77.83% | 2 | 0 | 11.2 |  |  |  | No | R-454B | 1.75 | Residential & Commercial | Ducted CEE Tier 1
216054547 | Central HP <5.4 tons | COLEMAN | HRCU-A-CB (Split System: Heat Pump with Remote Outdoor Unit-Air-Source) | HH824E2S11 | ASPEN |  | D(A,C,E)24B4K+TDR | TM8E100B12MP11 | 22600 | 17 | 8.5 | 22800 | 18000 | 78.95% | 2 | 0 | 12 |  |  |  | No | R-454B | 1.8833 | Residential & Commercial | Ducted CEE Tier 1
216054579 | Central HP <5.4 tons | COLEMAN | HRCU-A-CB (Split System: Heat Pump with Remote Outdoor Unit-Air-Source) | HH824E2S11 | ASPEN |  | D(A,C,E)24B4K+TDR | TM9E080B12MP12 | 22600 | 17 | 8.5 | 22600 | 18700 | 82.74% | 2 | 0 | 11.7 |  |  |  | No | R-454B | 1.8833 | Residential & Commercial | Ducted CEE Tier 1
216054581 | Central HP <5.4 tons | COLEMAN | HRCU-A-CB (Split System: Heat Pump with Remote Outdoor Unit-Air-Source) | HH824E2S11 | ASPEN |  | C(A,C,D,E)24D2K+TDR | TM9V040A10MP12 | 19700 | 16 | 9 | 23000 | 17500 | 76.09% | 2 | 0 | 10 |  |  |  | No | R-454B | 1.6417 | Residential & Commercial | Ducted CEE Tier 1
216054611 | Central HP <5.4 tons | COLEMAN | HRCU-A-CB (Split System: Heat Pump with Remote Outdoor Unit-Air-Source) | HH824E2S11 | ASPEN |  | D(A,C,E)24B4K+TDR | TMLE060A12MP11 | 21000 | 17.5 | 9 | 23000 | 17900 | 77.83% | 2 | 0 | 11.2 |  |  |  | No | R-454B | 1.75 | Residential & Commercial | Ducted CEE Tier 1
216054665 | Central HP <5.4 tons | COLEMAN | HRCU-A-CB (Split System: Heat Pump with Remote Outdoor Unit-Air-Source) | HH824E2S11 | ASPEN |  | C(A,C,D,E)24D2K+TDR | Z9ES060A10SMPS1 | 19600 | 17 | 8.5 | 23000 | 17600 | 76.52% | 2 | 0 | 11.2 |  |  |  | No | R-454B | 1.6333 | Residential & Commercial | Ducted CEE Tier 1
215935167 | Central HP <5.4 tons | AIRQUEST | HRCU-A-CB (Split System: Heat Pump with Remote Outdoor Unit-Air-Source) | H5H3V36*K*AAA* |  |  | EVM5X60M21A*+WALLCON | *80CSU1002120A* | 35600 | 21.5 | 8.5 | 38000 | 28800 | 75.79% | 2.02 | 0 | 12 |  |  |  | No | R-454B | 2.9667 | Residential & Commercial | Ducted CEE Tier 1
214568834 | Central HP <5.4 tons | CARRIER | HRCU-A-CB (Split System: Heat Pump with Remote Outdoor Unit-Air-Source) | 25VNA825A*031* | ADP |  | H,PE7J936 | 59TN6B060C17**14 | 23400 | 16 | 8.1 | 20000 | 16300 | 81.5% | 1.92 | 0 | 10.5 |  |  |  | No | R-410A | 1.95 | Residential & Commercial | Ducted CEE Tier 1
214802903 | Central HP <5.4 tons | RHEEM | HRCU-A-CB (Split System: Heat Pump with Remote Outdoor Unit-Air-Source) | RP15AZ48AJ2N | ASPEN |  | D(A,C,E)60D34+TDR | R801V0755A21UH | 46000 | 15.5 | 8.4 | 46000 | 34200 | 74.35% | 3.16 | 0 | 10.2 |  |  |  | No | R-410A | 3.8333 | Residential & Commercial | Ducted CEE Tier 1
214802899 | Central HP <5.4 tons | RHEEM | HRCU-A-CB (Split System: Heat Pump with Remote Outdoor Unit-Air-Source) | RP15AZ48AJ2N | ASPEN |  | D(A,C,E)48D34+TDR | R801V0755A21UH | 44500 | 15.5 | 8.2 | 45500 | 34000 | 74.73% | 3.05 | 0 | 10 |  |  |  | No | R-410A | 3.7083 | Residential & Commercial | Ducted CEE Tier 1
216054679 | Central HP <5.4 tons | COLEMAN | HRCU-A-CB (Split System: Heat Pump with Remote Outdoor Unit-Air-Source) | HH836E2S11 | ASPEN |  | D(A,C,E)36A4K+TDR | CP9C080C16MP13 | 30800 | 18 | 8.5 | 31400 | 25400 | 80.89% | 2 | 0 | 11 |  |  |  | No | R-454B | 2.5667 | Residential & Commercial | Ducted CEE Tier 1
214608815 | Central HP <5.4 tons | COLEMAN | HRCU-A-CB (Split System: Heat Pump with Remote Outdoor Unit-Air-Source) | HMH72B341 | ASPEN |  | CM36B34+JMET12BS2N1+TDR |  | 32000 | 18.5 | 8.5 | 33800 | 23800 | 70.41% | 2.12 | 0 | 10.4 |  |  |  | No | R-410A | 2.6667 | Residential & Commercial | Ducted CEE Tier 1
216054692 | Central HP <5.4 tons | COLEMAN | HRCU-A-CB (Split System: Heat Pump with Remote Outdoor Unit-Air-Source) | HH836E2S11 | ASPEN |  | D(A,C,E)36A4K+TDR | TM8E100B12MP11 | 30600 | 18 | 8.5 | 31200 | 25400 | 81.41% | 2 | 0 | 10.5 |  |  |  | No | R-454B | 2.55 | Residential & Commercial | Ducted CEE Tier 1
216054681 | Central HP <5.4 tons | COLEMAN | HRCU-A-CB (Split System: Heat Pump with Remote Outdoor Unit-Air-Source) | HH836E2S11 | ASPEN |  | D(A,C,E)36A4K+TDR | CP9C100C20MP13 | 31600 | 18 | 8.5 | 32400 | 26000 | 80.25% | 2 | 0 | 10 |  |  |  | No | R-454B | 2.6333 | Residential & Commercial | Ducted CEE Tier 1
216054688 | Central HP <5.4 tons | COLEMAN | HRCU-A-CB (Split System: Heat Pump with Remote Outdoor Unit-Air-Source) | HH836E2S11 | ASPEN |  | D(A,C,E)36A4K+TDR | TL9E100C20UH11 | 31200 | 17 | 8.5 | 31600 | 25400 | 80.38% | 2 | 0 | 10.5 |  |  |  | No | R-454B | 2.6 | Residential & Commercial | Ducted CEE Tier 1
216054704 | Central HP <5.4 tons | COLEMAN | HRCU-A-CB (Split System: Heat Pump with Remote Outdoor Unit-Air-Source) | HH836E2S11 | ASPEN |  | D(A,C,E)36A4K+TDR | TM8Y120C20MP11 | 30800 | 18 | 8.5 | 30600 | 25000 | 81.7% | 2 | 0 | 11 |  |  |  | No | R-454B | 2.5667 | Residential & Commercial | Ducted CEE Tier 1
212384330 | Central HP <5.4 tons | DAY & NIGHT | HRCU-A-CB (Split System: Heat Pump with Remote Outdoor Unit-Air-Source) | DLCURAH36ABK |  |  | END4X42L17** | *92ESN0801716A* | 35600 | 16 | 8.1 | 39000 | 35000 | 89.74% | 1.96 | 0 | 10 |  |  |  | No | R-410A | 2.9667 | Residential & Commercial | Ducted CEE Tier 1
206771023 | Central HP <5.4 tons | COMFORTMAKER | HRCU-A-CB (Split System: Heat Pump with Remote Outdoor Unit-Air-Source) | CVH837GKA2* |  |  | EA*4X36L17A*+WALLCON | *80CTL0701412A* | 31400 | 17.5 | 8.1 | 33400 | 24400 | 73.05% | 1.84 | 11.5 | 11 |  |  |  | No | R-410A | 2.6167 | Residential & Commercial | Ducted CEE Tier 1
206771698 | Central HP <5.4 tons | COMFORTMAKER | HRCU-A-CB (Split System: Heat Pump with Remote Outdoor Unit-Air-Source) | CVH837GKA2* |  |  | EA*4X43L21A*+WALLCON | *97CMN1002122A* | 33000 | 17.5 | 8.5 | 33000 | 25200 | 76.36% | 2 | 12 | 11.7 |  |  |  | No | R-410A | 2.75 | Residential & Commercial | Ducted CEE Tier 1
206771725 | Central HP <5.4 tons | COMFORTMAKER | HRCU-A-CB (Split System: Heat Pump with Remote Outdoor Unit-Air-Source) | CVH837GKA2* |  |  | EA*4X43L21A*+WALLCON | *80CTL0901716A* | 33000 | 18 | 8.5 | 32800 | 25000 | 76.22% | 2 | 12 | 11.7 |  |  |  | No | R-410A | 2.75 | Residential & Commercial | Ducted CEE Tier 1
206772382 | Central HP <5.4 tons | COMFORTMAKER | HRCU-A-CB (Split System: Heat Pump with Remote Outdoor Unit-Air-Source) | CVH837GKA2* |  |  | EN(A,D)4X48L24**+WALLCON | *96CTN1202422A* | 32400 | 17.5 | 8.1 | 32800 | 24800 | 75.61% | 1.96 | 12 | 11.7 |  |  |  | No | R-410A | 2.7 | Residential & Commercial | Ducted CEE Tier 1
211229496 | Central HP <5.4 tons | DAY & NIGHT | HRCU-A-CB (Split System: Heat Pump with Remote Outdoor Unit-Air-Source) | DLCURAH36ABK |  |  | EA*4X48L24A* | *95ESN1002120A* | 36600 | 16 | 8.5 | 38500 | 34800 | 90.39% | 2.08 | 0 | 10 |  |  |  | No | R-410A | 3.05 | Residential & Commercial | Ducted CEE Tier 1
216054666 | Central HP <5.4 tons | COLEMAN | HRCU-A-CB (Split System: Heat Pump with Remote Outdoor Unit-Air-Source) | HH824E2S11 | ASPEN |  | D(A,C,E)24B3K+TDR | Z9ES060A10SMPS1 | 20600 | 17.5 | 8.1 | 22800 | 17600 | 77.19% | 2 | 0 | 11 |  |  |  | No | R-454B | 1.7167 | Residential & Commercial | Ducted CEE Tier 1
216054668 | Central HP <5.4 tons | COLEMAN | HRCU-A-CB (Split System: Heat Pump with Remote Outdoor Unit-Air-Source) | HH824E2S11 | ASPEN |  | D(A,C,E)36A4K+TDR | Z9ES060A10SMPS1 | 21000 | 17.5 | 8.5 | 23000 | 17600 | 76.52% | 2 | 0 | 11.7 |  |  |  | No | R-454B | 1.75 | Residential & Commercial | Ducted CEE Tier 1
216055621 | Central HP <5.4 tons | CHAMPION HEATING AND COOLING | HRCU-A-CB (Split System: Heat Pump with Remote Outdoor Unit-Air-Source) | HH824E2S11 | ASPEN |  | D(A,C,E)24B3K+TDR | Z9ES026A08SMPS1 | 20600 | 17.5 | 8.1 | 22800 | 17300 | 75.88% | 2 | 0 | 11.2 |  |  |  | No | R-454B | 1.7167 | Residential & Commercial | Ducted CEE Tier 1
216054631 | Central HP <5.4 tons | COLEMAN | HRCU-A-CB (Split System: Heat Pump with Remote Outdoor Unit-Air-Source) | HH824E2S11 | ASPEN |  | D(A,C,E)24B4K+TDR | TPLC080B12MP13 | 22400 | 17 | 8.5 | 22800 | 17700 | 77.63% | 2 | 0 | 12 |  |  |  | No | R-454B | 1.8667 | Residential & Commercial | Ducted CEE Tier 1
216054654 | Central HP <5.4 tons | COLEMAN | HRCU-A-CB (Split System: Heat Pump with Remote Outdoor Unit-Air-Source) | HH824E2S11 | ASPEN |  | D(A,C,E)24B3K+TDR | Z8ET080B12LMPS1 | 22000 | 18 | 8.5 | 22600 | 18500 | 81.86% | 2 | 0 | 12 |  |  |  | No | R-454B | 1.8333 | Residential & Commercial | Ducted CEE Tier 1
216055449 | Central HP <5.4 tons | CHAMPION HEATING AND COOLING | HRCU-A-CB (Split System: Heat Pump with Remote Outdoor Unit-Air-Source) | HH824E2S11 | ASPEN |  | D(A,C,E)36A3K+TDR | TM8E080B12MP11 | 22400 | 17 | 8.1 | 22600 | 18000 | 79.65% | 2 | 0 | 12 |  |  |  | No | R-454B | 1.8667 | Residential & Commercial | Ducted CEE Tier 1
216055458 | Central HP <5.4 tons | CHAMPION HEATING AND COOLING | HRCU-A-CB (Split System: Heat Pump with Remote Outdoor Unit-Air-Source) | HH824E2S11 | ASPEN |  | C(A,C,D,E)24D2K+TDR | TM8V080B12MP12 | 21200 | 17 | 8.5 | 22800 | 17700 | 77.63% | 2 | 0 | 11.7 |  |  |  | No | R-454B | 1.7667 | Residential & Commercial | Ducted CEE Tier 1
216054713 | Central HP <5.4 tons | COLEMAN | HRCU-A-CB (Split System: Heat Pump with Remote Outdoor Unit-Air-Source) | HH836E2S11 | ASPEN |  | D(A,C,E)36A4K+TDR | TM9V080C16MP12 | 30800 | 18 | 8.5 | 31400 | 25400 | 80.89% | 2 | 0 | 10.5 |  |  |  | No | R-454B | 2.5667 | Residential & Commercial | Ducted CEE Tier 1
214625035 | Central HP <5.4 tons | MIDEA | HRCU-A-C (Split System: Heat Pump with Remote Outdoor Unit with No Indoor Fan --Air Source) | 38MURAQ24AB3 | ASPEN |  | D(A,C,E)24A24+TDR |  | 20600 | 15.2 | 9.3 | 21000 | 20000 | 95.24% | 1.95 | 0 | 10 |  |  |  | No | R-410A | 1.7167 | Residential & Commercial | Ducted CEE Tier 1
216054678 | Central HP <5.4 tons | COLEMAN | HRCU-A-CB (Split System: Heat Pump with Remote Outdoor Unit-Air-Source) | HH836E2S11 | ASPEN |  | D(A,C,E)36A4K+TDR | CP9C080B12MP13 | 30600 | 18 | 8.5 | 30800 | 25200 | 81.82% | 2 | 0 | 11 |  |  |  | No | R-454B | 2.55 | Residential & Commercial | Ducted CEE Tier 1
214625020 | Central HP <5.4 tons | BRYANT | HRCU-A-C (Split System: Heat Pump with Remote Outdoor Unit with No Indoor Fan --Air Source) | 38MURAQ18AB3 | ASPEN |  | D(A,C,E)24A24+TDR |  | 15500 | 15.2 | 9.3 | 14700 | 15000 | 102% | 2.2 | 0 | 11 |  |  |  | No | R-410A | 1.2917 | Residential & Commercial | Ducted CEE Tier 1
215565273 | Central HP <5.4 tons | COLEMAN | HRCU-A-CB (Split System: Heat Pump with Remote Outdoor Unit-Air-Source) | HH836E2S11 | ASPEN |  | D(A,C,E)36A4J+TDR | TM8E120C16MP11 | 30400 | 18 | 8.5 | 30200 | 24800 | 82.12% | 2 | 0 | 11.2 |  |  |  | No | R-454B | 2.5333 | Residential & Commercial | Ducted CEE Tier 1
214094120 | Central HP <5.4 tons | BOSCH | HRCU-A-CB (Split System: Heat Pump with Remote Outdoor Unit-Air-Source) | BOVB-36HDN1-M20G | ASPEN |  | DM36A34+TDR | BGH96M080C4A | 30600 | 17.3 | 8.4 | 33600 | 26600 | 79.17% | 2.37 | 0 | 10 |  |  |  | No | R-410A | 2.55 | Residential & Commercial | Ducted CEE Tier 1
216055499 | Central HP <5.4 tons | CHAMPION HEATING AND COOLING | HRCU-A-CB (Split System: Heat Pump with Remote Outdoor Unit-Air-Source) | HH824E2S11 | ASPEN |  | C(A,C,D,E)24A3K+TDR | TM9E080B12MP12 | 21600 | 17 | 8.1 | 22400 | 18700 | 83.48% | 2 | 0 | 11.7 |  |  |  | No | R-454B | 1.8 | Residential & Commercial | Ducted CEE Tier 1
216055506 | Central HP <5.4 tons | CHAMPION HEATING AND COOLING | HRCU-A-CB (Split System: Heat Pump with Remote Outdoor Unit-Air-Source) | HH824E2S11 | ASPEN |  | C(A,C,D,E)24D2K+TDR | TM9V040A10MP12 | 19700 | 16 | 9 | 23000 | 17500 | 76.09% | 2 | 0 | 10 |  |  |  | No | R-454B | 1.6417 | Residential & Commercial | Ducted CEE Tier 1
216055508 | Central HP <5.4 tons | CHAMPION HEATING AND COOLING | HRCU-A-CB (Split System: Heat Pump with Remote Outdoor Unit-Air-Source) | HH824E2S11 | ASPEN |  | D(A,C,E)24B4K+TDR | TM9V040A10MP12 | 21000 | 17 | 9 | 23000 | 17500 | 76.09% | 2 | 0 | 10.5 |  |  |  | No | R-454B | 1.75 | Residential & Commercial | Ducted CEE Tier 1
216055515 | Central HP <5.4 tons | CHAMPION HEATING AND COOLING | HRCU-A-CB (Split System: Heat Pump with Remote Outdoor Unit-Air-Source) | HH824E2S11 | ASPEN |  | D(A,C,E)36A3K+TDR | TM9V060B12MP12 | 22400 | 17 | 8.1 | 22600 | 18000 | 79.65% | 2 | 0 | 12 |  |  |  | No | R-454B | 1.8667 | Residential & Commercial | Ducted CEE Tier 1
216055531 | Central HP <5.4 tons | CHAMPION HEATING AND COOLING | HRCU-A-CB (Split System: Heat Pump with Remote Outdoor Unit-Air-Source) | HH824E2S11 | ASPEN |  | D(A,C,E)24B3K+TDR | TM9Y060B12MP11 | 22000 | 17 | 8.1 | 22600 | 18400 | 81.42% | 2 | 0 | 11.7 |  |  |  | No | R-454B | 1.8333 | Residential & Commercial | Ducted CEE Tier 1
216055533 | Central HP <5.4 tons | CHAMPION HEATING AND COOLING | HRCU-A-CB (Split System: Heat Pump with Remote Outdoor Unit-Air-Source) | HH824E2S11 | ASPEN |  | D(A,C,E)36A3K+TDR | TM9Y060B12MP11 | 22200 | 17 | 8.1 | 22600 | 18400 | 81.42% | 2 | 0 | 11.7 |  |  |  | No | R-454B | 1.85 | Residential & Commercial | Ducted CEE Tier 1
216055624 | Central HP <5.4 tons | CHAMPION HEATING AND COOLING | HRCU-A-CB (Split System: Heat Pump with Remote Outdoor Unit-Air-Source) | HH824E2S11 | ASPEN |  | D(A,C,E)36A4K+TDR | Z9ES026A08SMPS1 | 21200 | 17.5 | 8.1 | 23000 | 17300 | 75.22% | 2 | 0 | 11.7 |  |  |  | No | R-454B | 1.7667 | Residential & Commercial | Ducted CEE Tier 1
216054709 | Central HP <5.4 tons | COLEMAN | HRCU-A-CB (Split System: Heat Pump with Remote Outdoor Unit-Air-Source) | HH836E2S11 | ASPEN |  | D(A,C,E)36A4K+TDR | TM9E100C16MP12 | 30800 | 18 | 8.5 | 31200 | 25200 | 80.77% | 2 | 0 | 10.5 |  |  |  | No | R-454B | 2.5667 | Residential & Commercial | Ducted CEE Tier 1
216054743 | Central HP <5.4 tons | COLEMAN | HRCU-A-CB (Split System: Heat Pump with Remote Outdoor Unit-Air-Source) | HH836E2S11 | ASPEN |  | D(A,C,E)36A4K+TDR | Z8ES100C20SMPS1 | 31600 | 18 | 8.5 | 31800 | 25400 | 79.87% | 2 | 0 | 10.5 |  |  |  | No | R-454B | 2.6333 | Residential & Commercial | Ducted CEE Tier 1
216054744 | Central HP <5.4 tons | COLEMAN | HRCU-A-CB (Split System: Heat Pump with Remote Outdoor Unit-Air-Source) | HH836E2S11 | ASPEN |  | D(A,C,E)36A4K+TDR | Z8ES120C16SMPS1 | 31400 | 18 | 8.5 | 31200 | 25200 | 80.77% | 2 | 0 | 11 |  |  |  | No | R-454B | 2.6167 | Residential & Commercial | Ducted CEE Tier 1
215565276 | Central HP <5.4 tons | COLEMAN | HRCU-A-CB (Split System: Heat Pump with Remote Outdoor Unit-Air-Source) | HH836E2S11 | ASPEN |  | D(A,C,E)36A4J+TDR | Z8ET080B12LMPS1 | 30400 | 19 | 8.5 | 30000 | 24800 | 82.67% | 2 | 0 | 11.2 |  |  |  | No | R-454B | 2.5333 | Residential & Commercial | Ducted CEE Tier 1
216054685 | Central HP <5.4 tons | COLEMAN | HRCU-A-CB (Split System: Heat Pump with Remote Outdoor Unit-Air-Source) | HH836E2S11 | ASPEN |  | D(A,C,E)36A4K+TDR | TL8E080C16UH11 | 31200 | 18 | 8.5 | 31800 | 25600 | 80.5% | 2 | 0 | 10.5 |  |  |  | No | R-454B | 2.6 | Residential & Commercial | Ducted CEE Tier 1
214802735 | Central HP <5.4 tons | RHEEM | HRCU-A-CB (Split System: Heat Pump with Remote Outdoor Unit-Air-Source) | RP15AZ24AJ2N | ASPEN |  | D(A,C,E)36A34+TDR | R801V1004A17UHN | 22800 | 16 | 8.2 | 22800 | 16200 | 71.05% | 2.99 | 0 | 11.9 |  |  |  | No | R-410A | 1.9 | Residential & Commercial | Ducted CEE Tier 1
216054749 | Central HP <5.4 tons | COLEMAN | HRCU-A-CB (Split System: Heat Pump with Remote Outdoor Unit-Air-Source) | HH836E2S11 | ASPEN |  | D(A,C,E)36A4K+TDR | Z9ES100C16SMPS1 | 32000 | 17.5 | 8.1 | 32600 | 24600 | 75.46% | 2 | 0 | 10.5 |  |  |  | No | R-454B | 2.6667 | Residential & Commercial | Ducted CEE Tier 1
216054719 | Central HP <5.4 tons | COLEMAN | HRCU-A-CB (Split System: Heat Pump with Remote Outdoor Unit-Air-Source) | HH836E2S11 | ASPEN |  | D(A,C,E)36A4K+TDR | TM9Y100C16MP11 | 30800 | 18 | 8.5 | 31000 | 25200 | 81.29% | 2 | 0 | 10.5 |  |  |  | No | R-454B | 2.5667 | Residential & Commercial | Ducted CEE Tier 1
216054684 | Central HP <5.4 tons | COLEMAN | HRCU-A-CB (Split System: Heat Pump with Remote Outdoor Unit-Air-Source) | HH836E2S11 | ASPEN |  | D(A,C,E)36A4K+TDR | CPLC100C16MP13 | 31000 | 18 | 8.5 | 31200 | 25400 | 81.41% | 2 | 0 | 11 |  |  |  | No | R-454B | 2.5833 | Residential & Commercial | Ducted CEE Tier 1
216054718 | Central HP <5.4 tons | COLEMAN | HRCU-A-CB (Split System: Heat Pump with Remote Outdoor Unit-Air-Source) | HH836E2S11 | ASPEN |  | D(A,C,E)36A4K+TDR | TM9Y080C16MP11 | 31200 | 18 | 8.5 | 32000 | 25800 | 80.62% | 2 | 0 | 10.5 |  |  |  | No | R-454B | 2.6 | Residential & Commercial | Ducted CEE Tier 1
216054563 | Central HP <5.4 tons | COLEMAN | HRCU-A-CB (Split System: Heat Pump with Remote Outdoor Unit-Air-Source) | HH824E2S11 | ASPEN |  | D(A,C,E)24B4K+TDR | TM9E026A08MP12 | 21000 | 17 | 9 | 23000 | 17600 | 76.52% | 2 | 0 | 10.5 |  |  |  | No | R-454B | 1.75 | Residential & Commercial | Ducted CEE Tier 1
216054595 | Central HP <5.4 tons | COLEMAN | HRCU-A-CB (Split System: Heat Pump with Remote Outdoor Unit-Air-Source) | HH824E2S11 | ASPEN |  | D(A,C,E)24B4K+TDR | TM9Y040A10MP11 | 21000 | 16.5 | 8.5 | 22600 | 17300 | 76.55% | 2 | 0 | 10.5 |  |  |  | No | R-454B | 1.75 | Residential & Commercial | Ducted CEE Tier 1
216054670 | Central HP <5.4 tons | COLEMAN | HRCU-A-CB (Split System: Heat Pump with Remote Outdoor Unit-Air-Source) | HH824E2S11 | ASPEN |  | D(A,C,E)24B3K+TDR | Z9ES060B12SMPS1 | 22000 | 17 | 8.5 | 22600 | 18600 | 82.3% | 2 | 0 | 11.7 |  |  |  | No | R-454B | 1.8333 | Residential & Commercial | Ducted CEE Tier 1
216487999 | Central HP <5.4 tons | CHAMPION HEATING AND COOLING | HRCU-A-CB (Split System: Heat Pump with Remote Outdoor Unit-Air-Source) | HH824E2S11 | ADP |  | A36VBA*+TXV | TM9Y080B12MP11 | 22400 | 17 | 9.15 | 21200 | 18200 | 85.85% | 1.94 | 0 | 11.5 |  |  |  | No | R-454B | 1.8667 | Residential & Commercial | Ducted CEE Tier 1
216488019 | Central HP <5.4 tons | CHAMPION HEATING AND COOLING | HRCU-A-CB (Split System: Heat Pump with Remote Outdoor Unit-Air-Source) | HH824E2S11 | ADP |  | A36VBA*+TXV | Z9ES080B12SMPS1 | 23000 | 18 | 9.5 | 21400 | 18700 | 87.38% | 2 | 0 | 12 |  |  |  | No | R-454B | 1.9167 | Residential & Commercial | Ducted CEE Tier 1
216055583 | Central HP <5.4 tons | CHAMPION HEATING AND COOLING | HRCU-A-CB (Split System: Heat Pump with Remote Outdoor Unit-Air-Source) | HH824E2S11 | ASPEN |  | C(A,C,D,E)24A3K+TDR | Z8ES040A12SMPS1 | 20000 | 17.5 | 9 | 22600 | 18100 | 80.09% | 2 | 0 | 11.2 |  |  |  | No | R-454B | 1.6667 | Residential & Commercial | Ducted CEE Tier 1
216055606 | Central HP <5.4 tons | CHAMPION HEATING AND COOLING | HRCU-A-CB (Split System: Heat Pump with Remote Outdoor Unit-Air-Source) | HH824E2S11 | ASPEN |  | D(A,C,E)36A4K+TDR | Z8ES100B12SMPS1 | 21000 | 19 | 9.5 | 22800 | 18000 | 78.95% | 2 | 0 | 11.2 |  |  |  | No | R-454B | 1.75 | Residential & Commercial | Ducted CEE Tier 1
216055608 | Central HP <5.4 tons | CHAMPION HEATING AND COOLING | HRCU-A-CB (Split System: Heat Pump with Remote Outdoor Unit-Air-Source) | HH824E2S11 | ASPEN |  | C(A,C,D,E)24D2K+TDR | Z8ET060A12LMPS1 | 19500 | 18 | 9 | 23000 | 17700 | 76.96% | 2 | 0 | 11.2 |  |  |  | No | R-454B | 1.625 | Residential & Commercial | Ducted CEE Tier 1
216054689 | Central HP <5.4 tons | COLEMAN | HRCU-A-CB (Split System: Heat Pump with Remote Outdoor Unit-Air-Source) | HH836E2S11 | ASPEN |  | D(A,C,E)36A4K+TDR | TM8E080B12MP11 | 30600 | 18 | 8.5 | 31400 | 25400 | 80.89% | 2 | 0 | 10.5 |  |  |  | No | R-454B | 2.55 | Residential & Commercial | Ducted CEE Tier 1
216054712 | Central HP <5.4 tons | COLEMAN | HRCU-A-CB (Split System: Heat Pump with Remote Outdoor Unit-Air-Source) | HH836E2S11 | ASPEN |  | D(A,C,E)36A4K+TDR | TM9V080B12MP12 | 30600 | 18 | 8.5 | 30800 | 25200 | 81.82% | 2 | 0 | 10.5 |  |  |  | No | R-454B | 2.55 | Residential & Commercial | Ducted CEE Tier 1
216054737 | Central HP <5.4 tons | COLEMAN | HRCU-A-CB (Split System: Heat Pump with Remote Outdoor Unit-Air-Source) | HH836E2S11 | ASPEN |  | D(A,C,E)36A4K+TDR | TPLC100C16MP13 | 31000 | 18 | 8.5 | 31200 | 25400 | 81.41% | 2 | 0 | 10.5 |  |  |  | No | R-454B | 2.5833 | Residential & Commercial | Ducted CEE Tier 1
216054739 | Central HP <5.4 tons | COLEMAN | HRCU-A-CB (Split System: Heat Pump with Remote Outdoor Unit-Air-Source) | HH836E2S11 | ASPEN |  | D(A,C,E)36A4K+TDR | Z8ES080C16SMPS1 | 31000 | 18 | 8.5 | 30800 | 25000 | 81.17% | 2 | 0 | 11 |  |  |  | No | R-454B | 2.5833 | Residential & Commercial | Ducted CEE Tier 1
216054736 | Central HP <5.4 tons | COLEMAN | HRCU-A-CB (Split System: Heat Pump with Remote Outdoor Unit-Air-Source) | HH836E2S11 | ASPEN |  | D(A,C,E)36A4K+TDR | TPLC080C16MP13 | 31000 | 18 | 8.5 | 31200 | 25400 | 81.41% | 2 | 0 | 10.5 |  |  |  | No | R-454B | 2.5833 | Residential & Commercial | Ducted CEE Tier 1
216054738 | Central HP <5.4 tons | COLEMAN | HRCU-A-CB (Split System: Heat Pump with Remote Outdoor Unit-Air-Source) | HH836E2S11 | ASPEN |  | D(A,C,E)36A4K+TDR | Z8ES080B12SMPS1 | 30400 | 18 | 8.5 | 30000 | 24800 | 82.67% | 2 | 0 | 11.2 |  |  |  | No | R-454B | 2.5333 | Residential & Commercial | Ducted CEE Tier 1
216054740 | Central HP <5.4 tons | COLEMAN | HRCU-A-CB (Split System: Heat Pump with Remote Outdoor Unit-Air-Source) | HH836E2S11 | ASPEN |  | D(A,C,E)36A4K+TDR | Z8ES080C20SMPS1 | 32000 | 19 | 8.5 | 32200 | 25800 | 80.12% | 2 | 0 | 10.5 |  |  |  | No | R-454B | 2.6667 | Residential & Commercial | Ducted CEE Tier 1
216054722 | Central HP <5.4 tons | COLEMAN | HRCU-A-CB (Split System: Heat Pump with Remote Outdoor Unit-Air-Source) | HH836E2S11 | ASPEN |  | D(A,C,E)36A4K+TDR | TMLE080C16MP11 | 31000 | 18 | 8.5 | 31000 | 25200 | 81.29% | 2 | 0 | 10.5 |  |  |  | No | R-454B | 2.5833 | Residential & Commercial | Ducted CEE Tier 1
216054747 | Central HP <5.4 tons | COLEMAN | HRCU-A-CB (Split System: Heat Pump with Remote Outdoor Unit-Air-Source) | HH836E2S11 | ASPEN |  | D(A,C,E)36A4K+TDR | Z9ES080C16SMPS1 | 29400 | 17.5 | 8.5 | 30400 | 23400 | 76.97% | 2 | 0 | 10.5 |  |  |  | No | R-454B | 2.45 | Residential & Commercial | Ducted CEE Tier 1
216054703 | Central HP <5.4 tons | COLEMAN | HRCU-A-CB (Split System: Heat Pump with Remote Outdoor Unit-Air-Source) | HH836E2S11 | ASPEN |  | D(A,C,E)36A4K+TDR | TM8Y100C20MP11 | 30800 | 18 | 8.5 | 30600 | 25000 | 81.7% | 2 | 0 | 11 |  |  |  | No | R-454B | 2.5667 | Residential & Commercial | Ducted CEE Tier 1
216488005 | Central HP <5.4 tons | CHAMPION HEATING AND COOLING | HRCU-A-CB (Split System: Heat Pump with Remote Outdoor Unit-Air-Source) | HH824E2S11 | ADP |  | A36VBA*+TXV | Z8ES100B12SMPS1 | 23000 | 18 | 9.5 | 21400 | 19000 | 88.79% | 2 | 0 | 12 |  |  |  | No | R-454B | 1.9167 | Residential & Commercial | Ducted CEE Tier 1
216055434 | Central HP <5.4 tons | CHAMPION HEATING AND COOLING | HRCU-A-CB (Split System: Heat Pump with Remote Outdoor Unit-Air-Source) | HH824E2S11 | ASPEN |  | C(A,C,D,E)24D2K+TDR | TM8E040A12MP11 | 19800 | 16 | 9 | 22600 | 17200 | 76.11% | 2 | 0 | 11.2 |  |  |  | No | R-454B | 1.65 | Residential & Commercial | Ducted CEE Tier 1
216055486 | Central HP <5.4 tons | CHAMPION HEATING AND COOLING | HRCU-A-CB (Split System: Heat Pump with Remote Outdoor Unit-Air-Source) | HH824E2S11 | ASPEN |  | D(A,C,E)36A4K+TDR | TM9E040A10MP12 | 21000 | 17 | 9 | 23000 | 18100 | 78.7% | 2 | 0 | 10.5 |  |  |  | No | R-454B | 1.75 | Residential & Commercial | Ducted CEE Tier 1
216055553 | Central HP <5.4 tons | CHAMPION HEATING AND COOLING | HRCU-A-CB (Split System: Heat Pump with Remote Outdoor Unit-Air-Source) | HH824E2S11 | ASPEN |  | C(A,C,D,E)24A3K+TDR | TMLE080B12MP11 | 21600 | 17 | 8.1 | 22600 | 18000 | 79.65% | 2 | 0 | 12 |  |  |  | No | R-454B | 1.8 | Residential & Commercial | Ducted CEE Tier 1
216055571 | Central HP <5.4 tons | CHAMPION HEATING AND COOLING | HRCU-A-CB (Split System: Heat Pump with Remote Outdoor Unit-Air-Source) | HH824E2S11 | ASPEN |  | C(A,C,D,E)24A3K+TDR | TP9C080B12MP13 | 21600 | 17 | 8.1 | 22600 | 18300 | 80.97% | 2 | 0 | 12 |  |  |  | No | R-454B | 1.8 | Residential & Commercial | Ducted CEE Tier 1
216055587 | Central HP <5.4 tons | CHAMPION HEATING AND COOLING | HRCU-A-CB (Split System: Heat Pump with Remote Outdoor Unit-Air-Source) | HH824E2S11 | ASPEN |  | D(A,C,E)36A3K+TDR | Z8ES040A12SMPS1 | 20600 | 17.5 | 9 | 22600 | 18100 | 80.09% | 2 | 0 | 11.2 |  |  |  | No | R-454B | 1.7167 | Residential & Commercial | Ducted CEE Tier 1
214608819 | Central HP <5.4 tons | COLEMAN | HRCU-A-CB (Split System: Heat Pump with Remote Outdoor Unit-Air-Source) | HMH72B341 | ASPEN |  | CM36B36+JMET12BS2N1+TDR |  | 32000 | 18.5 | 8.5 | 33800 | 23800 | 70.41% | 2.12 | 0 | 10.4 |  |  |  | No | R-410A | 2.6667 | Residential & Commercial | Ducted CEE Tier 1
214441906 | Central HP <5.4 tons | BRYANT HEATING AND COOLING SYSTEMS | HRCU-A-CB (Split System: Heat Pump with Remote Outdoor Unit-Air-Source) | 284ANV024*0**B* | ADP |  | V,C36H***P219 | 88*TB36070C14*** | 23400 | 20 | 10.5 | 25000 | 19500 | 78% | 2.42 | 0 | 13 |  |  |  | No | R-410A | 1.95 | Residential & Commercial | Ducted CEE Tier 1
215565250 | Central HP <5.4 tons | COLEMAN | HRCU-A-C (Split System: Heat Pump with Remote Outdoor Unit with No Indoor Fan --Air Source) | HH836E2S11 | ASPEN |  | D(A,C,E)36A4J+TDR |  | 30400 | 15.2 | 8.1 | 31000 | 31600 | 101.9% | 2.54 | 0 | 10 |  |  |  | No | R-454B | 2.5333 | Residential & Commercial | Ducted CEE Tier 1
212101621 | Central HP <5.4 tons | DIRECT AIR | HRCU-A-C (Split System: Heat Pump with Remote Outdoor Unit with No Indoor Fan --Air Source) | DIRM-18MAGICPRO20-OU |  |  | DIRM-24MAGICPRO20-COIL |  | 18000 | 16.1 | 9.5 | 19000 | 15000 | 78.95% | 2.2 | 11.6 | 11.7 |  |  |  | No | R-410A | 1.5 | Residential & Commercial | Ducted CEE Tier 1
213366552 | Central HP <5.4 tons | COLEMAN | HRCU-A-CB (Split System: Heat Pump with Remote Outdoor Unit-Air-Source) | HMH72B341 | ADP |  | A36VCA+TXV | Z8ES080B12SMPS1 | 33200 | 18 | 8.5 | 31400 | 23000 | 73.25% | 2.04 | 0 | 10 |  |  |  | No | R-410A | 2.7667 | Residential & Commercial | Ducted CEE Tier 1
215934117 | Central HP <5.4 tons | AIRQUEST | HRCU-A-CB (Split System: Heat Pump with Remote Outdoor Unit-Air-Source) | H5H3V48*K*AAA* |  |  | EA*5X60M24A*+WALLCON | *80CTL1352422B* | 45000 | 21.5 | 9.5 | 48000 | 36200 | 75.42% | 2 | 0 | 11.5 |  |  |  | No | R-454B | 3.75 | Residential & Commercial | Ducted CEE Tier 1
216054724 | Central HP <5.4 tons | COLEMAN | HRCU-A-CB (Split System: Heat Pump with Remote Outdoor Unit-Air-Source) | HH836E2S11 | ASPEN |  | D(A,C,E)36A4K+TDR | TMLE100B12MP11 | 30600 | 18 | 8.5 | 31200 | 25400 | 81.41% | 2 | 0 | 10.5 |  |  |  | No | R-454B | 2.55 | Residential & Commercial | Ducted CEE Tier 1
216054725 | Central HP <5.4 tons | COLEMAN | HRCU-A-CB (Split System: Heat Pump with Remote Outdoor Unit-Air-Source) | HH836E2S11 | ASPEN |  | D(A,C,E)36A4K+TDR | TMLE100C16MP11 | 31000 | 18 | 8.5 | 31200 | 25200 | 80.77% | 2 | 0 | 10.5 |  |  |  | No | R-454B | 2.5833 | Residential & Commercial | Ducted CEE Tier 1
216488046 | Central HP <5.4 tons | CHAMPION HEATING AND COOLING | HRCU-A-CB (Split System: Heat Pump with Remote Outdoor Unit-Air-Source) | HH836E2S11 | ADP |  | A36VDA*+TXV | Z8ES080C20SMPS1 | 35000 | 19 | 8.5 | 31200 | 26600 | 85.26% | 2 | 0 | 11 |  |  |  | No | R-454B | 2.9167 | Residential & Commercial | Ducted CEE Tier 1
216571361 | Central HP <5.4 tons | DIRECT AIR | HRCU-A-CB (Split System: Heat Pump with Remote Outdoor Unit-Air-Source) | DIRM4-18MAGICPRO20-OU |  |  | DIRM4-18MAGICPRO20-AH |  | 18000 | 19 | 9.7 | 19000 | 18000 | 94.74% | 2 | 0 | 12.5 |  |  |  | No | R-454B | 1.5 | Residential & Commercial | Ducted CEE Tier 1
215934067 | Central HP <5.4 tons | AIRQUEST | HRCU-A-CB (Split System: Heat Pump with Remote Outdoor Unit-Air-Source) | H5H3V48*K*AAA* |  |  | EA*5X48M21A*+WALLCON | *97CMN0802120B* | 43500 | 20.5 | 9.5 | 48000 | 36600 | 76.25% | 2 | 0 | 10.5 |  |  |  | No | R-454B | 3.625 | Residential & Commercial | Ducted CEE Tier 1
215934097 | Central HP <5.4 tons | AIRQUEST | HRCU-A-CB (Split System: Heat Pump with Remote Outdoor Unit-Air-Source) | H5H3V48*K*AAA* |  |  | EA*5X60M24A*+WALLCON | *80CTL0702120B* | 44500 | 21 | 9.5 | 48500 | 36600 | 75.46% | 2 | 0 | 11 |  |  |  | No | R-454B | 3.7083 | Residential & Commercial | Ducted CEE Tier 1
214625021 | Central HP <5.4 tons | BRYANT | HRCU-A-C (Split System: Heat Pump with Remote Outdoor Unit with No Indoor Fan --Air Source) | 38MURAQ24AB3 | ASPEN |  | D(A,C,E)24A24+TDR |  | 20600 | 15.2 | 9.3 | 21000 | 20000 | 95.24% | 1.95 | 0 | 10 |  |  |  | No | R-410A | 1.7167 | Residential & Commercial | Ducted CEE Tier 1
215399920 | Central HP <5.4 tons | COLEMAN | HRCU-A-C (Split System: Heat Pump with Remote Outdoor Unit with No Indoor Fan --Air Source) | HH836E2S11 | ASPEN |  | C(A,C,D,E)36B3K+TDR |  | 30600 | 15.2 | 8.1 | 31000 | 31600 | 101.9% | 2.56 | 0 | 10.5 |  |  |  | No | R-454B | 2.55 | Residential & Commercial | Ducted CEE Tier 1
216054748 | Central HP <5.4 tons | COLEMAN | HRCU-A-CB (Split System: Heat Pump with Remote Outdoor Unit-Air-Source) | HH836E2S11 | ASPEN |  | D(A,C,E)36A4K+TDR | Z9ES080C20SMPS1 | 31200 | 17.5 | 8.1 | 32000 | 24200 | 75.62% | 2 | 0 | 10.5 |  |  |  | No | R-454B | 2.6 | Residential & Commercial | Ducted CEE Tier 1
215934267 | Central HP <5.4 tons | AIRQUEST | HRCU-A-CB (Split System: Heat Pump with Remote Outdoor Unit-Air-Source) | H5H3V48*K*AAA* |  |  | EA*5X61M21A*+WALLCON | *97CMN1002122B* | 45500 | 21 | 9.5 | 48500 | 36800 | 75.88% | 2 | 0 | 11 |  |  |  | No | R-454B | 3.7917 | Residential & Commercial | Ducted CEE Tier 1
215934567 | Central HP <5.4 tons | AIRQUEST | HRCU-A-CB (Split System: Heat Pump with Remote Outdoor Unit-Air-Source) | H5H3V48*K*AAA* |  |  | ESH5X60M12A*+WALLCON | *80CTL0901716B* | 44000 | 20.5 | 9 | 49000 | 35800 | 73.06% | 1.86 | 0 | 11.5 |  |  |  | No | R-454B | 3.6667 | Residential & Commercial | Ducted CEE Tier 1
215934217 | Central HP <5.4 tons | AIRQUEST | HRCU-A-CB (Split System: Heat Pump with Remote Outdoor Unit-Air-Source) | H5H3V48*K*AAA* |  |  | EA*5X61M21A*+WALLCON | *95CSU0802120B* | 45000 | 21 | 9.5 | 48500 | 37000 | 76.29% | 2 | 0 | 11 |  |  |  | No | R-454B | 3.75 | Residential & Commercial | Ducted CEE Tier 1
214094121 | Central HP <5.4 tons | BOSCH | HRCU-A-CB (Split System: Heat Pump with Remote Outdoor Unit-Air-Source) | BOVB-36HDN1-M20G | ASPEN |  | DM36A34+TDR | BGH96M080C4B | 30600 | 17.3 | 8.4 | 33600 | 26600 | 79.17% | 2.37 | 0 | 10 |  |  |  | No | R-410A | 2.55 | Residential & Commercial | Ducted CEE Tier 1
216488058 | Central HP <5.4 tons | CHAMPION HEATING AND COOLING | HRCU-A-CB (Split System: Heat Pump with Remote Outdoor Unit-Air-Source) | HH836E2S11 | ADP |  | A36VDA*+TXV | Z9ES060B12SMPS1 | 33200 | 17 | 8.5 | 29400 | 25000 | 85.03% | 2 | 0 | 11 |  |  |  | No | R-454B | 2.7667 | Residential & Commercial | Ducted CEE Tier 1
215934477 | Central HP <5.4 tons | AIRQUEST | HRCU-A-CB (Split System: Heat Pump with Remote Outdoor Unit-Air-Source) | H5H3V48*K*AAA* |  |  | ESH5X48M12A*+WALLCON | *80CTL1352422B* | 44500 | 20.5 | 9 | 48500 | 36400 | 75.05% | 1.82 | 0 | 11 |  |  |  | No | R-454B | 3.7083 | Residential & Commercial | Ducted CEE Tier 1
213366549 | Central HP <5.4 tons | COLEMAN | HRCU-A-CB (Split System: Heat Pump with Remote Outdoor Unit-Air-Source) | HMH72B341 | ADP |  | H,YG34936 | Z8ES040A12SMPS1 | 33200 | 18 | 8.5 | 31400 | 23000 | 73.25% | 2.06 | 0 | 10 |  |  |  | No | R-410A | 2.7667 | Residential & Commercial | Ducted CEE Tier 1
216488023 | Central HP <5.4 tons | CHAMPION HEATING AND COOLING | HRCU-A-CB (Split System: Heat Pump with Remote Outdoor Unit-Air-Source) | HH836E2S11 | ADP |  | A36VDA*+TXV | TM9V080B12MP12 | 33000 | 18 | 8.5 | 29200 | 24600 | 84.25% | 2 | 0 | 11 |  |  |  | No | R-454B | 2.75 | Residential & Commercial | Ducted CEE Tier 1
216055701 | Central HP <5.4 tons | CHAMPION HEATING AND COOLING | HRCU-A-CB (Split System: Heat Pump with Remote Outdoor Unit-Air-Source) | HH836E2S11 | ASPEN |  | C(A,C,D,E)48A3K+TDR | TM8Y100C16MP11 | 31000 | 18 | 8.1 | 30400 | 25000 | 82.24% | 2 | 0 | 11.2 |  |  |  | No | R-454B | 2.5833 | Residential & Commercial | Ducted CEE Tier 1
215654031 | Central HP <5.4 tons | YORK | HRCU-A-CB (Split System: Heat Pump with Remote Outdoor Unit-Air-Source) | HH836E2S11 | ASPEN |  | CH36B3J+TDR | Y81E100C16SMPS1 | 31200 | 17.5 | 8.1 | 31200 | 25200 | 80.77% | 2 | 0 | 11.2 |  |  |  | No | R-454B | 2.6 | Residential & Commercial | Ducted CEE Tier 1
216054686 | Central HP <5.4 tons | COLEMAN | HRCU-A-CB (Split System: Heat Pump with Remote Outdoor Unit-Air-Source) | HH836E2S11 | ASPEN |  | D(A,C,E)36A4K+TDR | TL8E100C20UH11 | 31000 | 17 | 8.5 | 30800 | 25000 | 81.17% | 2 | 0 | 11 |  |  |  | No | R-454B | 2.5833 | Residential & Commercial | Ducted CEE Tier 1
216054695 | Central HP <5.4 tons | COLEMAN | HRCU-A-CB (Split System: Heat Pump with Remote Outdoor Unit-Air-Source) | HH836E2S11 | ASPEN |  | D(A,C,E)36A4K+TDR | TM8E120C16MP11 | 30400 | 18 | 8.5 | 30200 | 24800 | 82.12% | 2 | 0 | 11.2 |  |  |  | No | R-454B | 2.5333 | Residential & Commercial | Ducted CEE Tier 1
216488051 | Central HP <5.4 tons | CHAMPION HEATING AND COOLING | HRCU-A-CB (Split System: Heat Pump with Remote Outdoor Unit-Air-Source) | HH836E2S11 | ADP |  | A36VDA*+TXV | Z8ES100C20SMPS1 | 34600 | 18 | 8.5 | 30600 | 25800 | 84.31% | 2 | 0 | 11 |  |  |  | No | R-454B | 2.8833 | Residential & Commercial | Ducted CEE Tier 1
214295850 | Central HP <5.4 tons | CHAMPION HEATING AND COOLING | HRCU-A-CB (Split System: Heat Pump with Remote Outdoor Unit-Air-Source) | HMH72B341 | ADP |  | PL36H175P159 | Z8ES040A12SMPS1 | 34000 | 18 | 8.5 | 31800 | 23800 | 74.84% | 2.1 | 0 | 10 |  |  |  | No | R-410A | 2.8333 | Residential & Commercial | Ducted CEE Tier 1
215934087 | Central HP <5.4 tons | AIRQUEST | HRCU-A-CB (Split System: Heat Pump with Remote Outdoor Unit-Air-Source) | H5H3V48*K*AAA* |  |  | EA*5X60M24A*+WALLCON | *80CSU1002120A* | 44500 | 21 | 9.5 | 48500 | 36400 | 75.05% | 2 | 0 | 11 |  |  |  | No | R-454B | 3.7083 | Residential & Commercial | Ducted CEE Tier 1
215937989 | Central HP <5.4 tons | COMFORTMAKER | HRCU-A-CB (Split System: Heat Pump with Remote Outdoor Unit-Air-Source) | C5H3V48*K*AAA* |  |  | EVD5X48M24A*+WALLCON | *96CTN1202422B* | 45000 | 20.5 | 8.1 | 52000 | 38000 | 73.08% | 1.9 | 0 | 11 |  |  |  | No | R-454B | 3.75 | Residential & Commercial | Ducted CEE Tier 1
216488042 | Central HP <5.4 tons | CHAMPION HEATING AND COOLING | HRCU-A-CB (Split System: Heat Pump with Remote Outdoor Unit-Air-Source) | HH836E2S11 | ADP |  | A36VDA*+TXV | Z8ES080B12SMPS1 | 33200 | 18 | 8.5 | 28800 | 24400 | 84.72% | 2 | 0 | 11.7 |  |  |  | No | R-454B | 2.7667 | Residential & Commercial | Ducted CEE Tier 1
215934077 | Central HP <5.4 tons | AIRQUEST | HRCU-A-CB (Split System: Heat Pump with Remote Outdoor Unit-Air-Source) | H5H3V48*K*AAA* |  |  | EA*5X48M21A*+WALLCON | *96CTN0801714B* | 42500 | 20 | 9 | 48500 | 35200 | 72.58% | 2 | 0 | 11 |  |  |  | No | R-454B | 3.5417 | Residential & Commercial | Ducted CEE Tier 1
215934127 | Central HP <5.4 tons | AIRQUEST | HRCU-A-CB (Split System: Heat Pump with Remote Outdoor Unit-Air-Source) | H5H3V48*K*AAA* |  |  | EA*5X60M24A*+WALLCON | *95CSU0802120B* | 44500 | 21 | 9.5 | 48500 | 36600 | 75.46% | 2 | 0 | 11 |  |  |  | No | R-454B | 3.7083 | Residential & Commercial | Ducted CEE Tier 1
212394503 | Central HP <5.4 tons | COLEMAN | HRCU-A-CB (Split System: Heat Pump with Remote Outdoor Unit-Air-Source) | HMH72B341 | ADP |  | H,YE34936 | TM9E100C16MP12 | 33000 | 17 | 8.5 | 32400 | 22800 | 70.37% | 2.04 | 0 | 10 |  |  |  | No | R-410A | 2.75 | Residential & Commercial | Ducted CEE Tier 1
216055652 | Central HP <5.4 tons | CHAMPION HEATING AND COOLING | HRCU-A-CB (Split System: Heat Pump with Remote Outdoor Unit-Air-Source) | HH836E2S11 | ASPEN |  | C(A,C,D,E)36B3K+TDR | TL8E100C20UH11 | 31000 | 17 | 8.5 | 30800 | 25000 | 81.17% | 2 | 0 | 11 |  |  |  | No | R-454B | 2.5833 | Residential & Commercial | Ducted CEE Tier 1
216055654 | Central HP <5.4 tons | CHAMPION HEATING AND COOLING | HRCU-A-CB (Split System: Heat Pump with Remote Outdoor Unit-Air-Source) | HH836E2S11 | ASPEN |  | D(A,C,E)36A4K+TDR | TL8E100C20UH11 | 31000 | 17 | 8.5 | 30800 | 25000 | 81.17% | 2 | 0 | 11 |  |  |  | No | R-454B | 2.5833 | Residential & Commercial | Ducted CEE Tier 1
216055672 | Central HP <5.4 tons | CHAMPION HEATING AND COOLING | HRCU-A-CB (Split System: Heat Pump with Remote Outdoor Unit-Air-Source) | HH836E2S11 | ASPEN |  | D(A,C,E)36A4K+TDR | TM8E100B12MP11 | 30600 | 18 | 8.5 | 31200 | 25400 | 81.41% | 2 | 0 | 10.5 |  |  |  | No | R-454B | 2.55 | Residential & Commercial | Ducted CEE Tier 1
216055690 | Central HP <5.4 tons | CHAMPION HEATING AND COOLING | HRCU-A-CB (Split System: Heat Pump with Remote Outdoor Unit-Air-Source) | HH836E2S11 | ASPEN |  | D(A,C,E)36A4K+TDR | TM8V080C16MP12 | 31000 | 18 | 8.5 | 31200 | 25400 | 81.41% | 2 | 0 | 10.5 |  |  |  | No | R-454B | 2.5833 | Residential & Commercial | Ducted CEE Tier 1
216055692 | Central HP <5.4 tons | CHAMPION HEATING AND COOLING | HRCU-A-CB (Split System: Heat Pump with Remote Outdoor Unit-Air-Source) | HH836E2S11 | ASPEN |  | C(A,C,D,E)48A3K+TDR | TM8V100C16MP12 | 31200 | 18 | 8.1 | 31200 | 25400 | 81.41% | 2 | 0 | 10.5 |  |  |  | No | R-454B | 2.6 | Residential & Commercial | Ducted CEE Tier 1
216055697 | Central HP <5.4 tons | CHAMPION HEATING AND COOLING | HRCU-A-CB (Split System: Heat Pump with Remote Outdoor Unit-Air-Source) | HH836E2S11 | ASPEN |  | C(A,C,D,E)36B3K+TDR | TM8Y080C16MP11 | 30800 | 18 | 8.5 | 30400 | 25000 | 82.24% | 2 | 0 | 11 |  |  |  | No | R-454B | 2.5667 | Residential & Commercial | Ducted CEE Tier 1
214862366 | Central HP <5.4 tons | BRYANT HEATING AND COOLING SYSTEMS | HRCU-A-CB (Split System: Heat Pump with Remote Outdoor Unit-Air-Source) | 288BNV037*0**A* | ADP |  | H,PG81936 | 987MC60060C21*** | 32200 | 17 | 8.1 | 31400 | 24600 | 78.34% | 1.94 | 0 | 11.5 |  |  |  | No | R-410A | 2.6833 | Residential & Commercial | Ducted CEE Tier 1
214802753 | Central HP <5.4 tons | RHEEM | HRCU-A-CB (Split System: Heat Pump with Remote Outdoor Unit-Air-Source) | RP15AZ30AJ2N | ASPEN |  | D(A,C,E)30B34+TDR | R801V0704A17UHU | 27400 | 15.4 | 8.1 | 28400 | 20200 | 71.13% | 2.62 | 0 | 11.7 |  |  |  | No | R-410A | 2.2833 | Residential & Commercial | Ducted CEE Tier 1
214802768 | Central HP <5.4 tons | RHEEM | HRCU-A-CB (Split System: Heat Pump with Remote Outdoor Unit-Air-Source) | RP15AZ30AJ2N | ASPEN |  | D(A,C,E)36A34+TDR | R801V1004A17UHS | 27400 | 15.4 | 8.1 | 28400 | 20000 | 70.42% | 2.62 | 0 | 11.7 |  |  |  | No | R-410A | 2.2833 | Residential & Commercial | Ducted CEE Tier 1
214862398 | Central HP <5.4 tons | BRYANT HEATING AND COOLING SYSTEMS | HRCU-A-CB (Split System: Heat Pump with Remote Outdoor Unit-Air-Source) | 288BNV037*0**B* | ADP |  | H,CD16936 | 987MC60060C21*** | 32000 | 17 | 8.1 | 31400 | 24600 | 78.34% | 1.94 | 0 | 11.5 |  |  |  | No | R-410A | 2.6667 | Residential & Commercial | Ducted CEE Tier 1
214862399 | Central HP <5.4 tons | BRYANT HEATING AND COOLING SYSTEMS | HRCU-A-CB (Split System: Heat Pump with Remote Outdoor Unit-Air-Source) | 288BNV037*0**B* | ADP |  | H,PG48936 | 987MC60060C21*** | 32200 | 17 | 8.1 | 31400 | 24600 | 78.34% | 1.94 | 0 | 11.5 |  |  |  | No | R-410A | 2.6833 | Residential & Commercial | Ducted CEE Tier 1
214862400 | Central HP <5.4 tons | BRYANT HEATING AND COOLING SYSTEMS | HRCU-A-CB (Split System: Heat Pump with Remote Outdoor Unit-Air-Source) | 288BNV037*0**B* | ADP |  | H,PE9J936 | 987MC60060C21*** | 31600 | 17 | 8.1 | 31400 | 24600 | 78.34% | 1.94 | 0 | 11 |  |  |  | No | R-410A | 2.6333 | Residential & Commercial | Ducted CEE Tier 1
211260311 | Central HP <5.4 tons | DAY & NIGHT | HRCU-A-CB (Split System: Heat Pump with Remote Outdoor Unit-Air-Source) | DLCURAH18ABK |  |  | EA*4X24L17A* | *96VSN0801716A* | 17400 | 16 | 8.5 | 18300 | 19200 | 104.9% | 2.3 | 0 | 10.5 |  |  |  | No | R-410A | 1.45 | Residential & Commercial | Ducted CEE Tier 1
216054701 | Central HP <5.4 tons | COLEMAN | HRCU-A-CB (Split System: Heat Pump with Remote Outdoor Unit-Air-Source) | HH836E2S11 | ASPEN |  | D(A,C,E)36A4K+TDR | TM8Y080C16MP11 | 30800 | 18 | 8.5 | 30400 | 25000 | 82.24% | 2 | 0 | 11 |  |  |  | No | R-454B | 2.5667 | Residential & Commercial | Ducted CEE Tier 1
216488038 | Central HP <5.4 tons | CHAMPION HEATING AND COOLING | HRCU-A-CB (Split System: Heat Pump with Remote Outdoor Unit-Air-Source) | HH836E2S11 | ADP |  | A36VDA*+TXV | TM9Y100C16MP11 | 33400 | 18 | 9 | 29400 | 24800 | 84.35% | 2 | 0 | 11 |  |  |  | No | R-454B | 2.7833 | Residential & Commercial | Ducted CEE Tier 1
216054699 | Central HP <5.4 tons | COLEMAN | HRCU-A-CB (Split System: Heat Pump with Remote Outdoor Unit-Air-Source) | HH836E2S11 | ASPEN |  | D(A,C,E)36A4K+TDR | TM8V100C16MP12 | 31000 | 18 | 8.5 | 31200 | 25400 | 81.41% | 2 | 0 | 10.5 |  |  |  | No | R-454B | 2.5833 | Residential & Commercial | Ducted CEE Tier 1
216054702 | Central HP <5.4 tons | COLEMAN | HRCU-A-CB (Split System: Heat Pump with Remote Outdoor Unit-Air-Source) | HH836E2S11 | ASPEN |  | D(A,C,E)36A4K+TDR | TM8Y100C16MP11 | 30800 | 18 | 8.5 | 30400 | 25000 | 82.24% | 2 | 0 | 11 |  |  |  | No | R-454B | 2.5667 | Residential & Commercial | Ducted CEE Tier 1
211260393 | Central HP <5.4 tons | DAY & NIGHT | HRCU-A-CB (Split System: Heat Pump with Remote Outdoor Unit-Air-Source) | DLCURAH18ABK |  |  | EA*4X24L17A* | *80VTL0451412A* | 17600 | 16.5 | 8.5 | 18500 | 19100 | 103.2% | 2.3 | 0 | 10.5 |  |  |  | No | R-410A | 1.4667 | Residential & Commercial | Ducted CEE Tier 1
212479953 | Central HP <5.4 tons | CARRIER | HRCU-A-CB (Split System: Heat Pump with Remote Outdoor Unit-Air-Source) | 38MURAQ24AB3* | ADP |  | PL36H175P159 | 58SU*A060E17**16 | 25000 | 17 | 8.5 | 25000 | 21400 | 85.6% | 1.82 | 0 | 10.5 |  |  |  | No | R-410A | 2.0833 | Residential & Commercial | Ducted CEE Tier 1
212479955 | Central HP <5.4 tons | CARRIER | HRCU-A-CB (Split System: Heat Pump with Remote Outdoor Unit-Air-Source) | 38MURAQ24AB3* | ADP |  | V,C36H175P159 | 58SU*A060E17**16 | 25000 | 17 | 8.5 | 25000 | 21400 | 85.6% | 1.82 | 0 | 10.5 |  |  |  | No | R-410A | 2.0833 | Residential & Commercial | Ducted CEE Tier 1
212480037 | Central HP <5.4 tons | CARRIER | HRCU-A-CB (Split System: Heat Pump with Remote Outdoor Unit-Air-Source) | 38MURAQ24AB3* | ADP |  | V,C36H175P159 | 59SC2D080E17**16 | 24200 | 17 | 8.1 | 24600 | 22400 | 91.06% | 1.88 | 0 | 10.5 |  |  |  | No | R-410A | 2.0167 | Residential & Commercial | Ducted CEE Tier 1
212480053 | Central HP <5.4 tons | CARRIER | HRCU-A-CB (Split System: Heat Pump with Remote Outdoor Unit-Air-Source) | 38MURAQ24AB3* | ADP |  | A24VBA+TXV | 59SC5B060E14**12 | 24400 | 15.2 | 8.5 | 25000 | 22400 | 89.6% | 1.86 | 0 | 10 |  |  |  | No | R-410A | 2.0333 | Residential & Commercial | Ducted CEE Tier 1
212394501 | Central HP <5.4 tons | COLEMAN | HRCU-A-CB (Split System: Heat Pump with Remote Outdoor Unit-Air-Source) | HMH72B341 | ADP |  | H,YE32936 | TM9E100C16MP12 | 33000 | 17 | 8.5 | 32400 | 22800 | 70.37% | 2.04 | 0 | 10 |  |  |  | No | R-410A | 2.75 | Residential & Commercial | Ducted CEE Tier 1
212394504 | Central HP <5.4 tons | COLEMAN | HRCU-A-CB (Split System: Heat Pump with Remote Outdoor Unit-Air-Source) | HMH72B341 | ADP |  | H,YE35936 | TM9E100C16MP12 | 34000 | 18 | 8.5 | 32000 | 23400 | 73.12% | 2.08 | 0 | 10 |  |  |  | No | R-410A | 2.8333 | Residential & Commercial | Ducted CEE Tier 1
214862333 | Central HP <5.4 tons | BRYANT HEATING AND COOLING SYSTEMS | HRCU-A-CB (Split System: Heat Pump with Remote Outdoor Unit-Air-Source) | 288BNV025*0**C* | ADP |  | H,CD16936 | 987MC66100C21*** | 23800 | 17 | 8.1 | 19600 | 16200 | 82.65% | 2.02 | 0 | 11 |  |  |  | No | R-410A | 1.9833 | Residential & Commercial | Ducted CEE Tier 1
214862348 | Central HP <5.4 tons | BRYANT HEATING AND COOLING SYSTEMS | HRCU-A-CB (Split System: Heat Pump with Remote Outdoor Unit-Air-Source) | 288BNV025*0**C* | ADP |  | H,PG81936 | 987MC66120C24*** | 24000 | 17 | 8.1 | 19600 | 16200 | 82.65% | 2 | 0 | 11 |  |  |  | No | R-410A | 2 | Residential & Commercial | Ducted CEE Tier 1
212625947 | Central HP <5.4 tons | COLEMAN | HRCU-A-CB (Split System: Heat Pump with Remote Outdoor Unit-Air-Source) | HMH72B341 | ASPEN |  | C(A,C,D,E)36C36+TDR | TM9E100C20MP12 | 32400 | 15.5 | 8.1 | 33200 | 27000 | 81.33% | 2.43 | 0 | 10 |  |  |  | No | R-410A | 2.7 | Residential & Commercial | Ducted CEE Tier 1
212626397 | Central HP <5.4 tons | COLEMAN | HRCU-A-CB (Split System: Heat Pump with Remote Outdoor Unit-Air-Source) | HMH72B341 | ASPEN |  | D(A,C,E)42D36+TDR | TM9E100C16MP12 | 33200 | 18 | 8.5 | 33600 | 27200 | 80.95% | 2.66 | 0 | 10 |  |  |  | No | R-410A | 2.7667 | Residential & Commercial | Ducted CEE Tier 1
212626398 | Central HP <5.4 tons | COLEMAN | HRCU-A-CB (Split System: Heat Pump with Remote Outdoor Unit-Air-Source) | HMH72B341 | ASPEN |  | D(A,C,E)48B36+TDR | TM9E100C16MP12 | 32800 | 18 | 8.5 | 33600 | 27200 | 80.95% | 2.66 | 0 | 10 |  |  |  | No | R-410A | 2.7333 | Residential & Commercial | Ducted CEE Tier 1
212626732 | Central HP <5.4 tons | COLEMAN | HRCU-A-CB (Split System: Heat Pump with Remote Outdoor Unit-Air-Source) | HMH72B341 | ASPEN |  | C(A,C,D,E)36C36+TDR | TM8E080C16MP11 | 33000 | 18 | 8.3 | 33800 | 28600 | 84.62% | 2.7 | 0 | 10 |  |  |  | No | R-410A | 2.75 | Residential & Commercial | Ducted CEE Tier 1
212626733 | Central HP <5.4 tons | COLEMAN | HRCU-A-CB (Split System: Heat Pump with Remote Outdoor Unit-Air-Source) | HMH72B341 | ASPEN |  | D(A,C,E)36C36+TDR | TM8E080C16MP11 | 33000 | 18 | 8.3 | 33800 | 28600 | 84.62% | 2.7 | 0 | 10 |  |  |  | No | R-410A | 2.75 | Residential & Commercial | Ducted CEE Tier 1
212978973 | Central HP <5.4 tons | TEMPSTAR | HRCU-A-CB (Split System: Heat Pump with Remote Outdoor Unit-Air-Source) | DLCURAH36ABK |  |  | EA*4X48L21A* | *80MS(N,L)0701716A* | 35600 | 16 | 8.1 | 37800 | 34600 | 91.53% | 2 | 0 | 10 |  |  |  | No | R-410A | 2.9667 | Residential & Commercial | Ducted CEE Tier 1
211229625 | Central HP <5.4 tons | DAY & NIGHT | HRCU-A-CB (Split System: Heat Pump with Remote Outdoor Unit-Air-Source) | DLCURAH36ABK |  |  | EA*4X48L24A* | *96VTN1202422A* | 36000 | 16 | 8.5 | 38500 | 34600 | 89.87% | 2.06 | 0 | 10 |  |  |  | No | R-410A | 3 | Residential & Commercial | Ducted CEE Tier 1
211230032 | Central HP <5.4 tons | DAY & NIGHT | HRCU-A-CB (Split System: Heat Pump with Remote Outdoor Unit-Air-Source) | DLCURAH36ABK |  |  | EN(A,D,W)4X48L21** | *80ESU0601716A | 35600 | 16.5 | 8.1 | 38500 | 34800 | 90.39% | 2 | 0 | 10 |  |  |  | No | R-410A | 2.9667 | Residential & Commercial | Ducted CEE Tier 1
216055622 | Central HP <5.4 tons | CHAMPION HEATING AND COOLING | HRCU-A-CB (Split System: Heat Pump with Remote Outdoor Unit-Air-Source) | HH824E2S11 | ASPEN |  | D(A,C,E)24B4K+TDR | Z9ES026A08SMPS1 | 21000 | 17.5 | 8.5 | 23000 | 17300 | 75.22% | 2 | 0 | 11.7 |  |  |  | No | R-454B | 1.75 | Residential & Commercial | Ducted CEE Tier 1
216055581 | Central HP <5.4 tons | CHAMPION HEATING AND COOLING | HRCU-A-CB (Split System: Heat Pump with Remote Outdoor Unit-Air-Source) | HH824E2S11 | ASPEN |  | D(A,C,E)36A3K+TDR | TPLC080B12MP13 | 22400 | 17 | 8.1 | 22600 | 17700 | 78.32% | 2 | 0 | 12 |  |  |  | No | R-454B | 1.8667 | Residential & Commercial | Ducted CEE Tier 1
216055438 | Central HP <5.4 tons | CHAMPION HEATING AND COOLING | HRCU-A-CB (Split System: Heat Pump with Remote Outdoor Unit-Air-Source) | HH824E2S11 | ASPEN |  | D(A,C,E)36A4K+TDR | TM8E040A12MP11 | 21200 | 17 | 8.5 | 22600 | 17200 | 76.11% | 2 | 0 | 11.7 |  |  |  | No | R-454B | 1.7667 | Residential & Commercial | Ducted CEE Tier 1
216055442 | Central HP <5.4 tons | CHAMPION HEATING AND COOLING | HRCU-A-CB (Split System: Heat Pump with Remote Outdoor Unit-Air-Source) | HH824E2S11 | ASPEN |  | D(A,C,E)24B4K+TDR | TM8E060A12MP11 | 21000 | 17.5 | 9 | 23000 | 17900 | 77.83% | 2 | 0 | 11.2 |  |  |  | No | R-454B | 1.75 | Residential & Commercial | Ducted CEE Tier 1
216055524 | Central HP <5.4 tons | CHAMPION HEATING AND COOLING | HRCU-A-CB (Split System: Heat Pump with Remote Outdoor Unit-Air-Source) | HH824E2S11 | ASPEN |  | C(A,C,D,E)24D2K+TDR | TM9Y040A10MP11 | 19900 | 16 | 8.5 | 22600 | 17300 | 76.55% | 2 | 0 | 10 |  |  |  | No | R-454B | 1.6583 | Residential & Commercial | Ducted CEE Tier 1
216056142 | Central HP <5.4 tons | YORK | HRCU-A-CB (Split System: Heat Pump with Remote Outdoor Unit-Air-Source) | HH824E2S11 | ASPEN |  | C(A,C,D,E)24A3K+TDR | Y91E040A10SMPS1 | 20200 | 17.5 | 8.1 | 22600 | 17800 | 78.76% | 2 | 0 | 11.2 |  |  |  | No | R-454B | 1.6833 | Residential & Commercial | Ducted CEE Tier 1
216488087 | Central HP <5.4 tons | CHAMPION HEATING AND COOLING | HRCU-A-CB (Split System: Heat Pump with Remote Outdoor Unit-Air-Source) | HH860E2S11 | ADP |  | A60VGA*+TXV | Z8ES120C16SMPS1 | 44000 | 18 | 9 | 41500 | 32600 | 78.55% | 2 | 0 | 12 |  |  |  | No | R-454B | 3.6667 | Residential & Commercial | Ducted CEE Tier 1
208101263 | Central HP <5.4 tons | AURORA | HRCU-A-CB (Split System: Heat Pump with Remote Outdoor Unit-Air-Source) | AU-LXU30-2A-O |  |  | AU-LCU30-2A-I |  | 30000 | 16.2 | 8.9 | 33000 | 24000 | 72.73% | 1.8 | 11 | 10 |  |  |  | No | R-410A | 2.5 | Residential & Commercial | Ducted CEE Tier 1
212624208 | Central HP <5.4 tons | COLEMAN | HRCU-A-CB (Split System: Heat Pump with Remote Outdoor Unit-Air-Source) | HMH72B341 | ASPEN |  | D(A,C,E)48D24+TDR | TM8E080C16MP11 | 32600 | 18 | 8.4 | 34000 | 28400 | 83.53% | 2.77 | 0 | 10 |  |  |  | No | R-410A | 2.7167 | Residential & Commercial | Ducted CEE Tier 1
212624309 | Central HP <5.4 tons | COLEMAN | HRCU-A-CB (Split System: Heat Pump with Remote Outdoor Unit-Air-Source) | HMH72B341 | ASPEN |  | D(A,C,E)42D34+TDR | TM8E100C16MP11 | 33000 | 18 | 8.5 | 34000 | 28400 | 83.53% | 2.76 | 0 | 10 |  |  |  | No | R-410A | 2.75 | Residential & Commercial | Ducted CEE Tier 1
212624426 | Central HP <5.4 tons | COLEMAN | HRCU-A-CB (Split System: Heat Pump with Remote Outdoor Unit-Air-Source) | HMH72B341 | ASPEN |  | C(A,C,D,E)42D24+TDR | TM8E120C16MP11 | 32400 | 18 | 8.5 | 34000 | 28800 | 84.71% | 2.79 | 0 | 10 |  |  |  | No | R-410A | 2.7 | Residential & Commercial | Ducted CEE Tier 1
212624442 | Central HP <5.4 tons | COLEMAN | HRCU-A-CB (Split System: Heat Pump with Remote Outdoor Unit-Air-Source) | HMH72B341 | ASPEN |  | D(A,C,E)42D34+TDR | TMLE120C16MP11 | 33200 | 18 | 8.1 | 33000 | 29200 | 88.48% | 2.5 | 0 | 10 |  |  |  | No | R-410A | 2.7667 | Residential & Commercial | Ducted CEE Tier 1
216056251 | Central HP <5.4 tons | YORK | HRCU-A-CB (Split System: Heat Pump with Remote Outdoor Unit-Air-Source) | HH824E2S11 | ASPEN |  | C(A,C,D,E)24D2K+TDR | Y82E080B12LMPS1 | 21000 | 17.5 | 8.5 | 22800 | 18500 | 81.14% | 2 | 0 | 11.7 |  |  |  | No | R-454B | 1.75 | Residential & Commercial | Ducted CEE Tier 1
216056283 | Central HP <5.4 tons | YORK | HRCU-A-CB (Split System: Heat Pump with Remote Outdoor Unit-Air-Source) | HH824E2S11 | ASPEN |  | D(A,C,E)24B3K+TDR | TM8E040A12MP11 | 20600 | 16.5 | 8.5 | 22400 | 17200 | 76.79% | 2 | 0 | 11.2 |  |  |  | No | R-454B | 1.7167 | Residential & Commercial | Ducted CEE Tier 1
215849916 | Central HP <5.4 tons | COLEMAN | HRCU-A-CB (Split System: Heat Pump with Remote Outdoor Unit-Air-Source) | HH824E2S11 | ASPEN |  | D(A,C,E)24C3K+TDR | TM9E026A08MP12 | 21000 | 16.5 | 8.5 | 23000 | 17600 | 76.52% | 2 | 0 | 10.5 |  |  |  | No | R-454B | 1.75 | Residential & Commercial | Ducted CEE Tier 1
215849946 | Central HP <5.4 tons | COLEMAN | HRCU-A-CB (Split System: Heat Pump with Remote Outdoor Unit-Air-Source) | HH824E2S11 | ASPEN |  | C(A,C,D,E)24A3K+TDR | TM9E060B12MP12 | 21600 | 17 | 8.1 | 22600 | 18300 | 80.97% | 2 | 0 | 11 |  |  |  | No | R-454B | 1.8 | Residential & Commercial | Ducted CEE Tier 1
215850033 | Central HP <5.4 tons | COLEMAN | HRCU-A-CB (Split System: Heat Pump with Remote Outdoor Unit-Air-Source) | HH824E2S11 | ASPEN |  | C(A,C,D,E)24A3K+TDR | TM9Y080B12MP11 | 21600 | 17 | 8.1 | 22400 | 18500 | 82.59% | 2 | 0 | 11.7 |  |  |  | No | R-454B | 1.8 | Residential & Commercial | Ducted CEE Tier 1
212624540 | Central HP <5.4 tons | COLEMAN | HRCU-A-CB (Split System: Heat Pump with Remote Outdoor Unit-Air-Source) | HMH72B341 | ASPEN |  | D(A,C,E)42C34+TDR | CPLC100C16MP13 | 32800 | 17.5 | 8.1 | 33800 | 27400 | 81.07% | 2.47 | 0 | 10 |  |  |  | No | R-410A | 2.7333 | Residential & Commercial | Ducted CEE Tier 1
215850264 | Central HP <5.4 tons | COLEMAN | HRCU-A-CB (Split System: Heat Pump with Remote Outdoor Unit-Air-Source) | HH836E2S11 | ASPEN |  | C(A,C,D,E)48A3K+TDR | CPLC080C16MP13 | 31200 | 18 | 8.5 | 31200 | 25400 | 81.41% | 2 | 0 | 11 |  |  |  | No | R-454B | 2.6 | Residential & Commercial | Ducted CEE Tier 1
215850367 | Central HP <5.4 tons | COLEMAN | HRCU-A-CB (Split System: Heat Pump with Remote Outdoor Unit-Air-Source) | HH836E2S11 | ASPEN |  | C(A,C,D,E)48A3K+TDR | TM8Y080B12MP11 | 30800 | 18 | 8.1 | 30800 | 25200 | 81.82% | 2 | 0 | 10.5 |  |  |  | No | R-454B | 2.5667 | Residential & Commercial | Ducted CEE Tier 1
215850832 | Central HP <5.4 tons | COLEMAN | HRCU-A-CB (Split System: Heat Pump with Remote Outdoor Unit-Air-Source) | HH860E2S11 | ASPEN |  | C(A,C,D,E)48A3K+TDR | TM8V120C20MP12 | 40000 | 17.5 | 8.1 | 44500 | 33800 | 75.96% | 2 | 0 | 10.5 |  |  |  | No | R-454B | 3.3333 | Residential & Commercial | Ducted CEE Tier 1
215851169 | Central HP <5.4 tons | COLEMAN | HRCU-A-CB (Split System: Heat Pump with Remote Outdoor Unit-Air-Source) | HH860E2S11 | ASPEN |  | D(A,C,E)60B3K+TDR | TP9C120D20MP13 | 41500 | 18 | 8.1 | 44000 | 33400 | 75.91% | 2 | 0 | 11.5 |  |  |  | No | R-454B | 3.4583 | Residential & Commercial | Ducted CEE Tier 1
215851183 | Central HP <5.4 tons | COLEMAN | HRCU-A-CB (Split System: Heat Pump with Remote Outdoor Unit-Air-Source) | HH860E2S11 | ASPEN |  | C(A,C,D,E)48A3K+TDR | TPLC100C16MP13 | 39500 | 16.5 | 8.1 | 43500 | 33400 | 76.78% | 2 | 0 | 11.2 |  |  |  | No | R-454B | 3.2917 | Residential & Commercial | Ducted CEE Tier 1
215851253 | Central HP <5.4 tons | COLEMAN | HRCU-A-CB (Split System: Heat Pump with Remote Outdoor Unit-Air-Source) | HH860E2S11 | ASPEN |  | C(A,C,D,E)48A3K+TDR | Z8ES100C16SMPS1 | 40000 | 16.5 | 8.1 | 43500 | 33200 | 76.32% | 2 | 0 | 11.7 |  |  |  | No | R-454B | 3.3333 | Residential & Commercial | Ducted CEE Tier 1
215851266 | Central HP <5.4 tons | COLEMAN | HRCU-A-CB (Split System: Heat Pump with Remote Outdoor Unit-Air-Source) | HH860E2S11 | ASPEN |  | C(A,C,D,E)48A3K+TDR | Z8ES100C20SMPS1 | 40500 | 17.5 | 8.1 | 44000 | 33400 | 75.91% | 2 | 0 | 11.7 |  |  |  | No | R-454B | 3.375 | Residential & Commercial | Ducted CEE Tier 1
215851268 | Central HP <5.4 tons | COLEMAN | HRCU-A-CB (Split System: Heat Pump with Remote Outdoor Unit-Air-Source) | HH860E2S11 | ASPEN |  | C(A,C,D,E)60A3K+TDR | Z8ES100C20SMPS1 | 41500 | 18 | 8.5 | 44000 | 33400 | 75.91% | 2 | 0 | 11.7 |  |  |  | No | R-454B | 3.4583 | Residential & Commercial | Ducted CEE Tier 1
215850080 | Central HP <5.4 tons | COLEMAN | HRCU-A-CB (Split System: Heat Pump with Remote Outdoor Unit-Air-Source) | HH824E2S11 | ASPEN |  | D(A,C,E)36A3K+TDR | TMLE080B12MP11 | 22400 | 17 | 8.1 | 22600 | 18000 | 79.65% | 2 | 0 | 12 |  |  |  | No | R-454B | 1.8667 | Residential & Commercial | Ducted CEE Tier 1
215850164 | Central HP <5.4 tons | COLEMAN | HRCU-A-CB (Split System: Heat Pump with Remote Outdoor Unit-Air-Source) | HH824E2S11 | ASPEN |  | D(A,C,E)24C3K+TDR | Z8ES080B12SMPS1 | 22400 | 18 | 8.5 | 22600 | 18500 | 81.86% | 2 | 0 | 12 |  |  |  | No | R-454B | 1.8667 | Residential & Commercial | Ducted CEE Tier 1
215850180 | Central HP <5.4 tons | COLEMAN | HRCU-A-CB (Split System: Heat Pump with Remote Outdoor Unit-Air-Source) | HH824E2S11 | ASPEN |  | D(A,C,E)24C3K+TDR | Z8ET060A12LMPS1 | 20800 | 18.9 | 9 | 22800 | 17700 | 77.63% | 2 | 0 | 11.7 |  |  |  | No | R-454B | 1.7333 | Residential & Commercial | Ducted CEE Tier 1
215850181 | Central HP <5.4 tons | COLEMAN | HRCU-A-CB (Split System: Heat Pump with Remote Outdoor Unit-Air-Source) | HH824E2S11 | ASPEN |  | D(A,C,E)36A3K+TDR | Z8ET060A12LMPS1 | 20800 | 18.8 | 8.5 | 22800 | 17700 | 77.63% | 2 | 0 | 11.7 |  |  |  | No | R-454B | 1.7333 | Residential & Commercial | Ducted CEE Tier 1
216056467 | Central HP <5.4 tons | YORK | HRCU-A-CB (Split System: Heat Pump with Remote Outdoor Unit-Air-Source) | HH824E2S11 | ASPEN |  | D(A,C,E)24B4K+TDR | TM9E060A10MP12 | 21000 | 17 | 9 | 23000 | 18100 | 78.7% | 2 | 0 | 10.5 |  |  |  | No | R-454B | 1.75 | Residential & Commercial | Ducted CEE Tier 1
216056469 | Central HP <5.4 tons | YORK | HRCU-A-CB (Split System: Heat Pump with Remote Outdoor Unit-Air-Source) | HH824E2S11 | ASPEN |  | D(A,C,E)24B4K+TDR | TM9E080B12MP12 | 22600 | 17 | 8.5 | 22600 | 18700 | 82.74% | 2 | 0 | 11.7 |  |  |  | No | R-454B | 1.8833 | Residential & Commercial | Ducted CEE Tier 1
215850451 | Central HP <5.4 tons | COLEMAN | HRCU-A-CB (Split System: Heat Pump with Remote Outdoor Unit-Air-Source) | HH836E2S11 | ASPEN |  | C(A,C,D,E)36B3K+TDR | TM9V100C16MP12 | 31000 | 18 | 8.5 | 31000 | 25200 | 81.29% | 2 | 0 | 10.5 |  |  |  | No | R-454B | 2.5833 | Residential & Commercial | Ducted CEE Tier 1
215850566 | Central HP <5.4 tons | COLEMAN | HRCU-A-CB (Split System: Heat Pump with Remote Outdoor Unit-Air-Source) | HH836E2S11 | ASPEN |  | C(A,C,D,E)48A3K+TDR | Z8ES080B12SMPS1 | 30800 | 18 | 8.1 | 30000 | 24800 | 82.67% | 2 | 0 | 11.2 |  |  |  | No | R-454B | 2.5667 | Residential & Commercial | Ducted CEE Tier 1
215850599 | Central HP <5.4 tons | COLEMAN | HRCU-A-CB (Split System: Heat Pump with Remote Outdoor Unit-Air-Source) | HH836E2S11 | ASPEN |  | C(A,C,D,E)48A3K+TDR | Z8ET080B12LMPS1 | 30800 | 19 | 8.1 | 30000 | 24800 | 82.67% | 2 | 0 | 11.2 |  |  |  | No | R-454B | 2.5667 | Residential & Commercial | Ducted CEE Tier 1
216056551 | Central HP <5.4 tons | YORK | HRCU-A-CB (Split System: Heat Pump with Remote Outdoor Unit-Air-Source) | HH836E2S11 | ASPEN |  | C(A,C,D,E)36B3K+TDR | Y81E080C16SMPS1 | 31200 | 18 | 8.5 | 30800 | 25000 | 81.17% | 2 | 0 | 11 |  |  |  | No | R-454B | 2.6 | Residential & Commercial | Ducted CEE Tier 1
216056533 | Central HP <5.4 tons | YORK | HRCU-A-CB (Split System: Heat Pump with Remote Outdoor Unit-Air-Source) | HH836E2S11 | ASPEN |  | C(A,C,D,E)36B3K+TDR | TMLE080B12MP11 | 30800 | 18 | 8.5 | 31400 | 25400 | 80.89% | 2 | 0 | 10.5 |  |  |  | No | R-454B | 2.5667 | Residential & Commercial | Ducted CEE Tier 1
215851318 | Central HP <5.4 tons | COLEMAN | HRCU-A-CB (Split System: Heat Pump with Remote Outdoor Unit-Air-Source) | HH860E2S11 | ASPEN |  | C(A,C,D,E)48A3K+TDR | Z9ES080C16SMPS1 | 40500 | 17.5 | 8.1 | 46500 | 33800 | 72.69% | 2 | 0 | 11.2 |  |  |  | No | R-454B | 3.375 | Residential & Commercial | Ducted CEE Tier 1
215850631 | Central HP <5.4 tons | COLEMAN | HRCU-A-CB (Split System: Heat Pump with Remote Outdoor Unit-Air-Source) | HH860E2S11 | ASPEN |  | D(A,C,E)60B3K+TDR | CP9C100C16MP13 | 41000 | 17 | 8.5 | 44000 | 33200 | 75.45% | 2 | 0 | 11.5 |  |  |  | No | R-454B | 3.4167 | Residential & Commercial | Ducted CEE Tier 1
215850649 | Central HP <5.4 tons | COLEMAN | HRCU-A-CB (Split System: Heat Pump with Remote Outdoor Unit-Air-Source) | HH860E2S11 | ASPEN |  | D(A,C,E)60A3K+TDR | CP9C120D20MP13 | 41000 | 17.5 | 8.1 | 44500 | 33400 | 75.06% | 2 | 0 | 11.5 |  |  |  | No | R-454B | 3.4167 | Residential & Commercial | Ducted CEE Tier 1
215850683 | Central HP <5.4 tons | COLEMAN | HRCU-A-CB (Split System: Heat Pump with Remote Outdoor Unit-Air-Source) | HH860E2S11 | ASPEN |  | C(A,C,D,E)48A3K+TDR | CPLC120C20MP13 | 40000 | 17.5 | 8.1 | 45000 | 33800 | 75.11% | 2 | 0 | 10.5 |  |  |  | No | R-454B | 3.3333 | Residential & Commercial | Ducted CEE Tier 1
215654067 | Central HP <5.4 tons | YORK | HRCU-A-CB (Split System: Heat Pump with Remote Outdoor Unit-Air-Source) | HH860E2S11 | ASPEN |  | CH60B3J+TDR | Y81E130D20SMPS1 | 41500 | 17.5 | 8.5 | 44500 | 33600 | 75.51% | 2 | 0 | 11.7 |  |  |  | No | R-454B | 3.4583 | Residential & Commercial | Ducted CEE Tier 1
212986307 | Central HP <5.4 tons | CARRIER | HRCU-A-CB (Split System: Heat Pump with Remote Outdoor Unit-Air-Source) | 38MURAQ18AB3* |  |  | CAP**3014AL* | 59SC6A040M14**10 | 17600 | 16 | 8.5 | 18300 | 18900 | 103.3% | 2.26 | 0 | 10.5 |  |  |  | No | R-410A | 1.4667 | Residential & Commercial | Ducted CEE Tier 1
215941235 | Central HP <5.4 tons | BRYANT HEATING AND COOLING SYSTEMS | HRCU-A-CB (Split System: Heat Pump with Remote Outdoor Unit-Air-Source) | 293VAN048**AA* |  |  | CSAH*6012AM*+UI | 987TA60080C21*** | 45000 | 20 | 9 | 48500 | 36600 | 75.46% | 1.82 | 0 | 11 |  |  |  | No | R-454B | 3.75 | Residential & Commercial | Ducted CEE Tier 1
214627149 | Central HP <5.4 tons | CARRIER | HRCU-A-CB (Split System: Heat Pump with Remote Outdoor Unit-Air-Source) | 25VNA448A*031* | ADP |  | C48A***L169 | 58CU*A100C21**20 | 43500 | 21 | 9 | 44500 | 36000 | 80.9% | 2.28 | 0 | 11.7 |  |  |  | No | R-410A | 3.625 | Residential & Commercial | Ducted CEE Tier 1
206735341 | Central HP <5.4 tons | MRCOOL | HRCU-A-CB (Split System: Heat Pump with Remote Outdoor Unit-Air-Source) | MDUCO18024036 |  |  | MDUI18024E |  | 24000 | 17 | 9 | 24000 | 22000 | 91.67% | 1.8 | 12.5 | 12 |  |  |  | No | R-410A | 2 | Residential & Commercial | Ducted CEE Tier 1
216488032 | Central HP <5.4 tons | CHAMPION HEATING AND COOLING | HRCU-A-CB (Split System: Heat Pump with Remote Outdoor Unit-Air-Source) | HH836E2S11 | ADP |  | A36VDA*+TXV | TM9Y060B12MP11 | 33200 | 18 | 8.5 | 29600 | 25200 | 85.14% | 2 | 0 | 11 |  |  |  | No | R-454B | 2.7667 | Residential & Commercial | Ducted CEE Tier 1
216488066 | Central HP <5.4 tons | CHAMPION HEATING AND COOLING | HRCU-A-CB (Split System: Heat Pump with Remote Outdoor Unit-Air-Source) | HH836E2S11 | ADP |  | A36VDA*+TXV | Z9ES100C20SMPS1 | 34800 | 18 | 8.5 | 31400 | 26800 | 85.35% | 2 | 0 | 11 |  |  |  | No | R-454B | 2.9 | Residential & Commercial | Ducted CEE Tier 1
214295853 | Central HP <5.4 tons | CHAMPION HEATING AND COOLING | HRCU-A-CB (Split System: Heat Pump with Remote Outdoor Unit-Air-Source) | HMH72B341 | ADP |  | PL36H***P449 | Z8ES040A12SMPS1 | 34000 | 18 | 8.5 | 31800 | 23800 | 74.84% | 2.1 | 0 | 10 |  |  |  | No | R-410A | 2.8333 | Residential & Commercial | Ducted CEE Tier 1
216056719 | Central HP <5.4 tons | YORK | HRCU-A-CB (Split System: Heat Pump with Remote Outdoor Unit-Air-Source) | HH860E2S11 | ASPEN |  | C(A,C,D,E)48A3K+TDR | TM8E080C20MP11 | 41000 | 16.5 | 8.1 | 46000 | 35000 | 76.09% | 2 | 0 | 10.5 |  |  |  | No | R-454B | 3.4167 | Residential & Commercial | Ducted CEE Tier 1
216056728 | Central HP <5.4 tons | YORK | HRCU-A-CB (Split System: Heat Pump with Remote Outdoor Unit-Air-Source) | HH860E2S11 | ASPEN |  | C(A,C,D,E)48A3K+TDR | TM8V120C20MP12 | 40000 | 17.5 | 8.1 | 44500 | 33800 | 75.96% | 2 | 0 | 10.5 |  |  |  | No | R-454B | 3.3333 | Residential & Commercial | Ducted CEE Tier 1
215565280 | Central HP <5.4 tons | COLEMAN | HRCU-A-CB (Split System: Heat Pump with Remote Outdoor Unit-Air-Source) | HH860E2S11 | ASPEN |  | D(A,C,E)49B3J+TDR | TM8V100C16MP12 | 40500 | 17 | 8.1 | 43500 | 33400 | 76.78% | 2 | 0 | 11.5 |  |  |  | No | R-454B | 3.375 | Residential & Commercial | Ducted CEE Tier 1
216488085 | Central HP <5.4 tons | CHAMPION HEATING AND COOLING | HRCU-A-CB (Split System: Heat Pump with Remote Outdoor Unit-Air-Source) | HH860E2S11 | ADP |  | A60VGA*+TXV | Z8ES100C20SMPS1 | 44500 | 18 | 9 | 42500 | 33000 | 77.65% | 2 | 0 | 12 |  |  |  | No | R-454B | 3.7083 | Residential & Commercial | Ducted CEE Tier 1
215711557 | Central HP <5.4 tons | CHAMPION HEATING AND COOLING | HRCU-A-CB (Split System: Heat Pump with Remote Outdoor Unit-Air-Source) | HH860E2S11 | ADP |  | BV**C4*48+TXV |  | 46000 | 19 | 9 | 44000 | 33600 | 76.36% | 2.1 | 0 | 12 |  |  |  | No | R-454B | 3.8333 | Residential & Commercial | Ducted CEE Tier 1
215850735 | Central HP <5.4 tons | COLEMAN | HRCU-A-CB (Split System: Heat Pump with Remote Outdoor Unit-Air-Source) | HH860E2S11 | ASPEN |  | C(A,C,D,E)60A3K+TDR | TM8E080C16MP11 | 41000 | 18 | 8.5 | 45000 | 34200 | 76% | 2 | 0 | 10.5 |  |  |  | No | R-454B | 3.4167 | Residential & Commercial | Ducted CEE Tier 1
215850751 | Central HP <5.4 tons | COLEMAN | HRCU-A-CB (Split System: Heat Pump with Remote Outdoor Unit-Air-Source) | HH860E2S11 | ASPEN |  | D(A,C,E)60B3K+TDR | TM8E080C20MP11 | 42500 | 17 | 8.5 | 46500 | 35000 | 75.27% | 2 | 0 | 11 |  |  |  | No | R-454B | 3.5417 | Residential & Commercial | Ducted CEE Tier 1
216055467 | Central HP <5.4 tons | CHAMPION HEATING AND COOLING | HRCU-A-CB (Split System: Heat Pump with Remote Outdoor Unit-Air-Source) | HH824E2S11 | ASPEN |  | D(A,C,E)36A3K+TDR | TM8Y060A12MP11 | 20600 | 17.5 | 8.5 | 22600 | 18400 | 81.42% | 2 | 0 | 10.5 |  |  |  | No | R-454B | 1.7167 | Residential & Commercial | Ducted CEE Tier 1
216055488 | Central HP <5.4 tons | CHAMPION HEATING AND COOLING | HRCU-A-CB (Split System: Heat Pump with Remote Outdoor Unit-Air-Source) | HH824E2S11 | ASPEN |  | C(A,C,D,E)24D2K+TDR | TM9E060A10MP12 | 19500 | 16 | 9 | 23000 | 18100 | 78.7% | 2 | 0 | 10 |  |  |  | No | R-454B | 1.625 | Residential & Commercial | Ducted CEE Tier 1
216055492 | Central HP <5.4 tons | CHAMPION HEATING AND COOLING | HRCU-A-CB (Split System: Heat Pump with Remote Outdoor Unit-Air-Source) | HH824E2S11 | ASPEN |  | D(A,C,E)36A4K+TDR | TM9E060A10MP12 | 21000 | 17 | 9 | 22800 | 18100 | 79.39% | 2 | 0 | 10.5 |  |  |  | No | R-454B | 1.75 | Residential & Commercial | Ducted CEE Tier 1
216055497 | Central HP <5.4 tons | CHAMPION HEATING AND COOLING | HRCU-A-CB (Split System: Heat Pump with Remote Outdoor Unit-Air-Source) | HH824E2S11 | ASPEN |  | D(A,C,E)36A3K+TDR | TM9E060B12MP12 | 22200 | 17 | 8.1 | 22600 | 18300 | 80.97% | 2 | 0 | 11.7 |  |  |  | No | R-454B | 1.85 | Residential & Commercial | Ducted CEE Tier 1
215850214 | Central HP <5.4 tons | COLEMAN | HRCU-A-CB (Split System: Heat Pump with Remote Outdoor Unit-Air-Source) | HH824E2S11 | ASPEN |  | C(A,C,D,E)24C3K+TDR | Z9ES080B12SMPS1 | 22200 | 17 | 8.5 | 22800 | 18100 | 79.39% | 2 | 0 | 12 |  |  |  | No | R-454B | 1.85 | Residential & Commercial | Ducted CEE Tier 1
215424732 | Central HP <5.4 tons | LUXAIRE | HRCU-A-CB (Split System: Heat Pump with Remote Outdoor Unit-Air-Source) | HH824E2S11 | ADP |  | H,YE7J*36+TXV-BLEED | Z9ES040A10SMPS1 | 22400 | 17 | 8.3 | 21400 | 17400 | 81.31% | 1.96 | 0 | 11.5 |  |  |  | No | R-454B | 1.8667 | Residential & Commercial | Ducted CEE Tier 1
216055699 | Central HP <5.4 tons | CHAMPION HEATING AND COOLING | HRCU-A-CB (Split System: Heat Pump with Remote Outdoor Unit-Air-Source) | HH836E2S11 | ASPEN |  | D(A,C,E)36A4K+TDR | TM8Y080C16MP11 | 30800 | 18 | 8.5 | 30400 | 25000 | 82.24% | 2 | 0 | 11 |  |  |  | No | R-454B | 2.5667 | Residential & Commercial | Ducted CEE Tier 1
215224773 | Central HP <5.4 tons | CARRIER | HRCU-A-CB (Split System: Heat Pump with Remote Outdoor Unit-Air-Source) | 25VNA436A*031* | ADP |  | H,PG9J936 | 59MN7C080C21**20 | 33200 | 19 | 9 | 35200 | 25600 | 72.73% | 2.04 | 0 | 12 |  |  |  | No | R-410A | 2.7667 | Residential & Commercial | Ducted CEE Tier 1
214295852 | Central HP <5.4 tons | CHAMPION HEATING AND COOLING | HRCU-A-CB (Split System: Heat Pump with Remote Outdoor Unit-Air-Source) | HMH72B341 | ADP |  | PL36H***P219 | Z8ES040A12SMPS1 | 33200 | 18 | 8.5 | 31400 | 23000 | 73.25% | 2.06 | 0 | 10 |  |  |  | No | R-410A | 2.7667 | Residential & Commercial | Ducted CEE Tier 1
215424248 | Central HP <5.4 tons | LUXAIRE | HRCU-A-CB (Split System: Heat Pump with Remote Outdoor Unit-Air-Source) | HH836E2S11 | ADP |  | H,YE9J*36+TXV-BLEED | Z8ES120C20SMPS1 | 34000 | 18 | 8.5 | 30000 | 25000 | 83.33% | 2 | 0 | 11 |  |  |  | No | R-454B | 2.8333 | Residential & Commercial | Ducted CEE Tier 1
215850768 | Central HP <5.4 tons | COLEMAN | HRCU-A-CB (Split System: Heat Pump with Remote Outdoor Unit-Air-Source) | HH860E2S11 | ASPEN |  | D(A,C,E)60A3K+TDR | TM8E100C20MP11 | 42000 | 17 | 8.1 | 46500 | 35000 | 75.27% | 2 | 0 | 10.5 |  |  |  | No | R-454B | 3.5 | Residential & Commercial | Ducted CEE Tier 1
215424263 | Central HP <5.4 tons | LUXAIRE | HRCU-A-CB (Split System: Heat Pump with Remote Outdoor Unit-Air-Source) | HH860E2S11 | ADP |  | H,YE36*60+TXV-BLEED | TM8E080C20MP11 | 52000 | 18 | 8.3 | 53000 | 39500 | 74.53% | 1.96 | 0 | 10.5 |  |  |  | No | R-454B | 4.3333 | Residential & Commercial | Ducted CEE Tier 1
215424264 | Central HP <5.4 tons | LUXAIRE | HRCU-A-CB (Split System: Heat Pump with Remote Outdoor Unit-Air-Source) | HH860E2S11 | ADP |  | H,YE48*60+TXV-BLEED | TM8E080C20MP11 | 53500 | 18 | 8.5 | 53000 | 39500 | 74.53% | 2 | 0 | 11 |  |  |  | No | R-454B | 4.4583 | Residential & Commercial | Ducted CEE Tier 1
215424280 | Central HP <5.4 tons | LUXAIRE | HRCU-A-CB (Split System: Heat Pump with Remote Outdoor Unit-Air-Source) | HH860E2S11 | ADP |  | H,YE48*60+TXV-BLEED | TM8V100C20MP12 | 44000 | 18 | 8.5 | 42500 | 33200 | 78.12% | 2 | 0 | 11.7 |  |  |  | No | R-454B | 3.6667 | Residential & Commercial | Ducted CEE Tier 1
215424282 | Central HP <5.4 tons | LUXAIRE | HRCU-A-CB (Split System: Heat Pump with Remote Outdoor Unit-Air-Source) | HH860E2S11 | ADP |  | H,YE48*60+TXV-BLEED | TM8V120C20MP12 | 44000 | 18 | 8.5 | 42500 | 33200 | 78.12% | 2 | 0 | 11.7 |  |  |  | No | R-454B | 3.6667 | Residential & Commercial | Ducted CEE Tier 1
215424296 | Central HP <5.4 tons | LUXAIRE | HRCU-A-CB (Split System: Heat Pump with Remote Outdoor Unit-Air-Source) | HH860E2S11 | ADP |  | H,YE48*60+TXV-BLEED | TM9E100C16MP12 | 44500 | 18 | 8.5 | 44000 | 34000 | 77.27% | 2 | 0 | 11 |  |  |  | No | R-454B | 3.7083 | Residential & Commercial | Ducted CEE Tier 1
214802902 | Central HP <5.4 tons | RHEEM | HRCU-A-CB (Split System: Heat Pump with Remote Outdoor Unit-Air-Source) | RP15AZ48AJ2N | ASPEN |  | D(A,C,E)60C34+TDR | R801V0755A21UH | 45000 | 15.6 | 8.1 | 45500 | 34000 | 74.73% | 3 | 0 | 10.1 |  |  |  | No | R-410A | 3.75 | Residential & Commercial | Ducted CEE Tier 1
214802918 | Central HP <5.4 tons | RHEEM | HRCU-A-CB (Split System: Heat Pump with Remote Outdoor Unit-Air-Source) | RP15AZ48AJ2N | ASPEN |  | D(A,C,E)48D44+TDR | R801V1005A21DZ | 45500 | 15.5 | 8.4 | 46000 | 33800 | 73.48% | 3.1 | 0 | 10.2 |  |  |  | No | R-410A | 3.7917 | Residential & Commercial | Ducted CEE Tier 1
214802936 | Central HP <5.4 tons | RHEEM | HRCU-A-CB (Split System: Heat Pump with Remote Outdoor Unit-Air-Source) | RP15AZ48AJ2N | ASPEN |  | D(A,C,E)48D44+TDR | R801V1005A21UHU | 45500 | 15.5 | 8.4 | 46000 | 34000 | 73.91% | 3.12 | 0 | 10.2 |  |  |  | No | R-410A | 3.7917 | Residential & Commercial | Ducted CEE Tier 1
213238540 | Central HP <5.4 tons | CHAMPION HEATING AND COOLING | HRCU-A-CB (Split System: Heat Pump with Remote Outdoor Unit-Air-Source) | THF2B48T21 | ASPEN |  | D(A,C,E)48D44+TDR | TM8E120C16MP11 | 44000 | 16.2 | 8.4 | 44500 | 31200 | 70.11% | 3.21 | 0 | 11 |  |  |  | No | R-410A | 3.6667 | Residential & Commercial | Ducted CEE Tier 1
214802751 | Central HP <5.4 tons | RHEEM | HRCU-A-CB (Split System: Heat Pump with Remote Outdoor Unit-Air-Source) | RP15AZ30AJ2N | ASPEN |  | D(A,C,E)30B34+TDR | R801V0504A17UHU | 27400 | 15.4 | 8.1 | 28400 | 20200 | 71.13% | 2.63 | 0 | 11.7 |  |  |  | No | R-410A | 2.2833 | Residential & Commercial | Ducted CEE Tier 1
214802747 | Central HP <5.4 tons | RHEEM | HRCU-A-CB (Split System: Heat Pump with Remote Outdoor Unit-Air-Source) | RP15AZ30AJ2N | ASPEN |  | D(A,C,E)30B34+TDR | R801V0503A14UH | 27400 | 15.4 | 8.1 | 28400 | 20000 | 70.42% | 2.63 | 0 | 11.7 |  |  |  | No | R-410A | 2.2833 | Residential & Commercial | Ducted CEE Tier 1
214802767 | Central HP <5.4 tons | RHEEM | HRCU-A-CB (Split System: Heat Pump with Remote Outdoor Unit-Air-Source) | RP15AZ30AJ2N | ASPEN |  | D(A,C,E)30B34+TDR | R801V1004A17UHS | 27400 | 15.4 | 8.1 | 28400 | 20000 | 70.42% | 2.62 | 0 | 11.7 |  |  |  | No | R-410A | 2.2833 | Residential & Commercial | Ducted CEE Tier 1
215488013 | Central HP <5.4 tons | GOODMAN | HRCU-A-CB (Split System: Heat Pump with Remote Outdoor Unit-Air-Source) | GZV7SA2410A* |  |  | CA*EA3022*3A* | G*VC800603B*A* | 23200 | 19 | 8.6 | 23200 | 17000 | 73.28% | 2 | 0 | 11 |  |  |  | No | R-32 | 1.9333 | Residential & Commercial | Ducted CEE Tier 1
215488016 | Central HP <5.4 tons | GOODMAN | HRCU-A-CB (Split System: Heat Pump with Remote Outdoor Unit-Air-Source) | GZV7SA2410A* |  |  | CA*EA3022*3A* | G*VC800805C*A* | 23200 | 19 | 8.6 | 23200 | 17000 | 73.28% | 2 | 0 | 11 |  |  |  | No | R-32 | 1.9333 | Residential & Commercial | Ducted CEE Tier 1
215488029 | Central HP <5.4 tons | GOODMAN | HRCU-A-CB (Split System: Heat Pump with Remote Outdoor Unit-Air-Source) | GZV7SA2410A* |  |  | CA*EA3626*3A* | G*VC800803B*A* | 23200 | 19 | 8.6 | 23200 | 17000 | 73.28% | 2 | 0 | 11 |  |  |  | No | R-32 | 1.9333 | Residential & Commercial | Ducted CEE Tier 1
215488031 | Central HP <5.4 tons | GOODMAN | HRCU-A-CB (Split System: Heat Pump with Remote Outdoor Unit-Air-Source) | GZV7SA2410A* |  |  | CA*EA3626*3A* | G*VC800805C*A* | 23200 | 19 | 8.6 | 23200 | 17000 | 73.28% | 2 | 0 | 11 |  |  |  | No | R-32 | 1.9333 | Residential & Commercial | Ducted CEE Tier 1
214802928 | Central HP <5.4 tons | RHEEM | HRCU-A-CB (Split System: Heat Pump with Remote Outdoor Unit-Air-Source) | RP15AZ48AJ2N | ASPEN |  | D(A,C,E)48B44+TDR | R801V1005A21UHS | 44000 | 15.4 | 8.1 | 45500 | 33600 | 73.85% | 3.01 | 0 | 10 |  |  |  | No | R-410A | 3.6667 | Residential & Commercial | Ducted CEE Tier 1
214802933 | Central HP <5.4 tons | RHEEM | HRCU-A-CB (Split System: Heat Pump with Remote Outdoor Unit-Air-Source) | RP15AZ48AJ2N | ASPEN |  | D(A,C,E)60D34+TDR | R801V1005A21UHS | 46000 | 15.5 | 8.4 | 46000 | 33800 | 73.48% | 3.09 | 0 | 10.2 |  |  |  | No | R-410A | 3.8333 | Residential & Commercial | Ducted CEE Tier 1
213369428 | Central HP <5.4 tons | CARRIER | HRCU-A-CB (Split System: Heat Pump with Remote Outdoor Unit-Air-Source) | 38MURAQ36AB3* | ADP |  | H,PG7J936 | 59TP6B100V21**22 | 35200 | 16 | 8.1 | 36800 | 34800 | 94.57% | 1.82 | 0 | 10 |  |  |  | No | R-410A | 2.9333 | Residential & Commercial | Ducted CEE Tier 1
214802926 | Central HP <5.4 tons | RHEEM | HRCU-A-CB (Split System: Heat Pump with Remote Outdoor Unit-Air-Source) | RP15AZ48AJ2N | ASPEN |  | D(A,C,E)60C34+TDR | R801V1005A21UHN | 45000 | 15.6 | 8.1 | 45500 | 33600 | 73.85% | 2.99 | 0 | 10.1 |  |  |  | No | R-410A | 3.75 | Residential & Commercial | Ducted CEE Tier 1
216056220 | Central HP <5.4 tons | YORK | HRCU-A-CB (Split System: Heat Pump with Remote Outdoor Unit-Air-Source) | HH824E2S11 | ASPEN |  | C(A,C,D,E)24D2K+TDR | TMLE060A12MP11 | 19500 | 17 | 9 | 23000 | 17900 | 77.83% | 2 | 0 | 11 |  |  |  | No | R-454B | 1.625 | Residential & Commercial | Ducted CEE Tier 1
216056289 | Central HP <5.4 tons | YORK | HRCU-A-CB (Split System: Heat Pump with Remote Outdoor Unit-Air-Source) | HH824E2S11 | ASPEN |  | D(A,C,E)24B3K+TDR | TM8E080B12MP11 | 22000 | 17 | 8.1 | 22600 | 18000 | 79.65% | 2 | 0 | 12 |  |  |  | No | R-454B | 1.8333 | Residential & Commercial | Ducted CEE Tier 1
216056322 | Central HP <5.4 tons | YORK | HRCU-A-CB (Split System: Heat Pump with Remote Outdoor Unit-Air-Source) | HH824E2S11 | ASPEN |  | D(A,C,E)24B3K+TDR | TM9V060B12MP12 | 22000 | 17 | 8.1 | 22600 | 18000 | 79.65% | 2 | 0 | 12 |  |  |  | No | R-454B | 1.8333 | Residential & Commercial | Ducted CEE Tier 1
216056439 | Central HP <5.4 tons | YORK | HRCU-A-CB (Split System: Heat Pump with Remote Outdoor Unit-Air-Source) | HH824E2S11 | ASPEN |  | D(A,C,E)36A3K+TDR | TMLE060A12MP11 | 20800 | 17.5 | 8.5 | 22800 | 17900 | 78.51% | 2 | 0 | 11.2 |  |  |  | No | R-454B | 1.7333 | Residential & Commercial | Ducted CEE Tier 1
215565300 | Central HP <5.4 tons | COLEMAN | HRCU-A-CB (Split System: Heat Pump with Remote Outdoor Unit-Air-Source) | HH824E2S11 | ASPEN |  | D(A,C,E)37E2J+TDR | TM8E100B12MP11 | 22400 | 17 | 9 | 23000 | 18000 | 78.26% | 2 | 0 | 12 |  |  |  | No | R-454B | 1.8667 | Residential & Commercial | Ducted CEE Tier 1
215565316 | Central HP <5.4 tons | COLEMAN | HRCU-A-CB (Split System: Heat Pump with Remote Outdoor Unit-Air-Source) | HH824E2S11 | ASPEN |  | D(A,C,E)37E2J+TDR | Z8ES040A12SMPS1 | 20600 | 17.5 | 9.5 | 23000 | 18100 | 78.7% | 2 | 0 | 11.2 |  |  |  | No | R-454B | 1.7167 | Residential & Commercial | Ducted CEE Tier 1
215565317 | Central HP <5.4 tons | COLEMAN | HRCU-A-CB (Split System: Heat Pump with Remote Outdoor Unit-Air-Source) | HH824E2S11 | ASPEN |  | D(A,C,E)37E2J+TDR | Z8ES060A12SMPS1 | 20800 | 17.5 | 9 | 22600 | 17300 | 76.55% | 2 | 0 | 11.7 |  |  |  | No | R-454B | 1.7333 | Residential & Commercial | Ducted CEE Tier 1
214336718 | Central HP <5.4 tons | RHEEM | HRCU-A-CB (Split System: Heat Pump with Remote Outdoor Unit-Air-Source) | RD17AZ48AJ3N | ASPEN |  | D(A,C,E)60C44+TDR | R801V1005A21UHU | 45500 | 16 | 8.1 | 45500 | 33800 | 74.29% | 3.18 | 0 | 10 |  |  |  | No | R-410A | 3.7917 | Residential & Commercial | Ducted CEE Tier 1
214336719 | Central HP <5.4 tons | RHEEM | HRCU-A-CB (Split System: Heat Pump with Remote Outdoor Unit-Air-Source) | RD17AZ48AJ3N | ASPEN |  | D(A,C,E)60C44+TDR | R802V0755A21UHN | 45500 | 15.2 | 8.1 | 45500 | 33800 | 74.29% | 3.18 | 0 | 10 |  |  |  | No | R-410A | 3.7917 | Residential & Commercial | Ducted CEE Tier 1
216056456 | Central HP <5.4 tons | YORK | HRCU-A-CB (Split System: Heat Pump with Remote Outdoor Unit-Air-Source) | HH824E2S11 | ASPEN |  | D(A,C,E)24B4K+TDR | TL8E060A12UH11 | 21000 | 18 | 9 | 23000 | 17900 | 77.83% | 2 | 0 | 11.2 |  |  |  | No | R-454B | 1.75 | Residential & Commercial | Ducted CEE Tier 1
216056470 | Central HP <5.4 tons | YORK | HRCU-A-CB (Split System: Heat Pump with Remote Outdoor Unit-Air-Source) | HH824E2S11 | ASPEN |  | D(A,C,E)24B4K+TDR | TM9V040A10MP12 | 21000 | 17 | 9 | 23000 | 17500 | 76.09% | 2 | 0 | 10.5 |  |  |  | No | R-454B | 1.75 | Residential & Commercial | Ducted CEE Tier 1
216056487 | Central HP <5.4 tons | YORK | HRCU-A-CB (Split System: Heat Pump with Remote Outdoor Unit-Air-Source) | HH824E2S11 | ASPEN |  | D(A,C,E)24B4K+TDR | Y82E060A12LMPS1 | 21000 | 19 | 9 | 23000 | 17700 | 76.96% | 2 | 0 | 11.7 |  |  |  | No | R-454B | 1.75 | Residential & Commercial | Ducted CEE Tier 1
216056488 | Central HP <5.4 tons | YORK | HRCU-A-CB (Split System: Heat Pump with Remote Outdoor Unit-Air-Source) | HH824E2S11 | ASPEN |  | D(A,C,E)24B4K+TDR | Y82E080B12LMPS1 | 22600 | 18 | 8.5 | 22800 | 18500 | 81.14% | 2 | 0 | 12 |  |  |  | No | R-454B | 1.8833 | Residential & Commercial | Ducted CEE Tier 1
216056205 | Central HP <5.4 tons | YORK | HRCU-A-CB (Split System: Heat Pump with Remote Outdoor Unit-Air-Source) | HH824E2S11 | ASPEN |  | C(A,C,D,E)24D2K+TDR | TM9V080B12MP12 | 21000 | 17 | 8.5 | 22800 | 18300 | 80.26% | 2 | 0 | 11.7 |  |  |  | No | R-454B | 1.75 | Residential & Commercial | Ducted CEE Tier 1
216056223 | Central HP <5.4 tons | YORK | HRCU-A-CB (Split System: Heat Pump with Remote Outdoor Unit-Air-Source) | HH824E2S11 | ASPEN |  | C(A,C,D,E)24D2K+TDR | TMLE080B12MP11 | 21000 | 17 | 8.5 | 22800 | 18000 | 78.95% | 2 | 0 | 11.7 |  |  |  | No | R-454B | 1.75 | Residential & Commercial | Ducted CEE Tier 1
216056237 | Central HP <5.4 tons | YORK | HRCU-A-CB (Split System: Heat Pump with Remote Outdoor Unit-Air-Source) | HH824E2S11 | ASPEN |  | C(A,C,D,E)24D2K+TDR | Y81E040A12SMPS1 | 19500 | 17 | 9.5 | 22800 | 18100 | 79.39% | 2 | 0 | 11 |  |  |  | No | R-454B | 1.625 | Residential & Commercial | Ducted CEE Tier 1
214421455 | Central HP <5.4 tons | MRCOOL | HRCU-A-C (Split System: Heat Pump with Remote Outdoor Unit with No Indoor Fan --Air Source) | MDUO18048060 |  |  | MDUCC15048 |  | 47000 | 15.2 | 8.5 | 48000 | 33600 | 70% | 1.8 | 0 | 10 |  |  |  | No | R-410A | 3.9167 | Residential & Commercial | Ducted CEE Tier 1
214802898 | Central HP <5.4 tons | RHEEM | HRCU-A-CB (Split System: Heat Pump with Remote Outdoor Unit-Air-Source) | RP15AZ48AJ2N | ASPEN |  | D(A,C,E)48B44+TDR | R801V0755A21UH | 44000 | 15.4 | 8.1 | 45500 | 34000 | 74.73% | 3.03 | 0 | 10 |  |  |  | No | R-410A | 3.6667 | Residential & Commercial | Ducted CEE Tier 1
216055721 | Central HP <5.4 tons | CHAMPION HEATING AND COOLING | HRCU-A-CB (Split System: Heat Pump with Remote Outdoor Unit-Air-Source) | HH836E2S11 | ASPEN |  | C(A,C,D,E)36B3K+TDR | TM9E100C16MP12 | 31000 | 18 | 8.5 | 31200 | 25200 | 80.77% | 2 | 0 | 10.5 |  |  |  | No | R-454B | 2.5833 | Residential & Commercial | Ducted CEE Tier 1
216056521 | Central HP <5.4 tons | YORK | HRCU-A-CB (Split System: Heat Pump with Remote Outdoor Unit-Air-Source) | HH836E2S11 | ASPEN |  | C(A,C,D,E)36B3K+TDR | TM9E100C16MP12 | 31000 | 18 | 8.5 | 31200 | 25200 | 80.77% | 2 | 0 | 10.5 |  |  |  | No | R-454B | 2.5833 | Residential & Commercial | Ducted CEE Tier 1
216056556 | Central HP <5.4 tons | YORK | HRCU-A-CB (Split System: Heat Pump with Remote Outdoor Unit-Air-Source) | HH836E2S11 | ASPEN |  | C(A,C,D,E)36B3K+TDR | Y81E120C16SMPS1 | 31400 | 18 | 8.5 | 31200 | 25200 | 80.77% | 2 | 0 | 11 |  |  |  | No | R-454B | 2.6167 | Residential & Commercial | Ducted CEE Tier 1
216056640 | Central HP <5.4 tons | YORK | HRCU-A-CB (Split System: Heat Pump with Remote Outdoor Unit-Air-Source) | HH836E2S11 | ASPEN |  | D(A,C,E)36A4K+TDR | Y81E120C16SMPS1 | 31400 | 18 | 8.5 | 31200 | 25200 | 80.77% | 2 | 0 | 11 |  |  |  | No | R-454B | 2.6167 | Residential & Commercial | Ducted CEE Tier 1
216056656 | Central HP <5.4 tons | YORK | HRCU-A-CB (Split System: Heat Pump with Remote Outdoor Unit-Air-Source) | HH836E2S11 | ASPEN |  | C(A,C,D,E)48A3K+TDR | TL9E100C20UH11 | 31400 | 17 | 8.5 | 31400 | 25400 | 80.89% | 2 | 0 | 10.5 |  |  |  | No | R-454B | 2.6167 | Residential & Commercial | Ducted CEE Tier 1
216056672 | Central HP <5.4 tons | YORK | HRCU-A-CB (Split System: Heat Pump with Remote Outdoor Unit-Air-Source) | HH836E2S11 | ASPEN |  | C(A,C,D,E)48A3K+TDR | TM9E100C16MP12 | 31200 | 18 | 8.1 | 31200 | 25200 | 80.77% | 2 | 0 | 10.5 |  |  |  | No | R-454B | 2.6 | Residential & Commercial | Ducted CEE Tier 1
213738477 | Central HP <5.4 tons | DAY & NIGHT | HRCU-A-CB (Split System: Heat Pump with Remote Outdoor Unit-Air-Source) | DLCURAH36ABK | ADP |  | FG80936 | *80MS(N,L)0701712A* | 35600 | 16 | 8.1 | 36800 | 34600 | 94.02% | 1.94 | 0 | 10 |  |  |  | No | R-410A | 2.9667 | Residential & Commercial | Ducted CEE Tier 1
213738493 | Central HP <5.4 tons | DAY & NIGHT | HRCU-A-CB (Split System: Heat Pump with Remote Outdoor Unit-Air-Source) | DLCURAH36ABK | ADP |  | PL36H210P299 | *80MSU0401712A* | 36600 | 16 | 8.5 | 36400 | 34400 | 94.51% | 2.06 | 0 | 10 |  |  |  | No | R-410A | 3.05 | Residential & Commercial | Ducted CEE Tier 1
213738526 | Central HP <5.4 tons | DAY & NIGHT | HRCU-A-CB (Split System: Heat Pump with Remote Outdoor Unit-Air-Source) | DLCURAH36ABK | ADP |  | PL36H175P789 | *92MSN0601412A* | 36000 | 15.2 | 8.5 | 36800 | 34800 | 94.57% | 2 | 0 | 10 |  |  |  | No | R-410A | 3 | Residential & Commercial | Ducted CEE Tier 1
210410117 | Central HP <5.4 tons | MRCOOL | HRCU-A-CB (Split System: Heat Pump with Remote Outdoor Unit-Air-Source) | MDUO18024036 |  |  | MDUI18024E |  | 24000 | 17 | 9 | 24000 | 22000 | 91.67% | 1.8 | 12.5 | 12 |  |  |  | No | R-410A | 2 | Residential & Commercial | Ducted CEE Tier 1
212479806 | Central HP <5.4 tons | CARRIER | HRCU-A-CB (Split System: Heat Pump with Remote Outdoor Unit-Air-Source) | 38MURAQ18AB3* | ADP |  | A36VCA+TXV | 58SU*A040E17**12 | 18600 | 16 | 9 | 17400 | 17800 | 102.3% | 2.22 | 0 | 11 |  |  |  | No | R-410A | 1.55 | Residential & Commercial | Ducted CEE Tier 1
216056724 | Central HP <5.4 tons | YORK | HRCU-A-CB (Split System: Heat Pump with Remote Outdoor Unit-Air-Source) | HH860E2S11 | ASPEN |  | C(A,C,D,E)48A3K+TDR | TM8E130D20MP11 | 41500 | 16.5 | 8.1 | 46000 | 35200 | 76.52% | 2 | 0 | 10.5 |  |  |  | No | R-454B | 3.4583 | Residential & Commercial | Ducted CEE Tier 1
216056774 | Central HP <5.4 tons | YORK | HRCU-A-CB (Split System: Heat Pump with Remote Outdoor Unit-Air-Source) | HH860E2S11 | ASPEN |  | C(A,C,D,E)48A3K+TDR | YPLC080C16MP13 | 33000 | 16.5 | 8.1 | 44000 | 33400 | 75.91% | 2 | 0 | 11 |  |  |  | No | R-454B | 2.75 | Residential & Commercial | Ducted CEE Tier 1
216056790 | Central HP <5.4 tons | YORK | HRCU-A-CB (Split System: Heat Pump with Remote Outdoor Unit-Air-Source) | HH860E2S11 | ASPEN |  | C(A,C,D,E)60A3K+TDR | TM8E100C16MP11 | 41000 | 18 | 8.5 | 45000 | 34200 | 76% | 2 | 0 | 10.5 |  |  |  | No | R-454B | 3.4167 | Residential & Commercial | Ducted CEE Tier 1
216056806 | Central HP <5.4 tons | YORK | HRCU-A-CB (Split System: Heat Pump with Remote Outdoor Unit-Air-Source) | HH860E2S11 | ASPEN |  | C(A,C,D,E)60A3K+TDR | TM8V120C20MP12 | 41000 | 18 | 8.5 | 44500 | 33800 | 75.96% | 2 | 0 | 10.5 |  |  |  | No | R-454B | 3.4167 | Residential & Commercial | Ducted CEE Tier 1
216056808 | Central HP <5.4 tons | YORK | HRCU-A-CB (Split System: Heat Pump with Remote Outdoor Unit-Air-Source) | HH860E2S11 | ASPEN |  | C(A,C,D,E)60A3K+TDR | TM8Y080C16MP11 | 41000 | 17 | 8.1 | 43500 | 33400 | 76.78% | 2 | 0 | 11 |  |  |  | No | R-454B | 3.4167 | Residential & Commercial | Ducted CEE Tier 1
213774544 | Central HP <5.4 tons | TEMPSTAR | HRCU-A-CB (Split System: Heat Pump with Remote Outdoor Unit-Air-Source) | TVH825GKA3* |  |  | EHD4X42AAL+WALLCON | *96CTN1002122B* | 24200 | 16 | 8.1 | 21400 | 16600 | 77.57% | 2 | 0 | 10.5 |  |  |  | No | R-410A | 2.0167 | Residential & Commercial | Ducted CEE Tier 1
211263762 | Central HP <5.4 tons | COMFORTMAKER | HRCU-A-CB (Split System: Heat Pump with Remote Outdoor Unit-Air-Source) | DLCURAH18ABK |  |  | EN(A,D)4X30L14** | *95ESN0261410A* | 18100 | 15.5 | 8.5 | 18800 | 18400 | 97.87% | 2.2 | 0 | 11 |  |  |  | No | R-410A | 1.5083 | Residential & Commercial | Ducted CEE Tier 1
212479874 | Central HP <5.4 tons | CARRIER | HRCU-A-CB (Split System: Heat Pump with Remote Outdoor Unit-Air-Source) | 38MURAQ24AB3* | ADP |  | V,C36H175P159 | 58S(B,C)*A070E17**16 | 24800 | 16 | 8.1 | 25200 | 21800 | 86.51% | 1.82 | 0 | 10.5 |  |  |  | No | R-410A | 2.0667 | Residential & Commercial | Ducted CEE Tier 1
212479876 | Central HP <5.4 tons | CARRIER | HRCU-A-CB (Split System: Heat Pump with Remote Outdoor Unit-Air-Source) | 38MURAQ24AB3* | ADP |  | PL36H210P749 | 58S(B,C)*A070E17**16 | 24800 | 16 | 8.1 | 25200 | 21800 | 86.51% | 1.82 | 0 | 10.5 |  |  |  | No | R-410A | 2.0667 | Residential & Commercial | Ducted CEE Tier 1
212479931 | Central HP <5.4 tons | CARRIER | HRCU-A-CB (Split System: Heat Pump with Remote Outdoor Unit-Air-Source) | 38MURAQ24AB3* | ADP |  | V,C36H175P159 | 58SP*A070V17**16 | 24000 | 17 | 8.5 | 24400 | 22400 | 91.8% | 1.9 | 0 | 10 |  |  |  | No | R-410A | 2 | Residential & Commercial | Ducted CEE Tier 1
212479976 | Central HP <5.4 tons | CARRIER | HRCU-A-CB (Split System: Heat Pump with Remote Outdoor Unit-Air-Source) | 38MURAQ24AB3* | ADP |  | PL36H175P149 | 58TP*A070V17**16 | 24200 | 17 | 8.1 | 24600 | 22600 | 91.87% | 1.9 | 0 | 10.5 |  |  |  | No | R-410A | 2.0167 | Residential & Commercial | Ducted CEE Tier 1
212479999 | Central HP <5.4 tons | CARRIER | HRCU-A-CB (Split System: Heat Pump with Remote Outdoor Unit-Air-Source) | 38MURAQ24AB3* | ADP |  | PL36H175P149 | 58TP*A090V17**16 | 23800 | 17 | 8.1 | 24400 | 23000 | 94.26% | 1.94 | 0 | 10.5 |  |  |  | No | R-410A | 1.9833 | Residential & Commercial | Ducted CEE Tier 1
206773360 | Central HP <5.4 tons | COMFORTMAKER | HRCU-A-CB (Split System: Heat Pump with Remote Outdoor Unit-Air-Source) | CVH837GKA2* |  |  | EHD4X48AAL+WALLCON | *80CSU0401712A* | 32600 | 16.5 | 8.1 | 33000 | 24800 | 75.15% | 1.96 | 11.5 | 11 |  |  |  | No | R-410A | 2.7167 | Residential & Commercial | Ducted CEE Tier 1
213076275 | Central HP <5.4 tons | DAY & NIGHT | HRCU-A-CB (Split System: Heat Pump with Remote Outdoor Unit-Air-Source) | DLCURAH36ABK |  |  | EA*4X42L24A* | *95MSU1002122A* | 35600 | 16.5 | 8.1 | 38500 | 35000 | 90.91% | 1.9 | 0 | 10 |  |  |  | No | R-410A | 2.9667 | Residential & Commercial | Ducted CEE Tier 1
211228143 | Central HP <5.4 tons | DAY & NIGHT | HRCU-A-CB (Split System: Heat Pump with Remote Outdoor Unit-Air-Source) | DLCURAH36ABK |  |  | EA*4X42L24A* | *96VTN1202422A* | 35600 | 16 | 8.1 | 38500 | 35000 | 90.91% | 1.88 | 0 | 10 |  |  |  | No | R-410A | 2.9667 | Residential & Commercial | Ducted CEE Tier 1
214421453 | Central HP <5.4 tons | MRCOOL | HRCU-A-C (Split System: Heat Pump with Remote Outdoor Unit with No Indoor Fan --Air Source) | MDUO18024036 |  |  | MDUCC15024 |  | 23000 | 15.2 | 8.5 | 24000 | 21600 | 90% | 1.8 | 0 | 11 |  |  |  | No | R-410A | 1.9167 | Residential & Commercial | Ducted CEE Tier 1
214802937 | Central HP <5.4 tons | RHEEM | HRCU-A-CB (Split System: Heat Pump with Remote Outdoor Unit-Air-Source) | RP15AZ48AJ2N | ASPEN |  | D(A,C,E)60B44+TDR | R801V1005A21UHU | 45000 | 15.6 | 8.2 | 46000 | 34000 | 73.91% | 3.06 | 0 | 10.1 |  |  |  | No | R-410A | 3.75 | Residential & Commercial | Ducted CEE Tier 1
212380522 | Central HP <5.4 tons | CARRIER | HRCU-A-CB (Split System: Heat Pump with Remote Outdoor Unit-Air-Source) | 25VNA424A*031* | ADP |  | C36A***L539 | 58TN*A045C17**12 | 23400 | 20 | 8.1 | 25000 | 19600 | 78.4% | 2.42 | 0 | 13 |  |  |  | No | R-410A | 1.95 | Residential & Commercial | Ducted CEE Tier 1
212380574 | Central HP <5.4 tons | CARRIER | HRCU-A-CB (Split System: Heat Pump with Remote Outdoor Unit-Air-Source) | 25VNA424A*031* | ADP |  | C36A***L129 | 59MN7B080C17**14 | 23200 | 20 | 8.1 | 25200 | 19600 | 77.78% | 2.36 | 0 | 13 |  |  |  | No | R-410A | 1.9333 | Residential & Commercial | Ducted CEE Tier 1
216056742 | Central HP <5.4 tons | YORK | HRCU-A-CB (Split System: Heat Pump with Remote Outdoor Unit-Air-Source) | HH860E2S11 | ASPEN |  | C(A,C,D,E)48A3K+TDR | TM9Y080C16MP11 | 39500 | 16.5 | 8.1 | 44000 | 33800 | 76.82% | 2 | 0 | 10.5 |  |  |  | No | R-454B | 3.2917 | Residential & Commercial | Ducted CEE Tier 1
216056751 | Central HP <5.4 tons | YORK | HRCU-A-CB (Split System: Heat Pump with Remote Outdoor Unit-Air-Source) | HH860E2S11 | ASPEN |  | C(A,C,D,E)48A3K+TDR | TMLE120C20MP11 | 41000 | 16.5 | 8.1 | 46000 | 35000 | 76.09% | 2 | 0 | 10.5 |  |  |  | No | R-454B | 3.4167 | Residential & Commercial | Ducted CEE Tier 1
216056817 | Central HP <5.4 tons | YORK | HRCU-A-CB (Split System: Heat Pump with Remote Outdoor Unit-Air-Source) | HH860E2S11 | ASPEN |  | D(A,C,E)60A3K+TDR | TM9E080C16MP12 | 41000 | 18 | 8.5 | 45000 | 34400 | 76.44% | 2 | 0 | 10.5 |  |  |  | No | R-454B | 3.4167 | Residential & Commercial | Ducted CEE Tier 1
216056878 | Central HP <5.4 tons | YORK | HRCU-A-CB (Split System: Heat Pump with Remote Outdoor Unit-Air-Source) | HH860E2S11 | ASPEN |  | C(A,C,D,E)60A3K+TDR | Y91E080C16SMPS1 | 41500 | 17.5 | 8.1 | 46500 | 33800 | 72.69% | 2 | 0 | 11.5 |  |  |  | No | R-454B | 3.4583 | Residential & Commercial | Ducted CEE Tier 1
215224754 | Central HP <5.4 tons | CARRIER | HRCU-A-CB (Split System: Heat Pump with Remote Outdoor Unit-Air-Source) | 25VNA424A*031* | ADP |  | H,PG7J936 | 59MN7C060C21**20 | 23200 | 20 | 10.5 | 25000 | 19500 | 78% | 2.42 | 0 | 12.5 |  |  |  | No | R-410A | 1.9333 | Residential & Commercial | Ducted CEE Tier 1
216488065 | Central HP <5.4 tons | CHAMPION HEATING AND COOLING | HRCU-A-CB (Split System: Heat Pump with Remote Outdoor Unit-Air-Source) | HH836E2S11 | ADP |  | A36VDA*+TXV | Z9ES100C16SMPS1 | 34600 | 17 | 8.5 | 31200 | 26600 | 85.26% | 2 | 0 | 11 |  |  |  | No | R-454B | 2.8833 | Residential & Commercial | Ducted CEE Tier 1
216571359 | Central HP <5.4 tons | DIRECT AIR | HRCU-A-CB (Split System: Heat Pump with Remote Outdoor Unit-Air-Source) | DIRM4-48CS19-OU |  |  | DIRM4-48MAGICPRO20-AH |  | 48000 | 16 | 8.5 | 48000 | 38000 | 79.17% | 1.85 | 0 | 10 |  |  |  | No | R-454B | 4 | Residential & Commercial | Ducted CEE Tier 1
214093047 | Central HP <5.4 tons | LUXAIRE | HRCU-A-CB (Split System: Heat Pump with Remote Outdoor Unit-Air-Source) | HMH72B341 | ASPEN |  | D(A,C,E)48B36+TDR | TM9E100C16MP12 | 32800 | 18 | 8.1 | 32400 | 44000 | 135.8% | 3.14 | 0 | 10 |  |  |  | No | R-410A | 2.7333 | Residential & Commercial | Ducted CEE Tier 1
214093061 | Central HP <5.4 tons | LUXAIRE | HRCU-A-CB (Split System: Heat Pump with Remote Outdoor Unit-Air-Source) | HMH72B341 | ASPEN |  | D(A,C,E)42A46+TDR | TM9V080C16MP12 | 32600 | 17.5 | 8.1 | 32400 | 44000 | 135.8% | 3.11 | 0 | 10 |  |  |  | No | R-410A | 2.7167 | Residential & Commercial | Ducted CEE Tier 1
216056691 | Central HP <5.4 tons | YORK | HRCU-A-CB (Split System: Heat Pump with Remote Outdoor Unit-Air-Source) | HH836E2S11 | ASPEN |  | C(A,C,D,E)48A3K+TDR | TMLV100C16MP12 | 31200 | 18 | 8.1 | 31200 | 25400 | 81.41% | 2 | 0 | 10.5 |  |  |  | No | R-454B | 2.6 | Residential & Commercial | Ducted CEE Tier 1
216488055 | Central HP <5.4 tons | CHAMPION HEATING AND COOLING | HRCU-A-CB (Split System: Heat Pump with Remote Outdoor Unit-Air-Source) | HH836E2S11 | ADP |  | A36VDA*+TXV | Z8ES120C20SMPS1 | 34400 | 18 | 8.5 | 30400 | 25800 | 84.87% | 2 | 0 | 11 |  |  |  | No | R-454B | 2.8667 | Residential & Commercial | Ducted CEE Tier 1
215430622 | Central HP <5.4 tons | LUXAIRE | HRCU-A-CB (Split System: Heat Pump with Remote Outdoor Unit-Air-Source) | HH836E2S11 | ADP |  | H,YG80(1,2)36+TXV | Z8ES080B12SMPS1 | 32800 | 18 | 8.5 | 28400 | 24400 | 85.92% | 2 | 0 | 11.7 |  |  |  | No | R-454B | 2.7333 | Residential & Commercial | Ducted CEE Tier 1
212480015 | Central HP <5.4 tons | CARRIER | HRCU-A-CB (Split System: Heat Pump with Remote Outdoor Unit-Air-Source) | 38MURAQ24AB3* | ADP |  | A36VCA+TXV | 59SC2D040E17**12 | 23800 | 16 | 8.5 | 24400 | 22600 | 92.62% | 1.88 | 0 | 10 |  |  |  | No | R-410A | 1.9833 | Residential & Commercial | Ducted CEE Tier 1
212480115 | Central HP <5.4 tons | CARRIER | HRCU-A-CB (Split System: Heat Pump with Remote Outdoor Unit-Air-Source) | 38MURAQ24AB3* | ADP |  | A36VCA+TXV | 59SU5A040E17**12 | 23800 | 17 | 8.5 | 24200 | 22800 | 94.21% | 1.92 | 0 | 10 |  |  |  | No | R-410A | 1.9833 | Residential & Commercial | Ducted CEE Tier 1
212480117 | Central HP <5.4 tons | CARRIER | HRCU-A-CB (Split System: Heat Pump with Remote Outdoor Unit-Air-Source) | 38MURAQ24AB3* | ADP |  | PL36H210P299 | 59SU5A060E17**16 | 25000 | 17 | 8.5 | 24000 | 20400 | 85% | 1.76 | 0 | 10.5 |  |  |  | No | R-410A | 2.0833 | Residential & Commercial | Ducted CEE Tier 1
213367377 | Central HP <5.4 tons | CARRIER | HRCU-A-CB (Split System: Heat Pump with Remote Outdoor Unit-Air-Source) | 38MURAQ24AB3* | ADP |  | H,PG9J936 | 59TP6C080V17**16 | 23600 | 17 | 8.5 | 24600 | 23600 | 95.93% | 2 | 0 | 10 |  |  |  | No | R-410A | 1.9667 | Residential & Commercial | Ducted CEE Tier 1
212479863 | Central HP <5.4 tons | CARRIER | HRCU-A-CB (Split System: Heat Pump with Remote Outdoor Unit-Air-Source) | 38MURAQ24AB3* | ADP |  | C36A***L129 | 58S(B,C)*A070E17**16 | 24600 | 16 | 8.1 | 25200 | 21800 | 86.51% | 1.82 | 0 | 10.5 |  |  |  | No | R-410A | 2.05 | Residential & Commercial | Ducted CEE Tier 1
212479880 | Central HP <5.4 tons | CARRIER | HRCU-A-CB (Split System: Heat Pump with Remote Outdoor Unit-Air-Source) | 38MURAQ24AB3* | ADP |  | V,C36H175P139 | 58S(B,C)*A070E17**16 | 24800 | 16 | 8.1 | 25200 | 21800 | 86.51% | 1.82 | 0 | 10.5 |  |  |  | No | R-410A | 2.0667 | Residential & Commercial | Ducted CEE Tier 1
212479945 | Central HP <5.4 tons | CARRIER | HRCU-A-CB (Split System: Heat Pump with Remote Outdoor Unit-Air-Source) | 38MURAQ24AB3* | ADP |  | C36A***L129 | 58SU*A060E17**16 | 24800 | 17 | 8.5 | 25000 | 21400 | 85.6% | 1.82 | 0 | 10.5 |  |  |  | No | R-410A | 2.0667 | Residential & Commercial | Ducted CEE Tier 1
214522533 | Central HP <5.4 tons | YORK | HRCU-A-CB (Split System: Heat Pump with Remote Outdoor Unit-Air-Source) | HMH72B341 | ASPEN |  | DX36E34+TDR | Y81E080C16SMPS1 | 33000 | 18 | 8.5 | 33400 | 23400 | 70.06% | 1.98 | 0 | 10 |  |  |  | No | R-410A | 2.75 | Residential & Commercial | Ducted CEE Tier 1
216488036 | Central HP <5.4 tons | CHAMPION HEATING AND COOLING | HRCU-A-CB (Split System: Heat Pump with Remote Outdoor Unit-Air-Source) | HH836E2S11 | ADP |  | A36VDA*+TXV | TM9Y080C16MP11 | 33200 | 18 | 9 | 29600 | 24800 | 83.78% | 2 | 0 | 11 |  |  |  | No | R-454B | 2.7667 | Residential & Commercial | Ducted CEE Tier 1
214093108 | Central HP <5.4 tons | LUXAIRE | HRCU-A-CB (Split System: Heat Pump with Remote Outdoor Unit-Air-Source) | HMH72B341 | ASPEN |  | D(A,C,E)36A36+TDR | TMLE120C16MP11 | 33200 | 18 | 8.1 | 32400 | 45000 | 138.9% | 3.06 | 0 | 10 |  |  |  | No | R-410A | 2.7667 | Residential & Commercial | Ducted CEE Tier 1
214093110 | Central HP <5.4 tons | LUXAIRE | HRCU-A-CB (Split System: Heat Pump with Remote Outdoor Unit-Air-Source) | HMH72B341 | ASPEN |  | D(A,C,E)48B36+TDR | TMLE120C16MP11 | 33200 | 18 | 8.2 | 32400 | 45000 | 138.9% | 3.11 | 0 | 10 |  |  |  | No | R-410A | 2.7667 | Residential & Commercial | Ducted CEE Tier 1
214092237 | Central HP <5.4 tons | LUXAIRE | HRCU-A-CB (Split System: Heat Pump with Remote Outdoor Unit-Air-Source) | HMH72B341 | ASPEN |  | D(A,C,E)42A44+TDR | LP9C100C16MP13 | 32400 | 17.5 | 8.5 | 32400 | 44000 | 135.8% | 3.14 | 0 | 10 |  |  |  | No | R-410A | 2.7 | Residential & Commercial | Ducted CEE Tier 1
214092256 | Central HP <5.4 tons | LUXAIRE | HRCU-A-CB (Split System: Heat Pump with Remote Outdoor Unit-Air-Source) | HMH72B341 | ASPEN |  | D(A,C,E)48B34+TDR | LPLC100C16MP13 | 32600 | 17.5 | 8.5 | 32400 | 44000 | 135.8% | 3.14 | 0 | 10 |  |  |  | No | R-410A | 2.7167 | Residential & Commercial | Ducted CEE Tier 1
214092391 | Central HP <5.4 tons | LUXAIRE | HRCU-A-CB (Split System: Heat Pump with Remote Outdoor Unit-Air-Source) | HMH72B341 | ASPEN |  | D(A,C,E)48B34+TDR | TM9Y100C16MP11 | 32800 | 18 | 8.1 | 32400 | 45000 | 138.9% | 3.09 | 0 | 10 |  |  |  | No | R-410A | 2.7333 | Residential & Commercial | Ducted CEE Tier 1
211228651 | Central HP <5.4 tons | DAY & NIGHT | HRCU-A-CB (Split System: Heat Pump with Remote Outdoor Unit-Air-Source) | DLCURAH36ABK |  |  | EA*4X43L21A* | *96VTN1002120A* | 36800 | 15.5 | 8.5 | 38500 | 34800 | 90.39% | 2.1 | 0 | 10 |  |  |  | No | R-410A | 3.0667 | Residential & Commercial | Ducted CEE Tier 1
211229251 | Central HP <5.4 tons | DAY & NIGHT | HRCU-A-CB (Split System: Heat Pump with Remote Outdoor Unit-Air-Source) | DLCURAH36ABK |  |  | EA*4X48L24A* | *80ES(N,L)0702116A* | 35800 | 16.5 | 8.5 | 37800 | 34600 | 91.53% | 2.04 | 0 | 10 |  |  |  | No | R-410A | 2.9833 | Residential & Commercial | Ducted CEE Tier 1
211229335 | Central HP <5.4 tons | DAY & NIGHT | HRCU-A-CB (Split System: Heat Pump with Remote Outdoor Unit-Air-Source) | DLCURAH36ABK |  |  | EA*4X48L24A* | *80ES(N,L)1552420A* | 37000 | 16 | 8.5 | 38500 | 34800 | 90.39% | 2.12 | 0 | 10 |  |  |  | No | R-410A | 3.0833 | Residential & Commercial | Ducted CEE Tier 1
213077513 | Central HP <5.4 tons | DAY & NIGHT | HRCU-A-CB (Split System: Heat Pump with Remote Outdoor Unit-Air-Source) | DLCURAH36ABK |  |  | EA*4X42L24A* | *96VTN0802120B* | 35000 | 16 | 8.1 | 38500 | 35000 | 90.91% | 1.88 | 0 | 10 |  |  |  | No | R-410A | 2.9167 | Residential & Commercial | Ducted CEE Tier 1
214802769 | Central HP <5.4 tons | RHEEM | HRCU-A-CB (Split System: Heat Pump with Remote Outdoor Unit-Air-Source) | RP15AZ36AJ2N | ASPEN |  | D(A,C,E)36A34+TDR | R801V0754A17UH | 32800 | 15.4 | 8.1 | 33800 | 24600 | 72.78% | 2.76 | 0 | 11.7 |  |  |  | No | R-410A | 2.7333 | Residential & Commercial | Ducted CEE Tier 1
214092270 | Central HP <5.4 tons | LUXAIRE | HRCU-A-CB (Split System: Heat Pump with Remote Outdoor Unit-Air-Source) | HMH72B341 | ASPEN |  | D(A,C,E)42A44+TDR | TL8E100C20UH11 | 32400 | 17.5 | 8.5 | 32400 | 44000 | 135.8% | 3.16 | 0 | 10 |  |  |  | No | R-410A | 2.7 | Residential & Commercial | Ducted CEE Tier 1
213077695 | Central HP <5.4 tons | DAY & NIGHT | HRCU-A-CB (Split System: Heat Pump with Remote Outdoor Unit-Air-Source) | DLCURAH36ABK |  |  | EN(A,D)4X48L24** | *96VTN1002120B* | 36000 | 16.5 | 8.1 | 38500 | 35000 | 90.91% | 2 | 0 | 10 |  |  |  | No | R-410A | 3 | Residential & Commercial | Ducted CEE Tier 1
211229485 | Central HP <5.4 tons | DAY & NIGHT | HRCU-A-CB (Split System: Heat Pump with Remote Outdoor Unit-Air-Source) | DLCURAH36ABK |  |  | EA*4X48L24A* | *95ESN0802120A* | 36600 | 15.5 | 8.5 | 38500 | 34800 | 90.39% | 2.1 | 0 | 10 |  |  |  | No | R-410A | 3.05 | Residential & Commercial | Ducted CEE Tier 1
211229537 | Central HP <5.4 tons | DAY & NIGHT | HRCU-A-CB (Split System: Heat Pump with Remote Outdoor Unit-Air-Source) | DLCURAH36ABK |  |  | EA*4X48L24A* | *96VSN0802120A* | 36200 | 16 | 8.5 | 38500 | 34600 | 89.87% | 2.06 | 0 | 10 |  |  |  | No | R-410A | 3.0167 | Residential & Commercial | Ducted CEE Tier 1
211229652 | Central HP <5.4 tons | DAY & NIGHT | HRCU-A-CB (Split System: Heat Pump with Remote Outdoor Unit-Air-Source) | DLCURAH36ABK |  |  | EA*4X48L24A* | OMV154L20A | 36800 | 16 | 8.5 | 38500 | 34800 | 90.39% | 2.1 | 0 | 10 |  |  |  | No | R-410A | 3.0667 | Residential & Commercial | Ducted CEE Tier 1
212479964 | Central HP <5.4 tons | CARRIER | HRCU-A-CB (Split System: Heat Pump with Remote Outdoor Unit-Air-Source) | 38MURAQ24AB3* | ADP |  | A24VBA+TXV | 58TP*A045V14**12 | 24000 | 16 | 8.5 | 24600 | 22000 | 89.43% | 1.86 | 0 | 10 |  |  |  | No | R-410A | 2 | Residential & Commercial | Ducted CEE Tier 1
212479978 | Central HP <5.4 tons | CARRIER | HRCU-A-CB (Split System: Heat Pump with Remote Outdoor Unit-Air-Source) | 38MURAQ24AB3* | ADP |  | V,C36H175P149 | 58TP*A070V17**16 | 24200 | 17 | 8.1 | 24600 | 22600 | 91.87% | 1.9 | 0 | 10.5 |  |  |  | No | R-410A | 2.0167 | Residential & Commercial | Ducted CEE Tier 1
212480079 | Central HP <5.4 tons | CARRIER | HRCU-A-CB (Split System: Heat Pump with Remote Outdoor Unit-Air-Source) | 38MURAQ24AB3* | ADP |  | V,C36H175P139 | 59SC5B080E17**16 | 24800 | 15.2 | 8.5 | 25200 | 21600 | 85.71% | 1.8 | 0 | 10 |  |  |  | No | R-410A | 2.0667 | Residential & Commercial | Ducted CEE Tier 1
212480095 | Central HP <5.4 tons | CARRIER | HRCU-A-CB (Split System: Heat Pump with Remote Outdoor Unit-Air-Source) | 38MURAQ24AB3* | ADP |  | C36A***L129 | 59SP6A080V17**16 | 23800 | 16 | 8.5 | 25200 | 23000 | 91.27% | 1.92 | 0 | 10 |  |  |  | No | R-410A | 1.9833 | Residential & Commercial | Ducted CEE Tier 1
212480128 | Central HP <5.4 tons | CARRIER | HRCU-A-CB (Split System: Heat Pump with Remote Outdoor Unit-Air-Source) | 38MURAQ24AB3* | ADP |  | V,C36H175P149 | 59SU5A060E17**16 | 24400 | 17 | 8.5 | 24600 | 22000 | 89.43% | 1.86 | 0 | 10 |  |  |  | No | R-410A | 2.0333 | Residential & Commercial | Ducted CEE Tier 1
212480130 | Central HP <5.4 tons | CARRIER | HRCU-A-CB (Split System: Heat Pump with Remote Outdoor Unit-Air-Source) | 38MURAQ24AB3* | ADP |  | PL36H175P159 | 59SU5A060E17**16 | 24400 | 17 | 8.5 | 24600 | 22000 | 89.43% | 1.86 | 0 | 10 |  |  |  | No | R-410A | 2.0333 | Residential & Commercial | Ducted CEE Tier 1
214092930 | Central HP <5.4 tons | LUXAIRE | HRCU-A-CB (Split System: Heat Pump with Remote Outdoor Unit-Air-Source) | HMH72B341 | ASPEN |  | D(A,C,E)48B36+TDR | LP9C100C16MP13 | 32600 | 17.5 | 8.5 | 32400 | 44000 | 135.8% | 3.14 | 0 | 10 |  |  |  | No | R-410A | 2.7167 | Residential & Commercial | Ducted CEE Tier 1
214092978 | Central HP <5.4 tons | LUXAIRE | HRCU-A-CB (Split System: Heat Pump with Remote Outdoor Unit-Air-Source) | HMH72B341 | ASPEN |  | D(A,C,E)48B36+TDR | TM8E060A12MP11 | 32800 | 18 | 8.1 | 32400 | 44000 | 135.8% | 3.09 | 0 | 10 |  |  |  | No | R-410A | 2.7333 | Residential & Commercial | Ducted CEE Tier 1
212498509 | Central HP <5.4 tons | CARRIER | HRCU-A-CB (Split System: Heat Pump with Remote Outdoor Unit-Air-Source) | 38MURAQ18AB3* | ADP |  | CE2403C+TXV |  | 17700 | 17 | 8.7 | 17000 | 19400 | 114.1% | 2.32 | 0 | 11 |  |  |  | No | R-410A | 1.475 | Residential & Commercial | Ducted CEE Tier 1
214093014 | Central HP <5.4 tons | LUXAIRE | HRCU-A-CB (Split System: Heat Pump with Remote Outdoor Unit-Air-Source) | HMH72B341 | ASPEN |  | D(A,C,E)48B36+TDR | TM8Y060A12MP11 | 32800 | 18 | 8.1 | 32400 | 44000 | 135.8% | 3.09 | 0 | 10 |  |  |  | No | R-410A | 2.7333 | Residential & Commercial | Ducted CEE Tier 1
214093044 | Central HP <5.4 tons | LUXAIRE | HRCU-A-CB (Split System: Heat Pump with Remote Outdoor Unit-Air-Source) | HMH72B341 | ASPEN |  | D(A,C,E)48B36+TDR | TM9E080C16MP12 | 33000 | 18 | 8.1 | 32400 | 45000 | 138.9% | 3.09 | 0 | 10 |  |  |  | No | R-410A | 2.75 | Residential & Commercial | Ducted CEE Tier 1
215933617 | Central HP <5.4 tons | AIRQUEST | HRCU-A-CB (Split System: Heat Pump with Remote Outdoor Unit-Air-Source) | H5H3V36*K*AAA* |  |  | ESH5X48M12A*+WALLCON | *95CSU0802120B* | 33600 | 19 | 9 | 34800 | 26600 | 76.44% | 1.94 | 0 | 11.5 |  |  |  | No | R-454B | 2.8 | Residential & Commercial | Ducted CEE Tier 1
215935217 | Central HP <5.4 tons | AIRQUEST | HRCU-A-CB (Split System: Heat Pump with Remote Outdoor Unit-Air-Source) | H5H3V36*K*AAA* |  |  | EVM5X60M21A*+WALLCON | *80CTL0902120B* | 35600 | 22 | 8.5 | 38000 | 28400 | 74.74% | 2.02 | 0 | 12.5 |  |  |  | No | R-454B | 2.9667 | Residential & Commercial | Ducted CEE Tier 1
215935267 | Central HP <5.4 tons | AIRQUEST | HRCU-A-CB (Split System: Heat Pump with Remote Outdoor Unit-Air-Source) | H5H3V36*K*AAA* |  |  | EVM5X60M21A*+WALLCON | *97CMN0602120B* | 35400 | 21 | 8.5 | 38500 | 29000 | 75.32% | 2.02 | 0 | 12 |  |  |  | No | R-454B | 2.95 | Residential & Commercial | Ducted CEE Tier 1
215935287 | Central HP <5.4 tons | AIRQUEST | HRCU-A-CB (Split System: Heat Pump with Remote Outdoor Unit-Air-Source) | H5H3V36*K*AAA* |  |  | EVM5X60M21A*+WALLCON | *97CMN0802120B* | 35600 | 21.5 | 8.5 | 38000 | 28600 | 75.26% | 2.02 | 0 | 12 |  |  |  | No | R-454B | 2.9667 | Residential & Commercial | Ducted CEE Tier 1
215935337 | Central HP <5.4 tons | AIRQUEST | HRCU-A-CB (Split System: Heat Pump with Remote Outdoor Unit-Air-Source) | H5H3V36*K*AAA* |  |  | EVM5X60M24A*+WALLCON | *80CTL0702120B* | 35400 | 21.5 | 8.5 | 38000 | 28600 | 75.26% | 2.04 | 0 | 12 |  |  |  | No | R-454B | 2.95 | Residential & Commercial | Ducted CEE Tier 1
215934927 | Central HP <5.4 tons | AIRQUEST | HRCU-A-CB (Split System: Heat Pump with Remote Outdoor Unit-Air-Source) | H5H3V36*K*AAA* |  |  | EVM5X44M21A*+WALLCON | *97CMN1002122B* | 35600 | 22 | 8.5 | 38000 | 28600 | 75.26% | 2.02 | 0 | 12.5 |  |  |  | No | R-454B | 2.9667 | Residential & Commercial | Ducted CEE Tier 1
215935127 | Central HP <5.4 tons | AIRQUEST | HRCU-A-CB (Split System: Heat Pump with Remote Outdoor Unit-Air-Source) | H5H3V36*K*AAA* |  |  | EVM5X49M21A*+WALLCON | *96CTN0801714B* | 35400 | 21.5 | 8.5 | 38500 | 28800 | 74.81% | 2.02 | 0 | 12 |  |  |  | No | R-454B | 2.95 | Residential & Commercial | Ducted CEE Tier 1
214092278 | Central HP <5.4 tons | LUXAIRE | HRCU-A-CB (Split System: Heat Pump with Remote Outdoor Unit-Air-Source) | HMH72B341 | ASPEN |  | D(A,C,E)36A34+TDR | TL9E100C20UH11 | 33400 | 17 | 8.1 | 32400 | 45500 | 140.4% | 3.12 | 0 | 10 |  |  |  | No | R-410A | 2.7833 | Residential & Commercial | Ducted CEE Tier 1
214092285 | Central HP <5.4 tons | LUXAIRE | HRCU-A-CB (Split System: Heat Pump with Remote Outdoor Unit-Air-Source) | HMH72B341 | ASPEN |  | D(A,C,E)42A44+TDR | TM8E060A12MP11 | 32600 | 18 | 8.1 | 32400 | 44000 | 135.8% | 3.09 | 0 | 10 |  |  |  | No | R-410A | 2.7167 | Residential & Commercial | Ducted CEE Tier 1
214092959 | Central HP <5.4 tons | LUXAIRE | HRCU-A-CB (Split System: Heat Pump with Remote Outdoor Unit-Air-Source) | HMH72B341 | ASPEN |  | D(A,C,E)42A46+TDR | TL8E080C16UH11 | 32400 | 17.5 | 8.1 | 32400 | 44500 | 137.3% | 3.15 | 0 | 10 |  |  |  | No | R-410A | 2.7 | Residential & Commercial | Ducted CEE Tier 1
214092973 | Central HP <5.4 tons | LUXAIRE | HRCU-A-CB (Split System: Heat Pump with Remote Outdoor Unit-Air-Source) | HMH72B341 | ASPEN |  | D(A,C,E)36A36+TDR | TM8E040A12MP11 | 32800 | 18 | 8.1 | 32400 | 45000 | 138.9% | 3.01 | 0 | 10 |  |  |  | No | R-410A | 2.7333 | Residential & Commercial | Ducted CEE Tier 1
215935227 | Central HP <5.4 tons | AIRQUEST | HRCU-A-CB (Split System: Heat Pump with Remote Outdoor Unit-Air-Source) | H5H3V36*K*AAA* |  |  | EVM5X60M21A*+WALLCON | *80CTL1102120B* | 35600 | 22 | 8.5 | 38000 | 28400 | 74.74% | 2.02 | 0 | 12.5 |  |  |  | No | R-454B | 2.9667 | Residential & Commercial | Ducted CEE Tier 1
215933817 | Central HP <5.4 tons | AIRQUEST | HRCU-A-CB (Split System: Heat Pump with Remote Outdoor Unit-Air-Source) | H5H3V36*K*AAA* |  |  | ESH5X60M12A*+WALLCON | *80CTL1352422B* | 34200 | 19.5 | 9 | 34400 | 26000 | 75.58% | 1.96 | 0 | 11.7 |  |  |  | No | R-454B | 2.85 | Residential & Commercial | Ducted CEE Tier 1
214092975 | Central HP <5.4 tons | LUXAIRE | HRCU-A-CB (Split System: Heat Pump with Remote Outdoor Unit-Air-Source) | HMH72B341 | ASPEN |  | D(A,C,E)48B36+TDR | TM8E040A12MP11 | 32800 | 18 | 8.1 | 32400 | 45000 | 138.9% | 3.06 | 0 | 10 |  |  |  | No | R-410A | 2.7333 | Residential & Commercial | Ducted CEE Tier 1
214093023 | Central HP <5.4 tons | LUXAIRE | HRCU-A-CB (Split System: Heat Pump with Remote Outdoor Unit-Air-Source) | HMH72B341 | ASPEN |  | D(A,C,E)48B36+TDR | TM8Y100C16MP11 | 32600 | 18.5 | 8.5 | 32400 | 44000 | 135.8% | 3.14 | 0 | 10 |  |  |  | No | R-410A | 2.7167 | Residential & Commercial | Ducted CEE Tier 1
214093040 | Central HP <5.4 tons | LUXAIRE | HRCU-A-CB (Split System: Heat Pump with Remote Outdoor Unit-Air-Source) | HMH72B341 | ASPEN |  | D(A,C,E)42A46+TDR | TM9E080B12MP12 | 32600 | 17.5 | 8.1 | 32400 | 44000 | 135.8% | 3.09 | 0 | 10 |  |  |  | No | R-410A | 2.7167 | Residential & Commercial | Ducted CEE Tier 1
214093041 | Central HP <5.4 tons | LUXAIRE | HRCU-A-CB (Split System: Heat Pump with Remote Outdoor Unit-Air-Source) | HMH72B341 | ASPEN |  | D(A,C,E)48B36+TDR | TM9E080B12MP12 | 32800 | 17.5 | 8.1 | 32400 | 44000 | 135.8% | 3.09 | 0 | 10 |  |  |  | No | R-410A | 2.7333 | Residential & Commercial | Ducted CEE Tier 1
212978750 | Central HP <5.4 tons | TEMPSTAR | HRCU-A-CB (Split System: Heat Pump with Remote Outdoor Unit-Air-Source) | DLCURAH18ABK |  |  | EA*4X19L17A* | *80MS(N,L)0701712A* | 18000 | 17 | 8.5 | 17900 | 17800 | 99.44% | 2.16 | 0 | 11 |  |  |  | No | R-410A | 1.5 | Residential & Commercial | Ducted CEE Tier 1
212479884 | Central HP <5.4 tons | CARRIER | HRCU-A-CB (Split System: Heat Pump with Remote Outdoor Unit-Air-Source) | 38MURAQ24AB3* | ADP |  | PL36H210P749 | 58S(B,C)*A070E21**16 | 24200 | 17 | 8.1 | 24600 | 22400 | 91.06% | 1.9 | 0 | 10.5 |  |  |  | No | R-410A | 2.0167 | Residential & Commercial | Ducted CEE Tier 1
212479982 | Central HP <5.4 tons | CARRIER | HRCU-A-CB (Split System: Heat Pump with Remote Outdoor Unit-Air-Source) | 38MURAQ24AB3* | ADP |  | V,C36H175P159 | 58TP*A070V17**16 | 24200 | 17 | 8.1 | 24600 | 22600 | 91.87% | 1.9 | 0 | 10.5 |  |  |  | No | R-410A | 2.0167 | Residential & Commercial | Ducted CEE Tier 1
212480027 | Central HP <5.4 tons | CARRIER | HRCU-A-CB (Split System: Heat Pump with Remote Outdoor Unit-Air-Source) | 38MURAQ24AB3* | ADP |  | C36A***L129 | 59SC2D080E17**16 | 24000 | 17 | 8.5 | 25200 | 23400 | 92.86% | 1.96 | 0 | 10 |  |  |  | No | R-410A | 2 | Residential & Commercial | Ducted CEE Tier 1
212480048 | Central HP <5.4 tons | CARRIER | HRCU-A-CB (Split System: Heat Pump with Remote Outdoor Unit-Air-Source) | 38MURAQ24AB3* | ADP |  | A24VBA+TXV | 59SC5B040E14**10 | 24200 | 15.2 | 8.5 | 25000 | 22000 | 88% | 1.82 | 0 | 10 |  |  |  | No | R-410A | 2.0167 | Residential & Commercial | Ducted CEE Tier 1
214092292 | Central HP <5.4 tons | LUXAIRE | HRCU-A-CB (Split System: Heat Pump with Remote Outdoor Unit-Air-Source) | HMH72B341 | ASPEN |  | D(A,C,E)48B34+TDR | TM8E080C16MP11 | 33000 | 18 | 8.2 | 32400 | 45000 | 138.9% | 3.11 | 0 | 10 |  |  |  | No | R-410A | 2.75 | Residential & Commercial | Ducted CEE Tier 1
214093092 | Central HP <5.4 tons | LUXAIRE | HRCU-A-CB (Split System: Heat Pump with Remote Outdoor Unit-Air-Source) | HMH72B341 | ASPEN |  | D(A,C,E)48B36+TDR | TMLE040A12MP11 | 32800 | 18 | 8.1 | 32400 | 45000 | 138.9% | 3.06 | 0 | 10 |  |  |  | No | R-410A | 2.7333 | Residential & Commercial | Ducted CEE Tier 1
214092290 | Central HP <5.4 tons | LUXAIRE | HRCU-A-CB (Split System: Heat Pump with Remote Outdoor Unit-Air-Source) | HMH72B341 | ASPEN |  | D(A,C,E)36A34+TDR | TM8E080C16MP11 | 33000 | 18 | 8.1 | 32400 | 45000 | 138.9% | 3.06 | 0 | 10 |  |  |  | No | R-410A | 2.75 | Residential & Commercial | Ducted CEE Tier 1
214092355 | Central HP <5.4 tons | LUXAIRE | HRCU-A-CB (Split System: Heat Pump with Remote Outdoor Unit-Air-Source) | HMH72B341 | ASPEN |  | D(A,C,E)48B34+TDR | TM9E100C16MP12 | 32800 | 18 | 8.1 | 32400 | 44000 | 135.8% | 3.14 | 0 | 10 |  |  |  | No | R-410A | 2.7333 | Residential & Commercial | Ducted CEE Tier 1
214092408 | Central HP <5.4 tons | LUXAIRE | HRCU-A-CB (Split System: Heat Pump with Remote Outdoor Unit-Air-Source) | HMH72B341 | ASPEN |  | D(A,C,E)42A44+TDR | TMLE080C16MP11 | 33000 | 18 | 8.3 | 32400 | 45000 | 138.9% | 3.11 | 0 | 10 |  |  |  | No | R-410A | 2.75 | Residential & Commercial | Ducted CEE Tier 1
212394522 | Central HP <5.4 tons | COLEMAN | HRCU-A-CB (Split System: Heat Pump with Remote Outdoor Unit-Air-Source) | HMH72B341 | ADP |  | H,YE33936 | TM9V100C16MP12 | 33200 | 17 | 8.5 | 32400 | 22800 | 70.37% | 2.06 | 0 | 10 |  |  |  | No | R-410A | 2.7667 | Residential & Commercial | Ducted CEE Tier 1
214093046 | Central HP <5.4 tons | LUXAIRE | HRCU-A-CB (Split System: Heat Pump with Remote Outdoor Unit-Air-Source) | HMH72B341 | ASPEN |  | D(A,C,E)42A46+TDR | TM9E100C16MP12 | 32600 | 18 | 8.1 | 32400 | 44000 | 135.8% | 3.14 | 0 | 10 |  |  |  | No | R-410A | 2.7167 | Residential & Commercial | Ducted CEE Tier 1
214093062 | Central HP <5.4 tons | LUXAIRE | HRCU-A-CB (Split System: Heat Pump with Remote Outdoor Unit-Air-Source) | HMH72B341 | ASPEN |  | D(A,C,E)48B36+TDR | TM9V080C16MP12 | 32800 | 17.5 | 8.1 | 32400 | 44000 | 135.8% | 3.11 | 0 | 10 |  |  |  | No | R-410A | 2.7333 | Residential & Commercial | Ducted CEE Tier 1
216055651 | Central HP <5.4 tons | CHAMPION HEATING AND COOLING | HRCU-A-CB (Split System: Heat Pump with Remote Outdoor Unit-Air-Source) | HH836E2S11 | ASPEN |  | D(A,C,E)36A4K+TDR | TL8E080C16UH11 | 31200 | 18 | 8.5 | 31800 | 25600 | 80.5% | 2 | 0 | 10.5 |  |  |  | No | R-454B | 2.6 | Residential & Commercial | Ducted CEE Tier 1
215654034 | Central HP <5.4 tons | YORK | HRCU-A-CB (Split System: Heat Pump with Remote Outdoor Unit-Air-Source) | HH836E2S11 | ASPEN |  | CH36B3J+TDR | Y81E120C20SMPS1 | 31200 | 17.5 | 8.1 | 31400 | 25400 | 80.89% | 2 | 0 | 10.5 |  |  |  | No | R-454B | 2.6 | Residential & Commercial | Ducted CEE Tier 1
215654037 | Central HP <5.4 tons | YORK | HRCU-A-CB (Split System: Heat Pump with Remote Outdoor Unit-Air-Source) | HH836E2S11 | ASPEN |  | CH48A3J+TDR | TM8V100C16MP12 | 31000 | 18 | 8.5 | 31200 | 25400 | 81.41% | 2 | 0 | 10.5 |  |  |  | No | R-454B | 2.5833 | Residential & Commercial | Ducted CEE Tier 1
214574157 | Central HP <5.4 tons | TEMPSTAR | HRCU-A-CB (Split System: Heat Pump with Remote Outdoor Unit-Air-Source) | TVH837GKA2* |  |  | EA*4X61L24A*+WALLCON | *80CTL0702120B* | 33200 | 18 | 8.5 | 32000 | 24800 | 77.5% | 2 | 0 | 11.5 |  |  |  | No | R-410A | 2.7667 | Residential & Commercial | Ducted CEE Tier 1
214093017 | Central HP <5.4 tons | LUXAIRE | HRCU-A-CB (Split System: Heat Pump with Remote Outdoor Unit-Air-Source) | HMH72B341 | ASPEN |  | D(A,C,E)48B36+TDR | TM8Y080B12MP11 | 32800 | 18 | 8.1 | 32400 | 44000 | 135.8% | 3.11 | 0 | 10 |  |  |  | No | R-410A | 2.7333 | Residential & Commercial | Ducted CEE Tier 1
214574207 | Central HP <5.4 tons | TEMPSTAR | HRCU-A-CB (Split System: Heat Pump with Remote Outdoor Unit-Air-Source) | TVH837GKA2* |  |  | EA*4X61L24A*+WALLCON | *96CTN0802120B* | 33200 | 18.5 | 8.5 | 31800 | 24800 | 77.99% | 2.02 | 0 | 11.5 |  |  |  | No | R-410A | 2.7667 | Residential & Commercial | Ducted CEE Tier 1
214574327 | Central HP <5.4 tons | TEMPSTAR | HRCU-A-CB (Split System: Heat Pump with Remote Outdoor Unit-Air-Source) | TVH837GKA2* |  |  | EHD4X42AAL+WALLCON | *96CTN0802120B* | 32600 | 17.5 | 8.5 | 32800 | 24800 | 75.61% | 1.96 | 0 | 11 |  |  |  | No | R-410A | 2.7167 | Residential & Commercial | Ducted CEE Tier 1
215565275 | Central HP <5.4 tons | COLEMAN | HRCU-A-CB (Split System: Heat Pump with Remote Outdoor Unit-Air-Source) | HH836E2S11 | ASPEN |  | D(A,C,E)36A4J+TDR | Z8ES080B12SMPS1 | 30400 | 18 | 8.5 | 30000 | 24800 | 82.67% | 2 | 0 | 11.2 |  |  |  | No | R-454B | 2.5333 | Residential & Commercial | Ducted CEE Tier 1
212394505 | Central HP <5.4 tons | COLEMAN | HRCU-A-CB (Split System: Heat Pump with Remote Outdoor Unit-Air-Source) | HMH72B341 | ADP |  | H,YE35936 | TM9E100C20MP12 | 34000 | 15.2 | 8.5 | 31600 | 23200 | 73.42% | 2.06 | 0 | 10 |  |  |  | No | R-410A | 2.8333 | Residential & Commercial | Ducted CEE Tier 1
214093049 | Central HP <5.4 tons | LUXAIRE | HRCU-A-CB (Split System: Heat Pump with Remote Outdoor Unit-Air-Source) | HMH72B341 | ASPEN |  | D(A,C,E)42A46+TDR | TM9E100C20MP12 | 32400 | 15.5 | 8.1 | 32400 | 43500 | 134.3% | 3.1 | 0 | 10 |  |  |  | No | R-410A | 2.7 | Residential & Commercial | Ducted CEE Tier 1
211229937 | Central HP <5.4 tons | DAY & NIGHT | HRCU-A-CB (Split System: Heat Pump with Remote Outdoor Unit-Air-Source) | DLCURAH36ABK |  |  | EN(A,D,W)4X48L21** | *80ES(N,L)0901714A* | 36600 | 16 | 8.1 | 39500 | 35000 | 88.61% | 2.04 | 0 | 10.5 |  |  |  | No | R-410A | 3.05 | Residential & Commercial | Ducted CEE Tier 1
213078181 | Central HP <5.4 tons | DAY & NIGHT | HRCU-A-CB (Split System: Heat Pump with Remote Outdoor Unit-Air-Source) | DLCURAH36ABK |  |  | EA*4X37L21A* | *80MS(N,L)0702116A* | 36400 | 16 | 8.5 | 38000 | 34800 | 91.58% | 2.06 | 0 | 10 |  |  |  | No | R-410A | 3.0333 | Residential & Commercial | Ducted CEE Tier 1
213078297 | Central HP <5.4 tons | DAY & NIGHT | HRCU-A-CB (Split System: Heat Pump with Remote Outdoor Unit-Air-Source) | DLCURAH36ABK |  |  | EA*4X37L21A* | *80MS(N,L)0901714A* | 36200 | 16.5 | 8.5 | 38000 | 34800 | 91.58% | 2.04 | 0 | 10 |  |  |  | No | R-410A | 3.0167 | Residential & Commercial | Ducted CEE Tier 1
214093099 | Central HP <5.4 tons | LUXAIRE | HRCU-A-CB (Split System: Heat Pump with Remote Outdoor Unit-Air-Source) | HMH72B341 | ASPEN |  | D(A,C,E)36A36+TDR | TMLE080C16MP11 | 33000 | 18 | 8.1 | 32400 | 45000 | 138.9% | 3.06 | 0 | 10 |  |  |  | No | R-410A | 2.75 | Residential & Commercial | Ducted CEE Tier 1
214093116 | Central HP <5.4 tons | LUXAIRE | HRCU-A-CB (Split System: Heat Pump with Remote Outdoor Unit-Air-Source) | HMH72B341 | ASPEN |  | D(A,C,E)48B36+TDR | TMLV100C16MP12 | 32600 | 17.5 | 8.5 | 32400 | 44000 | 135.8% | 3.14 | 0 | 10 |  |  |  | No | R-410A | 2.7167 | Residential & Commercial | Ducted CEE Tier 1
214093149 | Central HP <5.4 tons | LUXAIRE | HRCU-A-CB (Split System: Heat Pump with Remote Outdoor Unit-Air-Source) | HMH72B341 | ASPEN |  | D(A,C,E)48B36+TDR | TPLC100C16MP13 | 32600 | 17.5 | 8.5 | 32400 | 44000 | 135.8% | 3.14 | 0 | 10 |  |  |  | No | R-410A | 2.7167 | Residential & Commercial | Ducted CEE Tier 1
216055602 | Central HP <5.4 tons | CHAMPION HEATING AND COOLING | HRCU-A-CB (Split System: Heat Pump with Remote Outdoor Unit-Air-Source) | HH824E2S11 | ASPEN |  | C(A,C,D,E)24D2K+TDR | Z8ES100B12SMPS1 | 19500 | 18 | 9.5 | 22800 | 18000 | 78.95% | 2 | 0 | 11 |  |  |  | No | R-454B | 1.625 | Residential & Commercial | Ducted CEE Tier 1
215654017 | Central HP <5.4 tons | YORK | HRCU-A-CB (Split System: Heat Pump with Remote Outdoor Unit-Air-Source) | HH824E2S11 | ASPEN |  | CH24B3J+TDR | Y81E080B12SMPS1 | 21800 | 18 | 8.1 | 22400 | 18500 | 82.59% | 2 | 0 | 12 |  |  |  | No | R-454B | 1.8167 | Residential & Commercial | Ducted CEE Tier 1
216056136 | Central HP <5.4 tons | YORK | HRCU-A-CB (Split System: Heat Pump with Remote Outdoor Unit-Air-Source) | HH824E2S11 | ASPEN |  | C(A,C,D,E)24A3K+TDR | Y82E060A12LMPS1 | 20200 | 18.5 | 8.5 | 22600 | 17700 | 78.32% | 2 | 0 | 11.2 |  |  |  | No | R-454B | 1.6833 | Residential & Commercial | Ducted CEE Tier 1
215565308 | Central HP <5.4 tons | COLEMAN | HRCU-A-CB (Split System: Heat Pump with Remote Outdoor Unit-Air-Source) | HH824E2S11 | ASPEN |  | D(A,C,E)37E2J+TDR | TM9Y080B12MP11 | 22200 | 17 | 9 | 23000 | 18500 | 80.43% | 2 | 0 | 11.7 |  |  |  | No | R-454B | 1.85 | Residential & Commercial | Ducted CEE Tier 1
216056483 | Central HP <5.4 tons | YORK | HRCU-A-CB (Split System: Heat Pump with Remote Outdoor Unit-Air-Source) | HH824E2S11 | ASPEN |  | D(A,C,E)24B4K+TDR | Y81E040A12SMPS1 | 21000 | 18 | 9.5 | 22800 | 18100 | 79.39% | 2 | 0 | 11.2 |  |  |  | No | R-454B | 1.75 | Residential & Commercial | Ducted CEE Tier 1
215565271 | Central HP <5.4 tons | COLEMAN | HRCU-A-CB (Split System: Heat Pump with Remote Outdoor Unit-Air-Source) | HH824E2S11 | ASPEN |  | D(A,C,E)36A4J+TDR | Z9ES060A10SMPS1 | 21000 | 17.5 | 8.5 | 23000 | 17600 | 76.52% | 2 | 0 | 11.7 |  |  |  | No | R-454B | 1.75 | Residential & Commercial | Ducted CEE Tier 1
215565305 | Central HP <5.4 tons | COLEMAN | HRCU-A-CB (Split System: Heat Pump with Remote Outdoor Unit-Air-Source) | HH824E2S11 | ASPEN |  | D(A,C,E)37E2J+TDR | TM9V060B12MP12 | 22400 | 17 | 9 | 23000 | 18000 | 78.26% | 2 | 0 | 12 |  |  |  | No | R-454B | 1.8667 | Residential & Commercial | Ducted CEE Tier 1
214092280 | Central HP <5.4 tons | LUXAIRE | HRCU-A-CB (Split System: Heat Pump with Remote Outdoor Unit-Air-Source) | HMH72B341 | ASPEN |  | D(A,C,E)48B34+TDR | TL9E100C20UH11 | 33400 | 17 | 8.2 | 32400 | 45500 | 140.4% | 3.15 | 0 | 10 |  |  |  | No | R-410A | 2.7833 | Residential & Commercial | Ducted CEE Tier 1
214092299 | Central HP <5.4 tons | LUXAIRE | HRCU-A-CB (Split System: Heat Pump with Remote Outdoor Unit-Air-Source) | HMH72B341 | ASPEN |  | D(A,C,E)36A34+TDR | TM8E120C16MP11 | 33200 | 18 | 8.1 | 32400 | 45000 | 138.9% | 3.06 | 0 | 10 |  |  |  | No | R-410A | 2.7667 | Residential & Commercial | Ducted CEE Tier 1
214092313 | Central HP <5.4 tons | LUXAIRE | HRCU-A-CB (Split System: Heat Pump with Remote Outdoor Unit-Air-Source) | HMH72B341 | ASPEN |  | D(A,C,E)48B34+TDR | TM8V100C16MP12 | 32600 | 17.5 | 8.5 | 32400 | 44000 | 135.8% | 3.14 | 0 | 10 |  |  |  | No | R-410A | 2.7167 | Residential & Commercial | Ducted CEE Tier 1
214092348 | Central HP <5.4 tons | LUXAIRE | HRCU-A-CB (Split System: Heat Pump with Remote Outdoor Unit-Air-Source) | HMH72B341 | ASPEN |  | D(A,C,E)42A44+TDR | TM9E080B12MP12 | 32600 | 17.5 | 8.1 | 32400 | 44000 | 135.8% | 3.09 | 0 | 10 |  |  |  | No | R-410A | 2.7167 | Residential & Commercial | Ducted CEE Tier 1
214796642 | Central HP <5.4 tons | CHAMPION HEATING AND COOLING | HRCU-A-C (Split System: Heat Pump with Remote Outdoor Unit with No Indoor Fan --Air Source) | HH836E2S11 | ADP |  | H,YE9J*36+TXV+TD |  | 33600 | 15.2 | 8.5 | 30600 | 23000 | 75.16% | 2 | 0 | 10 |  |  |  | No | R-454B | 2.8 | Residential & Commercial | Ducted CEE Tier 1
214092403 | Central HP <5.4 tons | LUXAIRE | HRCU-A-CB (Split System: Heat Pump with Remote Outdoor Unit-Air-Source) | HMH72B341 | ASPEN |  | D(A,C,E)48B34+TDR | TMLE060A12MP11 | 32800 | 18 | 8.1 | 32400 | 44000 | 135.8% | 3.09 | 0 | 10 |  |  |  | No | R-410A | 2.7333 | Residential & Commercial | Ducted CEE Tier 1
216056644 | Central HP <5.4 tons | YORK | HRCU-A-CB (Split System: Heat Pump with Remote Outdoor Unit-Air-Source) | HH836E2S11 | ASPEN |  | D(A,C,E)36A4K+TDR | Y91E080C20SMPS1 | 31200 | 17.5 | 8.1 | 32000 | 24200 | 75.62% | 2 | 0 | 10.5 |  |  |  | No | R-454B | 2.6 | Residential & Commercial | Ducted CEE Tier 1
216056653 | Central HP <5.4 tons | YORK | HRCU-A-CB (Split System: Heat Pump with Remote Outdoor Unit-Air-Source) | HH836E2S11 | ASPEN |  | D(A,C,E)36A4K+TDR | YPLC100C16MP13 | 31000 | 18 | 8.5 | 31200 | 25400 | 81.41% | 2 | 0 | 10.5 |  |  |  | No | R-454B | 2.5833 | Residential & Commercial | Ducted CEE Tier 1
214093146 | Central HP <5.4 tons | LUXAIRE | HRCU-A-CB (Split System: Heat Pump with Remote Outdoor Unit-Air-Source) | HMH72B341 | ASPEN |  | D(A,C,E)48B36+TDR | TPLC080C16MP13 | 32600 | 17.5 | 8.5 | 32400 | 44000 | 135.8% | 3.14 | 0 | 10 |  |  |  | No | R-410A | 2.7167 | Residential & Commercial | Ducted CEE Tier 1
214093005 | Central HP <5.4 tons | LUXAIRE | HRCU-A-CB (Split System: Heat Pump with Remote Outdoor Unit-Air-Source) | HMH72B341 | ASPEN |  | D(A,C,E)48B36+TDR | TM8V100C16MP12 | 32600 | 17.5 | 8.5 | 32400 | 44000 | 135.8% | 3.14 | 0 | 10 |  |  |  | No | R-410A | 2.7167 | Residential & Commercial | Ducted CEE Tier 1
214093128 | Central HP <5.4 tons | LUXAIRE | HRCU-A-CB (Split System: Heat Pump with Remote Outdoor Unit-Air-Source) | HMH72B341 | ASPEN |  | D(A,C,E)48B36+TDR | TP9C080C16MP13 | 32800 | 17.5 | 8.1 | 32400 | 44000 | 135.8% | 3.11 | 0 | 10 |  |  |  | No | R-410A | 2.7333 | Residential & Commercial | Ducted CEE Tier 1
214093130 | Central HP <5.4 tons | LUXAIRE | HRCU-A-CB (Split System: Heat Pump with Remote Outdoor Unit-Air-Source) | HMH72B341 | ASPEN |  | D(A,C,E)42A46+TDR | TP9C100C16MP13 | 32400 | 17.5 | 8.5 | 32400 | 44000 | 135.8% | 3.14 | 0 | 10 |  |  |  | No | R-410A | 2.7 | Residential & Commercial | Ducted CEE Tier 1
214092253 | Central HP <5.4 tons | LUXAIRE | HRCU-A-CB (Split System: Heat Pump with Remote Outdoor Unit-Air-Source) | HMH72B341 | ASPEN |  | D(A,C,E)48B34+TDR | LPLC080C16MP13 | 32600 | 17.5 | 8.5 | 32400 | 44000 | 135.8% | 3.14 | 0 | 10 |  |  |  | No | R-410A | 2.7167 | Residential & Commercial | Ducted CEE Tier 1
214092310 | Central HP <5.4 tons | LUXAIRE | HRCU-A-CB (Split System: Heat Pump with Remote Outdoor Unit-Air-Source) | HMH72B341 | ASPEN |  | D(A,C,E)48B34+TDR | TM8V080C16MP12 | 32600 | 17.5 | 8.5 | 32400 | 44000 | 135.8% | 3.14 | 0 | 10 |  |  |  | No | R-410A | 2.7167 | Residential & Commercial | Ducted CEE Tier 1
214092328 | Central HP <5.4 tons | LUXAIRE | HRCU-A-CB (Split System: Heat Pump with Remote Outdoor Unit-Air-Source) | HMH72B341 | ASPEN |  | D(A,C,E)48B34+TDR | TM8Y080C16MP11 | 32600 | 18.5 | 8.5 | 32400 | 44000 | 135.8% | 3.14 | 0 | 10 |  |  |  | No | R-410A | 2.7167 | Residential & Commercial | Ducted CEE Tier 1
214802827 | Central HP <5.4 tons | RHEEM | HRCU-A-CB (Split System: Heat Pump with Remote Outdoor Unit-Air-Source) | RP15AZ42AJ2N | ASPEN |  | D(A,C,E)48D34+TDR | R801V1005A21DZ | 39000 | 15.5 | 8.2 | 40000 | 28600 | 71.5% | 2.99 | 0 | 10 |  |  |  | No | R-410A | 3.25 | Residential & Commercial | Ducted CEE Tier 1
212590506 | Central HP <5.4 tons | SAMSUNG | HRCU-A-CB (Split System: Heat Pump with Remote Outdoor Unit-Air-Source) | AC036BXUPCH | ASPEN |  | L(E,G)M36G4 |  | 35800 | 18.5 | 8.4 | 34600 | 53500 | 154.6% | 2.26 | 0 | 10.5 |  |  |  | No | R-410A | 2.9833 | Residential & Commercial | Ducted CEE Tier 1
214092412 | Central HP <5.4 tons | LUXAIRE | HRCU-A-CB (Split System: Heat Pump with Remote Outdoor Unit-Air-Source) | HMH72B341 | ASPEN |  | D(A,C,E)48B34+TDR | TMLE100B12MP11 | 32800 | 18 | 8.1 | 32400 | 44000 | 135.8% | 3.09 | 0 | 10 |  |  |  | No | R-410A | 2.7333 | Residential & Commercial | Ducted CEE Tier 1
214092417 | Central HP <5.4 tons | LUXAIRE | HRCU-A-CB (Split System: Heat Pump with Remote Outdoor Unit-Air-Source) | HMH72B341 | ASPEN |  | D(A,C,E)42A44+TDR | TMLE120C16MP11 | 33200 | 18 | 8.3 | 32400 | 45500 | 140.4% | 3.15 | 0 | 10 |  |  |  | No | R-410A | 2.7667 | Residential & Commercial | Ducted CEE Tier 1
214802828 | Central HP <5.4 tons | RHEEM | HRCU-A-CB (Split System: Heat Pump with Remote Outdoor Unit-Air-Source) | RP15AZ42AJ2N | ASPEN |  | D(A,C,E)48D44+TDR | R801V1005A21DZ | 40000 | 15.5 | 8.4 | 40500 | 28800 | 71.11% | 3.03 | 0 | 10 |  |  |  | No | R-410A | 3.3333 | Residential & Commercial | Ducted CEE Tier 1
214574457 | Central HP <5.4 tons | TEMPSTAR | HRCU-A-CB (Split System: Heat Pump with Remote Outdoor Unit-Air-Source) | TVH837GKA2* |  |  | EN(A,D)4X36L21**+WALLCON | *80CTL0702120B* | 31400 | 17 | 8.1 | 33200 | 24200 | 72.89% | 1.82 | 0 | 11 |  |  |  | No | R-410A | 2.6167 | Residential & Commercial | Ducted CEE Tier 1
214802831 | Central HP <5.4 tons | RHEEM | HRCU-A-CB (Split System: Heat Pump with Remote Outdoor Unit-Air-Source) | RP15AZ42AJ2N | ASPEN |  | D(A,C,E)60D34+TDR | R801V1005A21DZ | 40000 | 15.5 | 8.4 | 40500 | 28800 | 71.11% | 3.05 | 0 | 10.2 |  |  |  | No | R-410A | 3.3333 | Residential & Commercial | Ducted CEE Tier 1
216571365 | Central HP <5.4 tons | DIRECT AIR | HRCU-A-CB (Split System: Heat Pump with Remote Outdoor Unit-Air-Source) | DIRM4-48MAGICPRO20-OU |  |  | DIRM4-48MAGICPRO20-AH |  | 48000 | 16.5 | 9.5 | 50000 | 46000 | 92% | 1.9 | 0 | 10.5 |  |  |  | No | R-454B | 4 | Residential & Commercial | Ducted CEE Tier 1
214295851 | Central HP <5.4 tons | CHAMPION HEATING AND COOLING | HRCU-A-CB (Split System: Heat Pump with Remote Outdoor Unit-Air-Source) | HMH72B341 | ADP |  | PL36H210P759 | Z8ES040A12SMPS1 | 34000 | 18 | 8.5 | 31800 | 23800 | 74.84% | 2.1 | 0 | 10 |  |  |  | No | R-410A | 2.8333 | Residential & Commercial | Ducted CEE Tier 1
214092963 | Central HP <5.4 tons | LUXAIRE | HRCU-A-CB (Split System: Heat Pump with Remote Outdoor Unit-Air-Source) | HMH72B341 | ASPEN |  | D(A,C,E)48B36+TDR | TL8E100C20UH11 | 32600 | 17.5 | 8.5 | 32400 | 44000 | 135.8% | 3.16 | 0 | 10 |  |  |  | No | R-410A | 2.7167 | Residential & Commercial | Ducted CEE Tier 1
214092977 | Central HP <5.4 tons | LUXAIRE | HRCU-A-CB (Split System: Heat Pump with Remote Outdoor Unit-Air-Source) | HMH72B341 | ASPEN |  | D(A,C,E)42A46+TDR | TM8E060A12MP11 | 32600 | 18 | 8.1 | 32400 | 44000 | 135.8% | 3.09 | 0 | 10 |  |  |  | No | R-410A | 2.7167 | Residential & Commercial | Ducted CEE Tier 1
214092986 | Central HP <5.4 tons | LUXAIRE | HRCU-A-CB (Split System: Heat Pump with Remote Outdoor Unit-Air-Source) | HMH72B341 | ASPEN |  | D(A,C,E)42A46+TDR | TM8E100B12MP11 | 32600 | 18 | 8.1 | 32400 | 44000 | 135.8% | 3.09 | 0 | 10 |  |  |  | No | R-410A | 2.7167 | Residential & Commercial | Ducted CEE Tier 1
214093104 | Central HP <5.4 tons | LUXAIRE | HRCU-A-CB (Split System: Heat Pump with Remote Outdoor Unit-Air-Source) | HMH72B341 | ASPEN |  | D(A,C,E)48B36+TDR | TMLE100B12MP11 | 32800 | 18 | 8.1 | 32400 | 44000 | 135.8% | 3.09 | 0 | 10 |  |  |  | No | R-410A | 2.7333 | Residential & Commercial | Ducted CEE Tier 1
214093127 | Central HP <5.4 tons | LUXAIRE | HRCU-A-CB (Split System: Heat Pump with Remote Outdoor Unit-Air-Source) | HMH72B341 | ASPEN |  | D(A,C,E)42A46+TDR | TP9C080C16MP13 | 32600 | 17.5 | 8.1 | 32400 | 44000 | 135.8% | 3.11 | 0 | 10 |  |  |  | No | R-410A | 2.7167 | Residential & Commercial | Ducted CEE Tier 1
214092286 | Central HP <5.4 tons | LUXAIRE | HRCU-A-CB (Split System: Heat Pump with Remote Outdoor Unit-Air-Source) | HMH72B341 | ASPEN |  | D(A,C,E)48B34+TDR | TM8E060A12MP11 | 32800 | 18 | 8.1 | 32400 | 44000 | 135.8% | 3.09 | 0 | 10 |  |  |  | No | R-410A | 2.7333 | Residential & Commercial | Ducted CEE Tier 1
214092309 | Central HP <5.4 tons | LUXAIRE | HRCU-A-CB (Split System: Heat Pump with Remote Outdoor Unit-Air-Source) | HMH72B341 | ASPEN |  | D(A,C,E)42A44+TDR | TM8V080C16MP12 | 32400 | 17.5 | 8.5 | 32400 | 44000 | 135.8% | 3.14 | 0 | 10 |  |  |  | No | R-410A | 2.7 | Residential & Commercial | Ducted CEE Tier 1
214092436 | Central HP <5.4 tons | LUXAIRE | HRCU-A-CB (Split System: Heat Pump with Remote Outdoor Unit-Air-Source) | HMH72B341 | ASPEN |  | D(A,C,E)48B34+TDR | TP9C080C16MP13 | 32800 | 17.5 | 8.1 | 32400 | 44000 | 135.8% | 3.11 | 0 | 10 |  |  |  | No | R-410A | 2.7333 | Residential & Commercial | Ducted CEE Tier 1
213425838 | Central HP <5.4 tons | DIRECT AIR | HRCU-A-C (Split System: Heat Pump with Remote Outdoor Unit with No Indoor Fan --Air Source) | DIRM-36MAGICPRO20-OU1F |  |  | DIRM-36MAGICPRO20-COIL |  | 35000 | 15.2 | 8.5 | 36000 | 30000 | 83.33% | 1.8 | 0 | 10 |  |  |  | No | R-410A | 2.9167 | Residential & Commercial | Ducted CEE Tier 1
211243986 | Central HP <5.4 tons | HEIL | HRCU-A-CB (Split System: Heat Pump with Remote Outdoor Unit-Air-Source) | DLCURAH24ABK |  |  | EN(A,D)4X24L17** | *80VTL0451412A* | 23800 | 16 | 8.5 | 26800 | 23200 | 86.57% | 1.92 | 0 | 10 |  |  |  | No | R-410A | 1.9833 | Residential & Commercial | Ducted CEE Tier 1
212987800 | Central HP <5.4 tons | COMFORTMAKER | HRCU-A-CB (Split System: Heat Pump with Remote Outdoor Unit-Air-Source) | DLCURAH24ABK |  |  | EA*4X36L21A* | *96MSN0802120A* | 23800 | 17 | 8.5 | 26200 | 23600 | 90.08% | 1.96 | 0 | 10 |  |  |  | No | R-410A | 1.9833 | Residential & Commercial | Ducted CEE Tier 1
212982718 | Central HP <5.4 tons | TEMPSTAR | HRCU-A-CB (Split System: Heat Pump with Remote Outdoor Unit-Air-Source) | DLCURAH24ABK |  |  | EA*4X37L21A* | *80MSU0601716A* | 24200 | 17.5 | 8.5 | 24800 | 21400 | 86.29% | 1.8 | 0 | 10.5 |  |  |  | No | R-410A | 2.0167 | Residential & Commercial | Ducted CEE Tier 1
211244163 | Central HP <5.4 tons | HEIL | HRCU-A-CB (Split System: Heat Pump with Remote Outdoor Unit-Air-Source) | DLCURAH24ABK |  |  | EN(A,D)4X24L17** | *92ESN0601714A* | 23800 | 16.5 | 8.5 | 26800 | 23200 | 86.57% | 1.92 | 0 | 10 |  |  |  | No | R-410A | 1.9833 | Residential & Commercial | Ducted CEE Tier 1
211244306 | Central HP <5.4 tons | HEIL | HRCU-A-CB (Split System: Heat Pump with Remote Outdoor Unit-Air-Source) | DLCURAH24ABK |  |  | EN(A,D)4X30L14** | *80VTL0451412A* | 24000 | 16.5 | 8.1 | 26200 | 23000 | 87.79% | 1.9 | 0 | 10.5 |  |  |  | No | R-410A | 2 | Residential & Commercial | Ducted CEE Tier 1
211244329 | Central HP <5.4 tons | HEIL | HRCU-A-CB (Split System: Heat Pump with Remote Outdoor Unit-Air-Source) | DLCURAH24ABK |  |  | EN(A,D)4X30L14** | *95ESN0601412A* | 24200 | 15.5 | 8.1 | 26600 | 22800 | 85.71% | 1.86 | 0 | 10 |  |  |  | No | R-410A | 2.0167 | Residential & Commercial | Ducted CEE Tier 1
211242805 | Central HP <5.4 tons | HEIL | HRCU-A-CB (Split System: Heat Pump with Remote Outdoor Unit-Air-Source) | DLCURAH24ABK |  |  | EA*4X37L17A* | *96VSN0601412A* | 24000 | 16.5 | 8.5 | 25200 | 22000 | 87.3% | 1.84 | 0 | 10 |  |  |  | No | R-410A | 2 | Residential & Commercial | Ducted CEE Tier 1
211242872 | Central HP <5.4 tons | HEIL | HRCU-A-CB (Split System: Heat Pump with Remote Outdoor Unit-Air-Source) | DLCURAH24ABK |  |  | EA*4X37L17A* | *80VSL0701716A* | 24200 | 16.5 | 8.5 | 25400 | 21800 | 85.83% | 1.82 | 0 | 10 |  |  |  | No | R-410A | 2.0167 | Residential & Commercial | Ducted CEE Tier 1
211230433 | Central HP <5.4 tons | DAY & NIGHT | HRCU-A-CB (Split System: Heat Pump with Remote Outdoor Unit-Air-Source) | DLCURAH36ABK |  |  | EN(A,D)4X48L24** | *80ES(N,L)0902120A* | 36600 | 16 | 8.1 | 39500 | 34800 | 88.1% | 2.04 | 0 | 10.5 |  |  |  | No | R-410A | 3.05 | Residential & Commercial | Ducted CEE Tier 1
214627228 | Central HP <5.4 tons | CARRIER | HRCU-A-CB (Split System: Heat Pump with Remote Outdoor Unit-Air-Source) | 25VNA448A*031* | ADP |  | C60A***L169 | 59CU5A100C21**22 | 44000 | 21 | 9.5 | 44000 | 35800 | 81.36% | 2.3 | 0 | 12 |  |  |  | No | R-410A | 3.6667 | Residential & Commercial | Ducted CEE Tier 1
214627235 | Central HP <5.4 tons | CARRIER | HRCU-A-CB (Split System: Heat Pump with Remote Outdoor Unit-Air-Source) | 25VNA448A*031* | ADP |  | V,C60H210P179 | 59CU5A100C21**22 | 45000 | 21 | 9.5 | 43500 | 35600 | 81.84% | 2.36 | 0 | 12 |  |  |  | No | R-410A | 3.75 | Residential & Commercial | Ducted CEE Tier 1
215224762 | Central HP <5.4 tons | CARRIER | HRCU-A-CB (Split System: Heat Pump with Remote Outdoor Unit-Air-Source) | 25VNA448A*031* | ADP |  | H,PG48960 | 59MN7C060C21**20 | 44000 | 20 | 9 | 44500 | 36400 | 81.8% | 2.22 | 0 | 11.5 |  |  |  | No | R-410A | 3.6667 | Residential & Commercial | Ducted CEE Tier 1
207455346 | Central HP <5.4 tons | LENNOX | HRCU-A-CB (Split System: Heat Pump with Remote Outdoor Unit-Air-Source) | SL25XPV-048-230A** | ADP |  | LH42/62W9 | EL296UH090XV60C* | 45500 | 20 | 9.4 | 42000 | 35800 | 85.24% | 1.88 | 12.5 | 12 |  |  |  | No | R-410A | 3.7917 | Residential & Commercial | Ducted CEE Tier 1
207455353 | Central HP <5.4 tons | LENNOX | HRCU-A-CB (Split System: Heat Pump with Remote Outdoor Unit-Air-Source) | SL25XPV-048-230A** | ADP |  | LH40/61W9 | EL296UH110XV60C* | 45000 | 20 | 9.2 | 43500 | 37000 | 85.06% | 1.82 | 12 | 12 |  |  |  | No | R-410A | 3.75 | Residential & Commercial | Ducted CEE Tier 1
207455382 | Central HP <5.4 tons | LENNOX | HRCU-A-CB (Split System: Heat Pump with Remote Outdoor Unit-Air-Source) | SL25XPV-048-230A** | ADP |  | LH42/62W9 | SL280UH080NV60C* | 46000 | 20 | 9.4 | 41500 | 35800 | 86.27% | 1.9 | 12.5 | 12.5 |  |  |  | No | R-410A | 3.8333 | Residential & Commercial | Ducted CEE Tier 1
215933995 | Central HP <5.4 tons | BRYANT HEATING AND COOLING SYSTEMS | HRCU-A-CB (Split System: Heat Pump with Remote Outdoor Unit-Air-Source) | 293VAN048**AA* |  |  | CAA**4821AM*+UI | 88*TB60070C21*** | 43500 | 20.5 | 9.5 | 48000 | 36600 | 76.25% | 2 | 0 | 10.5 |  |  |  | No | R-454B | 3.625 | Residential & Commercial | Ducted CEE Tier 1
206767528 | Central HP <5.4 tons | COMFORTMAKER | HRCU-A-CB (Split System: Heat Pump with Remote Outdoor Unit-Air-Source) | CVH825GKA3* |  |  | EA*4X37L17A*+WALLCON | *95CSU0601716A* | 24200 | 16.5 | 8.1 | 21400 | 16800 | 78.5% | 1.98 | 11 | 10.5 |  |  |  | No | R-410A | 2.0167 | Residential & Commercial | Ducted CEE Tier 1
206767555 | Central HP <5.4 tons | COMFORTMAKER | HRCU-A-CB (Split System: Heat Pump with Remote Outdoor Unit-Air-Source) | CVH825GKA3* |  |  | EA*4X37L21A*+WALLCON | *95CSU1002122A* | 24400 | 17 | 8.5 | 21200 | 16600 | 78.3% | 2.04 | 11.5 | 11 |  |  |  | No | R-410A | 2.0333 | Residential & Commercial | Ducted CEE Tier 1
215488089 | Central HP <5.4 tons | GOODMAN | HRCU-A-CB (Split System: Heat Pump with Remote Outdoor Unit-Air-Source) | GZV7SA4210A* |  |  | CHPEA4830*3A* | G*VM971205DNB* | 40500 | 17 | 8.6 | 41000 | 31000 | 75.61% | 2 | 0 | 10 |  |  |  | No | R-32 | 3.375 | Residential & Commercial | Ducted CEE Tier 1
206765820 | Central HP <5.4 tons | COMFORTMAKER | HRCU-A-CB (Split System: Heat Pump with Remote Outdoor Unit-Air-Source) | CVH825GKA3* |  |  | EA*4X36L21A*+WALLCON | *96CTN1002122A* | 23600 | 16.5 | 8.1 | 21400 | 16600 | 77.57% | 1.94 | 11 | 11 |  |  |  | No | R-410A | 1.9667 | Residential & Commercial | Ducted CEE Tier 1
215935047 | Central HP <5.4 tons | AIRQUEST | HRCU-A-CB (Split System: Heat Pump with Remote Outdoor Unit-Air-Source) | H5H3V36*K*AAA* |  |  | EVM5X49M21A*+WALLCON | *80CTL1102120B* | 35600 | 22 | 8.5 | 38000 | 28400 | 74.74% | 2.02 | 0 | 12.5 |  |  |  | No | R-454B | 2.9667 | Residential & Commercial | Ducted CEE Tier 1
215935297 | Central HP <5.4 tons | AIRQUEST | HRCU-A-CB (Split System: Heat Pump with Remote Outdoor Unit-Air-Source) | H5H3V36*K*AAA* |  |  | EVM5X60M21A*+WALLCON | *97CMN1002122B* | 35600 | 22 | 8.5 | 38000 | 28600 | 75.26% | 2.02 | 0 | 12.5 |  |  |  | No | R-454B | 2.9667 | Residential & Commercial | Ducted CEE Tier 1
215934095 | Central HP <5.4 tons | BRYANT HEATING AND COOLING SYSTEMS | HRCU-A-CB (Split System: Heat Pump with Remote Outdoor Unit-Air-Source) | 293VAN048**AA* |  |  | CAA**6024AM*+UI | 88*TB60070C21*** | 44500 | 21 | 9.5 | 48500 | 36600 | 75.46% | 2 | 0 | 11 |  |  |  | No | R-454B | 3.7083 | Residential & Commercial | Ducted CEE Tier 1
215934595 | Central HP <5.4 tons | BRYANT HEATING AND COOLING SYSTEMS | HRCU-A-CB (Split System: Heat Pump with Remote Outdoor Unit-Air-Source) | 293VAN048**AA* |  |  | CSAH*6012AM*+UI | 987MC42080C17*** | 44000 | 19.5 | 9 | 49000 | 36400 | 74.29% | 1.84 | 0 | 11 |  |  |  | No | R-454B | 3.6667 | Residential & Commercial | Ducted CEE Tier 1
215941185 | Central HP <5.4 tons | BRYANT HEATING AND COOLING SYSTEMS | HRCU-A-CB (Split System: Heat Pump with Remote Outdoor Unit-Air-Source) | 293VAN048**AA* |  |  | CSAH*4812AM*+UI | 987TA66100C21*** | 44000 | 20 | 9 | 48500 | 36400 | 75.05% | 1.82 | 0 | 10.5 |  |  |  | No | R-454B | 3.6667 | Residential & Commercial | Ducted CEE Tier 1
215941585 | Central HP <5.4 tons | BRYANT HEATING AND COOLING SYSTEMS | HRCU-A-CB (Split System: Heat Pump with Remote Outdoor Unit-Air-Source) | 293VAN048**AA* |  |  | CVAVA4824XMA*+UI | 986TD60080C21*** | 44500 | 20 | 8.1 | 52000 | 38000 | 73.08% | 1.9 | 0 | 11 |  |  |  | No | R-454B | 3.7083 | Residential & Commercial | Ducted CEE Tier 1
211242904 | Central HP <5.4 tons | HEIL | HRCU-A-CB (Split System: Heat Pump with Remote Outdoor Unit-Air-Source) | DLCURAH24ABK |  |  | EA*4X37L17A* | *80VTL0451412A* | 24800 | 16.5 | 8.5 | 25600 | 21400 | 83.59% | 1.8 | 0 | 10 |  |  |  | No | R-410A | 2.0667 | Residential & Commercial | Ducted CEE Tier 1
211243223 | Central HP <5.4 tons | HEIL | HRCU-A-CB (Split System: Heat Pump with Remote Outdoor Unit-Air-Source) | DLCURAH24ABK |  |  | EA*4X37L21A* | *96VSN0601714A* | 24800 | 16.5 | 8.5 | 25600 | 21000 | 82.03% | 1.76 | 0 | 10 |  |  |  | No | R-410A | 2.0667 | Residential & Commercial | Ducted CEE Tier 1
211242243 | Central HP <5.4 tons | HEIL | HRCU-A-CB (Split System: Heat Pump with Remote Outdoor Unit-Air-Source) | DLCURAH24ABK |  |  | EA*4X36L17A* | OMV112K14A | 24200 | 16 | 8.5 | 26200 | 22600 | 86.26% | 1.86 | 0 | 10 |  |  |  | No | R-410A | 2.0167 | Residential & Commercial | Ducted CEE Tier 1
211242391 | Central HP <5.4 tons | HEIL | HRCU-A-CB (Split System: Heat Pump with Remote Outdoor Unit-Air-Source) | DLCURAH24ABK |  |  | EA*4X36L21A* | *80VSL0451716A* | 23400 | 17 | 8.5 | 25600 | 23600 | 92.19% | 1.96 | 0 | 10 |  |  |  | No | R-410A | 1.95 | Residential & Commercial | Ducted CEE Tier 1
211242566 | Central HP <5.4 tons | HEIL | HRCU-A-CB (Split System: Heat Pump with Remote Outdoor Unit-Air-Source) | DLCURAH24ABK |  |  | EA*4X36L21A* | *80ES(N,L)0701712A* | 23400 | 17 | 8.5 | 25600 | 23600 | 92.19% | 1.98 | 0 | 10 |  |  |  | No | R-410A | 1.95 | Residential & Commercial | Ducted CEE Tier 1
211245360 | Central HP <5.4 tons | DAY & NIGHT | HRCU-A-CB (Split System: Heat Pump with Remote Outdoor Unit-Air-Source) | DLCURAH24ABK |  |  | EN(A,D)4X36L21** | *95ESU0401712A* | 23600 | 16.5 | 8.1 | 26000 | 23600 | 90.77% | 1.96 | 0 | 10.5 |  |  |  | No | R-410A | 1.9667 | Residential & Commercial | Ducted CEE Tier 1
216054613 | Central HP <5.4 tons | COLEMAN | HRCU-A-CB (Split System: Heat Pump with Remote Outdoor Unit-Air-Source) | HH824E2S11 | ASPEN |  | C(A,C,D,E)24D2K+TDR | TMLE080B12MP11 | 21000 | 17 | 8.5 | 22800 | 18000 | 78.95% | 2 | 0 | 11.7 |  |  |  | No | R-454B | 1.75 | Residential & Commercial | Ducted CEE Tier 1
216054622 | Central HP <5.4 tons | COLEMAN | HRCU-A-CB (Split System: Heat Pump with Remote Outdoor Unit-Air-Source) | HH824E2S11 | ASPEN |  | D(A,C,E)24B3K+TDR | TP9C060B12MP13 | 22000 | 17 | 8.1 | 22600 | 18000 | 79.65% | 2 | 0 | 12 |  |  |  | No | R-454B | 1.8333 | Residential & Commercial | Ducted CEE Tier 1
215854013 | Central HP <5.4 tons | COLEMAN | HRCU-A-CB (Split System: Heat Pump with Remote Outdoor Unit-Air-Source) | HH824E2S11 | ADP |  | V,Y36H175P15*+TXV+AEFE4B* |  | 24000 | 19 | 9.5 | 22400 | 16600 | 74.11% | 2.1 | 0 | 12 |  |  |  | No | R-454B | 2 | Residential & Commercial | Ducted CEE Tier 1
216488001 | Central HP <5.4 tons | CHAMPION HEATING AND COOLING | HRCU-A-CB (Split System: Heat Pump with Remote Outdoor Unit-Air-Source) | HH824E2S11 | ADP |  | A36VBA*+TXV | Z8ES060A12SMPS1 | 22400 | 17 | 9.15 | 21200 | 17600 | 83.02% | 1.94 | 0 | 11.5 |  |  |  | No | R-454B | 1.8667 | Residential & Commercial | Ducted CEE Tier 1
216488017 | Central HP <5.4 tons | CHAMPION HEATING AND COOLING | HRCU-A-CB (Split System: Heat Pump with Remote Outdoor Unit-Air-Source) | HH824E2S11 | ADP |  | A36VBA*+TXV | Z9ES060B12SMPS1 | 23000 | 17 | 9.5 | 21400 | 18700 | 87.38% | 2 | 0 | 11.7 |  |  |  | No | R-454B | 1.9167 | Residential & Commercial | Ducted CEE Tier 1
216055633 | Central HP <5.4 tons | CHAMPION HEATING AND COOLING | HRCU-A-CB (Split System: Heat Pump with Remote Outdoor Unit-Air-Source) | HH824E2S11 | ASPEN |  | D(A,C,E)24B3K+TDR | Z9ES060A10SMPS1 | 20600 | 17.5 | 8.1 | 22800 | 17600 | 77.19% | 2 | 0 | 11 |  |  |  | No | R-454B | 1.7167 | Residential & Commercial | Ducted CEE Tier 1
216055642 | Central HP <5.4 tons | CHAMPION HEATING AND COOLING | HRCU-A-CB (Split System: Heat Pump with Remote Outdoor Unit-Air-Source) | HH824E2S11 | ASPEN |  | D(A,C,E)36A4K+TDR | Z9ES060B12SMPS1 | 22600 | 17 | 8.5 | 22800 | 18600 | 81.58% | 2 | 0 | 11.7 |  |  |  | No | R-454B | 1.8833 | Residential & Commercial | Ducted CEE Tier 1
216055647 | Central HP <5.4 tons | CHAMPION HEATING AND COOLING | HRCU-A-CB (Split System: Heat Pump with Remote Outdoor Unit-Air-Source) | HH824E2S11 | ASPEN |  | D(A,C,E)36A3K+TDR | Z9ES080B12SMPS1 | 22400 | 17 | 8.1 | 22600 | 18100 | 80.09% | 2 | 0 | 12 |  |  |  | No | R-454B | 1.8667 | Residential & Commercial | Ducted CEE Tier 1
214802919 | Central HP <5.4 tons | RHEEM | HRCU-A-CB (Split System: Heat Pump with Remote Outdoor Unit-Air-Source) | RP15AZ48AJ2N | ASPEN |  | D(A,C,E)60B44+TDR | R801V1005A21DZ | 45000 | 15.6 | 8.2 | 46000 | 33800 | 73.48% | 3.04 | 0 | 10.1 |  |  |  | No | R-410A | 3.75 | Residential & Commercial | Ducted CEE Tier 1
216488060 | Central HP <5.4 tons | CHAMPION HEATING AND COOLING | HRCU-A-CB (Split System: Heat Pump with Remote Outdoor Unit-Air-Source) | HH836E2S11 | ADP |  | A36VDA*+TXV | Z9ES080B12SMPS1 | 33600 | 18 | 8.5 | 29800 | 25200 | 84.56% | 2 | 0 | 11 |  |  |  | No | R-454B | 2.8 | Residential & Commercial | Ducted CEE Tier 1
216055472 | Central HP <5.4 tons | CHAMPION HEATING AND COOLING | HRCU-A-CB (Split System: Heat Pump with Remote Outdoor Unit-Air-Source) | HH824E2S11 | ASPEN |  | D(A,C,E)24B4K+TDR | TM8Y080B12MP11 | 22600 | 17 | 8.5 | 22800 | 18300 | 80.26% | 2 | 0 | 12 |  |  |  | No | R-454B | 1.8833 | Residential & Commercial | Ducted CEE Tier 1
216055517 | Central HP <5.4 tons | CHAMPION HEATING AND COOLING | HRCU-A-CB (Split System: Heat Pump with Remote Outdoor Unit-Air-Source) | HH824E2S11 | ASPEN |  | C(A,C,D,E)24A3K+TDR | TM9V080B12MP12 | 21600 | 17 | 8.1 | 22600 | 18300 | 80.97% | 2 | 0 | 12 |  |  |  | No | R-454B | 1.8 | Residential & Commercial | Ducted CEE Tier 1
216055565 | Central HP <5.4 tons | CHAMPION HEATING AND COOLING | HRCU-A-CB (Split System: Heat Pump with Remote Outdoor Unit-Air-Source) | HH824E2S11 | ASPEN |  | C(A,C,D,E)24A3K+TDR | TP9C060B12MP13 | 21600 | 17 | 8.1 | 22600 | 18000 | 79.65% | 2 | 0 | 12 |  |  |  | No | R-454B | 1.8 | Residential & Commercial | Ducted CEE Tier 1
216055574 | Central HP <5.4 tons | CHAMPION HEATING AND COOLING | HRCU-A-CB (Split System: Heat Pump with Remote Outdoor Unit-Air-Source) | HH824E2S11 | ASPEN |  | D(A,C,E)24B4K+TDR | TP9C080B12MP13 | 22600 | 17 | 8.5 | 22800 | 18300 | 80.26% | 2 | 0 | 12 |  |  |  | No | R-454B | 1.8833 | Residential & Commercial | Ducted CEE Tier 1
216054610 | Central HP <5.4 tons | COLEMAN | HRCU-A-CB (Split System: Heat Pump with Remote Outdoor Unit-Air-Source) | HH824E2S11 | ASPEN |  | D(A,C,E)24B3K+TDR | TMLE060A12MP11 | 20400 | 17.5 | 8.5 | 22800 | 17900 | 78.51% | 2 | 0 | 11.2 |  |  |  | No | R-454B | 1.7 | Residential & Commercial | Ducted CEE Tier 1
216054640 | Central HP <5.4 tons | COLEMAN | HRCU-A-CB (Split System: Heat Pump with Remote Outdoor Unit-Air-Source) | HH824E2S11 | ASPEN |  | D(A,C,E)36A4K+TDR | Z8ES060A12SMPS1 | 21200 | 17.5 | 8.5 | 22600 | 17300 | 76.55% | 2 | 0 | 11.7 |  |  |  | No | R-454B | 1.7667 | Residential & Commercial | Ducted CEE Tier 1
216488011 | Central HP <5.4 tons | CHAMPION HEATING AND COOLING | HRCU-A-CB (Split System: Heat Pump with Remote Outdoor Unit-Air-Source) | HH824E2S11 | ADP |  | A36VBA*+TXV | Z9ES026A08SMPS1 | 22400 | 17 | 8.7 | 21200 | 17700 | 83.49% | 1.94 | 0 | 11.5 |  |  |  | No | R-454B | 1.8667 | Residential & Commercial | Ducted CEE Tier 1
211245435 | Central HP <5.4 tons | DAY & NIGHT | HRCU-A-CB (Split System: Heat Pump with Remote Outdoor Unit-Air-Source) | DLCURAH24ABK |  |  | EN(A,D)4X36L21** | *80VSL0701716A* | 23800 | 16.5 | 8.1 | 26000 | 23200 | 89.23% | 1.92 | 0 | 10.5 |  |  |  | No | R-410A | 1.9833 | Residential & Commercial | Ducted CEE Tier 1
211242534 | Central HP <5.4 tons | HEIL | HRCU-A-CB (Split System: Heat Pump with Remote Outdoor Unit-Air-Source) | DLCURAH24ABK |  |  | EA*4X36L21A* | *96VTN1002120A* | 24000 | 17 | 8.5 | 26000 | 22800 | 87.69% | 1.9 | 0 | 10 |  |  |  | No | R-410A | 2 | Residential & Commercial | Ducted CEE Tier 1
211243125 | Central HP <5.4 tons | HEIL | HRCU-A-CB (Split System: Heat Pump with Remote Outdoor Unit-Air-Source) | DLCURAH24ABK |  |  | EA*4X37L17A* | *92ESN0401410A* | 24600 | 15.2 | 8.5 | 26000 | 21600 | 83.08% | 1.78 | 0 | 10 |  |  |  | No | R-410A | 2.05 | Residential & Commercial | Ducted CEE Tier 1
211243468 | Central HP <5.4 tons | HEIL | HRCU-A-CB (Split System: Heat Pump with Remote Outdoor Unit-Air-Source) | DLCURAH24ABK |  |  | EA*4X37L21A* | *96VTN0802120A* | 24200 | 17 | 8.1 | 25000 | 21400 | 85.6% | 1.8 | 0 | 10 |  |  |  | No | R-410A | 2.0167 | Residential & Commercial | Ducted CEE Tier 1
211243647 | Central HP <5.4 tons | HEIL | HRCU-A-CB (Split System: Heat Pump with Remote Outdoor Unit-Air-Source) | DLCURAH24ABK |  |  | EA*4X37L21A* | *80ESU0802120A | 25000 | 17.5 | 8.5 | 25600 | 20800 | 81.25% | 1.76 | 0 | 10.5 |  |  |  | No | R-410A | 2.0833 | Residential & Commercial | Ducted CEE Tier 1
211243686 | Central HP <5.4 tons | HEIL | HRCU-A-CB (Split System: Heat Pump with Remote Outdoor Unit-Air-Source) | DLCURAH24ABK |  |  | EA*4X37L21A* | OMV112K14A | 25000 | 16 | 8.5 | 25600 | 21000 | 82.03% | 1.76 | 0 | 10 |  |  |  | No | R-410A | 2.0833 | Residential & Commercial | Ducted CEE Tier 1
211243704 | Central HP <5.4 tons | HEIL | HRCU-A-CB (Split System: Heat Pump with Remote Outdoor Unit-Air-Source) | DLCURAH24ABK |  |  | EN(A,D)4X24L14** | *80VSL0451412A* | 23800 | 16 | 8.5 | 26800 | 23200 | 86.57% | 1.9 | 0 | 10 |  |  |  | No | R-410A | 1.9833 | Residential & Commercial | Ducted CEE Tier 1
216055599 | Central HP <5.4 tons | CHAMPION HEATING AND COOLING | HRCU-A-CB (Split System: Heat Pump with Remote Outdoor Unit-Air-Source) | HH824E2S11 | ASPEN |  | D(A,C,E)36A3K+TDR | Z8ES080B12SMPS1 | 22200 | 18 | 8.1 | 22400 | 18500 | 82.59% | 2 | 0 | 12 |  |  |  | No | R-454B | 1.85 | Residential & Commercial | Ducted CEE Tier 1
216055617 | Central HP <5.4 tons | CHAMPION HEATING AND COOLING | HRCU-A-CB (Split System: Heat Pump with Remote Outdoor Unit-Air-Source) | HH824E2S11 | ASPEN |  | D(A,C,E)36A3K+TDR | Z8ET080B12LMPS1 | 22200 | 18 | 8.1 | 22400 | 18500 | 82.59% | 2 | 0 | 12 |  |  |  | No | R-454B | 1.85 | Residential & Commercial | Ducted CEE Tier 1
216056165 | Central HP <5.4 tons | YORK | HRCU-A-CB (Split System: Heat Pump with Remote Outdoor Unit-Air-Source) | HH824E2S11 | ASPEN |  | C(A,C,D,E)24D2K+TDR | TM8E040A12MP11 | 19800 | 16 | 9 | 22600 | 17200 | 76.11% | 2 | 0 | 11.2 |  |  |  | No | R-454B | 1.65 | Residential & Commercial | Ducted CEE Tier 1
216056199 | Central HP <5.4 tons | YORK | HRCU-A-CB (Split System: Heat Pump with Remote Outdoor Unit-Air-Source) | HH824E2S11 | ASPEN |  | C(A,C,D,E)24D2K+TDR | TM9V040A10MP12 | 19700 | 16 | 9 | 23000 | 17500 | 76.09% | 2 | 0 | 10 |  |  |  | No | R-454B | 1.6417 | Residential & Commercial | Ducted CEE Tier 1
216056292 | Central HP <5.4 tons | YORK | HRCU-A-CB (Split System: Heat Pump with Remote Outdoor Unit-Air-Source) | HH824E2S11 | ASPEN |  | D(A,C,E)24B3K+TDR | TM8E100B12MP11 | 22000 | 17 | 8.1 | 22600 | 18000 | 79.65% | 2 | 0 | 12 |  |  |  | No | R-454B | 1.8333 | Residential & Commercial | Ducted CEE Tier 1
216056358 | Central HP <5.4 tons | YORK | HRCU-A-CB (Split System: Heat Pump with Remote Outdoor Unit-Air-Source) | HH824E2S11 | ASPEN |  | D(A,C,E)24B3K+TDR | Y81E040A12SMPS1 | 20400 | 17.5 | 9.5 | 22600 | 18100 | 80.09% | 2 | 0 | 11.2 |  |  |  | No | R-454B | 1.7 | Residential & Commercial | Ducted CEE Tier 1
214627546 | Central HP <5.4 tons | CARRIER | HRCU-A-CB (Split System: Heat Pump with Remote Outdoor Unit-Air-Source) | 38MURAQ18AB3* | ADP |  | PL36H175P149 | 58S(B,C)*B070M14**12 | 17600 | 16 | 8.5 | 16900 | 18700 | 110.7% | 2.3 | 0 | 11 |  |  |  | No | R-410A | 1.4667 | Residential & Commercial | Ducted CEE Tier 1
214627613 | Central HP <5.4 tons | CARRIER | HRCU-A-CB (Split System: Heat Pump with Remote Outdoor Unit-Air-Source) | 38MURAQ18AB3* | ADP |  | PL36H175P159 | 58TP*B070V17**16 | 17700 | 16 | 8.1 | 16600 | 18200 | 109.6% | 2.24 | 0 | 11 |  |  |  | No | R-410A | 1.475 | Residential & Commercial | Ducted CEE Tier 1
216056560 | Central HP <5.4 tons | YORK | HRCU-A-CB (Split System: Heat Pump with Remote Outdoor Unit-Air-Source) | HH836E2S11 | ASPEN |  | C(A,C,D,E)36B3K+TDR | Y91E080C20SMPS1 | 31200 | 17.5 | 8.1 | 32000 | 24200 | 75.62% | 2 | 0 | 10.5 |  |  |  | No | R-454B | 2.6 | Residential & Commercial | Ducted CEE Tier 1
216056569 | Central HP <5.4 tons | YORK | HRCU-A-CB (Split System: Heat Pump with Remote Outdoor Unit-Air-Source) | HH836E2S11 | ASPEN |  | C(A,C,D,E)36B3K+TDR | YPLC100C16MP13 | 33000 | 18 | 8.5 | 31200 | 25400 | 81.41% | 2 | 0 | 11 |  |  |  | No | R-454B | 2.75 | Residential & Commercial | Ducted CEE Tier 1
216056633 | Central HP <5.4 tons | YORK | HRCU-A-CB (Split System: Heat Pump with Remote Outdoor Unit-Air-Source) | HH836E2S11 | ASPEN |  | D(A,C,E)36A4K+TDR | TPLC100C16MP13 | 31000 | 18 | 8.5 | 31200 | 25400 | 81.41% | 2 | 0 | 10.5 |  |  |  | No | R-454B | 2.5833 | Residential & Commercial | Ducted CEE Tier 1
216056676 | Central HP <5.4 tons | YORK | HRCU-A-CB (Split System: Heat Pump with Remote Outdoor Unit-Air-Source) | HH836E2S11 | ASPEN |  | C(A,C,D,E)48A3K+TDR | TM9V080C16MP12 | 31200 | 18 | 8.1 | 31400 | 25400 | 80.89% | 2 | 0 | 10.5 |  |  |  | No | R-454B | 2.6 | Residential & Commercial | Ducted CEE Tier 1
216488061 | Central HP <5.4 tons | CHAMPION HEATING AND COOLING | HRCU-A-CB (Split System: Heat Pump with Remote Outdoor Unit-Air-Source) | HH836E2S11 | ADP |  | A36VDA*+TXV | Z9ES080C16SMPS1 | 33400 | 18 | 8.5 | 29000 | 24600 | 84.83% | 2 | 0 | 11.7 |  |  |  | No | R-454B | 2.7833 | Residential & Commercial | Ducted CEE Tier 1
213145938 | Central HP <5.4 tons | CARRIER | HRCU-A-CB (Split System: Heat Pump with Remote Outdoor Unit-Air-Source) | 38MURAQ36AB3* | ADP |  | C36A***L159+AEFE3A* |  | 36000 | 16 | 8.1 | 38000 | 35000 | 92.11% | 1.82 | 0 | 10 |  |  |  | No | R-410A | 3 | Residential & Commercial | Ducted CEE Tier 1
213145939 | Central HP <5.4 tons | CARRIER | HRCU-A-CB (Split System: Heat Pump with Remote Outdoor Unit-Air-Source) | 38MURAQ36AB3* | ADP |  | PL36H***P449+AEFE3A* |  | 36000 | 16 | 8.1 | 38000 | 35000 | 92.11% | 1.82 | 0 | 10 |  |  |  | No | R-410A | 3 | Residential & Commercial | Ducted CEE Tier 1
214802927 | Central HP <5.4 tons | RHEEM | HRCU-A-CB (Split System: Heat Pump with Remote Outdoor Unit-Air-Source) | RP15AZ48AJ2N | ASPEN |  | D(A,C,E)60D34+TDR | R801V1005A21UHN | 46000 | 15.5 | 8.4 | 46000 | 33800 | 73.48% | 3.09 | 0 | 10.2 |  |  |  | No | R-410A | 3.8333 | Residential & Commercial | Ducted CEE Tier 1
216488013 | Central HP <5.4 tons | CHAMPION HEATING AND COOLING | HRCU-A-CB (Split System: Heat Pump with Remote Outdoor Unit-Air-Source) | HH824E2S11 | ADP |  | A36VBA*+TXV | Z9ES040A10SMPS1 | 22400 | 17 | 8.7 | 21200 | 17300 | 81.6% | 1.94 | 0 | 11.5 |  |  |  | No | R-454B | 1.8667 | Residential & Commercial | Ducted CEE Tier 1
216055544 | Central HP <5.4 tons | CHAMPION HEATING AND COOLING | HRCU-A-CB (Split System: Heat Pump with Remote Outdoor Unit-Air-Source) | HH824E2S11 | ASPEN |  | D(A,C,E)24B4K+TDR | TMLE040A12MP11 | 21000 | 16.5 | 9 | 22600 | 17200 | 76.11% | 2 | 0 | 11.7 |  |  |  | No | R-454B | 1.75 | Residential & Commercial | Ducted CEE Tier 1
216055560 | Central HP <5.4 tons | CHAMPION HEATING AND COOLING | HRCU-A-CB (Split System: Heat Pump with Remote Outdoor Unit-Air-Source) | HH824E2S11 | ASPEN |  | C(A,C,D,E)24D2K+TDR | TMLE100B12MP11 | 21000 | 17 | 8.5 | 22800 | 18000 | 78.95% | 2 | 0 | 11.7 |  |  |  | No | R-454B | 1.75 | Residential & Commercial | Ducted CEE Tier 1
216055561 | Central HP <5.4 tons | CHAMPION HEATING AND COOLING | HRCU-A-CB (Split System: Heat Pump with Remote Outdoor Unit-Air-Source) | HH824E2S11 | ASPEN |  | D(A,C,E)24B3K+TDR | TMLE100B12MP11 | 22000 | 17 | 8.1 | 22600 | 18000 | 79.65% | 2 | 0 | 12 |  |  |  | No | R-454B | 1.8333 | Residential & Commercial | Ducted CEE Tier 1
216055577 | Central HP <5.4 tons | CHAMPION HEATING AND COOLING | HRCU-A-CB (Split System: Heat Pump with Remote Outdoor Unit-Air-Source) | HH824E2S11 | ASPEN |  | C(A,C,D,E)24A3K+TDR | TPLC080B12MP13 | 21600 | 17 | 8.1 | 22600 | 17700 | 78.32% | 2 | 0 | 11.7 |  |  |  | No | R-454B | 1.8 | Residential & Commercial | Ducted CEE Tier 1
216055578 | Central HP <5.4 tons | CHAMPION HEATING AND COOLING | HRCU-A-CB (Split System: Heat Pump with Remote Outdoor Unit-Air-Source) | HH824E2S11 | ASPEN |  | C(A,C,D,E)24D2K+TDR | TPLC080B12MP13 | 21200 | 17 | 8.5 | 22800 | 17700 | 77.63% | 2 | 0 | 11.7 |  |  |  | No | R-454B | 1.7667 | Residential & Commercial | Ducted CEE Tier 1
215472295 | Central HP <5.4 tons | TRANE | HRCU-A-CB (Split System: Heat Pump with Remote Outdoor Unit-Air-Source) | 4TWV8X24A1 | ASPEN |  | D(A,C,E)36A34+TDR | S9V2B060U4PSB+RP | 21800 | 17.8 | 8.1 | 20800 | 16800 | 80.77% | 2.41 | 0 | 12.2 |  |  |  | No | R-410A | 1.8167 | Residential & Commercial | Ducted CEE Tier 1
211230520 | Central HP <5.4 tons | DAY & NIGHT | HRCU-A-CB (Split System: Heat Pump with Remote Outdoor Unit-Air-Source) | DLCURAH36ABK |  |  | EN(A,D)4X48L24** | *80VSL0902420A* | 35800 | 16.5 | 8.1 | 38500 | 34800 | 90.39% | 2 | 0 | 10 |  |  |  | No | R-410A | 2.9833 | Residential & Commercial | Ducted CEE Tier 1
211243713 | Central HP <5.4 tons | HEIL | HRCU-A-CB (Split System: Heat Pump with Remote Outdoor Unit-Air-Source) | DLCURAH24ABK |  |  | EN(A,D)4X24L14** | *96VSN0401410A* | 23400 | 15.5 | 8.5 | 26600 | 24000 | 90.23% | 1.96 | 0 | 10 |  |  |  | No | R-410A | 1.95 | Residential & Commercial | Ducted CEE Tier 1
211243722 | Central HP <5.4 tons | HEIL | HRCU-A-CB (Split System: Heat Pump with Remote Outdoor Unit-Air-Source) | DLCURAH24ABK |  |  | EN(A,D)4X24L14** | *96VSN0601412A* | 23200 | 16 | 8.5 | 26400 | 24600 | 93.18% | 2.04 | 0 | 10 |  |  |  | No | R-410A | 1.9333 | Residential & Commercial | Ducted CEE Tier 1
212983615 | Central HP <5.4 tons | TEMPSTAR | HRCU-A-CB (Split System: Heat Pump with Remote Outdoor Unit-Air-Source) | DLCURAH24ABK |  |  | EN(A,D)4X30L17** | *92MSN0601412A* | 23800 | 17 | 8.5 | 26400 | 23800 | 90.15% | 1.98 | 0 | 10.5 |  |  |  | No | R-410A | 1.9833 | Residential & Commercial | Ducted CEE Tier 1
215350417 | Central HP <5.4 tons | HISENSE | HRCU-A-C (Split System: Heat Pump with Remote Outdoor Unit with No Indoor Fan --Air Source) | AUWR-36U3SA | ADP |  | HG81936+TD |  | 30000 | 15.2 | 9.4 | 28400 | 23800 | 83.8% | 2.08 | 0 | 11 |  |  |  | No | R-410A | 2.5 | Residential & Commercial | Ducted CEE Tier 1
211242893 | Central HP <5.4 tons | HEIL | HRCU-A-CB (Split System: Heat Pump with Remote Outdoor Unit-Air-Source) | DLCURAH24ABK |  |  | EA*4X37L17A* | *80ESU0401712A* | 24400 | 17.5 | 8.5 | 25400 | 21800 | 85.83% | 1.82 | 0 | 10.5 |  |  |  | No | R-410A | 2.0333 | Residential & Commercial | Ducted CEE Tier 1
211242918 | Central HP <5.4 tons | HEIL | HRCU-A-CB (Split System: Heat Pump with Remote Outdoor Unit-Air-Source) | DLCURAH24ABK |  |  | EA*4X37L17A* | *96VTN0401712A* | 24600 | 15.5 | 8.5 | 25800 | 21600 | 83.72% | 1.78 | 0 | 10 |  |  |  | No | R-410A | 2.05 | Residential & Commercial | Ducted CEE Tier 1
212983149 | Central HP <5.4 tons | TEMPSTAR | HRCU-A-CB (Split System: Heat Pump with Remote Outdoor Unit-Air-Source) | DLCURAH24ABK |  |  | EA*4X25L17A* | *92MSN0401712A* | 24000 | 16 | 8.1 | 25200 | 22000 | 87.3% | 1.82 | 0 | 10 |  |  |  | No | R-410A | 2 | Residential & Commercial | Ducted CEE Tier 1
212983182 | Central HP <5.4 tons | TEMPSTAR | HRCU-A-CB (Split System: Heat Pump with Remote Outdoor Unit-Air-Source) | DLCURAH24ABK |  |  | EA*4X36L21A* | *92MSN0401712A* | 23600 | 16 | 8.5 | 26400 | 24000 | 90.91% | 1.96 | 0 | 10 |  |  |  | No | R-410A | 1.9667 | Residential & Commercial | Ducted CEE Tier 1
214627630 | Central HP <5.4 tons | CARRIER | HRCU-A-CB (Split System: Heat Pump with Remote Outdoor Unit-Air-Source) | 38MURAQ18AB3* | ADP |  | V,C36H***P429 | 59SC6A026M14**10 | 17000 | 20 | 8.1 | 16700 | 18800 | 112.6% | 2.3 | 0 | 10 |  |  |  | No | R-410A | 1.4167 | Residential & Commercial | Ducted CEE Tier 1
214627664 | Central HP <5.4 tons | CARRIER | HRCU-A-CB (Split System: Heat Pump with Remote Outdoor Unit-Air-Source) | 38MURAQ18AB3* | ADP |  | A24VBA+TXV | 59SC6A040M14**10 | 17300 | 16 | 8.5 | 16900 | 19100 | 113% | 2.34 | 0 | 10.5 |  |  |  | No | R-410A | 1.4417 | Residential & Commercial | Ducted CEE Tier 1
214627750 | Central HP <5.4 tons | CARRIER | HRCU-A-CB (Split System: Heat Pump with Remote Outdoor Unit-Air-Source) | 38MURAQ18AB3* | ADP |  | A36VCA+TXV | 59SC6A060M17**16 | 17200 | 16 | 8.5 | 16500 | 19000 | 115.2% | 2.32 | 0 | 10.5 |  |  |  | No | R-410A | 1.4333 | Residential & Commercial | Ducted CEE Tier 1
214627833 | Central HP <5.4 tons | CARRIER | HRCU-A-CB (Split System: Heat Pump with Remote Outdoor Unit-Air-Source) | 38MURAQ18AB3* | ADP |  | PL36H210P749 | 59SU5B060M17**16 | 17300 | 16 | 8.5 | 16600 | 19000 | 114.5% | 2.34 | 0 | 10.5 |  |  |  | No | R-410A | 1.4417 | Residential & Commercial | Ducted CEE Tier 1
213613570 | Central HP <5.4 tons | BRYANT HEATING AND COOLING SYSTEMS | HRCU-A-CB (Split System: Heat Pump with Remote Outdoor Unit-Air-Source) | 38MURAQ18AB3* | ASPEN |  | L(E,G)M24K4 |  | 18000 | 15.2 | 9 | 19300 | 18300 | 94.82% | 2.2 | 0 | 10 |  |  |  | No | R-410A | 1.5 | Residential & Commercial | Ducted CEE Tier 1
210410119 | Central HP <5.4 tons | MRCOOL | HRCU-A-CB (Split System: Heat Pump with Remote Outdoor Unit-Air-Source) | MDUO18048060 |  |  | MDUI18048E |  | 48000 | 17 | 9 | 48000 | 39000 | 81.25% | 1.8 | 11.5 | 11 |  |  |  | No | R-410A | 4 | Residential & Commercial | Ducted CEE Tier 1
210410120 | Central HP <5.4 tons | MRCOOL | HRCU-A-CB (Split System: Heat Pump with Remote Outdoor Unit-Air-Source) | MDUO18048060 |  |  | MDUI18060E |  | 54000 | 16 | 9 | 54000 | 41000 | 75.93% | 1.8 | 10.5 | 10 |  |  |  | No | R-410A | 4.5 | Residential & Commercial | Ducted CEE Tier 1
213079177 | Central HP <5.4 tons | CARRIER | HRCU-A-CB (Split System: Heat Pump with Remote Outdoor Unit-Air-Source) | 38MURAQ36AB3* |  |  | CNPV*4821AL* | 58SU*B080M21**20 | 35800 | 17 | 8.1 | 38000 | 34800 | 91.58% | 2.04 | 0 | 10.5 |  |  |  | No | R-410A | 2.9833 | Residential & Commercial | Ducted CEE Tier 1
214802731 | Central HP <5.4 tons | RHEEM | HRCU-A-CB (Split System: Heat Pump with Remote Outdoor Unit-Air-Source) | RP15AZ24AJ2N | ASPEN |  | D(A,C,E)24B34+TDR | R801V1004A17UHN | 22400 | 16 | 8.3 | 23000 | 16300 | 70.87% | 3.03 | 0 | 11.9 |  |  |  | No | R-410A | 1.8667 | Residential & Commercial | Ducted CEE Tier 1
216055612 | Central HP <5.4 tons | CHAMPION HEATING AND COOLING | HRCU-A-CB (Split System: Heat Pump with Remote Outdoor Unit-Air-Source) | HH824E2S11 | ASPEN |  | D(A,C,E)36A4K+TDR | Z8ET060A12LMPS1 | 21000 | 19 | 9 | 23000 | 17700 | 76.96% | 2 | 0 | 11.7 |  |  |  | No | R-454B | 1.75 | Residential & Commercial | Ducted CEE Tier 1
216055427 | Central HP <5.4 tons | CHAMPION HEATING AND COOLING | HRCU-A-CB (Split System: Heat Pump with Remote Outdoor Unit-Air-Source) | HH824E2S11 | ASPEN |  | C(A,C,D,E)24A3K+TDR | TL9E060B12UH11 | 21600 | 17 | 8.1 | 22600 | 18000 | 79.65% | 2 | 0 | 12 |  |  |  | No | R-454B | 1.8 | Residential & Commercial | Ducted CEE Tier 1
216055428 | Central HP <5.4 tons | CHAMPION HEATING AND COOLING | HRCU-A-CB (Split System: Heat Pump with Remote Outdoor Unit-Air-Source) | HH824E2S11 | ASPEN |  | C(A,C,D,E)24D2K+TDR | TL9E060B12UH11 | 21200 | 17 | 8.5 | 22800 | 18000 | 78.95% | 2 | 0 | 11.7 |  |  |  | No | R-454B | 1.7667 | Residential & Commercial | Ducted CEE Tier 1
216055459 | Central HP <5.4 tons | CHAMPION HEATING AND COOLING | HRCU-A-CB (Split System: Heat Pump with Remote Outdoor Unit-Air-Source) | HH824E2S11 | ASPEN |  | D(A,C,E)24B3K+TDR | TM8V080B12MP12 | 22000 | 17 | 8.1 | 22600 | 17700 | 78.32% | 2 | 0 | 12 |  |  |  | No | R-454B | 1.8333 | Residential & Commercial | Ducted CEE Tier 1
216054597 | Central HP <5.4 tons | COLEMAN | HRCU-A-CB (Split System: Heat Pump with Remote Outdoor Unit-Air-Source) | HH824E2S11 | ASPEN |  | C(A,C,D,E)24D2K+TDR | TM9Y060B12MP11 | 21000 | 17 | 8.5 | 22800 | 18400 | 80.7% | 2 | 0 | 11.2 |  |  |  | No | R-454B | 1.75 | Residential & Commercial | Ducted CEE Tier 1
216054661 | Central HP <5.4 tons | COLEMAN | HRCU-A-CB (Split System: Heat Pump with Remote Outdoor Unit-Air-Source) | HH824E2S11 | ASPEN |  | C(A,C,D,E)24D2K+TDR | Z9ES040A10SMPS1 | 19500 | 17 | 8.5 | 23000 | 17800 | 77.39% | 2 | 0 | 11.2 |  |  |  | No | R-454B | 1.625 | Residential & Commercial | Ducted CEE Tier 1
216488015 | Central HP <5.4 tons | CHAMPION HEATING AND COOLING | HRCU-A-CB (Split System: Heat Pump with Remote Outdoor Unit-Air-Source) | HH824E2S11 | ADP |  | A36VBA*+TXV | Z9ES060A10SMPS1 | 22400 | 18 | 8.7 | 21200 | 18100 | 85.38% | 1.94 | 0 | 11.5 |  |  |  | No | R-454B | 1.8667 | Residential & Commercial | Ducted CEE Tier 1
216055590 | Central HP <5.4 tons | CHAMPION HEATING AND COOLING | HRCU-A-CB (Split System: Heat Pump with Remote Outdoor Unit-Air-Source) | HH824E2S11 | ASPEN |  | C(A,C,D,E)24D2K+TDR | Z8ES060A12SMPS1 | 19700 | 17 | 9 | 22600 | 17300 | 76.55% | 2 | 0 | 11.2 |  |  |  | No | R-454B | 1.6417 | Residential & Commercial | Ducted CEE Tier 1
211230622 | Central HP <5.4 tons | DAY & NIGHT | HRCU-A-CB (Split System: Heat Pump with Remote Outdoor Unit-Air-Source) | DLCURAH36ABK |  |  | EN(A,D)4X48L24** | *92ESN1002122A* | 37600 | 15.5 | 8.5 | 39500 | 35000 | 88.61% | 2.08 | 0 | 10.5 |  |  |  | No | R-410A | 3.1333 | Residential & Commercial | Ducted CEE Tier 1
211227029 | Central HP <5.4 tons | HEIL | HRCU-A-CB (Split System: Heat Pump with Remote Outdoor Unit-Air-Source) | DLCURAH36ABK |  |  | EA*4X37L21A* | *92ESN1002122A* | 37400 | 15.5 | 8.5 | 39000 | 35000 | 89.74% | 2.16 | 0 | 10 |  |  |  | No | R-410A | 3.1167 | Residential & Commercial | Ducted CEE Tier 1
211227615 | Central HP <5.4 tons | HEIL | HRCU-A-CB (Split System: Heat Pump with Remote Outdoor Unit-Air-Source) | DLCURAH36ABK |  |  | EA*4X42L21A* | *96VSN0802120A* | 35600 | 16 | 8.1 | 38500 | 35000 | 90.91% | 1.88 | 0 | 10 |  |  |  | No | R-410A | 2.9667 | Residential & Commercial | Ducted CEE Tier 1
211227881 | Central HP <5.4 tons | HEIL | HRCU-A-CB (Split System: Heat Pump with Remote Outdoor Unit-Air-Source) | DLCURAH36ABK |  |  | EA*4X42L24A* | *80VSL0902420A* | 35200 | 16 | 8.1 | 38500 | 35000 | 90.91% | 1.88 | 0 | 10 |  |  |  | No | R-410A | 2.9333 | Residential & Commercial | Ducted CEE Tier 1
211244637 | Central HP <5.4 tons | HEIL | HRCU-A-CB (Split System: Heat Pump with Remote Outdoor Unit-Air-Source) | DLCURAH24ABK |  |  | EN(A,D)4X30L17** | *96VTN0401410A* | 23400 | 16 | 8.1 | 25800 | 24000 | 93.02% | 2 | 0 | 10 |  |  |  | No | R-410A | 1.95 | Residential & Commercial | Ducted CEE Tier 1
211244668 | Central HP <5.4 tons | HEIL | HRCU-A-CB (Split System: Heat Pump with Remote Outdoor Unit-Air-Source) | DLCURAH24ABK |  |  | EN(A,D)4X30L17** | *96VTN0601714A* | 24000 | 16.5 | 8.1 | 26200 | 23200 | 88.55% | 1.92 | 0 | 10 |  |  |  | No | R-410A | 2 | Residential & Commercial | Ducted CEE Tier 1
212983248 | Central HP <5.4 tons | TEMPSTAR | HRCU-A-CB (Split System: Heat Pump with Remote Outdoor Unit-Air-Source) | DLCURAH24ABK |  |  | EN(A,D)4X36L21** | *92MSN0401712A* | 23400 | 15.5 | 8.1 | 26200 | 24200 | 92.37% | 1.98 | 0 | 10 |  |  |  | No | R-410A | 1.95 | Residential & Commercial | Ducted CEE Tier 1
211244584 | Central HP <5.4 tons | HEIL | HRCU-A-CB (Split System: Heat Pump with Remote Outdoor Unit-Air-Source) | DLCURAH24ABK |  |  | EN(A,D)4X30L17** | *96VTN0801716A* | 24200 | 16.5 | 8.1 | 26200 | 23000 | 87.79% | 1.9 | 0 | 10.5 |  |  |  | No | R-410A | 2.0167 | Residential & Commercial | Ducted CEE Tier 1
211243732 | Central HP <5.4 tons | HEIL | HRCU-A-CB (Split System: Heat Pump with Remote Outdoor Unit-Air-Source) | DLCURAH24ABK |  |  | EN(A,D)4X24L14** | *80VTL0451412A* | 23800 | 16 | 8.5 | 26800 | 23200 | 86.57% | 1.92 | 0 | 10 |  |  |  | No | R-410A | 1.9833 | Residential & Commercial | Ducted CEE Tier 1
211244116 | Central HP <5.4 tons | HEIL | HRCU-A-CB (Split System: Heat Pump with Remote Outdoor Unit-Air-Source) | DLCURAH24ABK |  |  | EN(A,D)4X24L17** | *80ES(N,L)0451712A* | 23600 | 16 | 8.5 | 26800 | 23600 | 88.06% | 1.94 | 0 | 10 |  |  |  | No | R-410A | 1.9667 | Residential & Commercial | Ducted CEE Tier 1
214802892 | Central HP <5.4 tons | RHEEM | HRCU-A-CB (Split System: Heat Pump with Remote Outdoor Unit-Air-Source) | RP15AZ48AJ2N | ASPEN |  | D(A,C,E)48B44+TDR | R801V0755A21DZ | 44000 | 15.4 | 8.1 | 45500 | 33800 | 74.29% | 3.02 | 0 | 10 |  |  |  | No | R-410A | 3.6667 | Residential & Commercial | Ducted CEE Tier 1
214802897 | Central HP <5.4 tons | RHEEM | HRCU-A-CB (Split System: Heat Pump with Remote Outdoor Unit-Air-Source) | RP15AZ48AJ2N | ASPEN |  | D(A,C,E)60D34+TDR | R801V0755A21DZ | 46000 | 15.5 | 8.4 | 46000 | 34000 | 73.91% | 3.14 | 0 | 10.2 |  |  |  | No | R-410A | 3.8333 | Residential & Commercial | Ducted CEE Tier 1
214802733 | Central HP <5.4 tons | RHEEM | HRCU-A-CB (Split System: Heat Pump with Remote Outdoor Unit-Air-Source) | RP15AZ24AJ2N | ASPEN |  | D(A,C,E)30A34+TDR | R801V1004A17UHN | 22400 | 16.4 | 8.1 | 22800 | 16200 | 71.05% | 2.95 | 0 | 11.8 |  |  |  | No | R-410A | 1.8667 | Residential & Commercial | Ducted CEE Tier 1
214802740 | Central HP <5.4 tons | RHEEM | HRCU-A-CB (Split System: Heat Pump with Remote Outdoor Unit-Air-Source) | RP15AZ24AJ2N | ASPEN |  | D(A,C,E)24C34+TDR | R801V1004A17UHS | 22800 | 16 | 8.4 | 23000 | 16300 | 70.87% | 3.07 | 0 | 12 |  |  |  | No | R-410A | 1.9 | Residential & Commercial | Ducted CEE Tier 1
214802742 | Central HP <5.4 tons | RHEEM | HRCU-A-CB (Split System: Heat Pump with Remote Outdoor Unit-Air-Source) | RP15AZ24AJ2N | ASPEN |  | D(A,C,E)30B34+TDR | R801V1004A17UHS | 22800 | 16 | 8.4 | 23000 | 16300 | 70.87% | 3.07 | 0 | 12 |  |  |  | No | R-410A | 1.9 | Residential & Commercial | Ducted CEE Tier 1
215488061 | Central HP <5.4 tons | GOODMAN | HRCU-A-CB (Split System: Heat Pump with Remote Outdoor Unit-Air-Source) | GZV7SA3610A* |  |  | CA*EA4830*3A* | G*VM971005CNB* | 34800 | 18.5 | 8.5 | 35000 | 28400 | 81.14% | 2 | 0 | 10.5 |  |  |  | No | R-32 | 2.9 | Residential & Commercial | Ducted CEE Tier 1
216054667 | Central HP <5.4 tons | COLEMAN | HRCU-A-CB (Split System: Heat Pump with Remote Outdoor Unit-Air-Source) | HH824E2S11 | ASPEN |  | D(A,C,E)24B4K+TDR | Z9ES060A10SMPS1 | 21000 | 17.5 | 8.5 | 23000 | 17600 | 76.52% | 2 | 0 | 11.7 |  |  |  | No | R-454B | 1.75 | Residential & Commercial | Ducted CEE Tier 1
216055421 | Central HP <5.4 tons | CHAMPION HEATING AND COOLING | HRCU-A-CB (Split System: Heat Pump with Remote Outdoor Unit-Air-Source) | HH824E2S11 | ASPEN |  | C(A,C,D,E)24A3K+TDR | TL8E060A12UH11 | 20000 | 17.5 | 8.5 | 22600 | 17900 | 79.2% | 2 | 0 | 11.2 |  |  |  | No | R-454B | 1.6667 | Residential & Commercial | Ducted CEE Tier 1
216055451 | Central HP <5.4 tons | CHAMPION HEATING AND COOLING | HRCU-A-CB (Split System: Heat Pump with Remote Outdoor Unit-Air-Source) | HH824E2S11 | ASPEN |  | C(A,C,D,E)24A3K+TDR | TM8E100B12MP11 | 21600 | 17 | 8.1 | 22600 | 18000 | 79.65% | 2 | 0 | 12 |  |  |  | No | R-454B | 1.8 | Residential & Commercial | Ducted CEE Tier 1
216055469 | Central HP <5.4 tons | CHAMPION HEATING AND COOLING | HRCU-A-CB (Split System: Heat Pump with Remote Outdoor Unit-Air-Source) | HH824E2S11 | ASPEN |  | C(A,C,D,E)24A3K+TDR | TM8Y080B12MP11 | 21600 | 17 | 8.1 | 22600 | 18300 | 80.97% | 2 | 0 | 12 |  |  |  | No | R-454B | 1.8 | Residential & Commercial | Ducted CEE Tier 1
216054643 | Central HP <5.4 tons | COLEMAN | HRCU-A-CB (Split System: Heat Pump with Remote Outdoor Unit-Air-Source) | HH824E2S11 | ASPEN |  | D(A,C,E)24B4K+TDR | Z8ES080B12SMPS1 | 22600 | 18 | 8.5 | 22800 | 18500 | 81.14% | 2 | 0 | 12 |  |  |  | No | R-454B | 1.8833 | Residential & Commercial | Ducted CEE Tier 1
216054675 | Central HP <5.4 tons | COLEMAN | HRCU-A-CB (Split System: Heat Pump with Remote Outdoor Unit-Air-Source) | HH824E2S11 | ASPEN |  | D(A,C,E)24B4K+TDR | Z9ES080B12SMPS1 | 22600 | 17 | 8.5 | 22800 | 18100 | 79.39% | 2 | 0 | 12 |  |  |  | No | R-454B | 1.8833 | Residential & Commercial | Ducted CEE Tier 1
211228065 | Central HP <5.4 tons | HEIL | HRCU-A-CB (Split System: Heat Pump with Remote Outdoor Unit-Air-Source) | DLCURAH36ABK |  |  | EA*4X42L24A* | *96VSN1002120A* | 35600 | 16 | 8.1 | 38500 | 35000 | 90.91% | 1.9 | 0 | 10 |  |  |  | No | R-410A | 2.9667 | Residential & Commercial | Ducted CEE Tier 1
211228767 | Central HP <5.4 tons | HEIL | HRCU-A-CB (Split System: Heat Pump with Remote Outdoor Unit-Air-Source) | DLCURAH36ABK |  |  | EA*4X48L21A* | *80ES(N,L)0702116A* | 35600 | 16.5 | 8.5 | 37800 | 34600 | 91.53% | 2.04 | 0 | 10 |  |  |  | No | R-410A | 2.9667 | Residential & Commercial | Ducted CEE Tier 1
211228966 | Central HP <5.4 tons | HEIL | HRCU-A-CB (Split System: Heat Pump with Remote Outdoor Unit-Air-Source) | DLCURAH36ABK |  |  | EA*4X48L21A* | *92ESN0601714A* | 36000 | 16 | 8.5 | 38500 | 34600 | 89.87% | 2.06 | 0 | 10 |  |  |  | No | R-410A | 3 | Residential & Commercial | Ducted CEE Tier 1
211228999 | Central HP <5.4 tons | HEIL | HRCU-A-CB (Split System: Heat Pump with Remote Outdoor Unit-Air-Source) | DLCURAH36ABK |  |  | EA*4X48L21A* | *92ESN1002120A* | 35600 | 16.5 | 8.5 | 37800 | 34600 | 91.53% | 2.04 | 0 | 10 |  |  |  | No | R-410A | 2.9667 | Residential & Commercial | Ducted CEE Tier 1
206765901 | Central HP <5.4 tons | COMFORTMAKER | HRCU-A-CB (Split System: Heat Pump with Remote Outdoor Unit-Air-Source) | CVH825GKA3* |  |  | EA*4X37L17A*+WALLCON | *97CMN0801714A* | 24200 | 16 | 8.1 | 21400 | 16800 | 78.5% | 1.98 | 11 | 11 |  |  |  | No | R-410A | 2.0167 | Residential & Commercial | Ducted CEE Tier 1
206765919 | Central HP <5.4 tons | COMFORTMAKER | HRCU-A-CB (Split System: Heat Pump with Remote Outdoor Unit-Air-Source) | CVH825GKA3* |  |  | EA*4X37L17A*+WALLCON | *80CTL0901716A* | 24200 | 17 | 8.1 | 21400 | 16600 | 77.57% | 2.02 | 11 | 11 |  |  |  | No | R-410A | 2.0167 | Residential & Commercial | Ducted CEE Tier 1
215488095 | Central HP <5.4 tons | GOODMAN | HRCU-A-CB (Split System: Heat Pump with Remote Outdoor Unit-Air-Source) | GZV7SA4210A* |  |  | CHPEA4830*3A* | G*VC961005CNB* | 40500 | 16.5 | 8.6 | 41000 | 31000 | 75.61% | 2 | 0 | 10 |  |  |  | No | R-32 | 3.375 | Residential & Commercial | Ducted CEE Tier 1
215654053 | Central HP <5.4 tons | YORK | HRCU-A-CB (Split System: Heat Pump with Remote Outdoor Unit-Air-Source) | HH860E2S11 | ASPEN |  | CH60A3J+TDR | Y81E100C20SMPS1 | 41500 | 18 | 8.5 | 44000 | 33400 | 75.91% | 2 | 0 | 11.7 |  |  |  | No | R-454B | 3.4583 | Residential & Commercial | Ducted CEE Tier 1
211941017 | Central HP <5.4 tons | CARRIER | HRCU-A-CB (Split System: Heat Pump with Remote Outdoor Unit-Air-Source) | 25VNA424A*031* | ADP |  | H,PG34936 | 58TN*A070C14**12 | 23400 | 21 | 8.1 | 25000 | 19400 | 77.6% | 2.42 | 0 | 13.5 |  |  |  | No | R-410A | 1.95 | Residential & Commercial | Ducted CEE Tier 1
214442034 | Central HP <5.4 tons | BRYANT HEATING AND COOLING SYSTEMS | HRCU-A-CB (Split System: Heat Pump with Remote Outdoor Unit-Air-Source) | 288BNV037*0**B* | ADP |  | V,C36H175P159 | 987MC42080C17*** | 31600 | 17 | 8.1 | 31800 | 24200 | 76.1% | 1.88 | 0 | 11 |  |  |  | No | R-410A | 2.6333 | Residential & Commercial | Ducted CEE Tier 1
216055471 | Central HP <5.4 tons | CHAMPION HEATING AND COOLING | HRCU-A-CB (Split System: Heat Pump with Remote Outdoor Unit-Air-Source) | HH824E2S11 | ASPEN |  | D(A,C,E)24B3K+TDR | TM8Y080B12MP11 | 22000 | 17 | 8.1 | 22600 | 18300 | 80.97% | 2 | 0 | 12 |  |  |  | No | R-454B | 1.8333 | Residential & Commercial | Ducted CEE Tier 1
216055502 | Central HP <5.4 tons | CHAMPION HEATING AND COOLING | HRCU-A-CB (Split System: Heat Pump with Remote Outdoor Unit-Air-Source) | HH824E2S11 | ASPEN |  | D(A,C,E)24B4K+TDR | TM9E080B12MP12 | 22600 | 17 | 8.5 | 22600 | 18700 | 82.74% | 2 | 0 | 11.7 |  |  |  | No | R-454B | 1.8833 | Residential & Commercial | Ducted CEE Tier 1
216055536 | Central HP <5.4 tons | CHAMPION HEATING AND COOLING | HRCU-A-CB (Split System: Heat Pump with Remote Outdoor Unit-Air-Source) | HH824E2S11 | ASPEN |  | C(A,C,D,E)24D2K+TDR | TM9Y080B12MP11 | 21000 | 17 | 8.5 | 22800 | 18500 | 81.14% | 2 | 0 | 11.2 |  |  |  | No | R-454B | 1.75 | Residential & Commercial | Ducted CEE Tier 1
216055554 | Central HP <5.4 tons | CHAMPION HEATING AND COOLING | HRCU-A-CB (Split System: Heat Pump with Remote Outdoor Unit-Air-Source) | HH824E2S11 | ASPEN |  | C(A,C,D,E)24D2K+TDR | TMLE080B12MP11 | 21000 | 17 | 8.5 | 22800 | 18000 | 78.95% | 2 | 0 | 11.7 |  |  |  | No | R-454B | 1.75 | Residential & Commercial | Ducted CEE Tier 1
216055646 | Central HP <5.4 tons | CHAMPION HEATING AND COOLING | HRCU-A-CB (Split System: Heat Pump with Remote Outdoor Unit-Air-Source) | HH824E2S11 | ASPEN |  | D(A,C,E)24B4K+TDR | Z9ES080B12SMPS1 | 22600 | 17 | 8.5 | 22800 | 18100 | 79.39% | 2 | 0 | 12 |  |  |  | No | R-454B | 1.8833 | Residential & Commercial | Ducted CEE Tier 1
216055627 | Central HP <5.4 tons | CHAMPION HEATING AND COOLING | HRCU-A-CB (Split System: Heat Pump with Remote Outdoor Unit-Air-Source) | HH824E2S11 | ASPEN |  | D(A,C,E)24B3K+TDR | Z9ES040A10SMPS1 | 20600 | 17.5 | 8.1 | 22800 | 17800 | 78.07% | 2 | 0 | 11 |  |  |  | No | R-454B | 1.7167 | Residential & Commercial | Ducted CEE Tier 1
216055629 | Central HP <5.4 tons | CHAMPION HEATING AND COOLING | HRCU-A-CB (Split System: Heat Pump with Remote Outdoor Unit-Air-Source) | HH824E2S11 | ASPEN |  | D(A,C,E)36A3K+TDR | Z9ES040A10SMPS1 | 20800 | 17.5 | 8.1 | 22800 | 17800 | 78.07% | 2 | 0 | 11.7 |  |  |  | No | R-454B | 1.7333 | Residential & Commercial | Ducted CEE Tier 1
214802896 | Central HP <5.4 tons | RHEEM | HRCU-A-CB (Split System: Heat Pump with Remote Outdoor Unit-Air-Source) | RP15AZ48AJ2N | ASPEN |  | D(A,C,E)60C34+TDR | R801V0755A21DZ | 45000 | 15.6 | 8.1 | 45500 | 33800 | 74.29% | 3 | 0 | 10.1 |  |  |  | No | R-410A | 3.75 | Residential & Commercial | Ducted CEE Tier 1
211244519 | Central HP <5.4 tons | HEIL | HRCU-A-CB (Split System: Heat Pump with Remote Outdoor Unit-Air-Source) | DLCURAH24ABK |  |  | EN(A,D)4X30L17** | *80VSL0451716A* | 24200 | 16 | 8.1 | 26400 | 22800 | 86.36% | 1.88 | 0 | 10.5 |  |  |  | No | R-410A | 2.0167 | Residential & Commercial | Ducted CEE Tier 1
211242578 | Central HP <5.4 tons | HEIL | HRCU-A-CB (Split System: Heat Pump with Remote Outdoor Unit-Air-Source) | DLCURAH24ABK |  |  | EA*4X36L21A* | *80ES(N,L)0702116A* | 24400 | 17 | 8.5 | 26200 | 22400 | 85.5% | 1.86 | 0 | 10 |  |  |  | No | R-410A | 2.0333 | Residential & Commercial | Ducted CEE Tier 1
212989194 | Central HP <5.4 tons | COMFORTMAKER | HRCU-A-CB (Split System: Heat Pump with Remote Outdoor Unit-Air-Source) | DLCURAH24ABK |  |  | EA*4X37L17A* | *95MSU0601716A* | 24000 | 17 | 8.5 | 25600 | 22400 | 87.5% | 1.88 | 0 | 10 |  |  |  | No | R-410A | 2 | Residential & Commercial | Ducted CEE Tier 1
211243178 | Central HP <5.4 tons | HEIL | HRCU-A-CB (Split System: Heat Pump with Remote Outdoor Unit-Air-Source) | DLCURAH24ABK |  |  | EA*4X37L17A* | OLV098A12* | 23800 | 16.5 | 8.1 | 25200 | 22200 | 88.1% | 1.84 | 0 | 10 |  |  |  | No | R-410A | 1.9833 | Residential & Commercial | Ducted CEE Tier 1
213739959 | Central HP <5.4 tons | DAY & NIGHT | HRCU-A-CB (Split System: Heat Pump with Remote Outdoor Unit-Air-Source) | DLCURAH24ABK | ADP |  | PL36H175P789 | *96VSN0401410B* | 23600 | 16 | 8.5 | 24600 | 23600 | 95.93% | 1.98 | 0 | 10 |  |  |  | No | R-410A | 1.9667 | Residential & Commercial | Ducted CEE Tier 1
211242959 | Central HP <5.4 tons | HEIL | HRCU-A-CB (Split System: Heat Pump with Remote Outdoor Unit-Air-Source) | DLCURAH24ABK |  |  | EA*4X37L17A* | *95ESN0401712A* | 24400 | 15.2 | 8.5 | 26000 | 21600 | 83.08% | 1.78 | 0 | 10 |  |  |  | No | R-410A | 2.0333 | Residential & Commercial | Ducted CEE Tier 1
211243136 | Central HP <5.4 tons | HEIL | HRCU-A-CB (Split System: Heat Pump with Remote Outdoor Unit-Air-Source) | DLCURAH24ABK |  |  | EA*4X37L17A* | *92ESN0401712A* | 24200 | 16 | 8.1 | 25400 | 22000 | 86.61% | 1.82 | 0 | 10 |  |  |  | No | R-410A | 2.0167 | Residential & Commercial | Ducted CEE Tier 1
211227197 | Central HP <5.4 tons | DAY & NIGHT | HRCU-A-CB (Split System: Heat Pump with Remote Outdoor Unit-Air-Source) | DLCURAH36ABK |  |  | EA*4X37L21A* | *96VTN1002120A* | 36600 | 15.5 | 8.5 | 38500 | 34800 | 90.39% | 2.1 | 0 | 10 |  |  |  | No | R-410A | 3.05 | Residential & Commercial | Ducted CEE Tier 1
211229587 | Central HP <5.4 tons | HEIL | HRCU-A-CB (Split System: Heat Pump with Remote Outdoor Unit-Air-Source) | DLCURAH36ABK |  |  | EA*4X48L24A* | *95ESU1002122A* | 37200 | 15.5 | 8.5 | 38500 | 35000 | 90.91% | 2.12 | 0 | 10 |  |  |  | No | R-410A | 3.1 | Residential & Commercial | Ducted CEE Tier 1
215472297 | Central HP <5.4 tons | TRANE | HRCU-A-CB (Split System: Heat Pump with Remote Outdoor Unit-Air-Source) | 4TWV8X24A1 | ASPEN |  | D(A,C,E)36C34+TDR | S9V2B060U4PSB+RP | 22400 | 18 | 8.2 | 20800 | 16900 | 81.25% | 2.51 | 0 | 12.4 |  |  |  | No | R-410A | 1.8667 | Residential & Commercial | Ducted CEE Tier 1
211229486 | Central HP <5.4 tons | HEIL | HRCU-A-CB (Split System: Heat Pump with Remote Outdoor Unit-Air-Source) | DLCURAH36ABK |  |  | EA*4X48L24A* | *95ESN0802120A* | 36600 | 15.5 | 8.5 | 38500 | 34800 | 90.39% | 2.1 | 0 | 10 |  |  |  | No | R-410A | 3.05 | Residential & Commercial | Ducted CEE Tier 1
211230255 | Central HP <5.4 tons | HEIL | HRCU-A-CB (Split System: Heat Pump with Remote Outdoor Unit-Air-Source) | DLCURAH36ABK |  |  | EN(A,D,W)4X48L21** | *96VSN1002120A* | 36200 | 16 | 8.1 | 38500 | 34800 | 90.39% | 2.02 | 0 | 10 |  |  |  | No | R-410A | 3.0167 | Residential & Commercial | Ducted CEE Tier 1
211230422 | Central HP <5.4 tons | HEIL | HRCU-A-CB (Split System: Heat Pump with Remote Outdoor Unit-Air-Source) | DLCURAH36ABK |  |  | EN(A,D)4X48L24** | *80ES(N,L)0902116A* | 36400 | 16 | 8.1 | 38500 | 34800 | 90.39% | 2.04 | 0 | 10.5 |  |  |  | No | R-410A | 3.0333 | Residential & Commercial | Ducted CEE Tier 1
213612208 | Central HP <5.4 tons | GUARDIAN | HRCU-A-CB (Split System: Heat Pump with Remote Outdoor Unit-Air-Source) | RHP15048B21 | ASPEN |  | L(E,G)M60A4 |  | 45000 | 15.5 | 8.1 | 45500 | 37800 | 83.08% | 3.7 | 0 | 11.8 |  |  |  | No | R-410A | 3.75 | Residential & Commercial | Ducted CEE Tier 1
213258219 | Central HP <5.4 tons | KEEPRITE | HRCU-A-CB (Split System: Heat Pump with Remote Outdoor Unit-Air-Source) | DLCURAH18ABK | ADP |  | H,GG33936 | *96VSN0401712A* | 17700 | 15.2 | 8.5 | 17100 | 18400 | 107.6% | 2.26 | 0 | 10.5 |  |  |  | No | R-410A | 1.475 | Residential & Commercial | Ducted CEE Tier 1
212985950 | Central HP <5.4 tons | HEIL | HRCU-A-CB (Split System: Heat Pump with Remote Outdoor Unit-Air-Source) | DLCURAH18ABK |  |  | EN(A,D)4X24L14** | *96MSN0261410A* | 17300 | 20 | 8.1 | 18300 | 19200 | 104.9% | 2.3 | 0 | 10.5 |  |  |  | No | R-410A | 1.4417 | Residential & Commercial | Ducted CEE Tier 1
212986350 | Central HP <5.4 tons | HEIL | HRCU-A-CB (Split System: Heat Pump with Remote Outdoor Unit-Air-Source) | DLCURAH18ABK |  |  | EN(A,D)4X24L14** | *96MSN0401410A* | 17400 | 15.5 | 8.5 | 18500 | 19200 | 103.8% | 2.3 | 0 | 10.5 |  |  |  | No | R-410A | 1.45 | Residential & Commercial | Ducted CEE Tier 1
212984728 | Central HP <5.4 tons | HEIL | HRCU-A-CB (Split System: Heat Pump with Remote Outdoor Unit-Air-Source) | DLCURAH18ABK |  |  | EA*4X25L17A* | *92MSN0801716A* | 18300 | 16.5 | 8.5 | 18100 | 17600 | 97.24% | 2.14 | 0 | 11 |  |  |  | No | R-410A | 1.525 | Residential & Commercial | Ducted CEE Tier 1
212506451 | Central HP <5.4 tons | YORK | HRCU-A-CB (Split System: Heat Pump with Remote Outdoor Unit-Air-Source) | HMH72B341 | ASPEN |  | L(E,G)M36E4 |  | 32400 | 17 | 8.5 | 32000 | 28000 | 87.5% | 2.88 | 0 | 10 |  |  |  | No | R-410A | 2.7 | Residential & Commercial | Ducted CEE Tier 1
216056685 | Central HP <5.4 tons | YORK | HRCU-A-CB (Split System: Heat Pump with Remote Outdoor Unit-Air-Source) | HH836E2S11 | ASPEN |  | C(A,C,D,E)48A3K+TDR | TMLE080C16MP11 | 31200 | 18 | 8.1 | 31000 | 25200 | 81.29% | 2 | 0 | 10.5 |  |  |  | No | R-454B | 2.6 | Residential & Commercial | Ducted CEE Tier 1
214093019 | Central HP <5.4 tons | LUXAIRE | HRCU-A-CB (Split System: Heat Pump with Remote Outdoor Unit-Air-Source) | HMH72B341 | ASPEN |  | D(A,C,E)42A46+TDR | TM8Y080C16MP11 | 32400 | 18.5 | 8.5 | 32400 | 44000 | 135.8% | 3.14 | 0 | 10 |  |  |  | No | R-410A | 2.7 | Residential & Commercial | Ducted CEE Tier 1
216488081 | Central HP <5.4 tons | CHAMPION HEATING AND COOLING | HRCU-A-CB (Split System: Heat Pump with Remote Outdoor Unit-Air-Source) | HH860E2S11 | ADP |  | A60VGA*+TXV | Z8ES080C20SMPS1 | 44000 | 18 | 9 | 42500 | 33000 | 77.65% | 2 | 0 | 12 |  |  |  | No | R-454B | 3.6667 | Residential & Commercial | Ducted CEE Tier 1
216056753 | Central HP <5.4 tons | YORK | HRCU-A-CB (Split System: Heat Pump with Remote Outdoor Unit-Air-Source) | HH860E2S11 | ASPEN |  | C(A,C,D,E)48A3K+TDR | TMLV100C16MP12 | 39500 | 16.5 | 8.1 | 43500 | 33400 | 76.78% | 2 | 0 | 11.2 |  |  |  | No | R-454B | 3.2917 | Residential & Commercial | Ducted CEE Tier 1
216056760 | Central HP <5.4 tons | YORK | HRCU-A-CB (Split System: Heat Pump with Remote Outdoor Unit-Air-Source) | HH860E2S11 | ASPEN |  | C(A,C,D,E)48A3K+TDR | TPLC100C16MP13 | 39500 | 16.5 | 8.1 | 43500 | 33400 | 76.78% | 2 | 0 | 11.2 |  |  |  | No | R-454B | 3.2917 | Residential & Commercial | Ducted CEE Tier 1
216055429 | Central HP <5.4 tons | CHAMPION HEATING AND COOLING | HRCU-A-CB (Split System: Heat Pump with Remote Outdoor Unit-Air-Source) | HH824E2S11 | ASPEN |  | D(A,C,E)24B3K+TDR | TL9E060B12UH11 | 22000 | 17 | 8.1 | 22600 | 18000 | 79.65% | 2 | 0 | 12 |  |  |  | No | R-454B | 1.8333 | Residential & Commercial | Ducted CEE Tier 1
216055443 | Central HP <5.4 tons | CHAMPION HEATING AND COOLING | HRCU-A-CB (Split System: Heat Pump with Remote Outdoor Unit-Air-Source) | HH824E2S11 | ASPEN |  | D(A,C,E)36A3K+TDR | TM8E060A12MP11 | 20800 | 17.5 | 8.5 | 22800 | 17900 | 78.51% | 2 | 0 | 11.2 |  |  |  | No | R-454B | 1.7333 | Residential & Commercial | Ducted CEE Tier 1
216055476 | Central HP <5.4 tons | CHAMPION HEATING AND COOLING | HRCU-A-CB (Split System: Heat Pump with Remote Outdoor Unit-Air-Source) | HH824E2S11 | ASPEN |  | C(A,C,D,E)24D2K+TDR | TM9E026A08MP12 | 19700 | 16 | 9 | 23000 | 17600 | 76.52% | 2 | 0 | 10 |  |  |  | No | R-454B | 1.6417 | Residential & Commercial | Ducted CEE Tier 1
216055509 | Central HP <5.4 tons | CHAMPION HEATING AND COOLING | HRCU-A-CB (Split System: Heat Pump with Remote Outdoor Unit-Air-Source) | HH824E2S11 | ASPEN |  | D(A,C,E)36A3K+TDR | TM9V040A10MP12 | 20800 | 16.5 | 8.5 | 22800 | 17500 | 76.75% | 2 | 0 | 10.5 |  |  |  | No | R-454B | 1.7333 | Residential & Commercial | Ducted CEE Tier 1
216055511 | Central HP <5.4 tons | CHAMPION HEATING AND COOLING | HRCU-A-CB (Split System: Heat Pump with Remote Outdoor Unit-Air-Source) | HH824E2S11 | ASPEN |  | C(A,C,D,E)24A3K+TDR | TM9V060B12MP12 | 21600 | 17 | 8.1 | 22600 | 18000 | 79.65% | 2 | 0 | 12 |  |  |  | No | R-454B | 1.8 | Residential & Commercial | Ducted CEE Tier 1
216055592 | Central HP <5.4 tons | CHAMPION HEATING AND COOLING | HRCU-A-CB (Split System: Heat Pump with Remote Outdoor Unit-Air-Source) | HH824E2S11 | ASPEN |  | D(A,C,E)24B4K+TDR | Z8ES060A12SMPS1 | 21000 | 17.5 | 9 | 22600 | 17300 | 76.55% | 2 | 0 | 11.7 |  |  |  | No | R-454B | 1.75 | Residential & Commercial | Ducted CEE Tier 1
216055615 | Central HP <5.4 tons | CHAMPION HEATING AND COOLING | HRCU-A-CB (Split System: Heat Pump with Remote Outdoor Unit-Air-Source) | HH824E2S11 | ASPEN |  | D(A,C,E)24B3K+TDR | Z8ET080B12LMPS1 | 22000 | 18 | 8.5 | 22600 | 18500 | 81.86% | 2 | 0 | 12 |  |  |  | No | R-454B | 1.8333 | Residential & Commercial | Ducted CEE Tier 1
215934745 | Central HP <5.4 tons | BRYANT HEATING AND COOLING SYSTEMS | HRCU-A-CB (Split System: Heat Pump with Remote Outdoor Unit-Air-Source) | 293VAN036**AA* |  |  | CVAMA4221XMA*+UI | 986TD42060C17*** | 34000 | 20.5 | 8.1 | 38000 | 27000 | 71.05% | 1.95 | 0 | 11 |  |  |  | No | R-454B | 2.8333 | Residential & Commercial | Ducted CEE Tier 1
215934865 | Central HP <5.4 tons | BRYANT HEATING AND COOLING SYSTEMS | HRCU-A-CB (Split System: Heat Pump with Remote Outdoor Unit-Air-Source) | 293VAN036**AA* |  |  | CVAMA4421XMA*+UI | 935CB48060C17*** | 35400 | 21.5 | 8.5 | 38500 | 29000 | 75.32% | 2.02 | 0 | 12 |  |  |  | No | R-454B | 2.95 | Residential & Commercial | Ducted CEE Tier 1
211243427 | Central HP <5.4 tons | HEIL | HRCU-A-CB (Split System: Heat Pump with Remote Outdoor Unit-Air-Source) | DLCURAH24ABK |  |  | EA*4X37L21A* | *96VTN0801716A* | 24800 | 17 | 8.5 | 25600 | 21000 | 82.03% | 1.76 | 0 | 10.5 |  |  |  | No | R-410A | 2.0667 | Residential & Commercial | Ducted CEE Tier 1
213739996 | Central HP <5.4 tons | DAY & NIGHT | HRCU-A-CB (Split System: Heat Pump with Remote Outdoor Unit-Air-Source) | DLCURAH24ABK | ADP |  | V,G36H175P159 | *96VTN0401712B* | 23400 | 16 | 8.5 | 24600 | 23800 | 96.75% | 2 | 0 | 10 |  |  |  | No | R-410A | 1.95 | Residential & Commercial | Ducted CEE Tier 1
211243860 | Central HP <5.4 tons | HEIL | HRCU-A-CB (Split System: Heat Pump with Remote Outdoor Unit-Air-Source) | DLCURAH24ABK |  |  | EN(A,D)4X24L17** | *96VSN0601714A* | 23600 | 16 | 8.5 | 26800 | 23400 | 87.31% | 1.92 | 0 | 10 |  |  |  | No | R-410A | 1.9667 | Residential & Commercial | Ducted CEE Tier 1
212983226 | Central HP <5.4 tons | TEMPSTAR | HRCU-A-CB (Split System: Heat Pump with Remote Outdoor Unit-Air-Source) | DLCURAH24ABK |  |  | EN(A,D)4X30L17** | *92MSN0401712A* | 23400 | 15.5 | 8.1 | 26200 | 24200 | 92.37% | 1.98 | 0 | 10 |  |  |  | No | R-410A | 1.95 | Residential & Commercial | Ducted CEE Tier 1
211243290 | Central HP <5.4 tons | HEIL | HRCU-A-CB (Split System: Heat Pump with Remote Outdoor Unit-Air-Source) | DLCURAH24ABK |  |  | EA*4X37L21A* | *96VTN1002122A* | 24200 | 17 | 8.1 | 25000 | 21400 | 85.6% | 1.8 | 0 | 10 |  |  |  | No | R-410A | 2.0167 | Residential & Commercial | Ducted CEE Tier 1
212989208 | Central HP <5.4 tons | HEIL | HRCU-A-CB (Split System: Heat Pump with Remote Outdoor Unit-Air-Source) | DLCURAH24ABK |  |  | EA*4X37L21A* | *95MSU0601716A* | 24200 | 17.5 | 8.5 | 25200 | 21600 | 85.71% | 1.82 | 0 | 10.5 |  |  |  | No | R-410A | 2.0167 | Residential & Commercial | Ducted CEE Tier 1
212988740 | Central HP <5.4 tons | HEIL | HRCU-A-CB (Split System: Heat Pump with Remote Outdoor Unit-Air-Source) | DLCURAH24ABK |  |  | EN(A,D)4X30L17** | *95MSU0401712A* | 23600 | 16.5 | 8.1 | 26400 | 24200 | 91.67% | 2.02 | 0 | 10 |  |  |  | No | R-410A | 1.9667 | Residential & Commercial | Ducted CEE Tier 1
211729605 | Central HP <5.4 tons | ARMSTRONG AIR | HRCU-A-CB (Split System: Heat Pump with Remote Outdoor Unit-Air-Source) | 4SHP22LX124P-**A |  |  | BCE5E24M |  | 22800 | 17.5 | 8.8 | 21000 | 15500 | 73.81% | 2.16 | 0 | 13 |  |  |  | No | R-410A | 1.9 | Residential & Commercial | Ducted CEE Tier 1
216056776 | Central HP <5.4 tons | YORK | HRCU-A-CB (Split System: Heat Pump with Remote Outdoor Unit-Air-Source) | HH860E2S11 | ASPEN |  | C(A,C,D,E)48A3K+TDR | YPLC100C20MP13 | 31600 | 17.5 | 8.1 | 45000 | 33800 | 75.11% | 2 | 0 | 11 |  |  |  | No | R-454B | 2.6333 | Residential & Commercial | Ducted CEE Tier 1
216056794 | Central HP <5.4 tons | YORK | HRCU-A-CB (Split System: Heat Pump with Remote Outdoor Unit-Air-Source) | HH860E2S11 | ASPEN |  | C(A,C,D,E)60A3K+TDR | TM8E120C16MP11 | 41000 | 18 | 8.5 | 45000 | 34200 | 76% | 2 | 0 | 10.5 |  |  |  | No | R-454B | 3.4167 | Residential & Commercial | Ducted CEE Tier 1
216056826 | Central HP <5.4 tons | YORK | HRCU-A-CB (Split System: Heat Pump with Remote Outdoor Unit-Air-Source) | HH860E2S11 | ASPEN |  | C(A,C,D,E)60A3K+TDR | TM9V080C16MP12 | 40500 | 17 | 8.5 | 43500 | 33600 | 77.24% | 2 | 0 | 10.5 |  |  |  | No | R-454B | 3.375 | Residential & Commercial | Ducted CEE Tier 1
216488097 | Central HP <5.4 tons | CHAMPION HEATING AND COOLING | HRCU-A-CB (Split System: Heat Pump with Remote Outdoor Unit-Air-Source) | HH860E2S11 | ADP |  | A60VGA*+TXV | Z9ES100C20SMPS1 | 45500 | 18 | 9 | 45000 | 34000 | 75.56% | 2 | 0 | 11.7 |  |  |  | No | R-454B | 3.7917 | Residential & Commercial | Ducted CEE Tier 1
215424308 | Central HP <5.4 tons | LUXAIRE | HRCU-A-CB (Split System: Heat Pump with Remote Outdoor Unit-Air-Source) | HH860E2S11 | ADP |  | H,YE48*60+TXV-BLEED | TM9V120D20MP12 | 44000 | 18 | 8.5 | 42500 | 33000 | 77.65% | 2 | 0 | 11.7 |  |  |  | No | R-454B | 3.6667 | Residential & Commercial | Ducted CEE Tier 1
211263374 | Central HP <5.4 tons | COMFORTMAKER | HRCU-A-CB (Split System: Heat Pump with Remote Outdoor Unit-Air-Source) | DLCURAH18ABK |  |  | EN(A,D)4X24L17** | *92ESN0601412A* | 18100 | 16 | 8.5 | 19000 | 18600 | 97.89% | 2.24 | 0 | 11 |  |  |  | No | R-410A | 1.5083 | Residential & Commercial | Ducted CEE Tier 1
211264885 | Central HP <5.4 tons | COMFORTMAKER | HRCU-A-CB (Split System: Heat Pump with Remote Outdoor Unit-Air-Source) | DLCURAH18ABK |  |  | FXM4X24**AL |  | 18100 | 16 | 8.5 | 18600 | 18500 | 99.46% | 2.22 | 0 | 10.5 |  |  |  | No | R-410A | 1.5083 | Residential & Commercial | Ducted CEE Tier 1
211264994 | Central HP <5.4 tons | COMFORTMAKER | HRCU-A-CB (Split System: Heat Pump with Remote Outdoor Unit-Air-Source) | DLCURAH18ABK |  |  | FM(C,U)4Z24**AL* |  | 17800 | 17 | 9 | 18700 | 19800 | 105.9% | 2.4 | 0 | 11 |  |  |  | No | R-410A | 1.4833 | Residential & Commercial | Ducted CEE Tier 1
214595163 | Central HP <5.4 tons | BRYANT HEATING AND COOLING SYSTEMS | HRCU-A-CB (Split System: Heat Pump with Remote Outdoor Unit-Air-Source) | 38MURAQ24AB3* | ASPEN |  | L(E,G)M36D4 |  | 24000 | 16 | 9 | 26400 | 23400 | 88.64% | 1.92 | 0 | 10 |  |  |  | No | R-410A | 2 | Residential & Commercial | Ducted CEE Tier 1
214628184 | Central HP <5.4 tons | CARRIER | HRCU-A-CB (Split System: Heat Pump with Remote Outdoor Unit-Air-Source) | 38MURAQ24AB3* | ADP |  | V,C36H***P219 | 58S(B,C)*B070M14**12 | 23400 | 17 | 8.5 | 24600 | 24200 | 98.37% | 2.04 | 0 | 10.5 |  |  |  | No | R-410A | 1.95 | Residential & Commercial | Ducted CEE Tier 1
215488009 | Central HP <5.4 tons | GOODMAN | HRCU-A-CB (Split System: Heat Pump with Remote Outdoor Unit-Air-Source) | GZV7SA2410A* |  |  | CA*EA3022*3A* | G*VM970603BNB* | 23200 | 19 | 8.6 | 23200 | 17000 | 73.28% | 2 | 0 | 11 |  |  |  | No | R-32 | 1.9333 | Residential & Commercial | Ducted CEE Tier 1
215488018 | Central HP <5.4 tons | GOODMAN | HRCU-A-CB (Split System: Heat Pump with Remote Outdoor Unit-Air-Source) | GZV7SA2410A* |  |  | CA*EA3022*3A* | G*VC960403BNB* | 23200 | 19 | 8.6 | 23200 | 17000 | 73.28% | 2 | 0 | 11 |  |  |  | No | R-32 | 1.9333 | Residential & Commercial | Ducted CEE Tier 1
215488025 | Central HP <5.4 tons | GOODMAN | HRCU-A-CB (Split System: Heat Pump with Remote Outdoor Unit-Air-Source) | GZV7SA2410A* |  |  | CA*EA3626*3A* | G*VM970804CNB* | 23200 | 19 | 8.6 | 23200 | 17000 | 73.28% | 2 | 0 | 11 |  |  |  | No | R-32 | 1.9333 | Residential & Commercial | Ducted CEE Tier 1
215488050 | Central HP <5.4 tons | GOODMAN | HRCU-A-CB (Split System: Heat Pump with Remote Outdoor Unit-Air-Source) | GZV7SA2410A* |  |  | CHPEA3026*3A* | G*VC960803BNB* | 23200 | 19 | 8.6 | 23200 | 17000 | 73.28% | 2 | 0 | 11 |  |  |  | No | R-32 | 1.9333 | Residential & Commercial | Ducted CEE Tier 1
211259736 | Central HP <5.4 tons | HEIL | HRCU-A-CB (Split System: Heat Pump with Remote Outdoor Unit-Air-Source) | DLCURAH18ABK |  |  | EA*4X19L17A* | *80ESU0401712A* | 19000 | 17 | 8.5 | 18900 | 17400 | 92.06% | 2.14 | 0 | 11 |  |  |  | No | R-410A | 1.5833 | Residential & Commercial | Ducted CEE Tier 1
211260020 | Central HP <5.4 tons | HEIL | HRCU-A-CB (Split System: Heat Pump with Remote Outdoor Unit-Air-Source) | DLCURAH18ABK |  |  | EA*4X19L17A* | *80ESU0601716A | 19100 | 16.5 | 9 | 19000 | 17400 | 91.58% | 2.14 | 0 | 11 |  |  |  | No | R-410A | 1.5917 | Residential & Commercial | Ducted CEE Tier 1
211260036 | Central HP <5.4 tons | HEIL | HRCU-A-CB (Split System: Heat Pump with Remote Outdoor Unit-Air-Source) | DLCURAH18ABK |  |  | EA*4X19L17A* | OMV098J12* | 18800 | 16 | 8.5 | 18800 | 17500 | 93.09% | 2.12 | 0 | 11 |  |  |  | No | R-410A | 1.5667 | Residential & Commercial | Ducted CEE Tier 1
212479911 | Central HP <5.4 tons | CARRIER | HRCU-A-CB (Split System: Heat Pump with Remote Outdoor Unit-Air-Source) | 38MURAQ24AB3* | ADP |  | PL36H210P749 | 58SP*A045V17**16 | 23200 | 17 | 8.5 | 24000 | 23200 | 96.67% | 1.96 | 0 | 10 |  |  |  | No | R-410A | 1.9333 | Residential & Commercial | Ducted CEE Tier 1
212479913 | Central HP <5.4 tons | CARRIER | HRCU-A-CB (Split System: Heat Pump with Remote Outdoor Unit-Air-Source) | 38MURAQ24AB3* | ADP |  | C36A***L159 | 58SP*A045V17**16 | 23400 | 17 | 8.5 | 24000 | 23200 | 96.67% | 1.96 | 0 | 10 |  |  |  | No | R-410A | 1.95 | Residential & Commercial | Ducted CEE Tier 1
212479995 | Central HP <5.4 tons | CARRIER | HRCU-A-CB (Split System: Heat Pump with Remote Outdoor Unit-Air-Source) | 38MURAQ24AB3* | ADP |  | C36A***L129 | 58TP*A090V17**16 | 23200 | 17 | 8.1 | 24400 | 23000 | 94.26% | 1.94 | 0 | 10 |  |  |  | No | R-410A | 1.9333 | Residential & Commercial | Ducted CEE Tier 1
212480029 | Central HP <5.4 tons | CARRIER | HRCU-A-CB (Split System: Heat Pump with Remote Outdoor Unit-Air-Source) | 38MURAQ24AB3* | ADP |  | C36A***L139 | 59SC2D080E17**16 | 24000 | 17 | 8.1 | 24600 | 22400 | 91.06% | 1.88 | 0 | 10.5 |  |  |  | No | R-410A | 2 | Residential & Commercial | Ducted CEE Tier 1
212480044 | Central HP <5.4 tons | CARRIER | HRCU-A-CB (Split System: Heat Pump with Remote Outdoor Unit-Air-Source) | 38MURAQ24AB3* | ADP |  | V,C36H175P139 | 59SC2D080E17**16 | 24200 | 17 | 8.1 | 24600 | 22400 | 91.06% | 1.88 | 0 | 10.5 |  |  |  | No | R-410A | 2.0167 | Residential & Commercial | Ducted CEE Tier 1
215933877 | Central HP <5.4 tons | AIRQUEST | HRCU-A-CB (Split System: Heat Pump with Remote Outdoor Unit-Air-Source) | H5H3V36*K*AAA* |  |  | ESH5X60M12A*+WALLCON | *97CMN0801714B* | 34000 | 19 | 9 | 34800 | 26400 | 75.86% | 1.94 | 0 | 11 |  |  |  | No | R-454B | 2.8333 | Residential & Commercial | Ducted CEE Tier 1
215934797 | Central HP <5.4 tons | AIRQUEST | HRCU-A-CB (Split System: Heat Pump with Remote Outdoor Unit-Air-Source) | H5H3V36*K*AAA* |  |  | EVM5X44M21A*+WALLCON | *80CSU1002120A* | 35600 | 21.5 | 8.5 | 38000 | 28800 | 75.79% | 2.02 | 0 | 12 |  |  |  | No | R-454B | 2.9667 | Residential & Commercial | Ducted CEE Tier 1
216497874 | Central HP <5.4 tons | RHEEM | HRCU-A-CB (Split System: Heat Pump with Remote Outdoor Unit-Air-Source) | RD17AZ24AJ3N | ASPEN |  | D(A,C,E)24A34+TDR | R98MV0603A17UPS | 20600 | 17.5 | 9 | 22400 | 16800 | 75% | 2.55 | 0 | 11 |  |  |  | No | R-410A | 1.7167 | Residential & Commercial | Ducted CEE Tier 1
215933777 | Central HP <5.4 tons | AIRQUEST | HRCU-A-CB (Split System: Heat Pump with Remote Outdoor Unit-Air-Source) | H5H3V36*K*AAA* |  |  | ESH5X60M12A*+WALLCON | *80CTL0702120B* | 34200 | 19.5 | 9 | 34400 | 26000 | 75.58% | 1.96 | 0 | 11.7 |  |  |  | No | R-454B | 2.85 | Residential & Commercial | Ducted CEE Tier 1
215934947 | Central HP <5.4 tons | AIRQUEST | HRCU-A-CB (Split System: Heat Pump with Remote Outdoor Unit-Air-Source) | H5H3V36*K*AAA* |  |  | EVM5X44M21A*+WALLCON | *96CTN1002122B* | 35600 | 22 | 8.5 | 38000 | 28600 | 75.26% | 2.02 | 0 | 12.5 |  |  |  | No | R-454B | 2.9667 | Residential & Commercial | Ducted CEE Tier 1
214092944 | Central HP <5.4 tons | LUXAIRE | HRCU-A-CB (Split System: Heat Pump with Remote Outdoor Unit-Air-Source) | HMH72B341 | ASPEN |  | D(A,C,E)42A46+TDR | LPLC080C16MP13 | 32400 | 17.5 | 8.5 | 32400 | 44000 | 135.8% | 3.14 | 0 | 10 |  |  |  | No | R-410A | 2.7 | Residential & Commercial | Ducted CEE Tier 1
215375413 | Central HP <5.4 tons | BOSCH | HRCU-A-CB (Split System: Heat Pump with Remote Outdoor Unit-Air-Source) | BOVB-36HDN1-M20G | ASPEN |  | D(A,C,E)48A36+TDR | BGH96M100C5B | 30400 | 18.5 | 8.7 | 34000 | 25400 | 74.71% | 2.43 | 0 | 11.7 |  |  |  | No | R-410A | 2.5333 | Residential & Commercial | Ducted CEE Tier 1
215934227 | Central HP <5.4 tons | AIRQUEST | HRCU-A-CB (Split System: Heat Pump with Remote Outdoor Unit-Air-Source) | H5H3V48*K*AAA* |  |  | EA*5X61M21A*+WALLCON | *95CSU1002122B* | 45500 | 21.5 | 9.5 | 48500 | 36600 | 75.46% | 2 | 0 | 11.5 |  |  |  | No | R-454B | 3.7917 | Residential & Commercial | Ducted CEE Tier 1
213252489 | Central HP <5.4 tons | CARRIER | HRCU-A-CB (Split System: Heat Pump with Remote Outdoor Unit-Air-Source) | 38MURAQ36AB3* | ADP |  | CF371E* |  | 36800 | 16 | 8.1 | 36800 | 34400 | 93.48% | 2 | 0 | 10 |  |  |  | No | R-410A | 3.0667 | Residential & Commercial | Ducted CEE Tier 1
211230755 | Central HP <5.4 tons | HEIL | HRCU-A-CB (Split System: Heat Pump with Remote Outdoor Unit-Air-Source) | DLCURAH36ABK |  |  | EN(A,D)4X48L24** | *96VTN0802120A* | 35600 | 16 | 8.1 | 38500 | 34800 | 90.39% | 2 | 0 | 10 |  |  |  | No | R-410A | 2.9667 | Residential & Commercial | Ducted CEE Tier 1
211230821 | Central HP <5.4 tons | HEIL | HRCU-A-CB (Split System: Heat Pump with Remote Outdoor Unit-Air-Source) | DLCURAH36ABK |  |  | FEM4P42**AL |  | 37000 | 16 | 8.1 | 38500 | 34800 | 90.39% | 2 | 0 | 10 |  |  |  | No | R-410A | 3.0833 | Residential & Commercial | Ducted CEE Tier 1
211226500 | Central HP <5.4 tons | HEIL | HRCU-A-CB (Split System: Heat Pump with Remote Outdoor Unit-Air-Source) | DLCURAH36ABK |  |  | EA*4X37L17A* | *80ES(N,L)0701412A* | 35800 | 15.5 | 8.1 | 38500 | 35000 | 90.91% | 2 | 0 | 10 |  |  |  | No | R-410A | 2.9833 | Residential & Commercial | Ducted CEE Tier 1
216055447 | Central HP <5.4 tons | CHAMPION HEATING AND COOLING | HRCU-A-CB (Split System: Heat Pump with Remote Outdoor Unit-Air-Source) | HH824E2S11 | ASPEN |  | D(A,C,E)24B3K+TDR | TM8E080B12MP11 | 22000 | 17 | 8.1 | 22600 | 18000 | 79.65% | 2 | 0 | 12 |  |  |  | No | R-454B | 1.8333 | Residential & Commercial | Ducted CEE Tier 1
216055512 | Central HP <5.4 tons | CHAMPION HEATING AND COOLING | HRCU-A-CB (Split System: Heat Pump with Remote Outdoor Unit-Air-Source) | HH824E2S11 | ASPEN |  | C(A,C,D,E)24D2K+TDR | TM9V060B12MP12 | 21200 | 17 | 8.5 | 22800 | 18000 | 78.95% | 2 | 0 | 11.7 |  |  |  | No | R-454B | 1.7667 | Residential & Commercial | Ducted CEE Tier 1
216055526 | Central HP <5.4 tons | CHAMPION HEATING AND COOLING | HRCU-A-CB (Split System: Heat Pump with Remote Outdoor Unit-Air-Source) | HH824E2S11 | ASPEN |  | D(A,C,E)24B4K+TDR | TM9Y040A10MP11 | 21000 | 16.5 | 8.5 | 22600 | 17300 | 76.55% | 2 | 0 | 10.5 |  |  |  | No | R-454B | 1.75 | Residential & Commercial | Ducted CEE Tier 1
216055543 | Central HP <5.4 tons | CHAMPION HEATING AND COOLING | HRCU-A-CB (Split System: Heat Pump with Remote Outdoor Unit-Air-Source) | HH824E2S11 | ASPEN |  | D(A,C,E)24B3K+TDR | TMLE040A12MP11 | 20600 | 16.5 | 8.5 | 22400 | 17200 | 76.79% | 2 | 0 | 11.2 |  |  |  | No | R-454B | 1.7167 | Residential & Commercial | Ducted CEE Tier 1
216055546 | Central HP <5.4 tons | CHAMPION HEATING AND COOLING | HRCU-A-CB (Split System: Heat Pump with Remote Outdoor Unit-Air-Source) | HH824E2S11 | ASPEN |  | D(A,C,E)36A4K+TDR | TMLE040A12MP11 | 21200 | 17 | 8.5 | 22600 | 17200 | 76.11% | 2 | 0 | 11.7 |  |  |  | No | R-454B | 1.7667 | Residential & Commercial | Ducted CEE Tier 1
216055490 | Central HP <5.4 tons | CHAMPION HEATING AND COOLING | HRCU-A-CB (Split System: Heat Pump with Remote Outdoor Unit-Air-Source) | HH824E2S11 | ASPEN |  | D(A,C,E)24B4K+TDR | TM9E060A10MP12 | 21000 | 17 | 9 | 23000 | 18100 | 78.7% | 2 | 0 | 10.5 |  |  |  | No | R-454B | 1.75 | Residential & Commercial | Ducted CEE Tier 1
216055567 | Central HP <5.4 tons | CHAMPION HEATING AND COOLING | HRCU-A-CB (Split System: Heat Pump with Remote Outdoor Unit-Air-Source) | HH824E2S11 | ASPEN |  | D(A,C,E)24B3K+TDR | TP9C060B12MP13 | 22000 | 17 | 8.1 | 22600 | 18000 | 79.65% | 2 | 0 | 12 |  |  |  | No | R-454B | 1.8333 | Residential & Commercial | Ducted CEE Tier 1
216056126 | Central HP <5.4 tons | YORK | HRCU-A-CB (Split System: Heat Pump with Remote Outdoor Unit-Air-Source) | HH824E2S11 | ASPEN |  | C(A,C,D,E)24A3K+TDR | Y81E040A12SMPS1 | 20000 | 17.5 | 9 | 22600 | 18100 | 80.09% | 2 | 0 | 11.2 |  |  |  | No | R-454B | 1.6667 | Residential & Commercial | Ducted CEE Tier 1
216056174 | Central HP <5.4 tons | YORK | HRCU-A-CB (Split System: Heat Pump with Remote Outdoor Unit-Air-Source) | HH824E2S11 | ASPEN |  | C(A,C,D,E)24D2K+TDR | TM8E100B12MP11 | 21000 | 17 | 8.5 | 22800 | 18000 | 78.95% | 2 | 0 | 11.7 |  |  |  | No | R-454B | 1.75 | Residential & Commercial | Ducted CEE Tier 1
216056183 | Central HP <5.4 tons | YORK | HRCU-A-CB (Split System: Heat Pump with Remote Outdoor Unit-Air-Source) | HH824E2S11 | ASPEN |  | C(A,C,D,E)24D2K+TDR | TM8Y080B12MP11 | 21000 | 17 | 8.5 | 22800 | 18300 | 80.26% | 2 | 0 | 11.7 |  |  |  | No | R-454B | 1.75 | Residential & Commercial | Ducted CEE Tier 1
216056376 | Central HP <5.4 tons | YORK | HRCU-A-CB (Split System: Heat Pump with Remote Outdoor Unit-Air-Source) | HH824E2S11 | ASPEN |  | D(A,C,E)24B3K+TDR | Y91E026A08SMPS1 | 20600 | 17.5 | 8.1 | 22800 | 17300 | 75.88% | 2 | 0 | 11.2 |  |  |  | No | R-454B | 1.7167 | Residential & Commercial | Ducted CEE Tier 1
216056476 | Central HP <5.4 tons | YORK | HRCU-A-CB (Split System: Heat Pump with Remote Outdoor Unit-Air-Source) | HH824E2S11 | ASPEN |  | D(A,C,E)24B4K+TDR | TMLE040A12MP11 | 21000 | 16.5 | 9 | 22600 | 17200 | 76.11% | 2 | 0 | 11.7 |  |  |  | No | R-454B | 1.75 | Residential & Commercial | Ducted CEE Tier 1
216056478 | Central HP <5.4 tons | YORK | HRCU-A-CB (Split System: Heat Pump with Remote Outdoor Unit-Air-Source) | HH824E2S11 | ASPEN |  | D(A,C,E)24B4K+TDR | TMLE080B12MP11 | 22600 | 17 | 8.5 | 22800 | 18000 | 78.95% | 2 | 0 | 12 |  |  |  | No | R-454B | 1.8833 | Residential & Commercial | Ducted CEE Tier 1
216055540 | Central HP <5.4 tons | CHAMPION HEATING AND COOLING | HRCU-A-CB (Split System: Heat Pump with Remote Outdoor Unit-Air-Source) | HH824E2S11 | ASPEN |  | D(A,C,E)36A4K+TDR | TM9Y080B12MP11 | 22600 | 17 | 8.5 | 22800 | 18500 | 81.14% | 2 | 0 | 11.7 |  |  |  | No | R-454B | 1.8833 | Residential & Commercial | Ducted CEE Tier 1
212498514 | Central HP <5.4 tons | CARRIER | HRCU-A-CB (Split System: Heat Pump with Remote Outdoor Unit-Air-Source) | 38MURAQ24AB3* | ADP |  | CE2403C+TXV |  | 23800 | 17 | 8.85 | 25600 | 25400 | 99.22% | 2.14 | 0 | 10 |  |  |  | No | R-410A | 1.9833 | Residential & Commercial | Ducted CEE Tier 1
213258227 | Central HP <5.4 tons | KEEPRITE | HRCU-A-CB (Split System: Heat Pump with Remote Outdoor Unit-Air-Source) | DLCURAH18ABK | ADP |  | H,GE32936 | *96VSN0601412A* | 17700 | 16 | 8.5 | 17200 | 18600 | 108.1% | 2.28 | 0 | 10 |  |  |  | No | R-410A | 1.475 | Residential & Commercial | Ducted CEE Tier 1
213258260 | Central HP <5.4 tons | KEEPRITE | HRCU-A-CB (Split System: Heat Pump with Remote Outdoor Unit-Air-Source) | DLCURAH18ABK | ADP |  | H,GG31930 | *96VTN0401712A* | 17200 | 15.2 | 8.5 | 17100 | 18700 | 109.4% | 2.28 | 0 | 10 |  |  |  | No | R-410A | 1.4333 | Residential & Commercial | Ducted CEE Tier 1
213367365 | Central HP <5.4 tons | CARRIER | HRCU-A-CB (Split System: Heat Pump with Remote Outdoor Unit-Air-Source) | 38MURAQ24AB3* | ADP |  | H,PG31930 | 59TP6B080V21**20 | 22600 | 16 | 8.1 | 24200 | 23400 | 96.69% | 1.98 | 0 | 10 |  |  |  | No | R-410A | 1.8833 | Residential & Commercial | Ducted CEE Tier 1
213752773 | Central HP <5.4 tons | CARRIER | HRCU-A-CB (Split System: Heat Pump with Remote Outdoor Unit-Air-Source) | 38MURAQ24AB3* | ASPEN |  | D(A,C,E)24B44+TDR | 58TP*B110V21**22 | 23600 | 17.5 | 8.5 | 26400 | 20200 | 76.52% | 2.91 | 0 | 10 |  |  |  | No | R-410A | 1.9667 | Residential & Commercial | Ducted CEE Tier 1
213752814 | Central HP <5.4 tons | CARRIER | HRCU-A-CB (Split System: Heat Pump with Remote Outdoor Unit-Air-Source) | 38MURAQ24AB3* | ASPEN |  | D(A,C,E)24B44+TDR | 59SC2E080M17**16 | 23400 | 17.5 | 8.5 | 26200 | 20200 | 77.1% | 2.86 | 0 | 10 |  |  |  | No | R-410A | 1.95 | Residential & Commercial | Ducted CEE Tier 1
213752643 | Central HP <5.4 tons | CARRIER | HRCU-A-CB (Split System: Heat Pump with Remote Outdoor Unit-Air-Source) | 38MURAQ24AB3* | ASPEN |  | D(A,C,E)30B34+TDR | 58S(B,C)*B070M14**12 | 23400 | 17.5 | 8.5 | 26200 | 20200 | 77.1% | 2.89 | 0 | 10 |  |  |  | No | R-410A | 1.95 | Residential & Commercial | Ducted CEE Tier 1
213752691 | Central HP <5.4 tons | CARRIER | HRCU-A-CB (Split System: Heat Pump with Remote Outdoor Unit-Air-Source) | 38MURAQ24AB3* | ASPEN |  | D(A,C,E)24B44+TDR | 58S(B,C)*B090M21**16 | 22600 | 17.3 | 8.4 | 25200 | 19900 | 78.97% | 2.96 | 0 | 10.2 |  |  |  | No | R-410A | 1.8833 | Residential & Commercial | Ducted CEE Tier 1
213752740 | Central HP <5.4 tons | CARRIER | HRCU-A-CB (Split System: Heat Pump with Remote Outdoor Unit-Air-Source) | 38MURAQ24AB3* | ASPEN |  | D(A,C,E)36B34+TDR | 58TP*B070V14**12 | 23800 | 17.5 | 8.5 | 26400 | 20200 | 76.52% | 2.88 | 0 | 10 |  |  |  | No | R-410A | 1.9833 | Residential & Commercial | Ducted CEE Tier 1
213752776 | Central HP <5.4 tons | CARRIER | HRCU-A-CB (Split System: Heat Pump with Remote Outdoor Unit-Air-Source) | 38MURAQ24AB3* | ASPEN |  | D(A,C,E)30B34+TDR | 58TP*B110V21**22 | 23600 | 17.5 | 8.5 | 26400 | 20200 | 76.52% | 2.91 | 0 | 10 |  |  |  | No | R-410A | 1.9667 | Residential & Commercial | Ducted CEE Tier 1
213752825 | Central HP <5.4 tons | CARRIER | HRCU-A-CB (Split System: Heat Pump with Remote Outdoor Unit-Air-Source) | 38MURAQ24AB3* | ASPEN |  | D(A,C,E)24B44+TDR | 59SC2E080M21**20 | 23000 | 17.3 | 8.4 | 25600 | 20200 | 78.91% | 2.98 | 0 | 10.2 |  |  |  | No | R-410A | 1.9167 | Residential & Commercial | Ducted CEE Tier 1
213752996 | Central HP <5.4 tons | CARRIER | HRCU-A-CB (Split System: Heat Pump with Remote Outdoor Unit-Air-Source) | 38MURAQ24AB3* | ASPEN |  | D(A,C,E)30C44+TDR | 59TP6C040V17**12 | 23400 | 16.5 | 8.5 | 26200 | 20200 | 77.1% | 2.84 | 0 | 10 |  |  |  | No | R-410A | 1.95 | Residential & Commercial | Ducted CEE Tier 1
213752908 | Central HP <5.4 tons | CARRIER | HRCU-A-CB (Split System: Heat Pump with Remote Outdoor Unit-Air-Source) | 38MURAQ24AB3* | ASPEN |  | D(A,C,E)30B34+TDR | 59SP6A040V14**10 | 23000 | 16 | 8.5 | 25800 | 20200 | 78.29% | 2.83 | 0 | 10 |  |  |  | No | R-410A | 1.9167 | Residential & Commercial | Ducted CEE Tier 1
213752974 | Central HP <5.4 tons | CARRIER | HRCU-A-CB (Split System: Heat Pump with Remote Outdoor Unit-Air-Source) | 38MURAQ24AB3* | ASPEN |  | D(A,C,E)30C44+TDR | 59SP6A100V21**20 | 23800 | 17 | 8.5 | 26000 | 20000 | 76.92% | 2.89 | 0 | 10 |  |  |  | No | R-410A | 1.9833 | Residential & Commercial | Ducted CEE Tier 1
213753025 | Central HP <5.4 tons | CARRIER | HRCU-A-CB (Split System: Heat Pump with Remote Outdoor Unit-Air-Source) | 38MURAQ24AB3* | ASPEN |  | D(A,C,E)30B34+TDR | 59TP6C080V17**16 | 23200 | 17 | 8.5 | 26200 | 20200 | 77.1% | 2.88 | 0 | 10 |  |  |  | No | R-410A | 1.9333 | Residential & Commercial | Ducted CEE Tier 1
212480169 | Central HP <5.4 tons | CARRIER | HRCU-A-CB (Split System: Heat Pump with Remote Outdoor Unit-Air-Source) | 38MURAQ24AB3* | ADP |  | C36A***L159 | 59TP6B080V17**16 | 24200 | 16 | 8.1 | 24600 | 22600 | 91.87% | 1.9 | 0 | 10.5 |  |  |  | No | R-410A | 2.0167 | Residential & Commercial | Ducted CEE Tier 1
213752678 | Central HP <5.4 tons | CARRIER | HRCU-A-CB (Split System: Heat Pump with Remote Outdoor Unit-Air-Source) | 38MURAQ24AB3* | ASPEN |  | D(A,C,E)36B34+TDR | 58S(B,C)*B070M21**16 | 23800 | 17.5 | 8.5 | 26400 | 20200 | 76.52% | 2.92 | 0 | 10 |  |  |  | No | R-410A | 1.9833 | Residential & Commercial | Ducted CEE Tier 1
213752694 | Central HP <5.4 tons | CARRIER | HRCU-A-CB (Split System: Heat Pump with Remote Outdoor Unit-Air-Source) | 38MURAQ24AB3* | ASPEN |  | D(A,C,E)30B34+TDR | 58S(B,C)*B090M21**16 | 22400 | 17.2 | 8.4 | 25200 | 19900 | 78.97% | 2.94 | 0 | 10 |  |  |  | No | R-410A | 1.8667 | Residential & Commercial | Ducted CEE Tier 1
213752712 | Central HP <5.4 tons | CARRIER | HRCU-A-CB (Split System: Heat Pump with Remote Outdoor Unit-Air-Source) | 38MURAQ24AB3* | ASPEN |  | D(A,C,E)24B44+TDR | 58S(B,C)*B110M21**20 | 22800 | 17.3 | 8.4 | 25600 | 20000 | 78.12% | 2.98 | 0 | 10.2 |  |  |  | No | R-410A | 1.9 | Residential & Commercial | Ducted CEE Tier 1
213752812 | Central HP <5.4 tons | CARRIER | HRCU-A-CB (Split System: Heat Pump with Remote Outdoor Unit-Air-Source) | 38MURAQ24AB3* | ASPEN |  | D(A,C,E)36B34+TDR | 59SC2E060M17**14 | 23600 | 17.5 | 8.5 | 26200 | 20200 | 77.1% | 2.9 | 0 | 10 |  |  |  | No | R-410A | 1.9667 | Residential & Commercial | Ducted CEE Tier 1
213752905 | Central HP <5.4 tons | CARRIER | HRCU-A-CB (Split System: Heat Pump with Remote Outdoor Unit-Air-Source) | 38MURAQ24AB3* | ASPEN |  | D(A,C,E)24B44+TDR | 59SP6A040V14**10 | 23200 | 16 | 8.5 | 25800 | 20200 | 78.29% | 2.83 | 0 | 10 |  |  |  | No | R-410A | 1.9333 | Residential & Commercial | Ducted CEE Tier 1
215934997 | Central HP <5.4 tons | AIRQUEST | HRCU-A-CB (Split System: Heat Pump with Remote Outdoor Unit-Air-Source) | H5H3V36*K*AAA* |  |  | EVM5X49M21A*+WALLCON | *80CTL0451712B* | 35200 | 21 | 8.5 | 39000 | 29400 | 75.38% | 2 | 0 | 11.7 |  |  |  | No | R-454B | 2.9333 | Residential & Commercial | Ducted CEE Tier 1
216497873 | Central HP <5.4 tons | RHEEM | HRCU-A-CB (Split System: Heat Pump with Remote Outdoor Unit-Air-Source) | RD17AZ24AJ3N | ASPEN |  | D(A,C,E)24A34+TDR | R962V0703A17M4S | 20600 | 16.5 | 9 | 22400 | 16800 | 75% | 2.55 | 0 | 11 |  |  |  | No | R-410A | 1.7167 | Residential & Commercial | Ducted CEE Tier 1
215935237 | Central HP <5.4 tons | AIRQUEST | HRCU-A-CB (Split System: Heat Pump with Remote Outdoor Unit-Air-Source) | H5H3V36*K*AAA* |  |  | EVM5X60M21A*+WALLCON | *95CSU0601716B* | 35400 | 21.5 | 8.5 | 38500 | 29000 | 75.32% | 2.02 | 0 | 12 |  |  |  | No | R-454B | 2.95 | Residential & Commercial | Ducted CEE Tier 1
214320584 | Central HP <5.4 tons | Frigidaire | HRCU-A-C (Split System: Heat Pump with Remote Outdoor Unit with No Indoor Fan --Air Source) | GXH24-36MSK4DH | ASPEN |  | D(A,C,E)24A44+TDR |  | 23000 | 15.2 | 8.5 | 24000 | 21600 | 90% | 1.8 | 0 | 11 |  |  |  | No | R-410A | 1.9167 | Residential & Commercial | Ducted CEE Tier 1
215424324 | Central HP <5.4 tons | LUXAIRE | HRCU-A-CB (Split System: Heat Pump with Remote Outdoor Unit-Air-Source) | HH860E2S11 | ADP |  | H,YE48*60+TXV-BLEED | Z8ES100C20SMPS1 | 44500 | 18 | 8.5 | 42500 | 33000 | 77.65% | 2 | 0 | 12 |  |  |  | No | R-454B | 3.7083 | Residential & Commercial | Ducted CEE Tier 1
215430655 | Central HP <5.4 tons | LUXAIRE | HRCU-A-CB (Split System: Heat Pump with Remote Outdoor Unit-Air-Source) | HH860E2S11 | ADP |  | H,YG48(1,2)60+TXV | TM9E120D20MP12 | 53000 | 18 | 8.5 | 52500 | 39000 | 74.29% | 2 | 0 | 11 |  |  |  | No | R-454B | 4.4167 | Residential & Commercial | Ducted CEE Tier 1
215654054 | Central HP <5.4 tons | YORK | HRCU-A-CB (Split System: Heat Pump with Remote Outdoor Unit-Air-Source) | HH860E2S11 | ASPEN |  | CH60A3J+TDR | Y81E120C16SMPS1 | 41000 | 18 | 8.5 | 43000 | 33000 | 76.74% | 2 | 0 | 11.7 |  |  |  | No | R-454B | 3.4167 | Residential & Commercial | Ducted CEE Tier 1
216056837 | Central HP <5.4 tons | YORK | HRCU-A-CB (Split System: Heat Pump with Remote Outdoor Unit-Air-Source) | HH860E2S11 | ASPEN |  | D(A,C,E)60A3K+TDR | TM9Y100C16MP11 | 40500 | 17 | 8.5 | 44000 | 33800 | 76.82% | 2 | 0 | 10.5 |  |  |  | No | R-454B | 3.375 | Residential & Commercial | Ducted CEE Tier 1
216056860 | Central HP <5.4 tons | YORK | HRCU-A-CB (Split System: Heat Pump with Remote Outdoor Unit-Air-Source) | HH860E2S11 | ASPEN |  | C(A,C,D,E)60A3K+TDR | TP9C080C16MP13 | 40500 | 17 | 8.5 | 43500 | 33600 | 77.24% | 2 | 0 | 10.5 |  |  |  | No | R-454B | 3.375 | Residential & Commercial | Ducted CEE Tier 1
216056896 | Central HP <5.4 tons | YORK | HRCU-A-CB (Split System: Heat Pump with Remote Outdoor Unit-Air-Source) | HH860E2S11 | ASPEN |  | C(A,C,D,E)60A3K+TDR | YPLC080C16MP13 | 31800 | 17 | 8.5 | 44000 | 33400 | 75.91% | 2 | 0 | 11.2 |  |  |  | No | R-454B | 2.65 | Residential & Commercial | Ducted CEE Tier 1
215565278 | Central HP <5.4 tons | COLEMAN | HRCU-A-CB (Split System: Heat Pump with Remote Outdoor Unit-Air-Source) | HH860E2S11 | ASPEN |  | D(A,C,E)49B3J+TDR | TL8E080C16UH11 | 41000 | 17 | 8.5 | 44000 | 33600 | 76.36% | 2 | 0 | 11.5 |  |  |  | No | R-454B | 3.4167 | Residential & Commercial | Ducted CEE Tier 1
212578232 | Central HP <5.4 tons | CARRIER | HRCU-A-CB (Split System: Heat Pump with Remote Outdoor Unit-Air-Source) | 25VNA424A*031* | ADP |  | H,PG34936 | 59MN7B080C17**14 | 23400 | 20 | 10.5 | 25000 | 19500 | 78% | 2.44 | 0 | 13 |  |  |  | No | R-410A | 1.95 | Residential & Commercial | Ducted CEE Tier 1
213080123 | Central HP <5.4 tons | CARRIER | HRCU-A-CB (Split System: Heat Pump with Remote Outdoor Unit-Air-Source) | 38MURAQ36AB3* |  |  | CNPV*4821AL* | 59SC6A080M17**16 | 35600 | 16 | 8.1 | 38500 | 35000 | 90.91% | 1.98 | 0 | 10 |  |  |  | No | R-410A | 2.9667 | Residential & Commercial | Ducted CEE Tier 1
213080393 | Central HP <5.4 tons | CARRIER | HRCU-A-CB (Split System: Heat Pump with Remote Outdoor Unit-Air-Source) | 38MURAQ36AB3* |  |  | CAP**4221AL* | 59SC6A100M21**22 | 35200 | 16 | 8.1 | 38500 | 35000 | 90.91% | 1.88 | 0 | 10 |  |  |  | No | R-410A | 2.9333 | Residential & Commercial | Ducted CEE Tier 1
213080560 | Central HP <5.4 tons | CARRIER | HRCU-A-CB (Split System: Heat Pump with Remote Outdoor Unit-Air-Source) | 38MURAQ36AB3* |  |  | CAP**4321AL* | 59SU5B040M17**12 | 36200 | 15.5 | 8.5 | 38500 | 35000 | 90.91% | 2.04 | 0 | 10 |  |  |  | No | R-410A | 3.0167 | Residential & Commercial | Ducted CEE Tier 1
213753650 | Central HP <5.4 tons | CARRIER | HRCU-A-CB (Split System: Heat Pump with Remote Outdoor Unit-Air-Source) | 38MURAQ36AB3* | ASPEN |  | D(A,C,E)36B34+TDR | 58S(B,C)*B070M14**12 | 34600 | 16 | 8.1 | 38500 | 32200 | 83.64% | 2.63 | 0 | 10 |  |  |  | No | R-410A | 2.8833 | Residential & Commercial | Ducted CEE Tier 1
215933837 | Central HP <5.4 tons | AIRQUEST | HRCU-A-CB (Split System: Heat Pump with Remote Outdoor Unit-Air-Source) | H5H3V36*K*AAA* |  |  | ESH5X60M12A*+WALLCON | *95CSU0802120B* | 34200 | 19.5 | 9 | 34400 | 26000 | 75.58% | 1.96 | 0 | 11.7 |  |  |  | No | R-454B | 2.85 | Residential & Commercial | Ducted CEE Tier 1
215933887 | Central HP <5.4 tons | AIRQUEST | HRCU-A-CB (Split System: Heat Pump with Remote Outdoor Unit-Air-Source) | H5H3V36*K*AAA* |  |  | ESH5X60M12A*+WALLCON | *97CMN0802120B* | 34200 | 19.5 | 9 | 34400 | 26000 | 75.58% | 1.94 | 0 | 11.7 |  |  |  | No | R-454B | 2.85 | Residential & Commercial | Ducted CEE Tier 1
216055665 | Central HP <5.4 tons | CHAMPION HEATING AND COOLING | HRCU-A-CB (Split System: Heat Pump with Remote Outdoor Unit-Air-Source) | HH836E2S11 | ASPEN |  | C(A,C,D,E)48A3K+TDR | TM8E080C16MP11 | 31200 | 18 | 8.1 | 31000 | 25200 | 81.29% | 2 | 0 | 10.5 |  |  |  | No | R-454B | 2.6 | Residential & Commercial | Ducted CEE Tier 1
216055679 | Central HP <5.4 tons | CHAMPION HEATING AND COOLING | HRCU-A-CB (Split System: Heat Pump with Remote Outdoor Unit-Air-Source) | HH836E2S11 | ASPEN |  | C(A,C,D,E)36B3K+TDR | TM8E120C16MP11 | 30600 | 18 | 8.5 | 30200 | 24800 | 82.12% | 2 | 0 | 11 |  |  |  | No | R-454B | 2.55 | Residential & Commercial | Ducted CEE Tier 1
214092960 | Central HP <5.4 tons | LUXAIRE | HRCU-A-CB (Split System: Heat Pump with Remote Outdoor Unit-Air-Source) | HMH72B341 | ASPEN |  | D(A,C,E)48B36+TDR | TL8E080C16UH11 | 32600 | 17.5 | 8.1 | 32400 | 44500 | 137.3% | 3.15 | 0 | 10 |  |  |  | No | R-410A | 2.7167 | Residential & Commercial | Ducted CEE Tier 1
213753663 | Central HP <5.4 tons | CARRIER | HRCU-A-CB (Split System: Heat Pump with Remote Outdoor Unit-Air-Source) | 38MURAQ36AB3* | ASPEN |  | D(A,C,E)42B34+TDR | 58S(B,C)*B070M17**16 | 35000 | 16.5 | 8.1 | 38500 | 31800 | 82.6% | 2.71 | 0 | 10 |  |  |  | No | R-410A | 2.9167 | Residential & Commercial | Ducted CEE Tier 1
213753745 | Central HP <5.4 tons | CARRIER | HRCU-A-CB (Split System: Heat Pump with Remote Outdoor Unit-Air-Source) | 38MURAQ36AB3* | ASPEN |  | D(A,C,E)42B34+TDR | 58TP*B135V24**22 | 35400 | 16.5 | 8.1 | 38500 | 32200 | 83.64% | 2.58 | 0 | 10 |  |  |  | No | R-410A | 2.95 | Residential & Commercial | Ducted CEE Tier 1
215934667 | Central HP <5.4 tons | AIRQUEST | HRCU-A-CB (Split System: Heat Pump with Remote Outdoor Unit-Air-Source) | H5H3V36*K*AAA* |  |  | EVM5X31M17A*+WALLCON | *97CMN0601714B* | 34800 | 20.5 | 8.5 | 38000 | 28000 | 73.68% | 2.08 | 0 | 11.5 |  |  |  | No | R-454B | 2.9 | Residential & Commercial | Ducted CEE Tier 1
215934817 | Central HP <5.4 tons | AIRQUEST | HRCU-A-CB (Split System: Heat Pump with Remote Outdoor Unit-Air-Source) | H5H3V36*K*AAA* |  |  | EVM5X44M21A*+WALLCON | *80CTL0701716B* | 35400 | 21.5 | 8.5 | 38500 | 29000 | 75.32% | 2.02 | 0 | 12 |  |  |  | No | R-454B | 2.95 | Residential & Commercial | Ducted CEE Tier 1
216055556 | Central HP <5.4 tons | CHAMPION HEATING AND COOLING | HRCU-A-CB (Split System: Heat Pump with Remote Outdoor Unit-Air-Source) | HH824E2S11 | ASPEN |  | D(A,C,E)24B4K+TDR | TMLE080B12MP11 | 22600 | 17 | 8.5 | 22800 | 18000 | 78.95% | 2 | 0 | 12 |  |  |  | No | R-454B | 1.8833 | Residential & Commercial | Ducted CEE Tier 1
215848363 | Central HP <5.4 tons | COLEMAN | HRCU-A-C (Split System: Heat Pump with Remote Outdoor Unit with No Indoor Fan --Air Source) | HH824E2S11 | ASPEN |  | D(A,C,E)24C3K+TDR |  | 22400 | 15.2 | 8.5 | 22800 | 21200 | 92.98% | 2.7 | 0 | 11 |  |  |  | No | R-454B | 1.8667 | Residential & Commercial | Ducted CEE Tier 1
216488009 | Central HP <5.4 tons | CHAMPION HEATING AND COOLING | HRCU-A-CB (Split System: Heat Pump with Remote Outdoor Unit-Air-Source) | HH824E2S11 | ADP |  | A36VBA*+TXV | Z8ET080B12LMPS1 | 22400 | 18 | 9.15 | 21200 | 18200 | 85.85% | 1.94 | 0 | 11.5 |  |  |  | No | R-454B | 1.8667 | Residential & Commercial | Ducted CEE Tier 1
216055455 | Central HP <5.4 tons | CHAMPION HEATING AND COOLING | HRCU-A-CB (Split System: Heat Pump with Remote Outdoor Unit-Air-Source) | HH824E2S11 | ASPEN |  | D(A,C,E)36A3K+TDR | TM8E100B12MP11 | 22400 | 17 | 8.1 | 22600 | 18000 | 79.65% | 2 | 0 | 12 |  |  |  | No | R-454B | 1.8667 | Residential & Commercial | Ducted CEE Tier 1
216055473 | Central HP <5.4 tons | CHAMPION HEATING AND COOLING | HRCU-A-CB (Split System: Heat Pump with Remote Outdoor Unit-Air-Source) | HH824E2S11 | ASPEN |  | D(A,C,E)36A3K+TDR | TM8Y080B12MP11 | 22200 | 17 | 8.1 | 22600 | 18300 | 80.97% | 2 | 0 | 12 |  |  |  | No | R-454B | 1.85 | Residential & Commercial | Ducted CEE Tier 1
216055482 | Central HP <5.4 tons | CHAMPION HEATING AND COOLING | HRCU-A-CB (Split System: Heat Pump with Remote Outdoor Unit-Air-Source) | HH824E2S11 | ASPEN |  | C(A,C,D,E)24D2K+TDR | TM9E040A10MP12 | 19500 | 16 | 9 | 23000 | 18100 | 78.7% | 2 | 0 | 10 |  |  |  | No | R-454B | 1.625 | Residential & Commercial | Ducted CEE Tier 1
216055532 | Central HP <5.4 tons | CHAMPION HEATING AND COOLING | HRCU-A-CB (Split System: Heat Pump with Remote Outdoor Unit-Air-Source) | HH824E2S11 | ASPEN |  | D(A,C,E)24B4K+TDR | TM9Y060B12MP11 | 22600 | 17 | 8.5 | 22800 | 18400 | 80.7% | 2 | 0 | 11.7 |  |  |  | No | R-454B | 1.8833 | Residential & Commercial | Ducted CEE Tier 1
214092987 | Central HP <5.4 tons | LUXAIRE | HRCU-A-CB (Split System: Heat Pump with Remote Outdoor Unit-Air-Source) | HMH72B341 | ASPEN |  | D(A,C,E)48B36+TDR | TM8E100B12MP11 | 32800 | 18 | 8.1 | 32400 | 44000 | 135.8% | 3.09 | 0 | 10 |  |  |  | No | R-410A | 2.7333 | Residential & Commercial | Ducted CEE Tier 1
214522528 | Central HP <5.4 tons | YORK | HRCU-A-CB (Split System: Heat Pump with Remote Outdoor Unit-Air-Source) | HMH72B341 | ASPEN |  | DX36E34+TDR | Y81E040A12LMPS1 | 33200 | 18 | 8.5 | 33000 | 23400 | 70.91% | 1.94 | 0 | 10 |  |  |  | No | R-410A | 2.7667 | Residential & Commercial | Ducted CEE Tier 1
214092235 | Central HP <5.4 tons | LUXAIRE | HRCU-A-CB (Split System: Heat Pump with Remote Outdoor Unit-Air-Source) | HMH72B341 | ASPEN |  | D(A,C,E)48B34+TDR | LP9C080C16MP13 | 32800 | 17.5 | 8.1 | 32400 | 44000 | 135.8% | 3.11 | 0 | 10 |  |  |  | No | R-410A | 2.7333 | Residential & Commercial | Ducted CEE Tier 1
214092267 | Central HP <5.4 tons | LUXAIRE | HRCU-A-CB (Split System: Heat Pump with Remote Outdoor Unit-Air-Source) | HMH72B341 | ASPEN |  | D(A,C,E)42A44+TDR | TL8E080C16UH11 | 32400 | 17.5 | 8.1 | 32400 | 44500 | 137.3% | 3.15 | 0 | 10 |  |  |  | No | R-410A | 2.7 | Residential & Commercial | Ducted CEE Tier 1
216055674 | Central HP <5.4 tons | CHAMPION HEATING AND COOLING | HRCU-A-CB (Split System: Heat Pump with Remote Outdoor Unit-Air-Source) | HH836E2S11 | ASPEN |  | C(A,C,D,E)48A3K+TDR | TM8E100C16MP11 | 31400 | 18 | 8.1 | 31200 | 25200 | 80.77% | 2 | 0 | 10.5 |  |  |  | No | R-454B | 2.6167 | Residential & Commercial | Ducted CEE Tier 1
216055681 | Central HP <5.4 tons | CHAMPION HEATING AND COOLING | HRCU-A-CB (Split System: Heat Pump with Remote Outdoor Unit-Air-Source) | HH836E2S11 | ASPEN |  | D(A,C,E)36A4K+TDR | TM8E120C16MP11 | 30400 | 18 | 8.5 | 30200 | 24800 | 82.12% | 2 | 0 | 11.2 |  |  |  | No | R-454B | 2.5333 | Residential & Commercial | Ducted CEE Tier 1
216055706 | Central HP <5.4 tons | CHAMPION HEATING AND COOLING | HRCU-A-CB (Split System: Heat Pump with Remote Outdoor Unit-Air-Source) | HH836E2S11 | ASPEN |  | C(A,C,D,E)36B3K+TDR | TM8Y120C20MP11 | 30800 | 18 | 8.5 | 30600 | 25000 | 81.7% | 2 | 0 | 11 |  |  |  | No | R-454B | 2.5667 | Residential & Commercial | Ducted CEE Tier 1
216055708 | Central HP <5.4 tons | CHAMPION HEATING AND COOLING | HRCU-A-CB (Split System: Heat Pump with Remote Outdoor Unit-Air-Source) | HH836E2S11 | ASPEN |  | D(A,C,E)36A4K+TDR | TM8Y120C20MP11 | 30800 | 18 | 8.5 | 30600 | 25000 | 81.7% | 2 | 0 | 11 |  |  |  | No | R-454B | 2.5667 | Residential & Commercial | Ducted CEE Tier 1
214092945 | Central HP <5.4 tons | LUXAIRE | HRCU-A-CB (Split System: Heat Pump with Remote Outdoor Unit-Air-Source) | HMH72B341 | ASPEN |  | D(A,C,E)48B36+TDR | LPLC080C16MP13 | 32600 | 17.5 | 8.5 | 32400 | 44000 | 135.8% | 3.14 | 0 | 10 |  |  |  | No | R-410A | 2.7167 | Residential & Commercial | Ducted CEE Tier 1
213753814 | Central HP <5.4 tons | CARRIER | HRCU-A-CB (Split System: Heat Pump with Remote Outdoor Unit-Air-Source) | 38MURAQ36AB3* | ASPEN |  | D(A,C,E)36B34+TDR | 59SC6A140M24**22 | 34600 | 16.5 | 8.1 | 38500 | 31800 | 82.6% | 2.7 | 0 | 10 |  |  |  | No | R-410A | 2.8833 | Residential & Commercial | Ducted CEE Tier 1
213753816 | Central HP <5.4 tons | CARRIER | HRCU-A-CB (Split System: Heat Pump with Remote Outdoor Unit-Air-Source) | 38MURAQ36AB3* | ASPEN |  | D(A,C,E)42B34+TDR | 59SC6A140M24**22 | 35000 | 16.5 | 8.1 | 38500 | 31800 | 82.6% | 2.7 | 0 | 10 |  |  |  | No | R-410A | 2.9167 | Residential & Commercial | Ducted CEE Tier 1
215935015 | Central HP <5.4 tons | BRYANT HEATING AND COOLING SYSTEMS | HRCU-A-CB (Split System: Heat Pump with Remote Outdoor Unit-Air-Source) | 293VAN036**AA* |  |  | CVAMA4921XMA*+UI | 88*TB60070C21*** | 35600 | 21.5 | 8.5 | 38000 | 28600 | 75.26% | 2.02 | 0 | 12 |  |  |  | No | R-454B | 2.9667 | Residential & Commercial | Ducted CEE Tier 1
214626829 | Central HP <5.4 tons | CARRIER | HRCU-A-CB (Split System: Heat Pump with Remote Outdoor Unit-Air-Source) | 25VNA424A*031* | ADP |  | A36VCA+TXV | 58CU*A060C17**16 | 23400 | 20 | 10.5 | 25000 | 19300 | 77.2% | 2.46 | 0 | 13.5 |  |  |  | No | R-410A | 1.95 | Residential & Commercial | Ducted CEE Tier 1
215727915 | Central HP <5.4 tons | CHAMPION HEATING AND COOLING | HRCU-A-CB (Split System: Heat Pump with Remote Outdoor Unit-Air-Source) | HH860E2S11 | ADP |  | H,YE48(1,2)60+TXV | TM8E080C20MP11 | 53500 | 18 | 8.5 | 53000 | 39500 | 74.53% | 2 | 0 | 11 |  |  |  | No | R-454B | 4.4583 | Residential & Commercial | Ducted CEE Tier 1
216056717 | Central HP <5.4 tons | YORK | HRCU-A-CB (Split System: Heat Pump with Remote Outdoor Unit-Air-Source) | HH860E2S11 | ASPEN |  | C(A,C,D,E)48A3K+TDR | TL9E100C20UH11 | 40000 | 16.5 | 8.1 | 44000 | 33400 | 75.91% | 2 | 0 | 11.2 |  |  |  | No | R-454B | 3.3333 | Residential & Commercial | Ducted CEE Tier 1
216056726 | Central HP <5.4 tons | YORK | HRCU-A-CB (Split System: Heat Pump with Remote Outdoor Unit-Air-Source) | HH860E2S11 | ASPEN |  | C(A,C,D,E)48A3K+TDR | TM8V100C16MP12 | 39500 | 16.5 | 8.1 | 43500 | 33400 | 76.78% | 2 | 0 | 11.2 |  |  |  | No | R-454B | 3.2917 | Residential & Commercial | Ducted CEE Tier 1
214779384 | Central HP <5.4 tons | TEMPSTAR | HRCU-A-C (Split System: Heat Pump with Remote Outdoor Unit with No Indoor Fan --Air Source) | DLCURAH30ABK | ASPEN |  | D(A,C,E)30A34+TDR |  | 27400 | 15.2 | 9.2 | 32600 | 27000 | 82.82% | 1.85 | 0 | 10 |  |  |  | No | R-410A | 2.2833 | Residential & Commercial | Ducted CEE Tier 1
216055584 | Central HP <5.4 tons | CHAMPION HEATING AND COOLING | HRCU-A-CB (Split System: Heat Pump with Remote Outdoor Unit-Air-Source) | HH824E2S11 | ASPEN |  | C(A,C,D,E)24D2K+TDR | Z8ES040A12SMPS1 | 19500 | 17 | 9.5 | 22800 | 18100 | 79.39% | 2 | 0 | 11 |  |  |  | No | R-454B | 1.625 | Residential & Commercial | Ducted CEE Tier 1
216055623 | Central HP <5.4 tons | CHAMPION HEATING AND COOLING | HRCU-A-CB (Split System: Heat Pump with Remote Outdoor Unit-Air-Source) | HH824E2S11 | ASPEN |  | D(A,C,E)36A3K+TDR | Z9ES026A08SMPS1 | 20800 | 17.5 | 8.1 | 22800 | 17300 | 75.88% | 2 | 0 | 11.7 |  |  |  | No | R-454B | 1.7333 | Residential & Commercial | Ducted CEE Tier 1
216055641 | Central HP <5.4 tons | CHAMPION HEATING AND COOLING | HRCU-A-CB (Split System: Heat Pump with Remote Outdoor Unit-Air-Source) | HH824E2S11 | ASPEN |  | D(A,C,E)36A3K+TDR | Z9ES060B12SMPS1 | 22200 | 17 | 8.1 | 22600 | 18600 | 82.3% | 2 | 0 | 11.7 |  |  |  | No | R-454B | 1.85 | Residential & Commercial | Ducted CEE Tier 1
215588414 | Central HP <5.4 tons | BRYANT HEATING AND COOLING SYSTEMS | HRCU-A-CB (Split System: Heat Pump with Remote Outdoor Unit-Air-Source) | 291VAN054**AA* |  |  | CVAVA6124XMA*+UI | 986TD66100C21*** | 53000 | 19.5 | 8.1 | 53500 | 46500 | 86.92% | 1.84 | 0 | 12 |  |  |  | No | R-454B | 4.4167 | Residential & Commercial | Ducted CEE Tier 1
215728012 | Central HP <5.4 tons | CHAMPION HEATING AND COOLING | HRCU-A-CB (Split System: Heat Pump with Remote Outdoor Unit-Air-Source) | HH824E2S11 | ADP |  | H,YE31(1,2)30+TXV | TM9E080B12MP12 | 21800 | 17 | 8.5 | 21200 | 17600 | 83.02% | 1.9 | 0 | 11 |  |  |  | No | R-454B | 1.8167 | Residential & Commercial | Ducted CEE Tier 1
216054791 | Central HP <5.4 tons | LUXAIRE | HRCU-A-CB (Split System: Heat Pump with Remote Outdoor Unit-Air-Source) | HH824E2S11 | ASPEN |  | D(A,C,E)36A4K+TDR | TM8E060A12MP11 | 21000 | 17.5 | 9 | 23000 | 17900 | 77.83% | 2 | 0 | 11.2 |  |  |  | No | R-454B | 1.75 | Residential & Commercial | Ducted CEE Tier 1
216054793 | Central HP <5.4 tons | LUXAIRE | HRCU-A-CB (Split System: Heat Pump with Remote Outdoor Unit-Air-Source) | HH824E2S11 | ASPEN |  | C(A,C,D,E)24D2K+TDR | TM8E080B12MP11 | 21000 | 17 | 8.5 | 22800 | 18000 | 78.95% | 2 | 0 | 11.7 |  |  |  | No | R-454B | 1.75 | Residential & Commercial | Ducted CEE Tier 1
214092970 | Central HP <5.4 tons | LUXAIRE | HRCU-A-CB (Split System: Heat Pump with Remote Outdoor Unit-Air-Source) | HMH72B341 | ASPEN |  | D(A,C,E)36A36+TDR | TL9E100C20UH11 | 33400 | 17 | 8.1 | 32400 | 45500 | 140.4% | 3.12 | 0 | 10 |  |  |  | No | R-410A | 2.7833 | Residential & Commercial | Ducted CEE Tier 1
214093022 | Central HP <5.4 tons | LUXAIRE | HRCU-A-CB (Split System: Heat Pump with Remote Outdoor Unit-Air-Source) | HMH72B341 | ASPEN |  | D(A,C,E)42A46+TDR | TM8Y100C16MP11 | 32400 | 18.5 | 8.5 | 32400 | 44000 | 135.8% | 3.14 | 0 | 10 |  |  |  | No | R-410A | 2.7 | Residential & Commercial | Ducted CEE Tier 1
214092283 | Central HP <5.4 tons | LUXAIRE | HRCU-A-CB (Split System: Heat Pump with Remote Outdoor Unit-Air-Source) | HMH72B341 | ASPEN |  | D(A,C,E)48B34+TDR | TM8E040A12MP11 | 32800 | 18 | 8.1 | 32400 | 45000 | 138.9% | 3.06 | 0 | 10 |  |  |  | No | R-410A | 2.7333 | Residential & Commercial | Ducted CEE Tier 1
214092294 | Central HP <5.4 tons | LUXAIRE | HRCU-A-CB (Split System: Heat Pump with Remote Outdoor Unit-Air-Source) | HMH72B341 | ASPEN |  | D(A,C,E)42A44+TDR | TM8E100B12MP11 | 32600 | 18 | 8.1 | 32400 | 44000 | 135.8% | 3.09 | 0 | 10 |  |  |  | No | R-410A | 2.7167 | Residential & Commercial | Ducted CEE Tier 1
214779386 | Central HP <5.4 tons | TEMPSTAR | HRCU-A-C (Split System: Heat Pump with Remote Outdoor Unit with No Indoor Fan --Air Source) | DLCURAH30ABK | ASPEN |  | D(A,C,E)36A34+TDR |  | 28600 | 15.2 | 9.5 | 33200 | 27000 | 81.33% | 1.85 | 0 | 10.4 |  |  |  | No | R-410A | 2.3833 | Residential & Commercial | Ducted CEE Tier 1
216056767 | Central HP <5.4 tons | YORK | HRCU-A-CB (Split System: Heat Pump with Remote Outdoor Unit-Air-Source) | HH860E2S11 | ASPEN |  | C(A,C,D,E)48A3K+TDR | Y91E100C16SMPS1 | 41000 | 17.5 | 8.1 | 46500 | 34200 | 73.55% | 2 | 0 | 10.5 |  |  |  | No | R-454B | 3.4167 | Residential & Commercial | Ducted CEE Tier 1
216056785 | Central HP <5.4 tons | YORK | HRCU-A-CB (Split System: Heat Pump with Remote Outdoor Unit-Air-Source) | HH860E2S11 | ASPEN |  | D(A,C,E)60A3K+TDR | TL9E100C20UH11 | 41000 | 17 | 8.1 | 44000 | 33400 | 75.91% | 2 | 0 | 11 |  |  |  | No | R-454B | 3.4167 | Residential & Commercial | Ducted CEE Tier 1
216056801 | Central HP <5.4 tons | YORK | HRCU-A-CB (Split System: Heat Pump with Remote Outdoor Unit-Air-Source) | HH860E2S11 | ASPEN |  | D(A,C,E)60A3K+TDR | TM8V080C16MP12 | 40500 | 16.5 | 8.1 | 43500 | 33400 | 76.78% | 2 | 0 | 11.2 |  |  |  | No | R-454B | 3.375 | Residential & Commercial | Ducted CEE Tier 1
215224755 | Central HP <5.4 tons | CARRIER | HRCU-A-CB (Split System: Heat Pump with Remote Outdoor Unit-Air-Source) | 25VNA424A*031* | ADP |  | H,PG9J936 | 59MN7C060C21**20 | 23400 | 20 | 10.5 | 25000 | 19400 | 77.6% | 2.44 | 0 | 13 |  |  |  | No | R-410A | 1.95 | Residential & Commercial | Ducted CEE Tier 1
216488068 | Central HP <5.4 tons | CHAMPION HEATING AND COOLING | HRCU-A-CB (Split System: Heat Pump with Remote Outdoor Unit-Air-Source) | HH860E2S11 | ADP |  | A60VGA*+TXV | TM9V080C16MP12 | 43500 | 18 | 9 | 42000 | 33600 | 80% | 2 | 0 | 11 |  |  |  | No | R-454B | 3.625 | Residential & Commercial | Ducted CEE Tier 1
216054794 | Central HP <5.4 tons | LUXAIRE | HRCU-A-CB (Split System: Heat Pump with Remote Outdoor Unit-Air-Source) | HH824E2S11 | ASPEN |  | D(A,C,E)24B3K+TDR | TM8E080B12MP11 | 22000 | 17 | 8.1 | 22600 | 18000 | 79.65% | 2 | 0 | 12 |  |  |  | No | R-454B | 1.8333 | Residential & Commercial | Ducted CEE Tier 1
216054825 | Central HP <5.4 tons | LUXAIRE | HRCU-A-CB (Split System: Heat Pump with Remote Outdoor Unit-Air-Source) | HH824E2S11 | ASPEN |  | D(A,C,E)24B4K+TDR | TM9E026A08MP12 | 21000 | 17 | 9 | 23000 | 17600 | 76.52% | 2 | 0 | 10.5 |  |  |  | No | R-454B | 1.75 | Residential & Commercial | Ducted CEE Tier 1
216054842 | Central HP <5.4 tons | LUXAIRE | HRCU-A-CB (Split System: Heat Pump with Remote Outdoor Unit-Air-Source) | HH824E2S11 | ASPEN |  | D(A,C,E)24B3K+TDR | TM9E060B12MP12 | 22000 | 17 | 8.1 | 22600 | 18300 | 80.97% | 2 | 0 | 11.7 |  |  |  | No | R-454B | 1.8333 | Residential & Commercial | Ducted CEE Tier 1
216054859 | Central HP <5.4 tons | LUXAIRE | HRCU-A-CB (Split System: Heat Pump with Remote Outdoor Unit-Air-Source) | HH824E2S11 | ASPEN |  | C(A,C,D,E)24D2K+TDR | TM9V060B12MP12 | 21200 | 17 | 8.5 | 22800 | 18000 | 78.95% | 2 | 0 | 11.7 |  |  |  | No | R-454B | 1.7667 | Residential & Commercial | Ducted CEE Tier 1
216054876 | Central HP <5.4 tons | LUXAIRE | HRCU-A-CB (Split System: Heat Pump with Remote Outdoor Unit-Air-Source) | HH824E2S11 | ASPEN |  | C(A,C,D,E)24A3K+TDR | TM9Y060B12MP11 | 21600 | 17 | 8.1 | 22600 | 18400 | 81.42% | 2 | 0 | 11 |  |  |  | No | R-454B | 1.8 | Residential & Commercial | Ducted CEE Tier 1
216054877 | Central HP <5.4 tons | LUXAIRE | HRCU-A-CB (Split System: Heat Pump with Remote Outdoor Unit-Air-Source) | HH824E2S11 | ASPEN |  | C(A,C,D,E)24D2K+TDR | TM9Y060B12MP11 | 21000 | 17 | 8.5 | 22800 | 18400 | 80.7% | 2 | 0 | 11.2 |  |  |  | No | R-454B | 1.75 | Residential & Commercial | Ducted CEE Tier 1
216054892 | Central HP <5.4 tons | LUXAIRE | HRCU-A-CB (Split System: Heat Pump with Remote Outdoor Unit-Air-Source) | HH824E2S11 | ASPEN |  | D(A,C,E)36A3K+TDR | TMLE040A12MP11 | 20800 | 16.5 | 8.5 | 22400 | 17200 | 76.79% | 2 | 0 | 11.7 |  |  |  | No | R-454B | 1.7333 | Residential & Commercial | Ducted CEE Tier 1
216054910 | Central HP <5.4 tons | LUXAIRE | HRCU-A-CB (Split System: Heat Pump with Remote Outdoor Unit-Air-Source) | HH824E2S11 | ASPEN |  | D(A,C,E)36A3K+TDR | TMLE100B12MP11 | 22400 | 17 | 8.1 | 22600 | 18000 | 79.65% | 2 | 0 | 12 |  |  |  | No | R-454B | 1.8667 | Residential & Commercial | Ducted CEE Tier 1
214522660 | Central HP <5.4 tons | YORK | HRCU-A-CB (Split System: Heat Pump with Remote Outdoor Unit-Air-Source) | HMH72B341 | ASPEN |  | DX36C34+TDR | Y81E040A12LMPS1 | 33200 | 18 | 8.1 | 32600 | 23000 | 70.55% | 1.89 | 0 | 10 |  |  |  | No | R-410A | 2.7667 | Residential & Commercial | Ducted CEE Tier 1
216055688 | Central HP <5.4 tons | CHAMPION HEATING AND COOLING | HRCU-A-CB (Split System: Heat Pump with Remote Outdoor Unit-Air-Source) | HH836E2S11 | ASPEN |  | C(A,C,D,E)36B3K+TDR | TM8V080C16MP12 | 31000 | 18 | 8.5 | 31200 | 25400 | 81.41% | 2 | 0 | 10.5 |  |  |  | No | R-454B | 2.5833 | Residential & Commercial | Ducted CEE Tier 1
216055702 | Central HP <5.4 tons | CHAMPION HEATING AND COOLING | HRCU-A-CB (Split System: Heat Pump with Remote Outdoor Unit-Air-Source) | HH836E2S11 | ASPEN |  | D(A,C,E)36A4K+TDR | TM8Y100C16MP11 | 30800 | 18 | 8.5 | 30400 | 25000 | 82.24% | 2 | 0 | 11 |  |  |  | No | R-454B | 2.5667 | Residential & Commercial | Ducted CEE Tier 1
216055703 | Central HP <5.4 tons | CHAMPION HEATING AND COOLING | HRCU-A-CB (Split System: Heat Pump with Remote Outdoor Unit-Air-Source) | HH836E2S11 | ASPEN |  | C(A,C,D,E)36B3K+TDR | TM8Y100C20MP11 | 30800 | 18 | 8.5 | 30600 | 25000 | 81.7% | 2 | 0 | 11 |  |  |  | No | R-454B | 2.5667 | Residential & Commercial | Ducted CEE Tier 1
215654036 | Central HP <5.4 tons | YORK | HRCU-A-CB (Split System: Heat Pump with Remote Outdoor Unit-Air-Source) | HH836E2S11 | ASPEN |  | CH48A3J+TDR | TM8V080C16MP12 | 31000 | 18 | 8.5 | 31200 | 25400 | 81.41% | 2 | 0 | 10.5 |  |  |  | No | R-454B | 2.5833 | Residential & Commercial | Ducted CEE Tier 1
214092301 | Central HP <5.4 tons | LUXAIRE | HRCU-A-CB (Split System: Heat Pump with Remote Outdoor Unit-Air-Source) | HMH72B341 | ASPEN |  | D(A,C,E)48B34+TDR | TM8E120C16MP11 | 33200 | 18 | 8.2 | 32400 | 45000 | 138.9% | 3.11 | 0 | 10 |  |  |  | No | R-410A | 2.7667 | Residential & Commercial | Ducted CEE Tier 1
215935037 | Central HP <5.4 tons | AIRQUEST | HRCU-A-CB (Split System: Heat Pump with Remote Outdoor Unit-Air-Source) | H5H3V36*K*AAA* |  |  | EVM5X49M21A*+WALLCON | *80CTL0902120B* | 35600 | 22 | 8.5 | 38000 | 28400 | 74.74% | 2.04 | 0 | 12.5 |  |  |  | No | R-454B | 2.9667 | Residential & Commercial | Ducted CEE Tier 1
214092984 | Central HP <5.4 tons | LUXAIRE | HRCU-A-CB (Split System: Heat Pump with Remote Outdoor Unit-Air-Source) | HMH72B341 | ASPEN |  | D(A,C,E)48B36+TDR | TM8E080C16MP11 | 33000 | 18 | 8.2 | 32400 | 45000 | 138.9% | 3.11 | 0 | 10 |  |  |  | No | R-410A | 2.75 | Residential & Commercial | Ducted CEE Tier 1
216488093 | Central HP <5.4 tons | CHAMPION HEATING AND COOLING | HRCU-A-CB (Split System: Heat Pump with Remote Outdoor Unit-Air-Source) | HH860E2S11 | ADP |  | A60VGA*+TXV | Z9ES080C20SMPS1 | 44500 | 18 | 9 | 43500 | 33000 | 75.86% | 2 | 0 | 12 |  |  |  | No | R-454B | 3.7083 | Residential & Commercial | Ducted CEE Tier 1
215654048 | Central HP <5.4 tons | YORK | HRCU-A-CB (Split System: Heat Pump with Remote Outdoor Unit-Air-Source) | HH860E2S11 | ASPEN |  | CH60A3J+TDR | TM8V100C20MP12 | 41500 | 18 | 8.5 | 44500 | 33800 | 75.96% | 2 | 0 | 10.5 |  |  |  | No | R-454B | 3.4583 | Residential & Commercial | Ducted CEE Tier 1
215654055 | Central HP <5.4 tons | YORK | HRCU-A-CB (Split System: Heat Pump with Remote Outdoor Unit-Air-Source) | HH860E2S11 | ASPEN |  | CH60A3J+TDR | Y81E120C20SMPS1 | 41500 | 17.5 | 8.1 | 45000 | 34000 | 75.56% | 2 | 0 | 11.5 |  |  |  | No | R-454B | 3.4583 | Residential & Commercial | Ducted CEE Tier 1
215654064 | Central HP <5.4 tons | YORK | HRCU-A-CB (Split System: Heat Pump with Remote Outdoor Unit-Air-Source) | HH860E2S11 | ASPEN |  | CH60B3J+TDR | Y81E100C20SMPS1 | 41000 | 17.5 | 8.1 | 44000 | 33400 | 75.91% | 2 | 0 | 11.7 |  |  |  | No | R-454B | 3.4167 | Residential & Commercial | Ducted CEE Tier 1
215654066 | Central HP <5.4 tons | YORK | HRCU-A-CB (Split System: Heat Pump with Remote Outdoor Unit-Air-Source) | HH860E2S11 | ASPEN |  | CH60B3J+TDR | Y81E120C20SMPS1 | 41500 | 18 | 8.5 | 45000 | 34000 | 75.56% | 2 | 0 | 11.7 |  |  |  | No | R-454B | 3.4583 | Residential & Commercial | Ducted CEE Tier 1
215727928 | Central HP <5.4 tons | CHAMPION HEATING AND COOLING | HRCU-A-CB (Split System: Heat Pump with Remote Outdoor Unit-Air-Source) | HH860E2S11 | ADP |  | H,YE36(1,2)60+TXV | TM8V100C16MP12 | 43000 | 17 | 8.4 | 42000 | 32800 | 78.1% | 1.98 | 0 | 11.5 |  |  |  | No | R-454B | 3.5833 | Residential & Commercial | Ducted CEE Tier 1
216054943 | Central HP <5.4 tons | LUXAIRE | HRCU-A-CB (Split System: Heat Pump with Remote Outdoor Unit-Air-Source) | HH824E2S11 | ASPEN |  | C(A,C,D,E)24D2K+TDR | Z8ES080B12SMPS1 | 21000 | 17.5 | 8.5 | 22800 | 18500 | 81.14% | 2 | 0 | 11.7 |  |  |  | No | R-454B | 1.75 | Residential & Commercial | Ducted CEE Tier 1
216054960 | Central HP <5.4 tons | LUXAIRE | HRCU-A-CB (Split System: Heat Pump with Remote Outdoor Unit-Air-Source) | HH824E2S11 | ASPEN |  | C(A,C,D,E)24A3K+TDR | Z8ET080B12LMPS1 | 21600 | 18 | 8.1 | 22400 | 18500 | 82.59% | 2 | 0 | 12 |  |  |  | No | R-454B | 1.8 | Residential & Commercial | Ducted CEE Tier 1
216054977 | Central HP <5.4 tons | LUXAIRE | HRCU-A-CB (Split System: Heat Pump with Remote Outdoor Unit-Air-Source) | HH824E2S11 | ASPEN |  | D(A,C,E)36A4K+TDR | Z9ES040A10SMPS1 | 21000 | 17.5 | 8.5 | 23000 | 17800 | 77.39% | 2 | 0 | 11.7 |  |  |  | No | R-454B | 1.75 | Residential & Commercial | Ducted CEE Tier 1
216054991 | Central HP <5.4 tons | LUXAIRE | HRCU-A-CB (Split System: Heat Pump with Remote Outdoor Unit-Air-Source) | HH824E2S11 | ASPEN |  | C(A,C,D,E)24D2K+TDR | Z9ES080B12SMPS1 | 21000 | 17 | 8.5 | 22800 | 18100 | 79.39% | 2 | 0 | 11.7 |  |  |  | No | R-454B | 1.75 | Residential & Commercial | Ducted CEE Tier 1
216056191 | Central HP <5.4 tons | YORK | HRCU-A-CB (Split System: Heat Pump with Remote Outdoor Unit-Air-Source) | HH824E2S11 | ASPEN |  | C(A,C,D,E)24D2K+TDR | TM9E060A10MP12 | 19500 | 16 | 9 | 23000 | 18100 | 78.7% | 2 | 0 | 10 |  |  |  | No | R-454B | 1.625 | Residential & Commercial | Ducted CEE Tier 1
216056341 | Central HP <5.4 tons | YORK | HRCU-A-CB (Split System: Heat Pump with Remote Outdoor Unit-Air-Source) | HH824E2S11 | ASPEN |  | D(A,C,E)24B3K+TDR | TMLE060A12MP11 | 20400 | 17.5 | 8.5 | 22800 | 17900 | 78.51% | 2 | 0 | 11.2 |  |  |  | No | R-454B | 1.7 | Residential & Commercial | Ducted CEE Tier 1
216056350 | Central HP <5.4 tons | YORK | HRCU-A-CB (Split System: Heat Pump with Remote Outdoor Unit-Air-Source) | HH824E2S11 | ASPEN |  | D(A,C,E)24B3K+TDR | TP9C060B12MP13 | 22000 | 17 | 8.1 | 22600 | 18000 | 79.65% | 2 | 0 | 12 |  |  |  | No | R-454B | 1.8333 | Residential & Commercial | Ducted CEE Tier 1
216056411 | Central HP <5.4 tons | YORK | HRCU-A-CB (Split System: Heat Pump with Remote Outdoor Unit-Air-Source) | HH824E2S11 | ASPEN |  | D(A,C,E)36A3K+TDR | TM8Y060A12MP11 | 20600 | 17.5 | 8.5 | 22600 | 18400 | 81.42% | 2 | 0 | 10.5 |  |  |  | No | R-454B | 1.7167 | Residential & Commercial | Ducted CEE Tier 1
214093050 | Central HP <5.4 tons | LUXAIRE | HRCU-A-CB (Split System: Heat Pump with Remote Outdoor Unit-Air-Source) | HMH72B341 | ASPEN |  | D(A,C,E)48B36+TDR | TM9E100C20MP12 | 32600 | 15.5 | 8.1 | 32400 | 43500 | 134.3% | 3.1 | 0 | 10 |  |  |  | No | R-410A | 2.7167 | Residential & Commercial | Ducted CEE Tier 1
214093083 | Central HP <5.4 tons | LUXAIRE | HRCU-A-CB (Split System: Heat Pump with Remote Outdoor Unit-Air-Source) | HMH72B341 | ASPEN |  | D(A,C,E)48B36+TDR | TM9Y100C16MP11 | 32800 | 18 | 8.1 | 32400 | 45000 | 138.9% | 3.09 | 0 | 10 |  |  |  | No | R-410A | 2.7333 | Residential & Commercial | Ducted CEE Tier 1
214092926 | Central HP <5.4 tons | LUXAIRE | HRCU-A-CB (Split System: Heat Pump with Remote Outdoor Unit-Air-Source) | HMH72B341 | ASPEN |  | D(A,C,E)42A46+TDR | LP9C080C16MP13 | 32600 | 17.5 | 8.1 | 32400 | 44000 | 135.8% | 3.11 | 0 | 10 |  |  |  | No | R-410A | 2.7167 | Residential & Commercial | Ducted CEE Tier 1
215727964 | Central HP <5.4 tons | CHAMPION HEATING AND COOLING | HRCU-A-CB (Split System: Heat Pump with Remote Outdoor Unit-Air-Source) | HH860E2S11 | ADP |  | H,YE36(1,2)60+TXV | TM9Y100C20MP11 | 51000 | 17 | 8.3 | 52500 | 39000 | 74.29% | 1.96 | 0 | 10.5 |  |  |  | No | R-454B | 4.25 | Residential & Commercial | Ducted CEE Tier 1
215727965 | Central HP <5.4 tons | CHAMPION HEATING AND COOLING | HRCU-A-CB (Split System: Heat Pump with Remote Outdoor Unit-Air-Source) | HH860E2S11 | ADP |  | H,YE48(1,2)60+TXV | TM9Y100C20MP11 | 52500 | 17 | 8.5 | 52500 | 39000 | 74.29% | 2 | 0 | 11 |  |  |  | No | R-454B | 4.375 | Residential & Commercial | Ducted CEE Tier 1
216055243 | Central HP <5.4 tons | LUXAIRE | HRCU-A-CB (Split System: Heat Pump with Remote Outdoor Unit-Air-Source) | HH860E2S11 | ASPEN |  | D(A,C,E)60A3K+TDR | TL8E100C20UH11 | 41500 | 18 | 8.5 | 45000 | 34000 | 75.56% | 2 | 0 | 11.5 |  |  |  | No | R-454B | 3.4583 | Residential & Commercial | Ducted CEE Tier 1
216055245 | Central HP <5.4 tons | LUXAIRE | HRCU-A-CB (Split System: Heat Pump with Remote Outdoor Unit-Air-Source) | HH860E2S11 | ASPEN |  | C(A,C,D,E)60A3K+TDR | TL9E080C16UH11 | 41000 | 18 | 8.5 | 45500 | 34400 | 75.6% | 2 | 0 | 10.5 |  |  |  | No | R-454B | 3.4167 | Residential & Commercial | Ducted CEE Tier 1
216055259 | Central HP <5.4 tons | LUXAIRE | HRCU-A-CB (Split System: Heat Pump with Remote Outdoor Unit-Air-Source) | HH860E2S11 | ASPEN |  | C(A,C,D,E)48A3K+TDR | TM8E100C20MP11 | 41000 | 16.5 | 8.1 | 46000 | 35000 | 76.09% | 2 | 0 | 10.5 |  |  |  | No | R-454B | 3.4167 | Residential & Commercial | Ducted CEE Tier 1
216055275 | Central HP <5.4 tons | LUXAIRE | HRCU-A-CB (Split System: Heat Pump with Remote Outdoor Unit-Air-Source) | HH860E2S11 | ASPEN |  | C(A,C,D,E)60A3K+TDR | TM8V100C16MP12 | 40500 | 16.5 | 8.1 | 43500 | 33400 | 76.78% | 2 | 0 | 11.2 |  |  |  | No | R-454B | 3.375 | Residential & Commercial | Ducted CEE Tier 1
216055277 | Central HP <5.4 tons | LUXAIRE | HRCU-A-CB (Split System: Heat Pump with Remote Outdoor Unit-Air-Source) | HH860E2S11 | ASPEN |  | C(A,C,D,E)48A3K+TDR | TM8V100C20MP12 | 40000 | 17.5 | 8.1 | 44500 | 33800 | 75.96% | 2 | 0 | 10.5 |  |  |  | No | R-454B | 3.3333 | Residential & Commercial | Ducted CEE Tier 1
213752964 | Central HP <5.4 tons | CARRIER | HRCU-A-CB (Split System: Heat Pump with Remote Outdoor Unit-Air-Source) | 38MURAQ24AB3* | ASPEN |  | D(A,C,E)30C44+TDR | 59SP6A080V21**20 | 23800 | 17 | 8.5 | 26000 | 20200 | 77.69% | 2.92 | 0 | 10 |  |  |  | No | R-410A | 1.9833 | Residential & Commercial | Ducted CEE Tier 1
213753057 | Central HP <5.4 tons | CARRIER | HRCU-A-CB (Split System: Heat Pump with Remote Outdoor Unit-Air-Source) | 38MURAQ24AB3* | ASPEN |  | D(A,C,E)30B34+TDR | 59TP6C100V21**22 | 23800 | 17.5 | 8.5 | 26400 | 20200 | 76.52% | 2.94 | 0 | 10 |  |  |  | No | R-410A | 1.9833 | Residential & Commercial | Ducted CEE Tier 1
213753062 | Central HP <5.4 tons | CARRIER | HRCU-A-CB (Split System: Heat Pump with Remote Outdoor Unit-Air-Source) | 38MURAQ24AB3* | ASPEN |  | D(A,C,E)36B34+TDR | 59TP6C100V21**22 | 23800 | 17.5 | 8.5 | 26400 | 20200 | 76.52% | 2.94 | 0 | 10 |  |  |  | No | R-410A | 1.9833 | Residential & Commercial | Ducted CEE Tier 1
212479923 | Central HP <5.4 tons | CARRIER | HRCU-A-CB (Split System: Heat Pump with Remote Outdoor Unit-Air-Source) | 38MURAQ24AB3* | ADP |  | C36A***L139 | 58SP*A070V17**16 | 23800 | 17 | 8.5 | 24400 | 22400 | 91.8% | 1.9 | 0 | 10 |  |  |  | No | R-410A | 1.9833 | Residential & Commercial | Ducted CEE Tier 1
212479925 | Central HP <5.4 tons | CARRIER | HRCU-A-CB (Split System: Heat Pump with Remote Outdoor Unit-Air-Source) | 38MURAQ24AB3* | ADP |  | PL36H175P149 | 58SP*A070V17**16 | 24000 | 17 | 8.5 | 24400 | 22400 | 91.8% | 1.9 | 0 | 10 |  |  |  | No | R-410A | 2 | Residential & Commercial | Ducted CEE Tier 1
212479957 | Central HP <5.4 tons | CARRIER | HRCU-A-CB (Split System: Heat Pump with Remote Outdoor Unit-Air-Source) | 38MURAQ24AB3* | ADP |  | PL36H210P749 | 58SU*A060E17**16 | 25000 | 17 | 8.5 | 25000 | 21400 | 85.6% | 1.82 | 0 | 10.5 |  |  |  | No | R-410A | 2.0833 | Residential & Commercial | Ducted CEE Tier 1
212479968 | Central HP <5.4 tons | CARRIER | HRCU-A-CB (Split System: Heat Pump with Remote Outdoor Unit-Air-Source) | 38MURAQ24AB3* | ADP |  | PL36H210P299 | 58TP*A070V17**16 | 24800 | 17 | 8.5 | 23800 | 20400 | 85.71% | 1.76 | 0 | 10.5 |  |  |  | No | R-410A | 2.0667 | Residential & Commercial | Ducted CEE Tier 1
212479817 | Central HP <5.4 tons | CARRIER | HRCU-A-CB (Split System: Heat Pump with Remote Outdoor Unit-Air-Source) | 38MURAQ18AB3* | ADP |  | A24VBA+TXV | 59SC2D060E14**12 | 18100 | 16 | 8.5 | 17400 | 18200 | 104.6% | 2.24 | 0 | 11 |  |  |  | No | R-410A | 1.5083 | Residential & Commercial | Ducted CEE Tier 1
215488010 | Central HP <5.4 tons | GOODMAN | HRCU-A-CB (Split System: Heat Pump with Remote Outdoor Unit-Air-Source) | GZV7SA2410A* |  |  | CA*EA3022*3A* | G*VM970803BNB* | 23200 | 19 | 8.6 | 23200 | 17000 | 73.28% | 2 | 0 | 11 |  |  |  | No | R-32 | 1.9333 | Residential & Commercial | Ducted CEE Tier 1
215488019 | Central HP <5.4 tons | GOODMAN | HRCU-A-CB (Split System: Heat Pump with Remote Outdoor Unit-Air-Source) | GZV7SA2410A* |  |  | CA*EA3022*3A* | G*VC960603BNB* | 23200 | 19 | 8.6 | 23200 | 17000 | 73.28% | 2 | 0 | 11 |  |  |  | No | R-32 | 1.9333 | Residential & Commercial | Ducted CEE Tier 1
214092989 | Central HP <5.4 tons | LUXAIRE | HRCU-A-CB (Split System: Heat Pump with Remote Outdoor Unit-Air-Source) | HMH72B341 | ASPEN |  | D(A,C,E)42A46+TDR | TM8E100C16MP11 | 33000 | 18 | 8.3 | 32400 | 45000 | 138.9% | 3.11 | 0 | 10 |  |  |  | No | R-410A | 2.75 | Residential & Commercial | Ducted CEE Tier 1
214092990 | Central HP <5.4 tons | LUXAIRE | HRCU-A-CB (Split System: Heat Pump with Remote Outdoor Unit-Air-Source) | HMH72B341 | ASPEN |  | D(A,C,E)48B36+TDR | TM8E100C16MP11 | 33000 | 18 | 8.2 | 32400 | 45000 | 138.9% | 3.11 | 0 | 10 |  |  |  | No | R-410A | 2.75 | Residential & Commercial | Ducted CEE Tier 1
214093090 | Central HP <5.4 tons | LUXAIRE | HRCU-A-CB (Split System: Heat Pump with Remote Outdoor Unit-Air-Source) | HMH72B341 | ASPEN |  | D(A,C,E)36A36+TDR | TMLE040A12MP11 | 32800 | 18 | 8.1 | 32400 | 45000 | 138.9% | 3.01 | 0 | 10 |  |  |  | No | R-410A | 2.7333 | Residential & Commercial | Ducted CEE Tier 1
214093091 | Central HP <5.4 tons | LUXAIRE | HRCU-A-CB (Split System: Heat Pump with Remote Outdoor Unit-Air-Source) | HMH72B341 | ASPEN |  | D(A,C,E)42A46+TDR | TMLE040A12MP11 | 32800 | 18 | 8.1 | 32400 | 45500 | 140.4% | 3.1 | 0 | 10 |  |  |  | No | R-410A | 2.7333 | Residential & Commercial | Ducted CEE Tier 1
214093131 | Central HP <5.4 tons | LUXAIRE | HRCU-A-CB (Split System: Heat Pump with Remote Outdoor Unit-Air-Source) | HMH72B341 | ASPEN |  | D(A,C,E)48B36+TDR | TP9C100C16MP13 | 32600 | 17.5 | 8.5 | 32400 | 44000 | 135.8% | 3.14 | 0 | 10 |  |  |  | No | R-410A | 2.7167 | Residential & Commercial | Ducted CEE Tier 1
214092234 | Central HP <5.4 tons | LUXAIRE | HRCU-A-CB (Split System: Heat Pump with Remote Outdoor Unit-Air-Source) | HMH72B341 | ASPEN |  | D(A,C,E)42A44+TDR | LP9C080C16MP13 | 32600 | 17.5 | 8.1 | 32400 | 44000 | 135.8% | 3.11 | 0 | 10 |  |  |  | No | R-410A | 2.7167 | Residential & Commercial | Ducted CEE Tier 1
216055722 | Central HP <5.4 tons | CHAMPION HEATING AND COOLING | HRCU-A-CB (Split System: Heat Pump with Remote Outdoor Unit-Air-Source) | HH836E2S11 | ASPEN |  | C(A,C,D,E)48A3K+TDR | TM9E100C16MP12 | 31200 | 18 | 8.1 | 31200 | 25200 | 80.77% | 2 | 0 | 10.5 |  |  |  | No | R-454B | 2.6 | Residential & Commercial | Ducted CEE Tier 1
216056526 | Central HP <5.4 tons | YORK | HRCU-A-CB (Split System: Heat Pump with Remote Outdoor Unit-Air-Source) | HH836E2S11 | ASPEN |  | C(A,C,D,E)36B3K+TDR | TM9V100C16MP12 | 31000 | 18 | 8.5 | 31000 | 25200 | 81.29% | 2 | 0 | 10.5 |  |  |  | No | R-454B | 2.5833 | Residential & Commercial | Ducted CEE Tier 1
214092238 | Central HP <5.4 tons | LUXAIRE | HRCU-A-CB (Split System: Heat Pump with Remote Outdoor Unit-Air-Source) | HMH72B341 | ASPEN |  | D(A,C,E)48B34+TDR | LP9C100C16MP13 | 32600 | 17.5 | 8.5 | 32400 | 44000 | 135.8% | 3.14 | 0 | 10 |  |  |  | No | R-410A | 2.7167 | Residential & Commercial | Ducted CEE Tier 1
216056466 | Central HP <5.4 tons | YORK | HRCU-A-CB (Split System: Heat Pump with Remote Outdoor Unit-Air-Source) | HH824E2S11 | ASPEN |  | D(A,C,E)24B4K+TDR | TM9E040A10MP12 | 21000 | 17 | 9 | 23000 | 18100 | 78.7% | 2 | 0 | 10.5 |  |  |  | No | R-454B | 1.75 | Residential & Commercial | Ducted CEE Tier 1
216056493 | Central HP <5.4 tons | YORK | HRCU-A-CB (Split System: Heat Pump with Remote Outdoor Unit-Air-Source) | HH824E2S11 | ASPEN |  | D(A,C,E)24B4K+TDR | Y91E080B12SMPS1 | 22600 | 17 | 8.5 | 22800 | 18100 | 79.39% | 2 | 0 | 12 |  |  |  | No | R-454B | 1.8833 | Residential & Commercial | Ducted CEE Tier 1
215565320 | Central HP <5.4 tons | COLEMAN | HRCU-A-CB (Split System: Heat Pump with Remote Outdoor Unit-Air-Source) | HH824E2S11 | ASPEN |  | D(A,C,E)37E2J+TDR | Z8ET060A12LMPS1 | 20600 | 18.8 | 9 | 23000 | 17700 | 76.96% | 2 | 0 | 11.7 |  |  |  | No | R-454B | 1.7167 | Residential & Commercial | Ducted CEE Tier 1
215399909 | Central HP <5.4 tons | CHAMPION HEATING AND COOLING | HRCU-A-C (Split System: Heat Pump with Remote Outdoor Unit with No Indoor Fan --Air Source) | HH824E2S11 | ASPEN |  | D(A,C,E)36A4K+TDR |  | 22600 | 15.2 | 8.5 | 22800 | 21200 | 92.98% | 2.69 | 0 | 11 |  |  |  | No | R-454B | 1.8833 | Residential & Commercial | Ducted CEE Tier 1
215425856 | Central HP <5.4 tons | LUXAIRE | HRCU-A-CB (Split System: Heat Pump with Remote Outdoor Unit-Air-Source) | HH824E2S11 | ADP |  | H,YE32*30+TXV-BLEED | TM8E080B12MP11 | 22200 | 17 | 8.65 | 21200 | 17500 | 82.55% | 1.94 | 0 | 11.5 |  |  |  | No | R-454B | 1.85 | Residential & Commercial | Ducted CEE Tier 1
215425858 | Central HP <5.4 tons | LUXAIRE | HRCU-A-CB (Split System: Heat Pump with Remote Outdoor Unit-Air-Source) | HH824E2S11 | ADP |  | H,YE32*30+TXV-BLEED | TM8V080B12MP12 | 22200 | 17 | 8.65 | 21200 | 17700 | 83.49% | 1.94 | 0 | 10.5 |  |  |  | No | R-454B | 1.85 | Residential & Commercial | Ducted CEE Tier 1
215488144 | Central HP <5.4 tons | GOODMAN | HRCU-A-CB (Split System: Heat Pump with Remote Outdoor Unit-Air-Source) | GZV6SA1810A* |  |  | CA*EA2418*3A* | G*VC960603BNB* | 17000 | 19 | 8.8 | 16800 | 13000 | 77.38% | 2.1 | 0 | 12 |  |  |  | No | R-32 | 1.4167 | Residential & Commercial | Ducted CEE Tier 1
213367407 | Central HP <5.4 tons | CARRIER | HRCU-A-CB (Split System: Heat Pump with Remote Outdoor Unit-Air-Source) | 38MURAQ36AB3* | ADP |  | H,PG9J936 | 59TP6C100V21**22 | 35400 | 16 | 8.1 | 36800 | 34600 | 94.02% | 1.88 | 0 | 10 |  |  |  | No | R-410A | 2.95 | Residential & Commercial | Ducted CEE Tier 1
212479984 | Central HP <5.4 tons | CARRIER | HRCU-A-CB (Split System: Heat Pump with Remote Outdoor Unit-Air-Source) | 38MURAQ24AB3* | ADP |  | PL36H210P749 | 58TP*A070V17**16 | 24200 | 17 | 8.1 | 24600 | 22600 | 91.87% | 1.9 | 0 | 10.5 |  |  |  | No | R-410A | 2.0167 | Residential & Commercial | Ducted CEE Tier 1
212479991 | Central HP <5.4 tons | CARRIER | HRCU-A-CB (Split System: Heat Pump with Remote Outdoor Unit-Air-Source) | 38MURAQ24AB3* | ADP |  | PL36H210P299 | 58TP*A090V17**16 | 24400 | 17 | 8.5 | 23600 | 20800 | 88.14% | 1.78 | 0 | 10.5 |  |  |  | No | R-410A | 2.0333 | Residential & Commercial | Ducted CEE Tier 1
212480009 | Central HP <5.4 tons | CARRIER | HRCU-A-CB (Split System: Heat Pump with Remote Outdoor Unit-Air-Source) | 38MURAQ24AB3* | ADP |  | C36A***L159 | 58TP*A090V17**16 | 23800 | 17 | 8.1 | 24400 | 23000 | 94.26% | 1.94 | 0 | 10.5 |  |  |  | No | R-410A | 1.9833 | Residential & Commercial | Ducted CEE Tier 1
212480152 | Central HP <5.4 tons | CARRIER | HRCU-A-CB (Split System: Heat Pump with Remote Outdoor Unit-Air-Source) | 38MURAQ24AB3* | ADP |  | A36VCA+TXV | 59TP6B080V17**16 | 24200 | 16 | 8.1 | 24600 | 22600 | 91.87% | 1.9 | 0 | 10.5 |  |  |  | No | R-410A | 2.0167 | Residential & Commercial | Ducted CEE Tier 1
213752804 | Central HP <5.4 tons | CARRIER | HRCU-A-CB (Split System: Heat Pump with Remote Outdoor Unit-Air-Source) | 38MURAQ24AB3* | ASPEN |  | D(A,C,E)24B44+TDR | 59SC2E060M17**14 | 23400 | 17.5 | 8.5 | 26200 | 20200 | 77.1% | 2.9 | 0 | 10 |  |  |  | No | R-410A | 1.95 | Residential & Commercial | Ducted CEE Tier 1
213752845 | Central HP <5.4 tons | CARRIER | HRCU-A-CB (Split System: Heat Pump with Remote Outdoor Unit-Air-Source) | 38MURAQ24AB3* | ASPEN |  | D(A,C,E)24B44+TDR | 59SC6A026M14**10 | 23200 | 16.5 | 8.5 | 27000 | 20600 | 76.3% | 2.86 | 0 | 10 |  |  |  | No | R-410A | 1.9333 | Residential & Commercial | Ducted CEE Tier 1
206735343 | Central HP <5.4 tons | MRCOOL | HRCU-A-CB (Split System: Heat Pump with Remote Outdoor Unit-Air-Source) | MDUCO18048060 |  |  | MDUI18048E |  | 48000 | 17 | 9 | 48000 | 39000 | 81.25% | 1.8 | 11.5 | 11 |  |  |  | No | R-410A | 4 | Residential & Commercial | Ducted CEE Tier 1
206735344 | Central HP <5.4 tons | MRCOOL | HRCU-A-CB (Split System: Heat Pump with Remote Outdoor Unit-Air-Source) | MDUCO18048060 |  |  | MDUI18060E |  | 54000 | 16 | 9 | 54000 | 41000 | 75.93% | 1.8 | 10.5 | 10 |  |  |  | No | R-410A | 4.5 | Residential & Commercial | Ducted CEE Tier 1
213753697 | Central HP <5.4 tons | CARRIER | HRCU-A-CB (Split System: Heat Pump with Remote Outdoor Unit-Air-Source) | 38MURAQ36AB3* | ASPEN |  | D(A,C,E)36B34+TDR | 58S(B,C)*B110M24**20 | 35000 | 17 | 8.1 | 38500 | 31800 | 82.6% | 2.71 | 0 | 10.5 |  |  |  | No | R-410A | 2.9167 | Residential & Commercial | Ducted CEE Tier 1
213752956 | Central HP <5.4 tons | CARRIER | HRCU-A-CB (Split System: Heat Pump with Remote Outdoor Unit-Air-Source) | 38MURAQ24AB3* | ASPEN |  | D(A,C,E)36B34+TDR | 59SP6A080V17**16 | 23000 | 16.9 | 8.5 | 25600 | 19900 | 77.73% | 2.98 | 0 | 10.3 |  |  |  | No | R-410A | 1.9167 | Residential & Commercial | Ducted CEE Tier 1
213145911 | Central HP <5.4 tons | CARRIER | HRCU-A-CB (Split System: Heat Pump with Remote Outdoor Unit-Air-Source) | 38MURAQ24AB3* | ADP |  | V,C36H175P159+AEFE4B* |  | 24200 | 18 | 9 | 25000 | 22600 | 90.4% | 1.92 | 0 | 10.5 |  |  |  | No | R-410A | 2.0167 | Residential & Commercial | Ducted CEE Tier 1
214570400 | Central HP <5.4 tons | HEIL | HRCU-A-CB (Split System: Heat Pump with Remote Outdoor Unit-Air-Source) | HVH825GKA3* |  |  | EA*4X36L21A*+WALLCON | *97CMN0602120B* | 23600 | 16 | 8.1 | 21400 | 16700 | 78.04% | 1.92 | 0 | 10.5 |  |  |  | No | R-410A | 1.9667 | Residential & Commercial | Ducted CEE Tier 1
214092295 | Central HP <5.4 tons | LUXAIRE | HRCU-A-CB (Split System: Heat Pump with Remote Outdoor Unit-Air-Source) | HMH72B341 | ASPEN |  | D(A,C,E)48B34+TDR | TM8E100B12MP11 | 32800 | 18 | 8.1 | 32400 | 44000 | 135.8% | 3.09 | 0 | 10 |  |  |  | No | R-410A | 2.7333 | Residential & Commercial | Ducted CEE Tier 1
216056553 | Central HP <5.4 tons | YORK | HRCU-A-CB (Split System: Heat Pump with Remote Outdoor Unit-Air-Source) | HH836E2S11 | ASPEN |  | C(A,C,D,E)36B3K+TDR | Y81E100B12SMPS1 | 30600 | 18 | 8.5 | 30400 | 24800 | 81.58% | 2 | 0 | 11 |  |  |  | No | R-454B | 2.55 | Residential & Commercial | Ducted CEE Tier 1
216056585 | Central HP <5.4 tons | YORK | HRCU-A-CB (Split System: Heat Pump with Remote Outdoor Unit-Air-Source) | HH836E2S11 | ASPEN |  | D(A,C,E)36A4K+TDR | TM8E080B12MP11 | 30600 | 18 | 8.5 | 31400 | 25400 | 80.89% | 2 | 0 | 10.5 |  |  |  | No | R-454B | 2.55 | Residential & Commercial | Ducted CEE Tier 1
216056610 | Central HP <5.4 tons | YORK | HRCU-A-CB (Split System: Heat Pump with Remote Outdoor Unit-Air-Source) | HH836E2S11 | ASPEN |  | D(A,C,E)36A4K+TDR | TM9V100C16MP12 | 30800 | 18 | 8.5 | 31000 | 25200 | 81.29% | 2 | 0 | 10.5 |  |  |  | No | R-454B | 2.5667 | Residential & Commercial | Ducted CEE Tier 1
216056642 | Central HP <5.4 tons | YORK | HRCU-A-CB (Split System: Heat Pump with Remote Outdoor Unit-Air-Source) | HH836E2S11 | ASPEN |  | D(A,C,E)36A4K+TDR | Y82E080B12LMPS1 | 30400 | 19 | 8.5 | 30000 | 24800 | 82.67% | 2 | 0 | 11.2 |  |  |  | No | R-454B | 2.5333 | Residential & Commercial | Ducted CEE Tier 1
214627013 | Central HP <5.4 tons | CARRIER | HRCU-A-CB (Split System: Heat Pump with Remote Outdoor Unit-Air-Source) | 25VNA436A*031* | ADP |  | A36VCA+TXV | 59CU5A060C17**16 | 32800 | 19 | 9 | 34000 | 26200 | 77.06% | 1.98 | 0 | 11.5 |  |  |  | No | R-410A | 2.7333 | Residential & Commercial | Ducted CEE Tier 1
214627080 | Central HP <5.4 tons | CARRIER | HRCU-A-CB (Split System: Heat Pump with Remote Outdoor Unit-Air-Source) | 25VNA436A*031* | ADP |  | PL36H210P749 | 59CU5A100C21**22 | 32000 | 20 | 8.9 | 33200 | 25000 | 75.3% | 2.02 | 0 | 11.7 |  |  |  | No | R-410A | 2.6667 | Residential & Commercial | Ducted CEE Tier 1
215727897 | Central HP <5.4 tons | CHAMPION HEATING AND COOLING | HRCU-A-CB (Split System: Heat Pump with Remote Outdoor Unit-Air-Source) | HH836E2S11 | ADP |  | H,YE9J(1,2)36+TXV | TM9Y080C16MP11 | 33800 | 18 | 8.5 | 30400 | 25400 | 83.55% | 2 | 0 | 11 |  |  |  | No | R-454B | 2.8167 | Residential & Commercial | Ducted CEE Tier 1
214092370 | Central HP <5.4 tons | LUXAIRE | HRCU-A-CB (Split System: Heat Pump with Remote Outdoor Unit-Air-Source) | HMH72B341 | ASPEN |  | D(A,C,E)48B34+TDR | TM9V080C16MP12 | 32800 | 17.5 | 8.1 | 32400 | 44000 | 135.8% | 3.11 | 0 | 10 |  |  |  | No | R-410A | 2.7333 | Residential & Commercial | Ducted CEE Tier 1
214092400 | Central HP <5.4 tons | LUXAIRE | HRCU-A-CB (Split System: Heat Pump with Remote Outdoor Unit-Air-Source) | HMH72B341 | ASPEN |  | D(A,C,E)48B34+TDR | TMLE040A12MP11 | 32800 | 18 | 8.1 | 32400 | 45000 | 138.9% | 3.06 | 0 | 10 |  |  |  | No | R-410A | 2.7333 | Residential & Commercial | Ducted CEE Tier 1
214092402 | Central HP <5.4 tons | LUXAIRE | HRCU-A-CB (Split System: Heat Pump with Remote Outdoor Unit-Air-Source) | HMH72B341 | ASPEN |  | D(A,C,E)42A44+TDR | TMLE060A12MP11 | 32600 | 18 | 8.1 | 32400 | 44000 | 135.8% | 3.09 | 0 | 10 |  |  |  | No | R-410A | 2.7167 | Residential & Commercial | Ducted CEE Tier 1
214092291 | Central HP <5.4 tons | LUXAIRE | HRCU-A-CB (Split System: Heat Pump with Remote Outdoor Unit-Air-Source) | HMH72B341 | ASPEN |  | D(A,C,E)42A44+TDR | TM8E080C16MP11 | 33000 | 18 | 8.3 | 32400 | 45000 | 138.9% | 3.11 | 0 | 10 |  |  |  | No | R-410A | 2.75 | Residential & Commercial | Ducted CEE Tier 1
214092357 | Central HP <5.4 tons | LUXAIRE | HRCU-A-CB (Split System: Heat Pump with Remote Outdoor Unit-Air-Source) | HMH72B341 | ASPEN |  | D(A,C,E)42A44+TDR | TM9E100C20MP12 | 32400 | 15.5 | 8.1 | 32400 | 43500 | 134.3% | 3.1 | 0 | 10 |  |  |  | No | R-410A | 2.7 | Residential & Commercial | Ducted CEE Tier 1
216056658 | Central HP <5.4 tons | YORK | HRCU-A-CB (Split System: Heat Pump with Remote Outdoor Unit-Air-Source) | HH836E2S11 | ASPEN |  | C(A,C,D,E)48A3K+TDR | TM8E080C16MP11 | 31200 | 18 | 8.1 | 31000 | 25200 | 81.29% | 2 | 0 | 10.5 |  |  |  | No | R-454B | 2.6 | Residential & Commercial | Ducted CEE Tier 1
213881429 | Central HP <5.4 tons | CARRIER | HRCU-A-CB (Split System: Heat Pump with Remote Outdoor Unit-Air-Source) | 38MURAQ36AB3* | ADP |  | PL36H210P299 | 58TP*B090V17**16 | 36200 | 16 | 8.5 | 36400 | 34400 | 94.51% | 2.04 | 0 | 10 |  |  |  | No | R-410A | 3.0167 | Residential & Commercial | Ducted CEE Tier 1
215402576 | Central HP <5.4 tons | HISENSE | HRCU-A-C (Split System: Heat Pump with Remote Outdoor Unit with No Indoor Fan --Air Source) | AUWR-48U3SP | ADP |  | HG88960+TD |  | 42000 | 15.2 | 8.55 | 40000 | 34200 | 85.5% | 1.94 | 0 | 11 |  |  |  | No | R-410A | 3.5 | Residential & Commercial | Ducted CEE Tier 1
216056687 | Central HP <5.4 tons | YORK | HRCU-A-CB (Split System: Heat Pump with Remote Outdoor Unit-Air-Source) | HH836E2S11 | ASPEN |  | C(A,C,D,E)48A3K+TDR | TMLE100B12MP11 | 31000 | 18 | 8.1 | 31200 | 25400 | 81.41% | 2 | 0 | 10.5 |  |  |  | No | R-454B | 2.5833 | Residential & Commercial | Ducted CEE Tier 1
216056701 | Central HP <5.4 tons | YORK | HRCU-A-CB (Split System: Heat Pump with Remote Outdoor Unit-Air-Source) | HH836E2S11 | ASPEN |  | C(A,C,D,E)48A3K+TDR | Y81E100C20SMPS1 | 31800 | 18 | 8.5 | 31600 | 25400 | 80.38% | 2 | 0 | 10.5 |  |  |  | No | R-454B | 2.65 | Residential & Commercial | Ducted CEE Tier 1
216056703 | Central HP <5.4 tons | YORK | HRCU-A-CB (Split System: Heat Pump with Remote Outdoor Unit-Air-Source) | HH836E2S11 | ASPEN |  | C(A,C,D,E)48A3K+TDR | Y91E080C16SMPS1 | 29800 | 17.5 | 8.5 | 30400 | 23400 | 76.97% | 2 | 0 | 10.5 |  |  |  | No | R-454B | 2.4833 | Residential & Commercial | Ducted CEE Tier 1
214092974 | Central HP <5.4 tons | LUXAIRE | HRCU-A-CB (Split System: Heat Pump with Remote Outdoor Unit-Air-Source) | HMH72B341 | ASPEN |  | D(A,C,E)42A46+TDR | TM8E040A12MP11 | 32800 | 18 | 8.1 | 32400 | 45500 | 140.4% | 3.1 | 0 | 10 |  |  |  | No | R-410A | 2.7333 | Residential & Commercial | Ducted CEE Tier 1
214092991 | Central HP <5.4 tons | LUXAIRE | HRCU-A-CB (Split System: Heat Pump with Remote Outdoor Unit-Air-Source) | HMH72B341 | ASPEN |  | D(A,C,E)36A36+TDR | TM8E120C16MP11 | 33200 | 18 | 8.1 | 32400 | 45000 | 138.9% | 3.06 | 0 | 10 |  |  |  | No | R-410A | 2.7667 | Residential & Commercial | Ducted CEE Tier 1
214092993 | Central HP <5.4 tons | LUXAIRE | HRCU-A-CB (Split System: Heat Pump with Remote Outdoor Unit-Air-Source) | HMH72B341 | ASPEN |  | D(A,C,E)48B36+TDR | TM8E120C16MP11 | 33200 | 18 | 8.2 | 32400 | 45000 | 138.9% | 3.11 | 0 | 10 |  |  |  | No | R-410A | 2.7667 | Residential & Commercial | Ducted CEE Tier 1
214093043 | Central HP <5.4 tons | LUXAIRE | HRCU-A-CB (Split System: Heat Pump with Remote Outdoor Unit-Air-Source) | HMH72B341 | ASPEN |  | D(A,C,E)42A46+TDR | TM9E080C16MP12 | 33000 | 18 | 8.1 | 32400 | 45500 | 140.4% | 3.12 | 0 | 10 |  |  |  | No | R-410A | 2.75 | Residential & Commercial | Ducted CEE Tier 1
216488044 | Central HP <5.4 tons | CHAMPION HEATING AND COOLING | HRCU-A-CB (Split System: Heat Pump with Remote Outdoor Unit-Air-Source) | HH836E2S11 | ADP |  | A36VDA*+TXV | Z8ES080C16SMPS1 | 34000 | 18 | 8.5 | 29600 | 25000 | 84.46% | 2 | 0 | 11.7 |  |  |  | No | R-454B | 2.8333 | Residential & Commercial | Ducted CEE Tier 1
211263968 | Central HP <5.4 tons | COMFORTMAKER | HRCU-A-CB (Split System: Heat Pump with Remote Outdoor Unit-Air-Source) | DLCURAH18ABK |  |  | EN(A,D)4X30L17** | *96VSN0601412A* | 18000 | 16 | 8.5 | 18600 | 18400 | 98.92% | 2.22 | 0 | 11 |  |  |  | No | R-410A | 1.5 | Residential & Commercial | Ducted CEE Tier 1
213752638 | Central HP <5.4 tons | CARRIER | HRCU-A-CB (Split System: Heat Pump with Remote Outdoor Unit-Air-Source) | 38MURAQ24AB3* | ASPEN |  | D(A,C,E)36B34+TDR | 58S(B,C)*B045M14**12 | 23400 | 17 | 8.5 | 27000 | 20400 | 75.56% | 2.88 | 0 | 10 |  |  |  | No | R-410A | 1.95 | Residential & Commercial | Ducted CEE Tier 1
213752663 | Central HP <5.4 tons | CARRIER | HRCU-A-CB (Split System: Heat Pump with Remote Outdoor Unit-Air-Source) | 38MURAQ24AB3* | ASPEN |  | D(A,C,E)30B34+TDR | 58S(B,C)*B070M17**16 | 22400 | 17.2 | 8.4 | 25200 | 20000 | 79.37% | 2.98 | 0 | 10 |  |  |  | No | R-410A | 1.8667 | Residential & Commercial | Ducted CEE Tier 1
213752704 | Central HP <5.4 tons | CARRIER | HRCU-A-CB (Split System: Heat Pump with Remote Outdoor Unit-Air-Source) | 38MURAQ24AB3* | ASPEN |  | D(A,C,E)30B34+TDR | 58S(B,C)*B090M21**20 | 23400 | 17.5 | 8.5 | 26200 | 20200 | 77.1% | 2.91 | 0 | 10 |  |  |  | No | R-410A | 1.95 | Residential & Commercial | Ducted CEE Tier 1
216488049 | Central HP <5.4 tons | CHAMPION HEATING AND COOLING | HRCU-A-CB (Split System: Heat Pump with Remote Outdoor Unit-Air-Source) | HH836E2S11 | ADP |  | A36VDA*+TXV | Z8ES100C16SMPS1 | 34400 | 18 | 8.5 | 30200 | 25600 | 84.77% | 2 | 0 | 11.7 |  |  |  | No | R-454B | 2.8667 | Residential & Commercial | Ducted CEE Tier 1
215224771 | Central HP <5.4 tons | CARRIER | HRCU-A-CB (Split System: Heat Pump with Remote Outdoor Unit-Air-Source) | 25VNA436A*031* | ADP |  | H,PG9J936 | 59MN7C060C21**20 | 33000 | 19 | 9 | 35200 | 25800 | 73.3% | 2.02 | 0 | 11.7 |  |  |  | No | R-410A | 2.75 | Residential & Commercial | Ducted CEE Tier 1
216488025 | Central HP <5.4 tons | CHAMPION HEATING AND COOLING | HRCU-A-CB (Split System: Heat Pump with Remote Outdoor Unit-Air-Source) | HH836E2S11 | ADP |  | A36VDA*+TXV | TM9V080C16MP12 | 33800 | 18 | 8.5 | 30200 | 25600 | 84.77% | 2 | 0 | 11 |  |  |  | No | R-454B | 2.8167 | Residential & Commercial | Ducted CEE Tier 1
213238537 | Central HP <5.4 tons | CHAMPION HEATING AND COOLING | HRCU-A-CB (Split System: Heat Pump with Remote Outdoor Unit-Air-Source) | THF2B48T21 | ASPEN |  | D(A,C,E)48B44+TDR | TM8E100C20MP11 | 43000 | 16 | 8.2 | 44500 | 31600 | 71.01% | 3.07 | 0 | 11.5 |  |  |  | No | R-410A | 3.5833 | Residential & Commercial | Ducted CEE Tier 1
213238580 | Central HP <5.4 tons | CHAMPION HEATING AND COOLING | HRCU-A-CB (Split System: Heat Pump with Remote Outdoor Unit-Air-Source) | THF2B48T21 | ASPEN |  | D(A,C,E)48D44+TDR | TM9V080C16MP12 | 43500 | 16.2 | 8.1 | 44500 | 31200 | 70.11% | 3.18 | 0 | 11 |  |  |  | No | R-410A | 3.625 | Residential & Commercial | Ducted CEE Tier 1
213238585 | Central HP <5.4 tons | CHAMPION HEATING AND COOLING | HRCU-A-CB (Split System: Heat Pump with Remote Outdoor Unit-Air-Source) | THF2B48T21 | ASPEN |  | D(A,C,E)48B44+TDR | TM9V120D20MP12 | 43000 | 15.9 | 8.2 | 44500 | 31200 | 70.11% | 3.11 | 0 | 11.5 |  |  |  | No | R-410A | 3.5833 | Residential & Commercial | Ducted CEE Tier 1
213753715 | Central HP <5.4 tons | CARRIER | HRCU-A-CB (Split System: Heat Pump with Remote Outdoor Unit-Air-Source) | 38MURAQ36AB3* | ASPEN |  | D(A,C,E)42B34+TDR | 58TP*B045V14**12 | 35200 | 16 | 8.1 | 38500 | 32200 | 83.64% | 2.64 | 0 | 10 |  |  |  | No | R-410A | 2.9333 | Residential & Commercial | Ducted CEE Tier 1
213752763 | Central HP <5.4 tons | CARRIER | HRCU-A-CB (Split System: Heat Pump with Remote Outdoor Unit-Air-Source) | 38MURAQ24AB3* | ASPEN |  | D(A,C,E)24B44+TDR | 58TP*B090V21**20 | 23200 | 17 | 8.5 | 26200 | 20200 | 77.1% | 2.92 | 0 | 10 |  |  |  | No | R-410A | 1.9333 | Residential & Commercial | Ducted CEE Tier 1
213752806 | Central HP <5.4 tons | CARRIER | HRCU-A-CB (Split System: Heat Pump with Remote Outdoor Unit-Air-Source) | 38MURAQ24AB3* | ASPEN |  | D(A,C,E)30B34+TDR | 59SC2E060M17**14 | 23400 | 17.5 | 8.5 | 26200 | 20200 | 77.1% | 2.9 | 0 | 10 |  |  |  | No | R-410A | 1.95 | Residential & Commercial | Ducted CEE Tier 1
213752972 | Central HP <5.4 tons | CARRIER | HRCU-A-CB (Split System: Heat Pump with Remote Outdoor Unit-Air-Source) | 38MURAQ24AB3* | ASPEN |  | D(A,C,E)30B34+TDR | 59SP6A100V21**20 | 23600 | 17 | 8.5 | 26000 | 20000 | 76.92% | 2.89 | 0 | 10 |  |  |  | No | R-410A | 1.9667 | Residential & Commercial | Ducted CEE Tier 1
213753049 | Central HP <5.4 tons | CARRIER | HRCU-A-CB (Split System: Heat Pump with Remote Outdoor Unit-Air-Source) | 38MURAQ24AB3* | ASPEN |  | D(A,C,E)30C44+TDR | 59TP6C100V21**20 | 23600 | 17.5 | 8.5 | 26200 | 20000 | 76.34% | 2.91 | 0 | 10 |  |  |  | No | R-410A | 1.9667 | Residential & Commercial | Ducted CEE Tier 1
213753054 | Central HP <5.4 tons | CARRIER | HRCU-A-CB (Split System: Heat Pump with Remote Outdoor Unit-Air-Source) | 38MURAQ24AB3* | ASPEN |  | D(A,C,E)24B44+TDR | 59TP6C100V21**22 | 23800 | 17.5 | 8.5 | 26400 | 20200 | 76.52% | 2.94 | 0 | 10 |  |  |  | No | R-410A | 1.9833 | Residential & Commercial | Ducted CEE Tier 1
215654030 | Central HP <5.4 tons | YORK | HRCU-A-CB (Split System: Heat Pump with Remote Outdoor Unit-Air-Source) | HH836E2S11 | ASPEN |  | CH36B3J+TDR | Y81E100B12SMPS1 | 30600 | 17.5 | 8.1 | 30200 | 24800 | 82.12% | 2 | 0 | 11.2 |  |  |  | No | R-454B | 2.55 | Residential & Commercial | Ducted CEE Tier 1
214093107 | Central HP <5.4 tons | LUXAIRE | HRCU-A-CB (Split System: Heat Pump with Remote Outdoor Unit-Air-Source) | HMH72B341 | ASPEN |  | D(A,C,E)48B36+TDR | TMLE100C16MP11 | 33000 | 18 | 8.2 | 32400 | 45000 | 138.9% | 3.11 | 0 | 10 |  |  |  | No | R-410A | 2.75 | Residential & Commercial | Ducted CEE Tier 1
214092271 | Central HP <5.4 tons | LUXAIRE | HRCU-A-CB (Split System: Heat Pump with Remote Outdoor Unit-Air-Source) | HMH72B341 | ASPEN |  | D(A,C,E)48B34+TDR | TL8E100C20UH11 | 32600 | 17.5 | 8.5 | 32400 | 44000 | 135.8% | 3.16 | 0 | 10 |  |  |  | No | R-410A | 2.7167 | Residential & Commercial | Ducted CEE Tier 1
214092409 | Central HP <5.4 tons | LUXAIRE | HRCU-A-CB (Split System: Heat Pump with Remote Outdoor Unit-Air-Source) | HMH72B341 | ASPEN |  | D(A,C,E)48B34+TDR | TMLE080C16MP11 | 33000 | 18 | 8.2 | 32400 | 45000 | 138.9% | 3.11 | 0 | 10 |  |  |  | No | R-410A | 2.75 | Residential & Commercial | Ducted CEE Tier 1
214092411 | Central HP <5.4 tons | LUXAIRE | HRCU-A-CB (Split System: Heat Pump with Remote Outdoor Unit-Air-Source) | HMH72B341 | ASPEN |  | D(A,C,E)42A44+TDR | TMLE100B12MP11 | 32600 | 18 | 8.1 | 32400 | 44000 | 135.8% | 3.09 | 0 | 10 |  |  |  | No | R-410A | 2.7167 | Residential & Commercial | Ducted CEE Tier 1
216055010 | Central HP <5.4 tons | LUXAIRE | HRCU-A-CB (Split System: Heat Pump with Remote Outdoor Unit-Air-Source) | HH836E2S11 | ASPEN |  | D(A,C,E)36A4K+TDR | LP9C100C20MP13 | 31600 | 18 | 8.5 | 32400 | 26000 | 80.25% | 2 | 0 | 10 |  |  |  | No | R-454B | 2.6333 | Residential & Commercial | Ducted CEE Tier 1
216055043 | Central HP <5.4 tons | LUXAIRE | HRCU-A-CB (Split System: Heat Pump with Remote Outdoor Unit-Air-Source) | HH836E2S11 | ASPEN |  | C(A,C,D,E)36B3K+TDR | TM8E100C16MP11 | 31000 | 18 | 8.5 | 31200 | 25200 | 80.77% | 2 | 0 | 10.5 |  |  |  | No | R-454B | 2.5833 | Residential & Commercial | Ducted CEE Tier 1
216055059 | Central HP <5.4 tons | LUXAIRE | HRCU-A-CB (Split System: Heat Pump with Remote Outdoor Unit-Air-Source) | HH836E2S11 | ASPEN |  | C(A,C,D,E)48A3K+TDR | TM8V080C16MP12 | 31200 | 18 | 8.1 | 31200 | 25400 | 81.41% | 2 | 0 | 10.5 |  |  |  | No | R-454B | 2.6 | Residential & Commercial | Ducted CEE Tier 1
216055092 | Central HP <5.4 tons | LUXAIRE | HRCU-A-CB (Split System: Heat Pump with Remote Outdoor Unit-Air-Source) | HH836E2S11 | ASPEN |  | C(A,C,D,E)48A3K+TDR | TM9E100C16MP12 | 31200 | 18 | 8.1 | 31200 | 25200 | 80.77% | 2 | 0 | 10.5 |  |  |  | No | R-454B | 2.6 | Residential & Commercial | Ducted CEE Tier 1
216055108 | Central HP <5.4 tons | LUXAIRE | HRCU-A-CB (Split System: Heat Pump with Remote Outdoor Unit-Air-Source) | HH836E2S11 | ASPEN |  | D(A,C,E)36A4K+TDR | TM9V100C16MP12 | 30800 | 18 | 8.5 | 31000 | 25200 | 81.29% | 2 | 0 | 10.5 |  |  |  | No | R-454B | 2.5667 | Residential & Commercial | Ducted CEE Tier 1
216055158 | Central HP <5.4 tons | LUXAIRE | HRCU-A-CB (Split System: Heat Pump with Remote Outdoor Unit-Air-Source) | HH836E2S11 | ASPEN |  | C(A,C,D,E)48A3K+TDR | TP9C080B12MP13 | 30800 | 18 | 8.1 | 30800 | 25200 | 81.82% | 2 | 0 | 10.5 |  |  |  | No | R-454B | 2.5667 | Residential & Commercial | Ducted CEE Tier 1
216056511 | Central HP <5.4 tons | YORK | HRCU-A-CB (Split System: Heat Pump with Remote Outdoor Unit-Air-Source) | HH836E2S11 | ASPEN |  | C(A,C,D,E)36B3K+TDR | TM8V100C16MP12 | 31000 | 18 | 8.5 | 31200 | 25400 | 81.41% | 2 | 0 | 10.5 |  |  |  | No | R-454B | 2.5833 | Residential & Commercial | Ducted CEE Tier 1
216056525 | Central HP <5.4 tons | YORK | HRCU-A-CB (Split System: Heat Pump with Remote Outdoor Unit-Air-Source) | HH836E2S11 | ASPEN |  | C(A,C,D,E)36B3K+TDR | TM9V080C16MP12 | 30800 | 18 | 8.5 | 31400 | 25400 | 80.89% | 2 | 0 | 10.5 |  |  |  | No | R-454B | 2.5667 | Residential & Commercial | Ducted CEE Tier 1
216056536 | Central HP <5.4 tons | YORK | HRCU-A-CB (Split System: Heat Pump with Remote Outdoor Unit-Air-Source) | HH836E2S11 | ASPEN |  | C(A,C,D,E)36B3K+TDR | TMLE100B12MP11 | 30800 | 18 | 8.5 | 31200 | 25400 | 81.41% | 2 | 0 | 10.5 |  |  |  | No | R-454B | 2.5667 | Residential & Commercial | Ducted CEE Tier 1
214092354 | Central HP <5.4 tons | LUXAIRE | HRCU-A-CB (Split System: Heat Pump with Remote Outdoor Unit-Air-Source) | HMH72B341 | ASPEN |  | D(A,C,E)42A44+TDR | TM9E100C16MP12 | 32600 | 18 | 8.1 | 32400 | 44000 | 135.8% | 3.14 | 0 | 10 |  |  |  | No | R-410A | 2.7167 | Residential & Commercial | Ducted CEE Tier 1
214092390 | Central HP <5.4 tons | LUXAIRE | HRCU-A-CB (Split System: Heat Pump with Remote Outdoor Unit-Air-Source) | HMH72B341 | ASPEN |  | D(A,C,E)42A44+TDR | TM9Y100C16MP11 | 32800 | 18 | 8.1 | 32400 | 45000 | 138.9% | 3.09 | 0 | 10 |  |  |  | No | R-410A | 2.7333 | Residential & Commercial | Ducted CEE Tier 1
214092423 | Central HP <5.4 tons | LUXAIRE | HRCU-A-CB (Split System: Heat Pump with Remote Outdoor Unit-Air-Source) | HMH72B341 | ASPEN |  | D(A,C,E)42A44+TDR | TMLV100C16MP12 | 32400 | 17.5 | 8.5 | 32400 | 44000 | 135.8% | 3.14 | 0 | 10 |  |  |  | No | R-410A | 2.7 | Residential & Commercial | Ducted CEE Tier 1
214092438 | Central HP <5.4 tons | LUXAIRE | HRCU-A-CB (Split System: Heat Pump with Remote Outdoor Unit-Air-Source) | HMH72B341 | ASPEN |  | D(A,C,E)42A44+TDR | TP9C100C16MP13 | 32400 | 17.5 | 8.5 | 32400 | 44000 | 135.8% | 3.14 | 0 | 10 |  |  |  | No | R-410A | 2.7 | Residential & Commercial | Ducted CEE Tier 1
216056586 | Central HP <5.4 tons | YORK | HRCU-A-CB (Split System: Heat Pump with Remote Outdoor Unit-Air-Source) | HH836E2S11 | ASPEN |  | D(A,C,E)36A4K+TDR | TM8E080C16MP11 | 31000 | 18 | 8.5 | 31000 | 25200 | 81.29% | 2 | 0 | 10.5 |  |  |  | No | R-454B | 2.5833 | Residential & Commercial | Ducted CEE Tier 1
216056595 | Central HP <5.4 tons | YORK | HRCU-A-CB (Split System: Heat Pump with Remote Outdoor Unit-Air-Source) | HH836E2S11 | ASPEN |  | D(A,C,E)36A4K+TDR | TM8V100C16MP12 | 31000 | 18 | 8.5 | 31200 | 25400 | 81.41% | 2 | 0 | 10.5 |  |  |  | No | R-454B | 2.5833 | Residential & Commercial | Ducted CEE Tier 1
215430586 | Central HP <5.4 tons | LUXAIRE | HRCU-A-CB (Split System: Heat Pump with Remote Outdoor Unit-Air-Source) | HH836E2S11 | ADP |  | H,YG80(1,2)36+TXV | LP9C080B12MP13 | 33000 | 18 | 8.5 | 29200 | 24800 | 84.93% | 2 | 0 | 11 |  |  |  | No | R-454B | 2.75 | Residential & Commercial | Ducted CEE Tier 1
215430593 | Central HP <5.4 tons | LUXAIRE | HRCU-A-CB (Split System: Heat Pump with Remote Outdoor Unit-Air-Source) | HH836E2S11 | ADP |  | H,YG80(1,2)36+TXV | LP9C100C20MP13 | 33800 | 18 | 8.5 | 30600 | 25400 | 83.01% | 2 | 0 | 11 |  |  |  | No | R-454B | 2.8167 | Residential & Commercial | Ducted CEE Tier 1
214092947 | Central HP <5.4 tons | LUXAIRE | HRCU-A-CB (Split System: Heat Pump with Remote Outdoor Unit-Air-Source) | HMH72B341 | ASPEN |  | D(A,C,E)42A46+TDR | LPLC100C16MP13 | 32400 | 17.5 | 8.5 | 32400 | 44000 | 135.8% | 3.14 | 0 | 10 |  |  |  | No | R-410A | 2.7 | Residential & Commercial | Ducted CEE Tier 1
214093004 | Central HP <5.4 tons | LUXAIRE | HRCU-A-CB (Split System: Heat Pump with Remote Outdoor Unit-Air-Source) | HMH72B341 | ASPEN |  | D(A,C,E)42A46+TDR | TM8V100C16MP12 | 32400 | 17.5 | 8.5 | 32400 | 44000 | 135.8% | 3.14 | 0 | 10 |  |  |  | No | R-410A | 2.7 | Residential & Commercial | Ducted CEE Tier 1
214093020 | Central HP <5.4 tons | LUXAIRE | HRCU-A-CB (Split System: Heat Pump with Remote Outdoor Unit-Air-Source) | HMH72B341 | ASPEN |  | D(A,C,E)48B36+TDR | TM8Y080C16MP11 | 32600 | 18.5 | 8.5 | 32400 | 44000 | 135.8% | 3.14 | 0 | 10 |  |  |  | No | R-410A | 2.7167 | Residential & Commercial | Ducted CEE Tier 1
214093095 | Central HP <5.4 tons | LUXAIRE | HRCU-A-CB (Split System: Heat Pump with Remote Outdoor Unit-Air-Source) | HMH72B341 | ASPEN |  | D(A,C,E)48B36+TDR | TMLE060A12MP11 | 32800 | 18 | 8.1 | 32400 | 44000 | 135.8% | 3.09 | 0 | 10 |  |  |  | No | R-410A | 2.7333 | Residential & Commercial | Ducted CEE Tier 1
212394520 | Central HP <5.4 tons | COLEMAN | HRCU-A-CB (Split System: Heat Pump with Remote Outdoor Unit-Air-Source) | HMH72B341 | ADP |  | H,YE35936 | TM9V080C16MP12 | 34000 | 17 | 8.5 | 32200 | 23400 | 72.67% | 2.08 | 0 | 10 |  |  |  | No | R-410A | 2.8333 | Residential & Commercial | Ducted CEE Tier 1
212394521 | Central HP <5.4 tons | COLEMAN | HRCU-A-CB (Split System: Heat Pump with Remote Outdoor Unit-Air-Source) | HMH72B341 | ADP |  | H,YE32936 | TM9V100C16MP12 | 33200 | 17 | 8.5 | 32400 | 22800 | 70.37% | 2.06 | 0 | 10 |  |  |  | No | R-410A | 2.7667 | Residential & Commercial | Ducted CEE Tier 1
214093145 | Central HP <5.4 tons | LUXAIRE | HRCU-A-CB (Split System: Heat Pump with Remote Outdoor Unit-Air-Source) | HMH72B341 | ASPEN |  | D(A,C,E)42A46+TDR | TPLC080C16MP13 | 32400 | 17.5 | 8.5 | 32400 | 44000 | 135.8% | 3.14 | 0 | 10 |  |  |  | No | R-410A | 2.7 | Residential & Commercial | Ducted CEE Tier 1
214092252 | Central HP <5.4 tons | LUXAIRE | HRCU-A-CB (Split System: Heat Pump with Remote Outdoor Unit-Air-Source) | HMH72B341 | ASPEN |  | D(A,C,E)42A44+TDR | LPLC080C16MP13 | 32400 | 17.5 | 8.5 | 32400 | 44000 | 135.8% | 3.14 | 0 | 10 |  |  |  | No | R-410A | 2.7 | Residential & Commercial | Ducted CEE Tier 1
214574527 | Central HP <5.4 tons | TEMPSTAR | HRCU-A-CB (Split System: Heat Pump with Remote Outdoor Unit-Air-Source) | TVH837GKA2* |  |  | EN(A,D,W)4X42L21**+WALLCON | *95CSU0802120B* | 31800 | 17 | 8.1 | 33000 | 24600 | 74.55% | 1.88 | 0 | 11 |  |  |  | No | R-410A | 2.65 | Residential & Commercial | Ducted CEE Tier 1
214574507 | Central HP <5.4 tons | TEMPSTAR | HRCU-A-CB (Split System: Heat Pump with Remote Outdoor Unit-Air-Source) | TVH837GKA2* |  |  | EN(A,D)4X36L21**+WALLCON | *96CTN0802120B* | 31400 | 17 | 8.1 | 33000 | 24000 | 72.73% | 1.84 | 0 | 11 |  |  |  | No | R-410A | 2.6167 | Residential & Commercial | Ducted CEE Tier 1
214574397 | Central HP <5.4 tons | TEMPSTAR | HRCU-A-CB (Split System: Heat Pump with Remote Outdoor Unit-Air-Source) | TVH837GKA2* |  |  | EHD4X60AAL+WALLCON | *80CTL0702120B* | 33000 | 17 | 8.5 | 32200 | 25000 | 77.64% | 2 | 0 | 11 |  |  |  | No | R-410A | 2.75 | Residential & Commercial | Ducted CEE Tier 1
214574547 | Central HP <5.4 tons | TEMPSTAR | HRCU-A-CB (Split System: Heat Pump with Remote Outdoor Unit-Air-Source) | TVH837GKA2* |  |  | EN(A,D,W)4X42L21**+WALLCON | *97CMN0602120B* | 31600 | 16.5 | 8.1 | 33200 | 24600 | 74.1% | 1.86 | 0 | 11 |  |  |  | No | R-410A | 2.6333 | Residential & Commercial | Ducted CEE Tier 1
212986934 | Central HP <5.4 tons | HEIL | HRCU-A-CB (Split System: Heat Pump with Remote Outdoor Unit-Air-Source) | DLCURAH24ABK |  |  | EN(A,D)4X24L14** | *96MSN0601412A* | 23200 | 16.5 | 8.5 | 27000 | 25200 | 93.33% | 2.1 | 0 | 10 |  |  |  | No | R-410A | 1.9333 | Residential & Commercial | Ducted CEE Tier 1
212985780 | Central HP <5.4 tons | HEIL | HRCU-A-CB (Split System: Heat Pump with Remote Outdoor Unit-Air-Source) | DLCURAH24ABK |  |  | EA*4X25L17A* | *96MSN0261410A* | 24200 | 16.5 | 8.5 | 25200 | 21600 | 85.71% | 1.82 | 0 | 10 |  |  |  | No | R-410A | 2.0167 | Residential & Commercial | Ducted CEE Tier 1
212985830 | Central HP <5.4 tons | HEIL | HRCU-A-CB (Split System: Heat Pump with Remote Outdoor Unit-Air-Source) | DLCURAH24ABK |  |  | EN(A,D)4X24L14** | *96MSN0261410A* | 23200 | 16 | 8.5 | 27000 | 25200 | 93.33% | 2.08 | 0 | 10 |  |  |  | No | R-410A | 1.9333 | Residential & Commercial | Ducted CEE Tier 1
212987418 | Central HP <5.4 tons | HEIL | HRCU-A-CB (Split System: Heat Pump with Remote Outdoor Unit-Air-Source) | DLCURAH24ABK |  |  | EA*4X36L21A* | *96MSN0801716A* | 23400 | 17 | 8.5 | 26000 | 24200 | 93.08% | 2.02 | 0 | 10 |  |  |  | No | R-410A | 1.95 | Residential & Commercial | Ducted CEE Tier 1
212984092 | Central HP <5.4 tons | HEIL | HRCU-A-CB (Split System: Heat Pump with Remote Outdoor Unit-Air-Source) | DLCURAH24ABK |  |  | EA*4X37L17A* | *92MSN0601714A* | 24000 | 17 | 8.5 | 25600 | 22400 | 87.5% | 1.88 | 0 | 10 |  |  |  | No | R-410A | 2 | Residential & Commercial | Ducted CEE Tier 1
211242751 | Central HP <5.4 tons | HEIL | HRCU-A-CB (Split System: Heat Pump with Remote Outdoor Unit-Air-Source) | DLCURAH24ABK |  |  | EA*4X36L21A* | OLV112A16A | 24400 | 16 | 8.5 | 26400 | 22200 | 84.09% | 1.84 | 0 | 10 |  |  |  | No | R-410A | 2.0333 | Residential & Commercial | Ducted CEE Tier 1
211243335 | Central HP <5.4 tons | HEIL | HRCU-A-CB (Split System: Heat Pump with Remote Outdoor Unit-Air-Source) | DLCURAH24ABK |  |  | EA*4X37L21A* | *80VSL0451716A* | 24800 | 16.5 | 8.5 | 25600 | 21000 | 82.03% | 1.76 | 0 | 10.5 |  |  |  | No | R-410A | 2.0667 | Residential & Commercial | Ducted CEE Tier 1
211243478 | Central HP <5.4 tons | HEIL | HRCU-A-CB (Split System: Heat Pump with Remote Outdoor Unit-Air-Source) | DLCURAH24ABK |  |  | EA*4X37L21A* | *96VTN1002120A* | 24400 | 17 | 8.5 | 25200 | 21200 | 84.13% | 1.78 | 0 | 10.5 |  |  |  | No | R-410A | 2.0333 | Residential & Commercial | Ducted CEE Tier 1
213740003 | Central HP <5.4 tons | DAY & NIGHT | HRCU-A-CB (Split System: Heat Pump with Remote Outdoor Unit-Air-Source) | DLCURAH24ABK | ADP |  | FG32936 | *96VTN0601412B* | 23200 | 16 | 8.5 | 25200 | 26400 | 104.8% | 2.28 | 0 | 10 |  |  |  | No | R-410A | 1.9333 | Residential & Commercial | Ducted CEE Tier 1
204299090 | Central HP <5.4 tons | COMFORTMAKER | HRCU-A-CB (Split System: Heat Pump with Remote Outdoor Unit-Air-Source) | CVH837GKA** |  |  | EA*4X42L24A*+WALLCON | *96CTN1202422A* | 31800 | 17.5 | 8.1 | 33000 | 24400 | 73.94% | 1.9 | 11 | 11.5 |  |  |  | No | R-410A | 2.65 | Residential & Commercial | Ducted CEE Tier 1
204300074 | Central HP <5.4 tons | COMFORTMAKER | HRCU-A-CB (Split System: Heat Pump with Remote Outdoor Unit-Air-Source) | CVH837GKA** |  |  | EHD4X36AAL+WALLCON | *80CTL0902120A* | 32200 | 16.5 | 8.1 | 33200 | 24800 | 74.7% | 1.92 | 11.5 | 11 |  |  |  | No | R-410A | 2.6833 | Residential & Commercial | Ducted CEE Tier 1
211242614 | Central HP <5.4 tons | HEIL | HRCU-A-CB (Split System: Heat Pump with Remote Outdoor Unit-Air-Source) | DLCURAH24ABK |  |  | EA*4X36L21A* | *80ES(N,L)1102120A* | 25200 | 16.5 | 8.5 | 26800 | 21800 | 81.34% | 1.8 | 0 | 10 |  |  |  | No | R-410A | 2.1 | Residential & Commercial | Ducted CEE Tier 1
214092268 | Central HP <5.4 tons | LUXAIRE | HRCU-A-CB (Split System: Heat Pump with Remote Outdoor Unit-Air-Source) | HMH72B341 | ASPEN |  | D(A,C,E)48B34+TDR | TL8E080C16UH11 | 32600 | 17.5 | 8.1 | 32400 | 44500 | 137.3% | 3.15 | 0 | 10 |  |  |  | No | R-410A | 2.7167 | Residential & Commercial | Ducted CEE Tier 1
214092300 | Central HP <5.4 tons | LUXAIRE | HRCU-A-CB (Split System: Heat Pump with Remote Outdoor Unit-Air-Source) | HMH72B341 | ASPEN |  | D(A,C,E)42A44+TDR | TM8E120C16MP11 | 33200 | 18 | 8.3 | 32400 | 45500 | 140.4% | 3.15 | 0 | 10 |  |  |  | No | R-410A | 2.7667 | Residential & Commercial | Ducted CEE Tier 1
211242948 | Central HP <5.4 tons | HEIL | HRCU-A-CB (Split System: Heat Pump with Remote Outdoor Unit-Air-Source) | DLCURAH24ABK |  |  | EA*4X37L17A* | *95ESN0401410A* | 24800 | 15.2 | 8.5 | 26200 | 21200 | 80.92% | 1.76 | 0 | 10 |  |  |  | No | R-410A | 2.0667 | Residential & Commercial | Ducted CEE Tier 1
211243081 | Central HP <5.4 tons | HEIL | HRCU-A-CB (Split System: Heat Pump with Remote Outdoor Unit-Air-Source) | DLCURAH24ABK |  |  | EA*4X37L17A* | *92ESN0601714A* | 24800 | 17 | 8.5 | 25600 | 21400 | 83.59% | 1.8 | 0 | 10.5 |  |  |  | No | R-410A | 2.0667 | Residential & Commercial | Ducted CEE Tier 1
211243766 | Central HP <5.4 tons | HEIL | HRCU-A-CB (Split System: Heat Pump with Remote Outdoor Unit-Air-Source) | DLCURAH24ABK |  |  | EN(A,D)4X24L14** | *96VTN0401410A* | 23400 | 15.5 | 8.5 | 26600 | 24000 | 90.23% | 1.96 | 0 | 10 |  |  |  | No | R-410A | 1.95 | Residential & Commercial | Ducted CEE Tier 1
211244052 | Central HP <5.4 tons | HEIL | HRCU-A-CB (Split System: Heat Pump with Remote Outdoor Unit-Air-Source) | DLCURAH24ABK |  |  | EN(A,D)4X24L17** | *95ESN0601412A* | 24000 | 15.2 | 8.5 | 27200 | 23000 | 84.56% | 1.88 | 0 | 10 |  |  |  | No | R-410A | 2 | Residential & Commercial | Ducted CEE Tier 1
211242981 | Central HP <5.4 tons | HEIL | HRCU-A-CB (Split System: Heat Pump with Remote Outdoor Unit-Air-Source) | DLCURAH24ABK |  |  | EA*4X37L17A* | *96VTN0401410A* | 24200 | 16 | 8.5 | 25600 | 21800 | 85.16% | 1.8 | 0 | 10 |  |  |  | No | R-410A | 2.0167 | Residential & Commercial | Ducted CEE Tier 1
211244383 | Central HP <5.4 tons | HEIL | HRCU-A-CB (Split System: Heat Pump with Remote Outdoor Unit-Air-Source) | DLCURAH24ABK |  |  | EN(A,D)4X30L14** | *92ESN0601412A* | 23400 | 16.5 | 8.1 | 25800 | 24200 | 93.8% | 2.02 | 0 | 10 |  |  |  | No | R-410A | 1.95 | Residential & Commercial | Ducted CEE Tier 1
211244452 | Central HP <5.4 tons | HEIL | HRCU-A-CB (Split System: Heat Pump with Remote Outdoor Unit-Air-Source) | DLCURAH24ABK |  |  | EN(A,D)4X30L17** | *96VSN0401712A* | 23400 | 16 | 8.1 | 25800 | 24000 | 93.02% | 1.98 | 0 | 10 |  |  |  | No | R-410A | 1.95 | Residential & Commercial | Ducted CEE Tier 1
211245114 | Central HP <5.4 tons | HEIL | HRCU-A-CB (Split System: Heat Pump with Remote Outdoor Unit-Air-Source) | DLCURAH24ABK |  |  | EN(A,D,W)4X36L17** | *80ES(N,L)0451412A* | 24600 | 16 | 8.1 | 26600 | 22400 | 84.21% | 1.84 | 0 | 10.5 |  |  |  | No | R-410A | 2.05 | Residential & Commercial | Ducted CEE Tier 1
204298580 | Central HP <5.4 tons | COMFORTMAKER | HRCU-A-CB (Split System: Heat Pump with Remote Outdoor Unit-Air-Source) | CVH837GKA** |  |  | EA*4X36L17A*+WALLCON | *80CTL0701716A* | 31400 | 17 | 8.1 | 33400 | 24400 | 73.05% | 1.84 | 11 | 11 |  |  |  | No | R-410A | 2.6167 | Residential & Commercial | Ducted CEE Tier 1
211242835 | Central HP <5.4 tons | HEIL | HRCU-A-CB (Split System: Heat Pump with Remote Outdoor Unit-Air-Source) | DLCURAH24ABK |  |  | EA*4X37L17A* | *80ES(N,L)0701716A* | 25400 | 16 | 8.5 | 26400 | 21000 | 79.55% | 1.76 | 0 | 10 |  |  |  | No | R-410A | 2.1167 | Residential & Commercial | Ducted CEE Tier 1
211243058 | Central HP <5.4 tons | HEIL | HRCU-A-CB (Split System: Heat Pump with Remote Outdoor Unit-Air-Source) | DLCURAH24ABK |  |  | EA*4X37L17A* | *80ES(N,L)0901714A* | 25000 | 16.5 | 8.5 | 25800 | 21200 | 82.17% | 1.78 | 0 | 10.5 |  |  |  | No | R-410A | 2.0833 | Residential & Commercial | Ducted CEE Tier 1
211242602 | Central HP <5.4 tons | HEIL | HRCU-A-CB (Split System: Heat Pump with Remote Outdoor Unit-Air-Source) | DLCURAH24ABK |  |  | EA*4X36L21A* | *80ES(N,L)0902120A* | 24800 | 17 | 8.5 | 26600 | 22000 | 82.71% | 1.82 | 0 | 10 |  |  |  | No | R-410A | 2.0667 | Residential & Commercial | Ducted CEE Tier 1
211243034 | Central HP <5.4 tons | HEIL | HRCU-A-CB (Split System: Heat Pump with Remote Outdoor Unit-Air-Source) | DLCURAH24ABK |  |  | EA*4X37L17A* | *80ES(N,L)0451712A* | 24600 | 16.5 | 8.5 | 25600 | 21600 | 84.38% | 1.8 | 0 | 10 |  |  |  | No | R-410A | 2.05 | Residential & Commercial | Ducted CEE Tier 1
211243159 | Central HP <5.4 tons | HEIL | HRCU-A-CB (Split System: Heat Pump with Remote Outdoor Unit-Air-Source) | DLCURAH24ABK |  |  | EA*4X37L17A* | *80ESU0601716A | 25400 | 16.5 | 8.5 | 26200 | 21000 | 80.15% | 1.76 | 0 | 10.5 |  |  |  | No | R-410A | 2.1167 | Residential & Commercial | Ducted CEE Tier 1
212989615 | Central HP <5.4 tons | DAY & NIGHT | HRCU-A-CB (Split System: Heat Pump with Remote Outdoor Unit-Air-Source) | DLCURAH24ABK |  |  | EA*4X37L21A* | *95MSU0802120A* | 24000 | 17.5 | 8.5 | 25200 | 21800 | 86.51% | 1.82 | 0 | 10 |  |  |  | No | R-410A | 2 | Residential & Commercial | Ducted CEE Tier 1
214092279 | Central HP <5.4 tons | LUXAIRE | HRCU-A-CB (Split System: Heat Pump with Remote Outdoor Unit-Air-Source) | HMH72B341 | ASPEN |  | D(A,C,E)42A44+TDR | TL9E100C20UH11 | 33400 | 17 | 8.3 | 32400 | 46000 | 142% | 3.21 | 0 | 10 |  |  |  | No | R-410A | 2.7833 | Residential & Commercial | Ducted CEE Tier 1
214092298 | Central HP <5.4 tons | LUXAIRE | HRCU-A-CB (Split System: Heat Pump with Remote Outdoor Unit-Air-Source) | HMH72B341 | ASPEN |  | D(A,C,E)48B34+TDR | TM8E100C16MP11 | 33000 | 18 | 8.2 | 32400 | 45000 | 138.9% | 3.11 | 0 | 10 |  |  |  | No | R-410A | 2.75 | Residential & Commercial | Ducted CEE Tier 1
212380517 | Central HP <5.4 tons | CARRIER | HRCU-A-CB (Split System: Heat Pump with Remote Outdoor Unit-Air-Source) | 25VNA424A*031* | ADP |  | PL36H175P159 | 58TN*A045C17**12 | 23400 | 20 | 8.1 | 25000 | 19600 | 78.4% | 2.42 | 0 | 13 |  |  |  | No | R-410A | 1.95 | Residential & Commercial | Ducted CEE Tier 1
212380535 | Central HP <5.4 tons | CARRIER | HRCU-A-CB (Split System: Heat Pump with Remote Outdoor Unit-Air-Source) | 25VNA424A*031* | ADP |  | C36A***L139 | 58TN*A070C17**16 | 23200 | 20 | 8.5 | 25000 | 19400 | 77.6% | 2.46 | 0 | 13.5 |  |  |  | No | R-410A | 1.9333 | Residential & Commercial | Ducted CEE Tier 1
212380544 | Central HP <5.4 tons | CARRIER | HRCU-A-CB (Split System: Heat Pump with Remote Outdoor Unit-Air-Source) | 25VNA424A*031* | ADP |  | V,C36H175P459 | 58TN*A070C17**16 | 24000 | 20 | 8.5 | 24800 | 19400 | 78.23% | 2.52 | 0 | 13.5 |  |  |  | No | R-410A | 2 | Residential & Commercial | Ducted CEE Tier 1
212380553 | Central HP <5.4 tons | CARRIER | HRCU-A-CB (Split System: Heat Pump with Remote Outdoor Unit-Air-Source) | 25VNA424A*031* | ADP |  | C36A***L159 | 58TN*A090C17**16 | 23600 | 21 | 8.5 | 24800 | 19300 | 77.82% | 2.48 | 0 | 13.5 |  |  |  | No | R-410A | 1.9667 | Residential & Commercial | Ducted CEE Tier 1
212380560 | Central HP <5.4 tons | CARRIER | HRCU-A-CB (Split System: Heat Pump with Remote Outdoor Unit-Air-Source) | 25VNA424A*031* | ADP |  | PL36H175P149 | 59MN7B060C17**14 | 23200 | 19 | 8.1 | 25200 | 19600 | 77.78% | 2.42 | 0 | 12.5 |  |  |  | No | R-410A | 1.9333 | Residential & Commercial | Ducted CEE Tier 1
212380562 | Central HP <5.4 tons | CARRIER | HRCU-A-CB (Split System: Heat Pump with Remote Outdoor Unit-Air-Source) | 25VNA424A*031* | ADP |  | PL36H175P159 | 59MN7B060C17**14 | 23200 | 19 | 8.1 | 25200 | 19600 | 77.78% | 2.42 | 0 | 12.5 |  |  |  | No | R-410A | 1.9333 | Residential & Commercial | Ducted CEE Tier 1
212380594 | Central HP <5.4 tons | CARRIER | HRCU-A-CB (Split System: Heat Pump with Remote Outdoor Unit-Air-Source) | 25VNA424A*031* | ADP |  | C36A***L539 | 59TN6B060C17**14 | 24000 | 20 | 8.5 | 25000 | 19500 | 78% | 2.52 | 0 | 13 |  |  |  | No | R-410A | 2 | Residential & Commercial | Ducted CEE Tier 1
215424298 | Central HP <5.4 tons | LUXAIRE | HRCU-A-CB (Split System: Heat Pump with Remote Outdoor Unit-Air-Source) | HH860E2S11 | ADP |  | H,YE48*60+TXV-BLEED | TM9E100C20MP12 | 53500 | 18 | 8.5 | 53000 | 39500 | 74.53% | 2 | 0 | 11 |  |  |  | No | R-454B | 4.4583 | Residential & Commercial | Ducted CEE Tier 1
211230481 | Central HP <5.4 tons | DAY & NIGHT | HRCU-A-CB (Split System: Heat Pump with Remote Outdoor Unit-Air-Source) | DLCURAH36ABK |  |  | EN(A,D)4X48L24** | *80ES(N,L)1352420A* | 36200 | 16 | 8.1 | 38500 | 34800 | 90.39% | 2.02 | 0 | 10 |  |  |  | No | R-410A | 3.0167 | Residential & Commercial | Ducted CEE Tier 1
211227556 | Central HP <5.4 tons | DAY & NIGHT | HRCU-A-CB (Split System: Heat Pump with Remote Outdoor Unit-Air-Source) | DLCURAH36ABK |  |  | EA*4X42L21A* | *92ESN1002122A* | 36600 | 15.2 | 8.5 | 40000 | 35200 | 88% | 1.94 | 0 | 10 |  |  |  | No | R-410A | 3.05 | Residential & Commercial | Ducted CEE Tier 1
216055585 | Central HP <5.4 tons | CHAMPION HEATING AND COOLING | HRCU-A-CB (Split System: Heat Pump with Remote Outdoor Unit-Air-Source) | HH824E2S11 | ASPEN |  | D(A,C,E)24B3K+TDR | Z8ES040A12SMPS1 | 20400 | 17.5 | 9.5 | 22600 | 18100 | 80.09% | 2 | 0 | 11.2 |  |  |  | No | R-454B | 1.7 | Residential & Commercial | Ducted CEE Tier 1
216055635 | Central HP <5.4 tons | CHAMPION HEATING AND COOLING | HRCU-A-CB (Split System: Heat Pump with Remote Outdoor Unit-Air-Source) | HH824E2S11 | ASPEN |  | D(A,C,E)36A3K+TDR | Z9ES060A10SMPS1 | 20800 | 17.5 | 8.1 | 22800 | 17600 | 77.19% | 2 | 0 | 11.7 |  |  |  | No | R-454B | 1.7333 | Residential & Commercial | Ducted CEE Tier 1
215425860 | Central HP <5.4 tons | LUXAIRE | HRCU-A-CB (Split System: Heat Pump with Remote Outdoor Unit-Air-Source) | HH824E2S11 | ADP |  | H,YE32*30+TXV-BLEED | TM9E026A08MP12 | 22200 | 16 | 8.65 | 21200 | 17200 | 81.13% | 1.94 | 0 | 10.5 |  |  |  | No | R-454B | 1.85 | Residential & Commercial | Ducted CEE Tier 1
216055527 | Central HP <5.4 tons | CHAMPION HEATING AND COOLING | HRCU-A-CB (Split System: Heat Pump with Remote Outdoor Unit-Air-Source) | HH824E2S11 | ASPEN |  | D(A,C,E)36A3K+TDR | TM9Y040A10MP11 | 21000 | 16.5 | 8.1 | 22400 | 17300 | 77.23% | 2 | 0 | 10.5 |  |  |  | No | R-454B | 1.75 | Residential & Commercial | Ducted CEE Tier 1
216055528 | Central HP <5.4 tons | CHAMPION HEATING AND COOLING | HRCU-A-CB (Split System: Heat Pump with Remote Outdoor Unit-Air-Source) | HH824E2S11 | ASPEN |  | D(A,C,E)36A4K+TDR | TM9Y040A10MP11 | 21200 | 17 | 8.1 | 22600 | 17300 | 76.55% | 2 | 0 | 10.5 |  |  |  | No | R-454B | 1.7667 | Residential & Commercial | Ducted CEE Tier 1
215818597 | Central HP <5.4 tons | CHAMPION HEATING AND COOLING | HRCU-A-CB (Split System: Heat Pump with Remote Outdoor Unit-Air-Source) | HH824E2S11 | ADP |  | BV**B2*25+TXV |  | 24000 | 18 | 9.5 | 22400 | 16600 | 74.11% | 2.1 | 0 | 12 |  |  |  | No | R-454B | 2 | Residential & Commercial | Ducted CEE Tier 1
215565267 | Central HP <5.4 tons | COLEMAN | HRCU-A-CB (Split System: Heat Pump with Remote Outdoor Unit-Air-Source) | HH824E2S11 | ASPEN |  | D(A,C,E)36A4J+TDR | Z8ES060A12SMPS1 | 21200 | 17.5 | 8.5 | 22600 | 17300 | 76.55% | 2 | 0 | 11.7 |  |  |  | No | R-454B | 1.7667 | Residential & Commercial | Ducted CEE Tier 1
211244737 | Central HP <5.4 tons | HEIL | HRCU-A-CB (Split System: Heat Pump with Remote Outdoor Unit-Air-Source) | DLCURAH24ABK |  |  | EN(A,D)4X30L17** | *92ESN0601714A* | 24400 | 16.5 | 8.1 | 26400 | 22800 | 86.36% | 1.88 | 0 | 10.5 |  |  |  | No | R-410A | 2.0333 | Residential & Commercial | Ducted CEE Tier 1
211244834 | Central HP <5.4 tons | HEIL | HRCU-A-CB (Split System: Heat Pump with Remote Outdoor Unit-Air-Source) | DLCURAH24ABK |  |  | EN(A,D)4X30L17** | OLV098A12* | 23400 | 16.5 | 8.1 | 25800 | 24200 | 93.8% | 2 | 0 | 10 |  |  |  | No | R-410A | 1.95 | Residential & Commercial | Ducted CEE Tier 1
211245104 | Central HP <5.4 tons | HEIL | HRCU-A-CB (Split System: Heat Pump with Remote Outdoor Unit-Air-Source) | DLCURAH24ABK |  |  | EN(A,D,W)4X36L17** | *96VTN0601714A* | 24000 | 16.5 | 8.1 | 26200 | 23200 | 88.55% | 1.92 | 0 | 10 |  |  |  | No | R-410A | 2 | Residential & Commercial | Ducted CEE Tier 1
211245332 | Central HP <5.4 tons | DAY & NIGHT | HRCU-A-CB (Split System: Heat Pump with Remote Outdoor Unit-Air-Source) | DLCURAH24ABK |  |  | EN(A,D)4X36L21** | *96VSN1002120A* | 23800 | 17 | 8.1 | 26000 | 23400 | 90% | 1.94 | 0 | 10.5 |  |  |  | No | R-410A | 1.9833 | Residential & Commercial | Ducted CEE Tier 1
211245341 | Central HP <5.4 tons | DAY & NIGHT | HRCU-A-CB (Split System: Heat Pump with Remote Outdoor Unit-Air-Source) | DLCURAH24ABK |  |  | EN(A,D)4X36L21** | *96VSN0401712A* | 23400 | 16 | 8.1 | 25800 | 24000 | 93.02% | 1.98 | 0 | 10 |  |  |  | No | R-410A | 1.95 | Residential & Commercial | Ducted CEE Tier 1
211245507 | Central HP <5.4 tons | DAY & NIGHT | HRCU-A-CB (Split System: Heat Pump with Remote Outdoor Unit-Air-Source) | DLCURAH24ABK |  |  | EN(A,D)4X36L21** | *95ESN0802120A* | 24600 | 16.5 | 8.5 | 26600 | 22400 | 84.21% | 1.84 | 0 | 10.5 |  |  |  | No | R-410A | 2.05 | Residential & Commercial | Ducted CEE Tier 1
214568840 | Central HP <5.4 tons | CARRIER | HRCU-A-CB (Split System: Heat Pump with Remote Outdoor Unit-Air-Source) | 25VNA837A*031* | ADP |  | H,PE9J936 | 59TN6B120C24**22 | 32000 | 17 | 8.5 | 30800 | 24400 | 79.22% | 2 | 0 | 11.5 |  |  |  | No | R-410A | 2.6667 | Residential & Commercial | Ducted CEE Tier 1
214802901 | Central HP <5.4 tons | RHEEM | HRCU-A-CB (Split System: Heat Pump with Remote Outdoor Unit-Air-Source) | RP15AZ48AJ2N | ASPEN |  | D(A,C,E)60B44+TDR | R801V0755A21UH | 45000 | 15.6 | 8.2 | 46000 | 34200 | 74.35% | 3.07 | 0 | 10.1 |  |  |  | No | R-410A | 3.75 | Residential & Commercial | Ducted CEE Tier 1
214802917 | Central HP <5.4 tons | RHEEM | HRCU-A-CB (Split System: Heat Pump with Remote Outdoor Unit-Air-Source) | RP15AZ48AJ2N | ASPEN |  | D(A,C,E)48D34+TDR | R801V1005A21DZ | 44500 | 15.5 | 8.2 | 45500 | 33600 | 73.85% | 3.03 | 0 | 10 |  |  |  | No | R-410A | 3.7083 | Residential & Commercial | Ducted CEE Tier 1
214301854 | Central HP <5.4 tons | CHAMPION HEATING AND COOLING | HRCU-A-CB (Split System: Heat Pump with Remote Outdoor Unit-Air-Source) | HMH72B341 | ADP |  | H,YE7J(1,2)36+TXV | TM9E100C16MP12 | 33000 | 17 | 8.5 | 31400 | 22800 | 72.61% | 2.04 | 0 | 10 |  |  |  | No | R-410A | 2.75 | Residential & Commercial | Ducted CEE Tier 1
211245518 | Central HP <5.4 tons | DAY & NIGHT | HRCU-A-CB (Split System: Heat Pump with Remote Outdoor Unit-Air-Source) | DLCURAH24ABK |  |  | EN(A,D)4X36L21** | *96VTN0801716A* | 24200 | 16.5 | 8.1 | 26200 | 23000 | 87.79% | 1.9 | 0 | 10.5 |  |  |  | No | R-410A | 2.0167 | Residential & Commercial | Ducted CEE Tier 1
212981806 | Central HP <5.4 tons | TEMPSTAR | HRCU-A-CB (Split System: Heat Pump with Remote Outdoor Unit-Air-Source) | DLCURAH24ABK |  |  | EN(A,D,W)4X36L17** | *80MSU1002120A* | 23800 | 16.5 | 8.5 | 26400 | 24000 | 90.91% | 1.98 | 0 | 10.5 |  |  |  | No | R-410A | 1.9833 | Residential & Commercial | Ducted CEE Tier 1
212983575 | Central HP <5.4 tons | TEMPSTAR | HRCU-A-CB (Split System: Heat Pump with Remote Outdoor Unit-Air-Source) | DLCURAH24ABK |  |  | EA*4X37L17A* | *92MSN0601412A* | 24200 | 17 | 8.5 | 25800 | 24600 | 95.35% | 2.04 | 0 | 10 |  |  |  | No | R-410A | 2.0167 | Residential & Commercial | Ducted CEE Tier 1
211240547 | Central HP <5.4 tons | DAY & NIGHT | HRCU-A-CB (Split System: Heat Pump with Remote Outdoor Unit-Air-Source) | DLCURAH24ABK |  |  | EA*4X24L17A* | *80VTL0701716A* | 23800 | 16.5 | 8.5 | 26800 | 24000 | 89.55% | 2 | 0 | 10 |  |  |  | No | R-410A | 1.9833 | Residential & Commercial | Ducted CEE Tier 1
211243581 | Central HP <5.4 tons | HEIL | HRCU-A-CB (Split System: Heat Pump with Remote Outdoor Unit-Air-Source) | DLCURAH24ABK |  |  | EA*4X37L21A* | *92ESN0801716A* | 25000 | 17.5 | 8.5 | 25600 | 20800 | 81.25% | 1.76 | 0 | 10.5 |  |  |  | No | R-410A | 2.0833 | Residential & Commercial | Ducted CEE Tier 1
212987476 | Central HP <5.4 tons | COMFORTMAKER | HRCU-A-CB (Split System: Heat Pump with Remote Outdoor Unit-Air-Source) | DLCURAH24ABK |  |  | EN(A,D,W)4X36L17** | *96MSN0801716A* | 23800 | 17 | 8.5 | 26400 | 24000 | 90.91% | 2 | 0 | 10.5 |  |  |  | No | R-410A | 1.9833 | Residential & Commercial | Ducted CEE Tier 1
214092962 | Central HP <5.4 tons | LUXAIRE | HRCU-A-CB (Split System: Heat Pump with Remote Outdoor Unit-Air-Source) | HMH72B341 | ASPEN |  | D(A,C,E)42A46+TDR | TL8E100C20UH11 | 32400 | 17.5 | 8.5 | 32400 | 44000 | 135.8% | 3.16 | 0 | 10 |  |  |  | No | R-410A | 2.7 | Residential & Commercial | Ducted CEE Tier 1
214092971 | Central HP <5.4 tons | LUXAIRE | HRCU-A-CB (Split System: Heat Pump with Remote Outdoor Unit-Air-Source) | HMH72B341 | ASPEN |  | D(A,C,E)42A46+TDR | TL9E100C20UH11 | 33400 | 17 | 8.3 | 32400 | 46000 | 142% | 3.21 | 0 | 10 |  |  |  | No | R-410A | 2.7833 | Residential & Commercial | Ducted CEE Tier 1
214093064 | Central HP <5.4 tons | LUXAIRE | HRCU-A-CB (Split System: Heat Pump with Remote Outdoor Unit-Air-Source) | HMH72B341 | ASPEN |  | D(A,C,E)42A46+TDR | TM9V100C16MP12 | 32400 | 17.5 | 8.5 | 32400 | 44000 | 135.8% | 3.14 | 0 | 10 |  |  |  | No | R-410A | 2.7 | Residential & Commercial | Ducted CEE Tier 1
214093094 | Central HP <5.4 tons | LUXAIRE | HRCU-A-CB (Split System: Heat Pump with Remote Outdoor Unit-Air-Source) | HMH72B341 | ASPEN |  | D(A,C,E)42A46+TDR | TMLE060A12MP11 | 32600 | 18 | 8.1 | 32400 | 44000 | 135.8% | 3.09 | 0 | 10 |  |  |  | No | R-410A | 2.7167 | Residential & Commercial | Ducted CEE Tier 1
214093103 | Central HP <5.4 tons | LUXAIRE | HRCU-A-CB (Split System: Heat Pump with Remote Outdoor Unit-Air-Source) | HMH72B341 | ASPEN |  | D(A,C,E)42A46+TDR | TMLE100B12MP11 | 32600 | 18 | 8.1 | 32400 | 44000 | 135.8% | 3.09 | 0 | 10 |  |  |  | No | R-410A | 2.7167 | Residential & Commercial | Ducted CEE Tier 1
213077085 | Central HP <5.4 tons | CARRIER | HRCU-A-CB (Split System: Heat Pump with Remote Outdoor Unit-Air-Source) | 38MURAQ36AB3* |  |  | CAP**4821AL* | 59SP6B080V21**20 | 36200 | 16 | 8.5 | 38000 | 34800 | 91.58% | 2.04 | 0 | 10 |  |  |  | No | R-410A | 3.0167 | Residential & Commercial | Ducted CEE Tier 1
212981794 | Central HP <5.4 tons | TEMPSTAR | HRCU-A-CB (Split System: Heat Pump with Remote Outdoor Unit-Air-Source) | DLCURAH24ABK |  |  | EN(A,D)4X30L17** | *80MSU1002120A* | 23800 | 16.5 | 8.5 | 26400 | 24000 | 90.91% | 1.98 | 0 | 10.5 |  |  |  | No | R-410A | 1.9833 | Residential & Commercial | Ducted CEE Tier 1
212976696 | Central HP <5.4 tons | HEIL | HRCU-A-CB (Split System: Heat Pump with Remote Outdoor Unit-Air-Source) | DLCURAH24ABK |  |  | EN(A,D)4X36L21** | *96VTN1002120B* | 23600 | 17 | 8.5 | 26200 | 24600 | 93.89% | 2.04 | 0 | 10.5 |  |  |  | No | R-410A | 1.9667 | Residential & Commercial | Ducted CEE Tier 1
211240870 | Central HP <5.4 tons | HEIL | HRCU-A-CB (Split System: Heat Pump with Remote Outdoor Unit-Air-Source) | DLCURAH24ABK |  |  | EA*4X25L17A* | *95ESU0401712A* | 24200 | 17 | 8.5 | 25200 | 21600 | 85.71% | 1.8 | 0 | 10 |  |  |  | No | R-410A | 2.0167 | Residential & Commercial | Ducted CEE Tier 1
211243906 | Central HP <5.4 tons | HEIL | HRCU-A-CB (Split System: Heat Pump with Remote Outdoor Unit-Air-Source) | DLCURAH24ABK |  |  | EN(A,D)4X24L17** | *95ESU0401712A* | 23200 | 16.5 | 8.5 | 26400 | 24400 | 92.42% | 2.04 | 0 | 10 |  |  |  | No | R-410A | 1.9333 | Residential & Commercial | Ducted CEE Tier 1
211243945 | Central HP <5.4 tons | HEIL | HRCU-A-CB (Split System: Heat Pump with Remote Outdoor Unit-Air-Source) | DLCURAH24ABK |  |  | EN(A,D)4X24L17** | *80VSL0451716A* | 23800 | 16 | 8.5 | 26800 | 23400 | 87.31% | 1.92 | 0 | 10 |  |  |  | No | R-410A | 1.9833 | Residential & Commercial | Ducted CEE Tier 1
211244020 | Central HP <5.4 tons | HEIL | HRCU-A-CB (Split System: Heat Pump with Remote Outdoor Unit-Air-Source) | DLCURAH24ABK |  |  | EN(A,D)4X24L17** | *80VTL0701716A* | 23600 | 16.5 | 8.5 | 26600 | 23400 | 87.97% | 1.94 | 0 | 10 |  |  |  | No | R-410A | 1.9667 | Residential & Commercial | Ducted CEE Tier 1
213739995 | Central HP <5.4 tons | DAY & NIGHT | HRCU-A-CB (Split System: Heat Pump with Remote Outdoor Unit-Air-Source) | DLCURAH24ABK | ADP |  | PL36H175P159 | *96VTN0401712B* | 23400 | 16 | 8.5 | 24600 | 23800 | 96.75% | 2 | 0 | 10 |  |  |  | No | R-410A | 1.95 | Residential & Commercial | Ducted CEE Tier 1
213740002 | Central HP <5.4 tons | DAY & NIGHT | HRCU-A-CB (Split System: Heat Pump with Remote Outdoor Unit-Air-Source) | DLCURAH24ABK | ADP |  | PL36H175P069 | *96VTN0601412B* | 23600 | 17 | 8.5 | 24600 | 23600 | 95.93% | 2 | 0 | 10 |  |  |  | No | R-410A | 1.9667 | Residential & Commercial | Ducted CEE Tier 1
204298630 | Central HP <5.4 tons | COMFORTMAKER | HRCU-A-CB (Split System: Heat Pump with Remote Outdoor Unit-Air-Source) | CVH837GKA** |  |  | EA*4X36L17A*+WALLCON | *80CTL0701412A* | 31400 | 17.5 | 8.1 | 33400 | 24400 | 73.05% | 1.84 | 11.5 | 11 |  |  |  | No | R-410A | 2.6167 | Residential & Commercial | Ducted CEE Tier 1
204298980 | Central HP <5.4 tons | COMFORTMAKER | HRCU-A-CB (Split System: Heat Pump with Remote Outdoor Unit-Air-Source) | CVH837GKA** |  |  | EA*4X42L21A*+WALLCON | *97CMN0801714A* | 31600 | 17 | 8.1 | 33400 | 24800 | 74.25% | 1.86 | 11.5 | 11 |  |  |  | No | R-410A | 2.6333 | Residential & Commercial | Ducted CEE Tier 1
211240600 | Central HP <5.4 tons | DAY & NIGHT | HRCU-A-CB (Split System: Heat Pump with Remote Outdoor Unit-Air-Source) | DLCURAH24ABK |  |  | EA*4X24L17A* | *96VTN0601412A* | 23200 | 16.5 | 8.5 | 26400 | 25600 | 96.97% | 2.14 | 0 | 10 |  |  |  | No | R-410A | 1.9333 | Residential & Commercial | Ducted CEE Tier 1
211240850 | Central HP <5.4 tons | DAY & NIGHT | HRCU-A-CB (Split System: Heat Pump with Remote Outdoor Unit-Air-Source) | DLCURAH24ABK |  |  | EA*4X25L17A* | *96VSN0601412A* | 24000 | 16.5 | 8.1 | 25200 | 21600 | 85.71% | 1.82 | 0 | 10 |  |  |  | No | R-410A | 2 | Residential & Commercial | Ducted CEE Tier 1
211240231 | Central HP <5.4 tons | DAY & NIGHT | HRCU-A-CB (Split System: Heat Pump with Remote Outdoor Unit-Air-Source) | DLCURAH24ABK |  |  | EA*4X24L14A* | *80VSL0451412A* | 24000 | 16 | 8.5 | 27000 | 23800 | 88.15% | 1.96 | 0 | 10 |  |  |  | No | R-410A | 2 | Residential & Commercial | Ducted CEE Tier 1
212980992 | Central HP <5.4 tons | TEMPSTAR | HRCU-A-CB (Split System: Heat Pump with Remote Outdoor Unit-Air-Source) | DLCURAH24ABK |  |  | EA*4X36L21A* | *80MS(N,L)1102120A* | 23600 | 17.5 | 8.5 | 26200 | 23800 | 90.84% | 2 | 0 | 10 |  |  |  | No | R-410A | 1.9667 | Residential & Commercial | Ducted CEE Tier 1
212981746 | Central HP <5.4 tons | TEMPSTAR | HRCU-A-CB (Split System: Heat Pump with Remote Outdoor Unit-Air-Source) | DLCURAH24ABK |  |  | EA*4X36L21A* | *80MSU1002120A* | 23600 | 17 | 8.5 | 26200 | 24000 | 91.6% | 2 | 0 | 10 |  |  |  | No | R-410A | 1.9667 | Residential & Commercial | Ducted CEE Tier 1
212979189 | Central HP <5.4 tons | TEMPSTAR | HRCU-A-CB (Split System: Heat Pump with Remote Outdoor Unit-Air-Source) | DLCURAH24ABK |  |  | EA*4X37L17A* | *80MS(N,L)0701716A* | 24000 | 17 | 8.5 | 25200 | 22200 | 88.1% | 1.86 | 0 | 10 |  |  |  | No | R-410A | 2 | Residential & Commercial | Ducted CEE Tier 1
212603116 | Central HP <5.4 tons | DAY & NIGHT | HRCU-A-CB (Split System: Heat Pump with Remote Outdoor Unit-Air-Source) | DLCURAH24ABK | ADP |  | PL36H210P299 | *80ES(N,L)0901714A* | 25400 | 17 | 8.5 | 24200 | 20200 | 83.47% | 1.76 | 0 | 10.5 |  |  |  | No | R-410A | 2.1167 | Residential & Commercial | Ducted CEE Tier 1
211243831 | Central HP <5.4 tons | HEIL | HRCU-A-CB (Split System: Heat Pump with Remote Outdoor Unit-Air-Source) | DLCURAH24ABK |  |  | EN(A,D)4X24L14** | *80ES(N,L)0701412A* | 23800 | 16 | 8.5 | 26800 | 23200 | 86.57% | 1.92 | 0 | 10 |  |  |  | No | R-410A | 1.9833 | Residential & Commercial | Ducted CEE Tier 1
213076356 | Central HP <5.4 tons | DAY & NIGHT | HRCU-A-CB (Split System: Heat Pump with Remote Outdoor Unit-Air-Source) | DLCURAH24ABK |  |  | EA*4X37L21A* | *95MSU1002122A* | 25000 | 17.5 | 8.5 | 25400 | 21000 | 82.68% | 1.78 | 0 | 10.5 |  |  |  | No | R-410A | 2.0833 | Residential & Commercial | Ducted CEE Tier 1
211242882 | Central HP <5.4 tons | HEIL | HRCU-A-CB (Split System: Heat Pump with Remote Outdoor Unit-Air-Source) | DLCURAH24ABK |  |  | EA*4X37L17A* | *95ESU0601716A* | 24800 | 17 | 8.5 | 25600 | 21400 | 83.59% | 1.8 | 0 | 10.5 |  |  |  | No | R-410A | 2.0667 | Residential & Commercial | Ducted CEE Tier 1
211243092 | Central HP <5.4 tons | HEIL | HRCU-A-CB (Split System: Heat Pump with Remote Outdoor Unit-Air-Source) | DLCURAH24ABK |  |  | EA*4X37L17A* | *92ESN0801716A* | 24800 | 17 | 8.5 | 25600 | 21400 | 83.59% | 1.8 | 0 | 10.5 |  |  |  | No | R-410A | 2.0667 | Residential & Commercial | Ducted CEE Tier 1
211243187 | Central HP <5.4 tons | HEIL | HRCU-A-CB (Split System: Heat Pump with Remote Outdoor Unit-Air-Source) | DLCURAH24ABK |  |  | EA*4X37L17A* | OMV112K14A | 24800 | 16 | 8.5 | 25800 | 21400 | 82.95% | 1.78 | 0 | 10 |  |  |  | No | R-410A | 2.0667 | Residential & Commercial | Ducted CEE Tier 1
211243755 | Central HP <5.4 tons | HEIL | HRCU-A-CB (Split System: Heat Pump with Remote Outdoor Unit-Air-Source) | DLCURAH24ABK |  |  | EN(A,D)4X24L14** | *95ESN0601412A* | 24000 | 15.2 | 8.5 | 27200 | 23000 | 84.56% | 1.88 | 0 | 10 |  |  |  | No | R-410A | 2 | Residential & Commercial | Ducted CEE Tier 1
211243344 | Central HP <5.4 tons | HEIL | HRCU-A-CB (Split System: Heat Pump with Remote Outdoor Unit-Air-Source) | DLCURAH24ABK |  |  | EA*4X37L21A* | *80VSL0701716A* | 24600 | 17 | 8.5 | 25400 | 21200 | 83.46% | 1.78 | 0 | 10.5 |  |  |  | No | R-410A | 2.05 | Residential & Commercial | Ducted CEE Tier 1
211242047 | Central HP <5.4 tons | HEIL | HRCU-A-CB (Split System: Heat Pump with Remote Outdoor Unit-Air-Source) | DLCURAH24ABK |  |  | EA*4X36L17A* | *96VTN0601412A* | 23600 | 16.5 | 8.5 | 25800 | 23400 | 90.7% | 1.94 | 0 | 10 |  |  |  | No | R-410A | 1.9667 | Residential & Commercial | Ducted CEE Tier 1
214279875 | Central HP <5.4 tons | TEMPSTAR | HRCU-A-CB (Split System: Heat Pump with Remote Outdoor Unit-Air-Source) | DLCURAH24ABK |  |  | EA*4X24L17A* | *96MSN0601716A* | 23600 | 16.5 | 9.5 | 26600 | 24800 | 93.23% | 2.04 | 0 | 10 |  |  |  | No | R-410A | 1.9667 | Residential & Commercial | Ducted CEE Tier 1
214279914 | Central HP <5.4 tons | TEMPSTAR | HRCU-A-CB (Split System: Heat Pump with Remote Outdoor Unit-Air-Source) | DLCURAH24ABK |  |  | EA*4X36L17A* | *96MSN0601716A* | 23400 | 16.5 | 9 | 25600 | 23800 | 92.97% | 1.96 | 0 | 10 |  |  |  | No | R-410A | 1.95 | Residential & Commercial | Ducted CEE Tier 1
211245716 | Central HP <5.4 tons | DAY & NIGHT | HRCU-A-CB (Split System: Heat Pump with Remote Outdoor Unit-Air-Source) | DLCURAH24ABK |  |  | EN(A,D)4X36L21** | *95ESN0801716A* | 24600 | 15.5 | 8.1 | 26800 | 22200 | 82.84% | 1.82 | 0 | 10 |  |  |  | No | R-410A | 2.05 | Residential & Commercial | Ducted CEE Tier 1
211242192 | Central HP <5.4 tons | HEIL | HRCU-A-CB (Split System: Heat Pump with Remote Outdoor Unit-Air-Source) | DLCURAH24ABK |  |  | EA*4X36L17A* | *92ESN0401712A* | 23800 | 16 | 8.5 | 26000 | 23200 | 89.23% | 1.9 | 0 | 10 |  |  |  | No | R-410A | 1.9833 | Residential & Commercial | Ducted CEE Tier 1
211242524 | Central HP <5.4 tons | HEIL | HRCU-A-CB (Split System: Heat Pump with Remote Outdoor Unit-Air-Source) | DLCURAH24ABK |  |  | EA*4X36L21A* | *96VTN0802120A* | 23800 | 17 | 8.5 | 25800 | 23200 | 89.92% | 1.94 | 0 | 10 |  |  |  | No | R-410A | 1.9833 | Residential & Commercial | Ducted CEE Tier 1
211242742 | Central HP <5.4 tons | HEIL | HRCU-A-CB (Split System: Heat Pump with Remote Outdoor Unit-Air-Source) | DLCURAH24ABK |  |  | EA*4X36L21A* | OMV112K14A | 24200 | 16.5 | 8.5 | 26200 | 22600 | 86.26% | 1.86 | 0 | 10 |  |  |  | No | R-410A | 2.0167 | Residential & Commercial | Ducted CEE Tier 1
212983525 | Central HP <5.4 tons | TEMPSTAR | HRCU-A-CB (Split System: Heat Pump with Remote Outdoor Unit-Air-Source) | DLCURAH24ABK |  |  | EA*4X24L17A* | *92MSN0601412A* | 23600 | 16.5 | 9 | 27000 | 21600 | 80% | 1.8 | 0 | 10 |  |  |  | No | R-410A | 1.9667 | Residential & Commercial | Ducted CEE Tier 1
211241834 | Central HP <5.4 tons | HEIL | HRCU-A-CB (Split System: Heat Pump with Remote Outdoor Unit-Air-Source) | DLCURAH24ABK |  |  | EA*4X36L17A* | *96VSN0601714A* | 23400 | 16.5 | 8.5 | 25600 | 23600 | 92.19% | 1.96 | 0 | 10 |  |  |  | No | R-410A | 1.95 | Residential & Commercial | Ducted CEE Tier 1
211242288 | Central HP <5.4 tons | HEIL | HRCU-A-CB (Split System: Heat Pump with Remote Outdoor Unit-Air-Source) | DLCURAH24ABK |  |  | EA*4X36L21A* | *96VSN0802120A* | 24200 | 17 | 8.5 | 26000 | 22600 | 86.92% | 1.88 | 0 | 10 |  |  |  | No | R-410A | 2.0167 | Residential & Commercial | Ducted CEE Tier 1
211242472 | Central HP <5.4 tons | HEIL | HRCU-A-CB (Split System: Heat Pump with Remote Outdoor Unit-Air-Source) | DLCURAH24ABK |  |  | EA*4X36L21A* | *95ESN0802120A* | 24800 | 16.5 | 8.5 | 26600 | 22000 | 82.71% | 1.82 | 0 | 10 |  |  |  | No | R-410A | 2.0667 | Residential & Commercial | Ducted CEE Tier 1
204299230 | Central HP <5.4 tons | COMFORTMAKER | HRCU-A-CB (Split System: Heat Pump with Remote Outdoor Unit-Air-Source) | CVH837GKA** |  |  | EA*4X48L21A*+WALLCON | *80CTL0902120A* | 32200 | 17.5 | 8.5 | 32600 | 25000 | 76.69% | 1.98 | 12 | 11.7 |  |  |  | No | R-410A | 2.6833 | Residential & Commercial | Ducted CEE Tier 1
216054757 | Central HP <5.4 tons | LUXAIRE | HRCU-A-CB (Split System: Heat Pump with Remote Outdoor Unit-Air-Source) | HH824E2S11 | ASPEN |  | C(A,C,D,E)24D2K+TDR | LP9C080B12MP13 | 21000 | 17 | 8.5 | 22800 | 18300 | 80.26% | 2 | 0 | 11.7 |  |  |  | No | R-454B | 1.75 | Residential & Commercial | Ducted CEE Tier 1
216054807 | Central HP <5.4 tons | LUXAIRE | HRCU-A-CB (Split System: Heat Pump with Remote Outdoor Unit-Air-Source) | HH824E2S11 | ASPEN |  | D(A,C,E)24B4K+TDR | TM8V080B12MP12 | 22400 | 17 | 8.5 | 22800 | 17700 | 77.63% | 2 | 0 | 12 |  |  |  | No | R-454B | 1.8667 | Residential & Commercial | Ducted CEE Tier 1
216055638 | Central HP <5.4 tons | CHAMPION HEATING AND COOLING | HRCU-A-CB (Split System: Heat Pump with Remote Outdoor Unit-Air-Source) | HH824E2S11 | ASPEN |  | C(A,C,D,E)24D2K+TDR | Z9ES060B12SMPS1 | 21000 | 17 | 8.5 | 22800 | 18600 | 81.58% | 2 | 0 | 11.2 |  |  |  | No | R-454B | 1.75 | Residential & Commercial | Ducted CEE Tier 1
216055435 | Central HP <5.4 tons | CHAMPION HEATING AND COOLING | HRCU-A-CB (Split System: Heat Pump with Remote Outdoor Unit-Air-Source) | HH824E2S11 | ASPEN |  | D(A,C,E)24B3K+TDR | TM8E040A12MP11 | 20600 | 16.5 | 8.5 | 22400 | 17200 | 76.79% | 2 | 0 | 11.2 |  |  |  | No | R-454B | 1.7167 | Residential & Commercial | Ducted CEE Tier 1
216055436 | Central HP <5.4 tons | CHAMPION HEATING AND COOLING | HRCU-A-CB (Split System: Heat Pump with Remote Outdoor Unit-Air-Source) | HH824E2S11 | ASPEN |  | D(A,C,E)24B4K+TDR | TM8E040A12MP11 | 21000 | 16.5 | 9 | 22600 | 17200 | 76.11% | 2 | 0 | 11.7 |  |  |  | No | R-454B | 1.75 | Residential & Commercial | Ducted CEE Tier 1
216055453 | Central HP <5.4 tons | CHAMPION HEATING AND COOLING | HRCU-A-CB (Split System: Heat Pump with Remote Outdoor Unit-Air-Source) | HH824E2S11 | ASPEN |  | D(A,C,E)24B3K+TDR | TM8E100B12MP11 | 22000 | 17 | 8.1 | 22600 | 18000 | 79.65% | 2 | 0 | 12 |  |  |  | No | R-454B | 1.8333 | Residential & Commercial | Ducted CEE Tier 1
204299430 | Central HP <5.4 tons | COMFORTMAKER | HRCU-A-CB (Split System: Heat Pump with Remote Outdoor Unit-Air-Source) | CVH837GKA** |  |  | EA*4X48L24A*+WALLCON | *96CTN1002122A* | 32400 | 17.5 | 8.5 | 32600 | 24800 | 76.07% | 2 | 12 | 11.7 |  |  |  | No | R-410A | 2.7 | Residential & Commercial | Ducted CEE Tier 1
204300084 | Central HP <5.4 tons | COMFORTMAKER | HRCU-A-CB (Split System: Heat Pump with Remote Outdoor Unit-Air-Source) | CVH837GKA** |  |  | EHD4X36AAL+WALLCON | *80CTL1352422A* | 32200 | 16.5 | 8.1 | 33200 | 24600 | 74.1% | 1.94 | 11 | 11 |  |  |  | No | R-410A | 2.6833 | Residential & Commercial | Ducted CEE Tier 1
211240433 | Central HP <5.4 tons | DAY & NIGHT | HRCU-A-CB (Split System: Heat Pump with Remote Outdoor Unit-Air-Source) | DLCURAH24ABK |  |  | EA*4X24L17A* | *95ESU0401712A* | 23400 | 16.5 | 8.5 | 26400 | 25200 | 95.45% | 2.1 | 0 | 10 |  |  |  | No | R-410A | 1.95 | Residential & Commercial | Ducted CEE Tier 1
213258327 | Central HP <5.4 tons | KEEPRITE | HRCU-A-CB (Split System: Heat Pump with Remote Outdoor Unit-Air-Source) | DLCURAH24ABK | ADP |  | H,GE31930 | *96VSN0801716A* | 23600 | 16 | 8.5 | 25200 | 23600 | 93.65% | 1.98 | 0 | 10 |  |  |  | No | R-410A | 1.9667 | Residential & Commercial | Ducted CEE Tier 1
213258328 | Central HP <5.4 tons | KEEPRITE | HRCU-A-CB (Split System: Heat Pump with Remote Outdoor Unit-Air-Source) | DLCURAH24ABK | ADP |  | H,GG32936 | *96VSN0801716A* | 23800 | 16 | 8.5 | 25200 | 23000 | 91.27% | 1.92 | 0 | 10 |  |  |  | No | R-410A | 1.9833 | Residential & Commercial | Ducted CEE Tier 1
216055485 | Central HP <5.4 tons | CHAMPION HEATING AND COOLING | HRCU-A-CB (Split System: Heat Pump with Remote Outdoor Unit-Air-Source) | HH824E2S11 | ASPEN |  | D(A,C,E)36A3K+TDR | TM9E040A10MP12 | 20800 | 16.5 | 8.5 | 22800 | 18100 | 79.39% | 2 | 0 | 10.5 |  |  |  | No | R-454B | 1.7333 | Residential & Commercial | Ducted CEE Tier 1
216055518 | Central HP <5.4 tons | CHAMPION HEATING AND COOLING | HRCU-A-CB (Split System: Heat Pump with Remote Outdoor Unit-Air-Source) | HH824E2S11 | ASPEN |  | C(A,C,D,E)24D2K+TDR | TM9V080B12MP12 | 21000 | 17 | 8.5 | 22800 | 18300 | 80.26% | 2 | 0 | 11.7 |  |  |  | No | R-454B | 1.75 | Residential & Commercial | Ducted CEE Tier 1
216055519 | Central HP <5.4 tons | CHAMPION HEATING AND COOLING | HRCU-A-CB (Split System: Heat Pump with Remote Outdoor Unit-Air-Source) | HH824E2S11 | ASPEN |  | D(A,C,E)24B3K+TDR | TM9V080B12MP12 | 22000 | 17 | 8.1 | 22600 | 18300 | 80.97% | 2 | 0 | 12 |  |  |  | No | R-454B | 1.8333 | Residential & Commercial | Ducted CEE Tier 1
216055537 | Central HP <5.4 tons | CHAMPION HEATING AND COOLING | HRCU-A-CB (Split System: Heat Pump with Remote Outdoor Unit-Air-Source) | HH824E2S11 | ASPEN |  | D(A,C,E)24B3K+TDR | TM9Y080B12MP11 | 22000 | 17 | 8.5 | 22600 | 18500 | 81.86% | 2 | 0 | 11.7 |  |  |  | No | R-454B | 1.8333 | Residential & Commercial | Ducted CEE Tier 1
216055552 | Central HP <5.4 tons | CHAMPION HEATING AND COOLING | HRCU-A-CB (Split System: Heat Pump with Remote Outdoor Unit-Air-Source) | HH824E2S11 | ASPEN |  | D(A,C,E)36A4K+TDR | TMLE060A12MP11 | 21000 | 17.5 | 9 | 23000 | 17900 | 77.83% | 2 | 0 | 11.2 |  |  |  | No | R-454B | 1.75 | Residential & Commercial | Ducted CEE Tier 1
216055569 | Central HP <5.4 tons | CHAMPION HEATING AND COOLING | HRCU-A-CB (Split System: Heat Pump with Remote Outdoor Unit-Air-Source) | HH824E2S11 | ASPEN |  | D(A,C,E)36A3K+TDR | TP9C060B12MP13 | 22400 | 17 | 8.1 | 22600 | 18000 | 79.65% | 2 | 0 | 12 |  |  |  | No | R-454B | 1.8667 | Residential & Commercial | Ducted CEE Tier 1
216055570 | Central HP <5.4 tons | CHAMPION HEATING AND COOLING | HRCU-A-CB (Split System: Heat Pump with Remote Outdoor Unit-Air-Source) | HH824E2S11 | ASPEN |  | D(A,C,E)36A4K+TDR | TP9C060B12MP13 | 22600 | 17 | 8.5 | 22800 | 18000 | 78.95% | 2 | 0 | 12 |  |  |  | No | R-454B | 1.8833 | Residential & Commercial | Ducted CEE Tier 1
213258363 | Central HP <5.4 tons | KEEPRITE | HRCU-A-CB (Split System: Heat Pump with Remote Outdoor Unit-Air-Source) | DLCURAH24ABK | ADP |  | H,GG32936 | *96VTN0601714A* | 23600 | 16 | 8.5 | 25200 | 24000 | 95.24% | 2.02 | 0 | 10 |  |  |  | No | R-410A | 1.9667 | Residential & Commercial | Ducted CEE Tier 1
213258945 | Central HP <5.4 tons | KEEPRITE | HRCU-A-CB (Split System: Heat Pump with Remote Outdoor Unit-Air-Source) | DLCURAH24ABK | ADP |  | H,GE7J936 | *96VSN0601412A* | 23200 | 16 | 8.5 | 24800 | 24200 | 97.58% | 2.04 | 0 | 10 |  |  |  | No | R-410A | 1.9333 | Residential & Commercial | Ducted CEE Tier 1
214093105 | Central HP <5.4 tons | LUXAIRE | HRCU-A-CB (Split System: Heat Pump with Remote Outdoor Unit-Air-Source) | HMH72B341 | ASPEN |  | D(A,C,E)36A36+TDR | TMLE100C16MP11 | 33000 | 18 | 8.1 | 32400 | 45000 | 138.9% | 3.06 | 0 | 10 |  |  |  | No | R-410A | 2.75 | Residential & Commercial | Ducted CEE Tier 1
214092369 | Central HP <5.4 tons | LUXAIRE | HRCU-A-CB (Split System: Heat Pump with Remote Outdoor Unit-Air-Source) | HMH72B341 | ASPEN |  | D(A,C,E)42A44+TDR | TM9V080C16MP12 | 32600 | 17.5 | 8.1 | 32400 | 44000 | 135.8% | 3.11 | 0 | 10 |  |  |  | No | R-410A | 2.7167 | Residential & Commercial | Ducted CEE Tier 1
216055670 | Central HP <5.4 tons | CHAMPION HEATING AND COOLING | HRCU-A-CB (Split System: Heat Pump with Remote Outdoor Unit-Air-Source) | HH836E2S11 | ASPEN |  | C(A,C,D,E)36B3K+TDR | TM8E100B12MP11 | 30800 | 18 | 8.5 | 31200 | 25400 | 81.41% | 2 | 0 | 10.5 |  |  |  | No | R-454B | 2.5667 | Residential & Commercial | Ducted CEE Tier 1
216055586 | Central HP <5.4 tons | CHAMPION HEATING AND COOLING | HRCU-A-CB (Split System: Heat Pump with Remote Outdoor Unit-Air-Source) | HH824E2S11 | ASPEN |  | D(A,C,E)24B4K+TDR | Z8ES040A12SMPS1 | 21000 | 18 | 9.5 | 22800 | 18100 | 79.39% | 2 | 0 | 11.2 |  |  |  | No | R-454B | 1.75 | Residential & Commercial | Ducted CEE Tier 1
216055603 | Central HP <5.4 tons | CHAMPION HEATING AND COOLING | HRCU-A-CB (Split System: Heat Pump with Remote Outdoor Unit-Air-Source) | HH824E2S11 | ASPEN |  | D(A,C,E)24B3K+TDR | Z8ES100B12SMPS1 | 20400 | 18.7 | 9.5 | 22600 | 18000 | 79.65% | 2 | 0 | 11.2 |  |  |  | No | R-454B | 1.7 | Residential & Commercial | Ducted CEE Tier 1
215399907 | Central HP <5.4 tons | CHAMPION HEATING AND COOLING | HRCU-A-C (Split System: Heat Pump with Remote Outdoor Unit with No Indoor Fan --Air Source) | HH824E2S11 | ASPEN |  | C(A,C,D,E)24A3K+TDR |  | 21600 | 15.2 | 8.1 | 22600 | 21200 | 93.81% | 2.63 | 0 | 11 |  |  |  | No | R-454B | 1.8 | Residential & Commercial | Ducted CEE Tier 1
216056071 | Central HP <5.4 tons | YORK | HRCU-A-CB (Split System: Heat Pump with Remote Outdoor Unit-Air-Source) | HH824E2S11 | ASPEN |  | C(A,C,D,E)24A3K+TDR | TL8E060A12UH11 | 20000 | 17.5 | 8.5 | 22600 | 17900 | 79.2% | 2 | 0 | 11.2 |  |  |  | No | R-454B | 1.6667 | Residential & Commercial | Ducted CEE Tier 1
216056186 | Central HP <5.4 tons | YORK | HRCU-A-CB (Split System: Heat Pump with Remote Outdoor Unit-Air-Source) | HH824E2S11 | ASPEN |  | C(A,C,D,E)24D2K+TDR | TM9E026A08MP12 | 19700 | 16 | 9 | 23000 | 17600 | 76.52% | 2 | 0 | 10 |  |  |  | No | R-454B | 1.6417 | Residential & Commercial | Ducted CEE Tier 1
216056337 | Central HP <5.4 tons | YORK | HRCU-A-CB (Split System: Heat Pump with Remote Outdoor Unit-Air-Source) | HH824E2S11 | ASPEN |  | D(A,C,E)24B3K+TDR | TMLE040A12MP11 | 20600 | 16.5 | 8.5 | 22400 | 17200 | 76.79% | 2 | 0 | 11.2 |  |  |  | No | R-454B | 1.7167 | Residential & Commercial | Ducted CEE Tier 1
211241137 | Central HP <5.4 tons | DAY & NIGHT | HRCU-A-CB (Split System: Heat Pump with Remote Outdoor Unit-Air-Source) | DLCURAH24ABK |  |  | EA*4X25L17A* | *92ESN0801716A* | 25000 | 17.5 | 8.5 | 25600 | 21000 | 82.03% | 1.78 | 0 | 10.5 |  |  |  | No | R-410A | 2.0833 | Residential & Commercial | Ducted CEE Tier 1
212979903 | Central HP <5.4 tons | TEMPSTAR | HRCU-A-CB (Split System: Heat Pump with Remote Outdoor Unit-Air-Source) | DLCURAH24ABK |  |  | EN(A,D)4X24L17** | *80MS(N,L)0901714A* | 23400 | 16.5 | 8.5 | 27000 | 24400 | 90.37% | 2.02 | 0 | 10 |  |  |  | No | R-410A | 1.95 | Residential & Commercial | Ducted CEE Tier 1
213258379 | Central HP <5.4 tons | KEEPRITE | HRCU-A-CB (Split System: Heat Pump with Remote Outdoor Unit-Air-Source) | DLCURAH24ABK | ADP |  | H,GG33936 | *96VTN1002120A* | 23800 | 17 | 8.5 | 24400 | 22400 | 91.8% | 1.9 | 0 | 10 |  |  |  | No | R-410A | 1.9833 | Residential & Commercial | Ducted CEE Tier 1
213258380 | Central HP <5.4 tons | KEEPRITE | HRCU-A-CB (Split System: Heat Pump with Remote Outdoor Unit-Air-Source) | DLCURAH24ABK | ADP |  | H,GE33936 | *96VTN1002120A* | 23800 | 17 | 8.5 | 24400 | 22400 | 91.8% | 1.9 | 0 | 10 |  |  |  | No | R-410A | 1.9833 | Residential & Commercial | Ducted CEE Tier 1
213258946 | Central HP <5.4 tons | KEEPRITE | HRCU-A-CB (Split System: Heat Pump with Remote Outdoor Unit-Air-Source) | DLCURAH24ABK | ADP |  | H,GE7J936 | *96VSN0601714A* | 23800 | 16 | 8.5 | 25200 | 23600 | 93.65% | 1.98 | 0 | 10 |  |  |  | No | R-410A | 1.9833 | Residential & Commercial | Ducted CEE Tier 1
213258947 | Central HP <5.4 tons | KEEPRITE | HRCU-A-CB (Split System: Heat Pump with Remote Outdoor Unit-Air-Source) | DLCURAH24ABK | ADP |  | H,GE7J936 | *96VSN0801716A* | 24200 | 16 | 8.5 | 24600 | 22000 | 89.43% | 1.86 | 0 | 10 |  |  |  | No | R-410A | 2.0167 | Residential & Commercial | Ducted CEE Tier 1
213258296 | Central HP <5.4 tons | KEEPRITE | HRCU-A-CB (Split System: Heat Pump with Remote Outdoor Unit-Air-Source) | DLCURAH24ABK | ADP |  | H,GG34936 | *96VSN0401410A* | 23200 | 16 | 8.5 | 24200 | 23800 | 98.35% | 2.02 | 0 | 10 |  |  |  | No | R-410A | 1.9333 | Residential & Commercial | Ducted CEE Tier 1
213258297 | Central HP <5.4 tons | KEEPRITE | HRCU-A-CB (Split System: Heat Pump with Remote Outdoor Unit-Air-Source) | DLCURAH24ABK | ADP |  | H,GE34936 | *96VSN0401410A* | 23200 | 16 | 8.5 | 24200 | 23800 | 98.35% | 2.02 | 0 | 10 |  |  |  | No | R-410A | 1.9333 | Residential & Commercial | Ducted CEE Tier 1
213258310 | Central HP <5.4 tons | KEEPRITE | HRCU-A-CB (Split System: Heat Pump with Remote Outdoor Unit-Air-Source) | DLCURAH24ABK | ADP |  | H,GG32936 | *96VSN0601412A* | 23200 | 16 | 8.5 | 24800 | 25200 | 101.6% | 2.14 | 0 | 10 |  |  |  | No | R-410A | 1.9333 | Residential & Commercial | Ducted CEE Tier 1
213258311 | Central HP <5.4 tons | KEEPRITE | HRCU-A-CB (Split System: Heat Pump with Remote Outdoor Unit-Air-Source) | DLCURAH24ABK | ADP |  | H,GE32936 | *96VSN0601412A* | 23200 | 16 | 8.5 | 24800 | 25200 | 101.6% | 2.14 | 0 | 10 |  |  |  | No | R-410A | 1.9333 | Residential & Commercial | Ducted CEE Tier 1
212979891 | Central HP <5.4 tons | TEMPSTAR | HRCU-A-CB (Split System: Heat Pump with Remote Outdoor Unit-Air-Source) | DLCURAH24ABK |  |  | EA*4X37L21A* | *80MS(N,L)0901714A* | 24200 | 17.5 | 8.5 | 25200 | 21800 | 86.51% | 1.82 | 0 | 10 |  |  |  | No | R-410A | 2.0167 | Residential & Commercial | Ducted CEE Tier 1
212980275 | Central HP <5.4 tons | TEMPSTAR | HRCU-A-CB (Split System: Heat Pump with Remote Outdoor Unit-Air-Source) | DLCURAH24ABK |  |  | EA*4X37L21A* | *80MS(N,L)0902116A* | 24400 | 17.5 | 8.5 | 25200 | 21200 | 84.13% | 1.8 | 0 | 10.5 |  |  |  | No | R-410A | 2.0333 | Residential & Commercial | Ducted CEE Tier 1
213258322 | Central HP <5.4 tons | KEEPRITE | HRCU-A-CB (Split System: Heat Pump with Remote Outdoor Unit-Air-Source) | DLCURAH24ABK | ADP |  | H,GE33936 | *96VSN0601714A* | 23800 | 16 | 8.5 | 25200 | 23600 | 93.65% | 1.98 | 0 | 10 |  |  |  | No | R-410A | 1.9833 | Residential & Commercial | Ducted CEE Tier 1
213077689 | Central HP <5.4 tons | CARRIER | HRCU-A-CB (Split System: Heat Pump with Remote Outdoor Unit-Air-Source) | 38MURAQ36AB3* |  |  | CNPV*4824AL* | GG96VTAB60100C** | 36000 | 16.5 | 8.1 | 38500 | 35000 | 90.91% | 2 | 0 | 10 |  |  |  | No | R-410A | 3 | Residential & Commercial | Ducted CEE Tier 1
214802920 | Central HP <5.4 tons | RHEEM | HRCU-A-CB (Split System: Heat Pump with Remote Outdoor Unit-Air-Source) | RP15AZ48AJ2N | ASPEN |  | D(A,C,E)60C34+TDR | R801V1005A21DZ | 45000 | 15.6 | 8.1 | 45500 | 33600 | 73.85% | 2.99 | 0 | 10.1 |  |  |  | No | R-410A | 3.75 | Residential & Commercial | Ducted CEE Tier 1
214802935 | Central HP <5.4 tons | RHEEM | HRCU-A-CB (Split System: Heat Pump with Remote Outdoor Unit-Air-Source) | RP15AZ48AJ2N | ASPEN |  | D(A,C,E)48D34+TDR | R801V1005A21UHU | 44500 | 15.5 | 8.2 | 45500 | 33800 | 74.29% | 3.05 | 0 | 10 |  |  |  | No | R-410A | 3.7083 | Residential & Commercial | Ducted CEE Tier 1
214802938 | Central HP <5.4 tons | RHEEM | HRCU-A-CB (Split System: Heat Pump with Remote Outdoor Unit-Air-Source) | RP15AZ48AJ2N | ASPEN |  | D(A,C,E)60C34+TDR | R801V1005A21UHU | 45000 | 15.6 | 8.1 | 45500 | 33800 | 74.29% | 3.01 | 0 | 10.1 |  |  |  | No | R-410A | 3.75 | Residential & Commercial | Ducted CEE Tier 1
212479832 | Central HP <5.4 tons | CARRIER | HRCU-A-CB (Split System: Heat Pump with Remote Outdoor Unit-Air-Source) | 38MURAQ18AB3* | ADP |  | A36VCA+TXV | 59SP6A040V17**12 | 17700 | 15.2 | 8.5 | 17100 | 18400 | 107.6% | 2.26 | 0 | 10.5 |  |  |  | No | R-410A | 1.475 | Residential & Commercial | Ducted CEE Tier 1
212479834 | Central HP <5.4 tons | CARRIER | HRCU-A-CB (Split System: Heat Pump with Remote Outdoor Unit-Air-Source) | 38MURAQ18AB3* | ADP |  | A24VBA+TXV | 59SP6A060V14**12 | 17900 | 16 | 8.5 | 17200 | 18600 | 108.1% | 2.28 | 0 | 10.5 |  |  |  | No | R-410A | 1.4917 | Residential & Commercial | Ducted CEE Tier 1
216055704 | Central HP <5.4 tons | CHAMPION HEATING AND COOLING | HRCU-A-CB (Split System: Heat Pump with Remote Outdoor Unit-Air-Source) | HH836E2S11 | ASPEN |  | C(A,C,D,E)48A3K+TDR | TM8Y100C20MP11 | 31000 | 18 | 8.1 | 30600 | 25000 | 81.7% | 2 | 0 | 11.2 |  |  |  | No | R-454B | 2.5833 | Residential & Commercial | Ducted CEE Tier 1
216056505 | Central HP <5.4 tons | YORK | HRCU-A-CB (Split System: Heat Pump with Remote Outdoor Unit-Air-Source) | HH836E2S11 | ASPEN |  | C(A,C,D,E)36B3K+TDR | TM8E100C16MP11 | 31000 | 18 | 8.5 | 31200 | 25200 | 80.77% | 2 | 0 | 10.5 |  |  |  | No | R-454B | 2.5833 | Residential & Commercial | Ducted CEE Tier 1
216056555 | Central HP <5.4 tons | YORK | HRCU-A-CB (Split System: Heat Pump with Remote Outdoor Unit-Air-Source) | HH836E2S11 | ASPEN |  | C(A,C,D,E)36B3K+TDR | Y81E100C20SMPS1 | 31600 | 18 | 8.5 | 31800 | 25400 | 79.87% | 2 | 0 | 10.5 |  |  |  | No | R-454B | 2.6333 | Residential & Commercial | Ducted CEE Tier 1
214092992 | Central HP <5.4 tons | LUXAIRE | HRCU-A-CB (Split System: Heat Pump with Remote Outdoor Unit-Air-Source) | HMH72B341 | ASPEN |  | D(A,C,E)42A46+TDR | TM8E120C16MP11 | 33200 | 18 | 8.3 | 32400 | 45500 | 140.4% | 3.15 | 0 | 10 |  |  |  | No | R-410A | 2.7667 | Residential & Commercial | Ducted CEE Tier 1
211259767 | Central HP <5.4 tons | DAY & NIGHT | HRCU-A-CB (Split System: Heat Pump with Remote Outdoor Unit-Air-Source) | DLCURAH18ABK |  |  | EA*4X19L17A* | *96VTN0401712A* | 18200 | 15.5 | 8.5 | 18300 | 17600 | 96.17% | 2.12 | 0 | 10.5 |  |  |  | No | R-410A | 1.5167 | Residential & Commercial | Ducted CEE Tier 1
213258228 | Central HP <5.4 tons | KEEPRITE | HRCU-A-CB (Split System: Heat Pump with Remote Outdoor Unit-Air-Source) | DLCURAH18ABK | ADP |  | H,GG33936 | *96VSN0601412A* | 17900 | 16 | 8.5 | 17200 | 18600 | 108.1% | 2.28 | 0 | 10.5 |  |  |  | No | R-410A | 1.4917 | Residential & Commercial | Ducted CEE Tier 1
211259749 | Central HP <5.4 tons | COMFORTMAKER | HRCU-A-CB (Split System: Heat Pump with Remote Outdoor Unit-Air-Source) | DLCURAH18ABK |  |  | EA*4X19L17A* | *80VTL0451412A* | 18100 | 16.5 | 8.5 | 18000 | 17600 | 97.78% | 2.14 | 0 | 11 |  |  |  | No | R-410A | 1.5083 | Residential & Commercial | Ducted CEE Tier 1
214595223 | Central HP <5.4 tons | PAYNE HEATING AND COOLING | HRCU-A-CB (Split System: Heat Pump with Remote Outdoor Unit-Air-Source) | 38MURAQ24AB3* | ASPEN |  | A(E,F)M364+TDR |  | 24000 | 15.2 | 9 | 26400 | 23400 | 88.64% | 1.92 | 0 | 10 |  |  |  | No | R-410A | 2 | Residential & Commercial | Ducted CEE Tier 1
211262866 | Central HP <5.4 tons | COMFORTMAKER | HRCU-A-CB (Split System: Heat Pump with Remote Outdoor Unit-Air-Source) | DLCURAH18ABK |  |  | EN(A,D)4X24L17** | *96VSN0401712A* | 17700 | 15.5 | 8.5 | 18700 | 18800 | 100.5% | 2.26 | 0 | 10.5 |  |  |  | No | R-410A | 1.475 | Residential & Commercial | Ducted CEE Tier 1
214093042 | Central HP <5.4 tons | LUXAIRE | HRCU-A-CB (Split System: Heat Pump with Remote Outdoor Unit-Air-Source) | HMH72B341 | ASPEN |  | D(A,C,E)36A36+TDR | TM9E080C16MP12 | 33000 | 18 | 8.1 | 32400 | 45000 | 138.9% | 3.04 | 0 | 10 |  |  |  | No | R-410A | 2.75 | Residential & Commercial | Ducted CEE Tier 1
214093106 | Central HP <5.4 tons | LUXAIRE | HRCU-A-CB (Split System: Heat Pump with Remote Outdoor Unit-Air-Source) | HMH72B341 | ASPEN |  | D(A,C,E)42A46+TDR | TMLE100C16MP11 | 33000 | 18 | 8.3 | 32400 | 45000 | 138.9% | 3.11 | 0 | 10 |  |  |  | No | R-410A | 2.75 | Residential & Commercial | Ducted CEE Tier 1
214093109 | Central HP <5.4 tons | LUXAIRE | HRCU-A-CB (Split System: Heat Pump with Remote Outdoor Unit-Air-Source) | HMH72B341 | ASPEN |  | D(A,C,E)42A46+TDR | TMLE120C16MP11 | 33200 | 18 | 8.3 | 32400 | 45500 | 140.4% | 3.15 | 0 | 10 |  |  |  | No | R-410A | 2.7667 | Residential & Commercial | Ducted CEE Tier 1
214092255 | Central HP <5.4 tons | LUXAIRE | HRCU-A-CB (Split System: Heat Pump with Remote Outdoor Unit-Air-Source) | HMH72B341 | ASPEN |  | D(A,C,E)42A44+TDR | LPLC100C16MP13 | 32400 | 17.5 | 8.5 | 32400 | 44000 | 135.8% | 3.14 | 0 | 10 |  |  |  | No | R-410A | 2.7 | Residential & Commercial | Ducted CEE Tier 1
214862415 | Central HP <5.4 tons | BRYANT HEATING AND COOLING SYSTEMS | HRCU-A-CB (Split System: Heat Pump with Remote Outdoor Unit-Air-Source) | 288BNV037*0**B* | ADP |  | H,PG35936 | 987MC66120C24*** | 31000 | 18 | 8.1 | 30600 | 24400 | 79.74% | 1.98 | 0 | 11 |  |  |  | No | R-410A | 2.5833 | Residential & Commercial | Ducted CEE Tier 1
214862417 | Central HP <5.4 tons | BRYANT HEATING AND COOLING SYSTEMS | HRCU-A-CB (Split System: Heat Pump with Remote Outdoor Unit-Air-Source) | 288BNV037*0**B* | ADP |  | H,PG48936 | 987MC66120C24*** | 32000 | 18 | 8.1 | 30600 | 24400 | 79.74% | 1.98 | 0 | 11.5 |  |  |  | No | R-410A | 2.6667 | Residential & Commercial | Ducted CEE Tier 1
210410118 | Central HP <5.4 tons | MRCOOL | HRCU-A-CB (Split System: Heat Pump with Remote Outdoor Unit-Air-Source) | MDUO18024036 |  |  | MDUI18036E |  | 34000 | 16 | 9 | 35000 | 28000 | 80% | 1.8 | 10 | 10 |  |  |  | No | R-410A | 2.8333 | Residential & Commercial | Ducted CEE Tier 1
213753661 | Central HP <5.4 tons | CARRIER | HRCU-A-CB (Split System: Heat Pump with Remote Outdoor Unit-Air-Source) | 38MURAQ36AB3* | ASPEN |  | D(A,C,E)36B34+TDR | 58S(B,C)*B070M17**16 | 34600 | 16.5 | 8.1 | 38500 | 31800 | 82.6% | 2.71 | 0 | 10 |  |  |  | No | R-410A | 2.8833 | Residential & Commercial | Ducted CEE Tier 1
213258269 | Central HP <5.4 tons | KEEPRITE | HRCU-A-CB (Split System: Heat Pump with Remote Outdoor Unit-Air-Source) | DLCURAH18ABK | ADP |  | H,GG31930 | *96VTN0601412A* | 17500 | 16 | 8.5 | 17200 | 18600 | 108.1% | 2.28 | 0 | 10 |  |  |  | No | R-410A | 1.4583 | Residential & Commercial | Ducted CEE Tier 1
213258272 | Central HP <5.4 tons | KEEPRITE | HRCU-A-CB (Split System: Heat Pump with Remote Outdoor Unit-Air-Source) | DLCURAH18ABK | ADP |  | H,GE32936 | *96VTN0601412A* | 17700 | 16 | 8.5 | 17200 | 18600 | 108.1% | 2.28 | 0 | 10 |  |  |  | No | R-410A | 1.475 | Residential & Commercial | Ducted CEE Tier 1
213752640 | Central HP <5.4 tons | CARRIER | HRCU-A-CB (Split System: Heat Pump with Remote Outdoor Unit-Air-Source) | 38MURAQ24AB3* | ASPEN |  | D(A,C,E)24B44+TDR | 58S(B,C)*B070M14**12 | 23600 | 17.5 | 8.5 | 26200 | 20200 | 77.1% | 2.89 | 0 | 10 |  |  |  | No | R-410A | 1.9667 | Residential & Commercial | Ducted CEE Tier 1
213752709 | Central HP <5.4 tons | CARRIER | HRCU-A-CB (Split System: Heat Pump with Remote Outdoor Unit-Air-Source) | 38MURAQ24AB3* | ASPEN |  | D(A,C,E)36B34+TDR | 58S(B,C)*B090M21**20 | 23600 | 17.5 | 8.5 | 26200 | 20200 | 77.1% | 2.91 | 0 | 10 |  |  |  | No | R-410A | 1.9667 | Residential & Commercial | Ducted CEE Tier 1
214092322 | Central HP <5.4 tons | LUXAIRE | HRCU-A-CB (Split System: Heat Pump with Remote Outdoor Unit-Air-Source) | HMH72B341 | ASPEN |  | D(A,C,E)48B34+TDR | TM8Y060A12MP11 | 32800 | 18 | 8.1 | 32400 | 44000 | 135.8% | 3.09 | 0 | 10 |  |  |  | No | R-410A | 2.7333 | Residential & Commercial | Ducted CEE Tier 1
214092358 | Central HP <5.4 tons | LUXAIRE | HRCU-A-CB (Split System: Heat Pump with Remote Outdoor Unit-Air-Source) | HMH72B341 | ASPEN |  | D(A,C,E)48B34+TDR | TM9E100C20MP12 | 32600 | 15.5 | 8.1 | 32400 | 43500 | 134.3% | 3.1 | 0 | 10 |  |  |  | No | R-410A | 2.7167 | Residential & Commercial | Ducted CEE Tier 1
214092372 | Central HP <5.4 tons | LUXAIRE | HRCU-A-CB (Split System: Heat Pump with Remote Outdoor Unit-Air-Source) | HMH72B341 | ASPEN |  | D(A,C,E)42A44+TDR | TM9V100C16MP12 | 32400 | 17.5 | 8.5 | 32400 | 44000 | 135.8% | 3.14 | 0 | 10 |  |  |  | No | R-410A | 2.7 | Residential & Commercial | Ducted CEE Tier 1
214092373 | Central HP <5.4 tons | LUXAIRE | HRCU-A-CB (Split System: Heat Pump with Remote Outdoor Unit-Air-Source) | HMH72B341 | ASPEN |  | D(A,C,E)48B34+TDR | TM9V100C16MP12 | 32600 | 17.5 | 8.5 | 32400 | 44000 | 135.8% | 3.14 | 0 | 10 |  |  |  | No | R-410A | 2.7167 | Residential & Commercial | Ducted CEE Tier 1
214092389 | Central HP <5.4 tons | LUXAIRE | HRCU-A-CB (Split System: Heat Pump with Remote Outdoor Unit-Air-Source) | HMH72B341 | ASPEN |  | D(A,C,E)36A34+TDR | TM9Y100C16MP11 | 32800 | 18 | 8.1 | 32400 | 45000 | 138.9% | 3.04 | 0 | 10 |  |  |  | No | R-410A | 2.7333 | Residential & Commercial | Ducted CEE Tier 1
214092407 | Central HP <5.4 tons | LUXAIRE | HRCU-A-CB (Split System: Heat Pump with Remote Outdoor Unit-Air-Source) | HMH72B341 | ASPEN |  | D(A,C,E)36A34+TDR | TMLE080C16MP11 | 33000 | 18 | 8.1 | 32400 | 45000 | 138.9% | 3.06 | 0 | 10 |  |  |  | No | R-410A | 2.75 | Residential & Commercial | Ducted CEE Tier 1
214092424 | Central HP <5.4 tons | LUXAIRE | HRCU-A-CB (Split System: Heat Pump with Remote Outdoor Unit-Air-Source) | HMH72B341 | ASPEN |  | D(A,C,E)48B34+TDR | TMLV100C16MP12 | 32600 | 17.5 | 8.5 | 32400 | 44000 | 135.8% | 3.14 | 0 | 10 |  |  |  | No | R-410A | 2.7167 | Residential & Commercial | Ducted CEE Tier 1
215933947 | Central HP <5.4 tons | AIRQUEST | HRCU-A-CB (Split System: Heat Pump with Remote Outdoor Unit-Air-Source) | H5H3V36*K*AAA* |  |  | ESH5X60M12A*+WALLCON | *96CTN1202422B* | 34200 | 19.5 | 9 | 34200 | 26000 | 76.02% | 1.94 | 0 | 11.7 |  |  |  | No | R-454B | 2.85 | Residential & Commercial | Ducted CEE Tier 1
215933787 | Central HP <5.4 tons | AIRQUEST | HRCU-A-CB (Split System: Heat Pump with Remote Outdoor Unit-Air-Source) | H5H3V36*K*AAA* |  |  | ESH5X60M12A*+WALLCON | *80CTL0901716B* | 34200 | 19.5 | 9 | 34400 | 26200 | 76.16% | 1.94 | 0 | 11.7 |  |  |  | No | R-454B | 2.85 | Residential & Commercial | Ducted CEE Tier 1
213076338 | Central HP <5.4 tons | DAY & NIGHT | HRCU-A-CB (Split System: Heat Pump with Remote Outdoor Unit-Air-Source) | DLCURAH36ABK |  |  | EN(A,D)4X48L24** | *95MSU1002122A* | 36200 | 16.5 | 8.1 | 38500 | 35000 | 90.91% | 2.02 | 0 | 10.5 |  |  |  | No | R-410A | 3.0167 | Residential & Commercial | Ducted CEE Tier 1
213076656 | Central HP <5.4 tons | DAY & NIGHT | HRCU-A-CB (Split System: Heat Pump with Remote Outdoor Unit-Air-Source) | DLCURAH36ABK |  |  | EA*4X42L21A* | *80VTL0902120B* | 35200 | 16 | 8.1 | 38500 | 35000 | 90.91% | 1.88 | 0 | 10 |  |  |  | No | R-410A | 2.9333 | Residential & Commercial | Ducted CEE Tier 1
213607729 | Central HP <5.4 tons | HEIL | HRCU-A-CB (Split System: Heat Pump with Remote Outdoor Unit-Air-Source) | DLCURAH36ABK |  |  | FTMA4B36L0C* |  | 35400 | 16.5 | 8.5 | 38000 | 35200 | 92.63% | 1.86 | 0 | 10 |  |  |  | No | R-410A | 2.95 | Residential & Commercial | Ducted CEE Tier 1
213752809 | Central HP <5.4 tons | CARRIER | HRCU-A-CB (Split System: Heat Pump with Remote Outdoor Unit-Air-Source) | 38MURAQ24AB3* | ASPEN |  | D(A,C,E)30C44+TDR | 59SC2E060M17**14 | 23800 | 17.5 | 8.5 | 26200 | 20200 | 77.1% | 2.9 | 0 | 10 |  |  |  | No | R-410A | 1.9833 | Residential & Commercial | Ducted CEE Tier 1
213752842 | Central HP <5.4 tons | CARRIER | HRCU-A-CB (Split System: Heat Pump with Remote Outdoor Unit-Air-Source) | 38MURAQ24AB3* | ASPEN |  | D(A,C,E)36B34+TDR | 59SC2E100M21**20 | 23600 | 17.5 | 8.5 | 26400 | 20200 | 76.52% | 2.88 | 0 | 10 |  |  |  | No | R-410A | 1.9667 | Residential & Commercial | Ducted CEE Tier 1
213076694 | Central HP <5.4 tons | CARRIER | HRCU-A-CB (Split System: Heat Pump with Remote Outdoor Unit-Air-Source) | 38MURAQ36AB3* |  |  | CNPV*4221AL* | 58TP*B090V21**20 | 35600 | 15.5 | 8.1 | 39000 | 35200 | 90.26% | 1.9 | 0 | 10 |  |  |  | No | R-410A | 2.9667 | Residential & Commercial | Ducted CEE Tier 1
213076787 | Central HP <5.4 tons | CARRIER | HRCU-A-CB (Split System: Heat Pump with Remote Outdoor Unit-Air-Source) | 38MURAQ36AB3* |  |  | CAP**4821AL* | 58TP*B110V21**22 | 36200 | 16 | 8.5 | 38000 | 34800 | 91.58% | 2.04 | 0 | 10 |  |  |  | No | R-410A | 3.0167 | Residential & Commercial | Ducted CEE Tier 1
213076835 | Central HP <5.4 tons | CARRIER | HRCU-A-CB (Split System: Heat Pump with Remote Outdoor Unit-Air-Source) | 38MURAQ36AB3* |  |  | CNPV*4821AL* | 58TP*B110V21**22 | 36400 | 16.5 | 8.1 | 38500 | 35000 | 90.91% | 2.02 | 0 | 10.5 |  |  |  | No | R-410A | 3.0333 | Residential & Commercial | Ducted CEE Tier 1
213077235 | Central HP <5.4 tons | CARRIER | HRCU-A-CB (Split System: Heat Pump with Remote Outdoor Unit-Air-Source) | 38MURAQ36AB3* |  |  | CAP**4224AL* | 59SP6B120V24**22 | 35400 | 16 | 8.1 | 38500 | 35000 | 90.91% | 1.9 | 0 | 10 |  |  |  | No | R-410A | 2.95 | Residential & Commercial | Ducted CEE Tier 1
213077371 | Central HP <5.4 tons | CARRIER | HRCU-A-CB (Split System: Heat Pump with Remote Outdoor Unit-Air-Source) | 38MURAQ36AB3* |  |  | CAP**3721AL* | GG96VTAB48080B** | 36400 | 15.5 | 8.5 | 38500 | 35000 | 90.91% | 2.06 | 0 | 10 |  |  |  | No | R-410A | 3.0333 | Residential & Commercial | Ducted CEE Tier 1
213077396 | Central HP <5.4 tons | CARRIER | HRCU-A-CB (Split System: Heat Pump with Remote Outdoor Unit-Air-Source) | 38MURAQ36AB3* |  |  | CAP**4321AL* | 59TP6C080V17**16 | 36600 | 15.5 | 8.5 | 38500 | 35000 | 90.91% | 2.06 | 0 | 10 |  |  |  | No | R-410A | 3.05 | Residential & Commercial | Ducted CEE Tier 1
215934547 | Central HP <5.4 tons | AIRQUEST | HRCU-A-CB (Split System: Heat Pump with Remote Outdoor Unit-Air-Source) | H5H3V48*K*AAA* |  |  | ESH5X60M12A*+WALLCON | *80CSU1002120A* | 45000 | 20.5 | 9 | 48500 | 36600 | 75.46% | 1.82 | 0 | 11 |  |  |  | No | R-454B | 3.75 | Residential & Commercial | Ducted CEE Tier 1
216056353 | Central HP <5.4 tons | YORK | HRCU-A-CB (Split System: Heat Pump with Remote Outdoor Unit-Air-Source) | HH824E2S11 | ASPEN |  | D(A,C,E)24B3K+TDR | TP9C080B12MP13 | 22000 | 17 | 8.1 | 22600 | 18300 | 80.97% | 2 | 0 | 12 |  |  |  | No | R-454B | 1.8333 | Residential & Commercial | Ducted CEE Tier 1
216056355 | Central HP <5.4 tons | YORK | HRCU-A-CB (Split System: Heat Pump with Remote Outdoor Unit-Air-Source) | HH824E2S11 | ASPEN |  | D(A,C,E)24B3K+TDR | TPLC080B12MP13 | 22000 | 17 | 8.1 | 22600 | 17700 | 78.32% | 2 | 0 | 12 |  |  |  | No | R-454B | 1.8333 | Residential & Commercial | Ducted CEE Tier 1
216056389 | Central HP <5.4 tons | YORK | HRCU-A-CB (Split System: Heat Pump with Remote Outdoor Unit-Air-Source) | HH824E2S11 | ASPEN |  | D(A,C,E)24B3K+TDR | Y91E080B12SMPS1 | 22000 | 17 | 8.1 | 22600 | 18100 | 80.09% | 2 | 0 | 12 |  |  |  | No | R-454B | 1.8333 | Residential & Commercial | Ducted CEE Tier 1
216056473 | Central HP <5.4 tons | YORK | HRCU-A-CB (Split System: Heat Pump with Remote Outdoor Unit-Air-Source) | HH824E2S11 | ASPEN |  | D(A,C,E)24B4K+TDR | TM9Y040A10MP11 | 21000 | 16.5 | 8.5 | 22600 | 17300 | 76.55% | 2 | 0 | 10.5 |  |  |  | No | R-454B | 1.75 | Residential & Commercial | Ducted CEE Tier 1
207455273 | Central HP <5.4 tons | LENNOX | HRCU-A-CB (Split System: Heat Pump with Remote Outdoor Unit-Air-Source) | SL25XPV-036-230A** | ADP |  | L*35/36U9 | SLP99UH110XV60C* | 34000 | 21 | 8.8 | 34000 | 27000 | 79.41% | 1.82 | 14 | 13.5 |  |  |  | No | R-410A | 2.8333 | Residential & Commercial | Ducted CEE Tier 1
215565254 | Central HP <5.4 tons | COLEMAN | HRCU-A-CB (Split System: Heat Pump with Remote Outdoor Unit-Air-Source) | HH824E2S11 | ASPEN |  | D(A,C,E)36A4J+TDR | CPLC080B12MP13 | 22600 | 17 | 9 | 22600 | 17700 | 78.32% | 2 | 0 | 12 |  |  |  | No | R-454B | 1.8833 | Residential & Commercial | Ducted CEE Tier 1
216054519 | Central HP <5.4 tons | COLEMAN | HRCU-A-CB (Split System: Heat Pump with Remote Outdoor Unit-Air-Source) | HH824E2S11 | ASPEN |  | D(A,C,E)24B4K+TDR | CP9C080B12MP13 | 22600 | 17 | 9 | 22800 | 18300 | 80.26% | 2 | 0 | 12 |  |  |  | No | R-454B | 1.8833 | Residential & Commercial | Ducted CEE Tier 1
216054528 | Central HP <5.4 tons | COLEMAN | HRCU-A-CB (Split System: Heat Pump with Remote Outdoor Unit-Air-Source) | HH824E2S11 | ASPEN |  | D(A,C,E)36A4K+TDR | TL8E060A12UH11 | 21000 | 17.5 | 9 | 22800 | 17900 | 78.51% | 2 | 0 | 11.2 |  |  |  | No | R-454B | 1.75 | Residential & Commercial | Ducted CEE Tier 1
211230336 | Central HP <5.4 tons | DAY & NIGHT | HRCU-A-CB (Split System: Heat Pump with Remote Outdoor Unit-Air-Source) | DLCURAH36ABK |  |  | EN(A,D,W)4X48L21** | *96VTN1002120A* | 36600 | 15.5 | 8.1 | 39500 | 35000 | 88.61% | 2.04 | 0 | 10 |  |  |  | No | R-410A | 3.05 | Residential & Commercial | Ducted CEE Tier 1
211230372 | Central HP <5.4 tons | DAY & NIGHT | HRCU-A-CB (Split System: Heat Pump with Remote Outdoor Unit-Air-Source) | DLCURAH36ABK |  |  | EN(A,D,W)4X48L21** | OMV098J12* | 35800 | 15.5 | 8.1 | 38500 | 35000 | 90.91% | 2 | 0 | 10 |  |  |  | No | R-410A | 2.9833 | Residential & Commercial | Ducted CEE Tier 1
213078590 | Central HP <5.4 tons | DAY & NIGHT | HRCU-A-CB (Split System: Heat Pump with Remote Outdoor Unit-Air-Source) | DLCURAH36ABK |  |  | EA*4X42L24A* | *80MS(N,L)0902420A* | 35400 | 16.5 | 8.1 | 38500 | 35000 | 90.91% | 1.9 | 0 | 10 |  |  |  | No | R-410A | 2.95 | Residential & Commercial | Ducted CEE Tier 1
207455412 | Central HP <5.4 tons | LENNOX | HRCU-A-CB (Split System: Heat Pump with Remote Outdoor Unit-Air-Source) | SL25XPV-048-230A** | ADP |  | LH42/62W9 | SL280UH110XV60C* | 46000 | 20 | 9.4 | 42000 | 35800 | 85.24% | 1.9 | 12.5 | 12.5 |  |  |  | No | R-410A | 3.8333 | Residential & Commercial | Ducted CEE Tier 1
215941075 | Central HP <5.4 tons | BRYANT HEATING AND COOLING SYSTEMS | HRCU-A-CB (Split System: Heat Pump with Remote Outdoor Unit-Air-Source) | 293VAN048**AA* |  |  | CAA**6121AM*+UI | 987TA60080C21*** | 45000 | 21 | 9.5 | 48500 | 37000 | 76.29% | 2 | 0 | 11 |  |  |  | No | R-454B | 3.75 | Residential & Commercial | Ducted CEE Tier 1
215941645 | Central HP <5.4 tons | BRYANT HEATING AND COOLING SYSTEMS | HRCU-A-CB (Split System: Heat Pump with Remote Outdoor Unit-Air-Source) | 293VAN048**AA* |  |  | CVAVA4924XMA*+UI | 987TA66100C21*** | 45500 | 20.5 | 8.1 | 52500 | 38000 | 72.38% | 1.9 | 0 | 11.5 |  |  |  | No | R-454B | 3.7917 | Residential & Commercial | Ducted CEE Tier 1
216054546 | Central HP <5.4 tons | COLEMAN | HRCU-A-CB (Split System: Heat Pump with Remote Outdoor Unit-Air-Source) | HH824E2S11 | ASPEN |  | D(A,C,E)24B3K+TDR | TM8E100B12MP11 | 22000 | 17 | 8.1 | 22600 | 18000 | 79.65% | 2 | 0 | 12 |  |  |  | No | R-454B | 1.8333 | Residential & Commercial | Ducted CEE Tier 1
216054589 | Central HP <5.4 tons | COLEMAN | HRCU-A-CB (Split System: Heat Pump with Remote Outdoor Unit-Air-Source) | HH824E2S11 | ASPEN |  | C(A,C,D,E)24D2K+TDR | TM9V080B12MP12 | 21000 | 17 | 8.5 | 22800 | 18300 | 80.26% | 2 | 0 | 11.7 |  |  |  | No | R-454B | 1.75 | Residential & Commercial | Ducted CEE Tier 1
216054646 | Central HP <5.4 tons | COLEMAN | HRCU-A-CB (Split System: Heat Pump with Remote Outdoor Unit-Air-Source) | HH824E2S11 | ASPEN |  | D(A,C,E)24B3K+TDR | Z8ES100B12SMPS1 | 20400 | 18.7 | 9.5 | 22600 | 18000 | 79.65% | 2 | 0 | 11.2 |  |  |  | No | R-454B | 1.7 | Residential & Commercial | Ducted CEE Tier 1
216054653 | Central HP <5.4 tons | COLEMAN | HRCU-A-CB (Split System: Heat Pump with Remote Outdoor Unit-Air-Source) | HH824E2S11 | ASPEN |  | C(A,C,D,E)24D2K+TDR | Z8ET080B12LMPS1 | 21000 | 17.5 | 8.5 | 22800 | 18500 | 81.14% | 2 | 0 | 11.7 |  |  |  | No | R-454B | 1.75 | Residential & Commercial | Ducted CEE Tier 1
214092456 | Central HP <5.4 tons | LUXAIRE | HRCU-A-CB (Split System: Heat Pump with Remote Outdoor Unit-Air-Source) | HMH72B341 | ASPEN |  | D(A,C,E)42A44+TDR | TPLC100C16MP13 | 32400 | 17.5 | 8.5 | 32400 | 44000 | 135.8% | 3.14 | 0 | 10 |  |  |  | No | R-410A | 2.7 | Residential & Commercial | Ducted CEE Tier 1
214838455 | Central HP <5.4 tons | TEMPSTAR | HRCU-A-C (Split System: Heat Pump with Remote Outdoor Unit with No Indoor Fan --Air Source) | DLCURAH18ABK | ASPEN |  | D(A,C,E)24A24+TDR |  | 15500 | 15.2 | 9.3 | 18900 | 15000 | 79.37% | 2.2 | 0 | 11 |  |  |  | No | R-410A | 1.2917 | Residential & Commercial | Ducted CEE Tier 1
216054680 | Central HP <5.4 tons | COLEMAN | HRCU-A-CB (Split System: Heat Pump with Remote Outdoor Unit-Air-Source) | HH836E2S11 | ASPEN |  | D(A,C,E)36A4K+TDR | CP9C100C16MP13 | 30800 | 18 | 8.5 | 31400 | 25200 | 80.25% | 2 | 0 | 11 |  |  |  | No | R-454B | 2.5667 | Residential & Commercial | Ducted CEE Tier 1
216055675 | Central HP <5.4 tons | CHAMPION HEATING AND COOLING | HRCU-A-CB (Split System: Heat Pump with Remote Outdoor Unit-Air-Source) | HH836E2S11 | ASPEN |  | D(A,C,E)36A4K+TDR | TM8E100C16MP11 | 31000 | 18 | 8.5 | 31200 | 25200 | 80.77% | 2 | 0 | 10.5 |  |  |  | No | R-454B | 2.5833 | Residential & Commercial | Ducted CEE Tier 1
215488039 | Central HP <5.4 tons | GOODMAN | HRCU-A-CB (Split System: Heat Pump with Remote Outdoor Unit-Air-Source) | GZV7SA2410A* |  |  | CHPEA3026*3A* | G*VM970803BNB* | 23200 | 19 | 8.6 | 23200 | 17000 | 73.28% | 2 | 0 | 11 |  |  |  | No | R-32 | 1.9333 | Residential & Commercial | Ducted CEE Tier 1
212479830 | Central HP <5.4 tons | CARRIER | HRCU-A-CB (Split System: Heat Pump with Remote Outdoor Unit-Air-Source) | 38MURAQ18AB3* | ADP |  | A24VBA+TXV | 59SP6A040V14**10 | 17300 | 16 | 8.5 | 16700 | 18800 | 112.6% | 2.3 | 0 | 10.5 |  |  |  | No | R-410A | 1.4417 | Residential & Commercial | Ducted CEE Tier 1
213753028 | Central HP <5.4 tons | CARRIER | HRCU-A-CB (Split System: Heat Pump with Remote Outdoor Unit-Air-Source) | 38MURAQ24AB3* | ASPEN |  | D(A,C,E)30C44+TDR | 59TP6C080V17**16 | 23400 | 17 | 8.5 | 26200 | 20200 | 77.1% | 2.88 | 0 | 10 |  |  |  | No | R-410A | 1.95 | Residential & Commercial | Ducted CEE Tier 1
213753044 | Central HP <5.4 tons | CARRIER | HRCU-A-CB (Split System: Heat Pump with Remote Outdoor Unit-Air-Source) | 38MURAQ24AB3* | ASPEN |  | D(A,C,E)24B44+TDR | 59TP6C100V21**20 | 23200 | 17.5 | 8.5 | 26200 | 20000 | 76.34% | 2.91 | 0 | 10 |  |  |  | No | R-410A | 1.9333 | Residential & Commercial | Ducted CEE Tier 1
212480147 | Central HP <5.4 tons | CARRIER | HRCU-A-CB (Split System: Heat Pump with Remote Outdoor Unit-Air-Source) | 38MURAQ24AB3* | ADP |  | A36VCA+TXV | 59TP6B060V17**14 | 24000 | 16 | 8.5 | 24400 | 22400 | 91.8% | 1.88 | 0 | 10 |  |  |  | No | R-410A | 2 | Residential & Commercial | Ducted CEE Tier 1
212498512 | Central HP <5.4 tons | CARRIER | HRCU-A-CB (Split System: Heat Pump with Remote Outdoor Unit-Air-Source) | 38MURAQ24AB3* | ADP |  | CE2403A+TXV |  | 23800 | 17 | 8.85 | 25600 | 25400 | 99.22% | 2.14 | 0 | 10 |  |  |  | No | R-410A | 1.9833 | Residential & Commercial | Ducted CEE Tier 1
213077623 | Central HP <5.4 tons | CARRIER | HRCU-A-CB (Split System: Heat Pump with Remote Outdoor Unit-Air-Source) | 38MURAQ36AB3* |  |  | CAP**4224AL* | 59TP6C100V21**20 | 35400 | 16.5 | 8.1 | 38500 | 35000 | 90.91% | 1.88 | 0 | 10 |  |  |  | No | R-410A | 2.95 | Residential & Commercial | Ducted CEE Tier 1
213752648 | Central HP <5.4 tons | CARRIER | HRCU-A-CB (Split System: Heat Pump with Remote Outdoor Unit-Air-Source) | 38MURAQ24AB3* | ASPEN |  | D(A,C,E)36B34+TDR | 58S(B,C)*B070M14**12 | 23600 | 17.5 | 8.5 | 26200 | 20200 | 77.1% | 2.89 | 0 | 10 |  |  |  | No | R-410A | 1.9667 | Residential & Commercial | Ducted CEE Tier 1
213752701 | Central HP <5.4 tons | CARRIER | HRCU-A-CB (Split System: Heat Pump with Remote Outdoor Unit-Air-Source) | 38MURAQ24AB3* | ASPEN |  | D(A,C,E)24B44+TDR | 58S(B,C)*B090M21**20 | 23400 | 17.5 | 8.5 | 26200 | 20200 | 77.1% | 2.91 | 0 | 10 |  |  |  | No | R-410A | 1.95 | Residential & Commercial | Ducted CEE Tier 1
213145913 | Central HP <5.4 tons | CARRIER | HRCU-A-CB (Split System: Heat Pump with Remote Outdoor Unit-Air-Source) | 38MURAQ24AB3* | ADP |  | PL36H***P449+AEFE3A* |  | 24200 | 18 | 9 | 25000 | 22600 | 90.4% | 1.92 | 0 | 10.5 |  |  |  | No | R-410A | 2.0167 | Residential & Commercial | Ducted CEE Tier 1
213752715 | Central HP <5.4 tons | CARRIER | HRCU-A-CB (Split System: Heat Pump with Remote Outdoor Unit-Air-Source) | 38MURAQ24AB3* | ASPEN |  | D(A,C,E)30B34+TDR | 58S(B,C)*B110M21**20 | 22800 | 17.2 | 8.4 | 25600 | 20000 | 78.12% | 2.96 | 0 | 10 |  |  |  | No | R-410A | 1.9 | Residential & Commercial | Ducted CEE Tier 1
213752733 | Central HP <5.4 tons | CARRIER | HRCU-A-CB (Split System: Heat Pump with Remote Outdoor Unit-Air-Source) | 38MURAQ24AB3* | ASPEN |  | D(A,C,E)24B44+TDR | 58TP*B070V14**12 | 23800 | 17.5 | 8.5 | 26400 | 20200 | 76.52% | 2.88 | 0 | 10 |  |  |  | No | R-410A | 1.9833 | Residential & Commercial | Ducted CEE Tier 1
213752799 | Central HP <5.4 tons | CARRIER | HRCU-A-CB (Split System: Heat Pump with Remote Outdoor Unit-Air-Source) | 38MURAQ24AB3* | ASPEN |  | D(A,C,E)30C44+TDR | 59SC2E060M14**12 | 23800 | 17 | 8.5 | 26600 | 20200 | 75.94% | 2.86 | 0 | 10 |  |  |  | No | R-410A | 1.9833 | Residential & Commercial | Ducted CEE Tier 1
213752801 | Central HP <5.4 tons | CARRIER | HRCU-A-CB (Split System: Heat Pump with Remote Outdoor Unit-Air-Source) | 38MURAQ24AB3* | ASPEN |  | D(A,C,E)36B34+TDR | 59SC2E060M14**12 | 23800 | 17 | 8.5 | 26600 | 20200 | 75.94% | 2.86 | 0 | 10 |  |  |  | No | R-410A | 1.9833 | Residential & Commercial | Ducted CEE Tier 1
213753036 | Central HP <5.4 tons | CARRIER | HRCU-A-CB (Split System: Heat Pump with Remote Outdoor Unit-Air-Source) | 38MURAQ24AB3* | ASPEN |  | D(A,C,E)30B34+TDR | 59TP6C080V21**20 | 23600 | 17 | 8.5 | 26400 | 20200 | 76.52% | 2.92 | 0 | 10 |  |  |  | No | R-410A | 1.9667 | Residential & Commercial | Ducted CEE Tier 1
213753051 | Central HP <5.4 tons | CARRIER | HRCU-A-CB (Split System: Heat Pump with Remote Outdoor Unit-Air-Source) | 38MURAQ24AB3* | ASPEN |  | D(A,C,E)36B34+TDR | 59TP6C100V21**20 | 23400 | 17.5 | 8.5 | 26200 | 20000 | 76.34% | 2.91 | 0 | 10 |  |  |  | No | R-410A | 1.95 | Residential & Commercial | Ducted CEE Tier 1
212480143 | Central HP <5.4 tons | CARRIER | HRCU-A-CB (Split System: Heat Pump with Remote Outdoor Unit-Air-Source) | 38MURAQ24AB3* | ADP |  | A36VCA+TXV | 59TP6B040V17**12 | 23200 | 16 | 8.5 | 24200 | 23200 | 95.87% | 1.94 | 0 | 10 |  |  |  | No | R-410A | 1.9333 | Residential & Commercial | Ducted CEE Tier 1
211261578 | Central HP <5.4 tons | DAY & NIGHT | HRCU-A-CB (Split System: Heat Pump with Remote Outdoor Unit-Air-Source) | DLCURAH18ABK |  |  | EA*4X30L17A* | *96VSN0401410A* | 17500 | 16 | 8.5 | 18100 | 18600 | 102.8% | 2.24 | 0 | 10.5 |  |  |  | No | R-410A | 1.4583 | Residential & Commercial | Ducted CEE Tier 1
214092352 | Central HP <5.4 tons | LUXAIRE | HRCU-A-CB (Split System: Heat Pump with Remote Outdoor Unit-Air-Source) | HMH72B341 | ASPEN |  | D(A,C,E)48B34+TDR | TM9E080C16MP12 | 33000 | 18 | 8.1 | 32400 | 45000 | 138.9% | 3.09 | 0 | 10 |  |  |  | No | R-410A | 2.75 | Residential & Commercial | Ducted CEE Tier 1
216055362 | Central HP <5.4 tons | LUXAIRE | HRCU-A-CB (Split System: Heat Pump with Remote Outdoor Unit-Air-Source) | HH860E2S11 | ASPEN |  | C(A,C,D,E)60A3K+TDR | TP9C080C16MP13 | 40500 | 17 | 8.5 | 43500 | 33600 | 77.24% | 2 | 0 | 10.5 |  |  |  | No | R-454B | 3.375 | Residential & Commercial | Ducted CEE Tier 1
216055378 | Central HP <5.4 tons | LUXAIRE | HRCU-A-CB (Split System: Heat Pump with Remote Outdoor Unit-Air-Source) | HH860E2S11 | ASPEN |  | D(A,C,E)60A3K+TDR | TPLC100C16MP13 | 40500 | 16.5 | 8.1 | 43500 | 33400 | 76.78% | 2 | 0 | 11.5 |  |  |  | No | R-454B | 3.375 | Residential & Commercial | Ducted CEE Tier 1
216488070 | Central HP <5.4 tons | CHAMPION HEATING AND COOLING | HRCU-A-CB (Split System: Heat Pump with Remote Outdoor Unit-Air-Source) | HH860E2S11 | ADP |  | A60VGA*+TXV | TM9V100C16MP12 | 43500 | 18 | 9 | 42000 | 32800 | 78.1% | 2 | 0 | 11.7 |  |  |  | No | R-454B | 3.625 | Residential & Commercial | Ducted CEE Tier 1
216488072 | Central HP <5.4 tons | CHAMPION HEATING AND COOLING | HRCU-A-CB (Split System: Heat Pump with Remote Outdoor Unit-Air-Source) | HH860E2S11 | ADP |  | A60VGA*+TXV | TM9V100C20MP12 | 44000 | 18 | 9 | 42500 | 33200 | 78.12% | 2 | 0 | 11.7 |  |  |  | No | R-454B | 3.6667 | Residential & Commercial | Ducted CEE Tier 1
216488089 | Central HP <5.4 tons | CHAMPION HEATING AND COOLING | HRCU-A-CB (Split System: Heat Pump with Remote Outdoor Unit-Air-Source) | HH860E2S11 | ADP |  | A60VGA*+TXV | Z8ES120C20SMPS1 | 45000 | 18 | 9 | 43500 | 33000 | 75.86% | 2 | 0 | 11.7 |  |  |  | No | R-454B | 3.75 | Residential & Commercial | Ducted CEE Tier 1
215565279 | Central HP <5.4 tons | COLEMAN | HRCU-A-CB (Split System: Heat Pump with Remote Outdoor Unit-Air-Source) | HH860E2S11 | ASPEN |  | D(A,C,E)49B3J+TDR | TL8E100C20UH11 | 41500 | 18 | 8.5 | 45000 | 34000 | 75.56% | 2 | 0 | 11.5 |  |  |  | No | R-454B | 3.4583 | Residential & Commercial | Ducted CEE Tier 1
213752645 | Central HP <5.4 tons | CARRIER | HRCU-A-CB (Split System: Heat Pump with Remote Outdoor Unit-Air-Source) | 38MURAQ24AB3* | ASPEN |  | D(A,C,E)30C44+TDR | 58S(B,C)*B070M14**12 | 23600 | 17.5 | 8.5 | 26200 | 20200 | 77.1% | 2.89 | 0 | 10 |  |  |  | No | R-410A | 1.9667 | Residential & Commercial | Ducted CEE Tier 1
213752686 | Central HP <5.4 tons | CARRIER | HRCU-A-CB (Split System: Heat Pump with Remote Outdoor Unit-Air-Source) | 38MURAQ24AB3* | ASPEN |  | D(A,C,E)30C44+TDR | 58S(B,C)*B090M17**14 | 23800 | 17.5 | 8.5 | 26200 | 20200 | 77.1% | 2.9 | 0 | 10 |  |  |  | No | R-410A | 1.9833 | Residential & Commercial | Ducted CEE Tier 1
213752688 | Central HP <5.4 tons | CARRIER | HRCU-A-CB (Split System: Heat Pump with Remote Outdoor Unit-Air-Source) | 38MURAQ24AB3* | ASPEN |  | D(A,C,E)36B34+TDR | 58S(B,C)*B090M17**14 | 23600 | 17.5 | 8.5 | 26200 | 20200 | 77.1% | 2.9 | 0 | 10 |  |  |  | No | R-410A | 1.9667 | Residential & Commercial | Ducted CEE Tier 1
213752720 | Central HP <5.4 tons | CARRIER | HRCU-A-CB (Split System: Heat Pump with Remote Outdoor Unit-Air-Source) | 38MURAQ24AB3* | ASPEN |  | D(A,C,E)36B34+TDR | 58S(B,C)*B110M21**20 | 23200 | 17.4 | 8.5 | 25600 | 20000 | 78.12% | 3.01 | 0 | 10.3 |  |  |  | No | R-410A | 1.9333 | Residential & Commercial | Ducted CEE Tier 1
213752738 | Central HP <5.4 tons | CARRIER | HRCU-A-CB (Split System: Heat Pump with Remote Outdoor Unit-Air-Source) | 38MURAQ24AB3* | ASPEN |  | D(A,C,E)30C44+TDR | 58TP*B070V14**12 | 23800 | 17.5 | 8.5 | 26400 | 20200 | 76.52% | 2.88 | 0 | 10 |  |  |  | No | R-410A | 1.9833 | Residential & Commercial | Ducted CEE Tier 1
214092927 | Central HP <5.4 tons | LUXAIRE | HRCU-A-CB (Split System: Heat Pump with Remote Outdoor Unit-Air-Source) | HMH72B341 | ASPEN |  | D(A,C,E)48B36+TDR | LP9C080C16MP13 | 32800 | 17.5 | 8.1 | 32400 | 44000 | 135.8% | 3.11 | 0 | 10 |  |  |  | No | R-410A | 2.7333 | Residential & Commercial | Ducted CEE Tier 1
214092929 | Central HP <5.4 tons | LUXAIRE | HRCU-A-CB (Split System: Heat Pump with Remote Outdoor Unit-Air-Source) | HMH72B341 | ASPEN |  | D(A,C,E)42A46+TDR | LP9C100C16MP13 | 32400 | 17.5 | 8.5 | 32400 | 44000 | 135.8% | 3.14 | 0 | 10 |  |  |  | No | R-410A | 2.7 | Residential & Commercial | Ducted CEE Tier 1
214092972 | Central HP <5.4 tons | LUXAIRE | HRCU-A-CB (Split System: Heat Pump with Remote Outdoor Unit-Air-Source) | HMH72B341 | ASPEN |  | D(A,C,E)48B36+TDR | TL9E100C20UH11 | 33400 | 17 | 8.2 | 32400 | 45500 | 140.4% | 3.15 | 0 | 10 |  |  |  | No | R-410A | 2.7833 | Residential & Commercial | Ducted CEE Tier 1
214092988 | Central HP <5.4 tons | LUXAIRE | HRCU-A-CB (Split System: Heat Pump with Remote Outdoor Unit-Air-Source) | HMH72B341 | ASPEN |  | D(A,C,E)36A36+TDR | TM8E100C16MP11 | 33000 | 18 | 8.1 | 32400 | 45000 | 138.9% | 3.06 | 0 | 10 |  |  |  | No | R-410A | 2.75 | Residential & Commercial | Ducted CEE Tier 1
214093002 | Central HP <5.4 tons | LUXAIRE | HRCU-A-CB (Split System: Heat Pump with Remote Outdoor Unit-Air-Source) | HMH72B341 | ASPEN |  | D(A,C,E)48B36+TDR | TM8V080C16MP12 | 32600 | 17.5 | 8.5 | 32400 | 44000 | 135.8% | 3.14 | 0 | 10 |  |  |  | No | R-410A | 2.7167 | Residential & Commercial | Ducted CEE Tier 1
214092325 | Central HP <5.4 tons | LUXAIRE | HRCU-A-CB (Split System: Heat Pump with Remote Outdoor Unit-Air-Source) | HMH72B341 | ASPEN |  | D(A,C,E)48B34+TDR | TM8Y080B12MP11 | 32800 | 18 | 8.1 | 32400 | 44000 | 135.8% | 3.11 | 0 | 10 |  |  |  | No | R-410A | 2.7333 | Residential & Commercial | Ducted CEE Tier 1
214092327 | Central HP <5.4 tons | LUXAIRE | HRCU-A-CB (Split System: Heat Pump with Remote Outdoor Unit-Air-Source) | HMH72B341 | ASPEN |  | D(A,C,E)42A44+TDR | TM8Y080C16MP11 | 32400 | 18.5 | 8.5 | 32400 | 44000 | 135.8% | 3.14 | 0 | 10 |  |  |  | No | R-410A | 2.7 | Residential & Commercial | Ducted CEE Tier 1
214092350 | Central HP <5.4 tons | LUXAIRE | HRCU-A-CB (Split System: Heat Pump with Remote Outdoor Unit-Air-Source) | HMH72B341 | ASPEN |  | D(A,C,E)36A34+TDR | TM9E080C16MP12 | 33000 | 18 | 8.1 | 32400 | 45000 | 138.9% | 3.04 | 0 | 10 |  |  |  | No | R-410A | 2.75 | Residential & Commercial | Ducted CEE Tier 1
214092418 | Central HP <5.4 tons | LUXAIRE | HRCU-A-CB (Split System: Heat Pump with Remote Outdoor Unit-Air-Source) | HMH72B341 | ASPEN |  | D(A,C,E)48B34+TDR | TMLE120C16MP11 | 33200 | 18 | 8.2 | 32400 | 45000 | 138.9% | 3.11 | 0 | 10 |  |  |  | No | R-410A | 2.7667 | Residential & Commercial | Ducted CEE Tier 1
213752945 | Central HP <5.4 tons | CARRIER | HRCU-A-CB (Split System: Heat Pump with Remote Outdoor Unit-Air-Source) | 38MURAQ24AB3* | ASPEN |  | D(A,C,E)36B34+TDR | 59SP6A060V17**14 | 23400 | 16.5 | 8.5 | 25800 | 20000 | 77.52% | 2.85 | 0 | 10 |  |  |  | No | R-410A | 1.95 | Residential & Commercial | Ducted CEE Tier 1
213752990 | Central HP <5.4 tons | CARRIER | HRCU-A-CB (Split System: Heat Pump with Remote Outdoor Unit-Air-Source) | 38MURAQ24AB3* | ASPEN |  | D(A,C,E)24B44+TDR | 59TP6C040V17**12 | 23000 | 16.5 | 8.5 | 26200 | 20200 | 77.1% | 2.84 | 0 | 10 |  |  |  | No | R-410A | 1.9167 | Residential & Commercial | Ducted CEE Tier 1
213753006 | Central HP <5.4 tons | CARRIER | HRCU-A-CB (Split System: Heat Pump with Remote Outdoor Unit-Air-Source) | 38MURAQ24AB3* | ASPEN |  | D(A,C,E)30C44+TDR | 59TP6C060V14**12 | 23600 | 17 | 8.5 | 26200 | 20200 | 77.1% | 2.89 | 0 | 10 |  |  |  | No | R-410A | 1.9667 | Residential & Commercial | Ducted CEE Tier 1
213753031 | Central HP <5.4 tons | CARRIER | HRCU-A-CB (Split System: Heat Pump with Remote Outdoor Unit-Air-Source) | 38MURAQ24AB3* | ASPEN |  | D(A,C,E)36B34+TDR | 59TP6C080V17**16 | 23400 | 17 | 8.5 | 26200 | 20200 | 77.1% | 2.88 | 0 | 10 |  |  |  | No | R-410A | 1.95 | Residential & Commercial | Ducted CEE Tier 1
212498516 | Central HP <5.4 tons | CARRIER | HRCU-A-CB (Split System: Heat Pump with Remote Outdoor Unit-Air-Source) | 38MURAQ24AB3* | ADP |  | CE3005C+TXV |  | 23600 | 17 | 9 | 25600 | 25200 | 98.44% | 2.14 | 0 | 10 |  |  |  | No | R-410A | 1.9667 | Residential & Commercial | Ducted CEE Tier 1
214627534 | Central HP <5.4 tons | CARRIER | HRCU-A-CB (Split System: Heat Pump with Remote Outdoor Unit-Air-Source) | 38MURAQ18AB3* | ADP |  | C36A***L129 | 58S(B,C)*B045M14**12 | 17100 | 16 | 8.5 | 16800 | 19400 | 115.5% | 2.4 | 0 | 10.5 |  |  |  | No | R-410A | 1.425 | Residential & Commercial | Ducted CEE Tier 1
214627550 | Central HP <5.4 tons | CARRIER | HRCU-A-CB (Split System: Heat Pump with Remote Outdoor Unit-Air-Source) | 38MURAQ18AB3* | ADP |  | PL36H***P449 | 58S(B,C)*B070M14**12 | 17600 | 16 | 8.5 | 16900 | 18700 | 110.7% | 2.3 | 0 | 11 |  |  |  | No | R-410A | 1.4667 | Residential & Commercial | Ducted CEE Tier 1
214627561 | Central HP <5.4 tons | CARRIER | HRCU-A-CB (Split System: Heat Pump with Remote Outdoor Unit-Air-Source) | 38MURAQ18AB3* | ADP |  | V,C36H175P139 | 58S(B,C)*B070M17**12 | 17300 | 16 | 8.5 | 16800 | 18800 | 111.9% | 2.32 | 0 | 11 |  |  |  | No | R-410A | 1.4417 | Residential & Commercial | Ducted CEE Tier 1
214627593 | Central HP <5.4 tons | CARRIER | HRCU-A-CB (Split System: Heat Pump with Remote Outdoor Unit-Air-Source) | 38MURAQ18AB3* | ADP |  | PL36H210P299 | 58TP*B070V17**16 | 18000 | 16 | 8.5 | 16300 | 17300 | 106.1% | 2.14 | 0 | 11 |  |  |  | No | R-410A | 1.5 | Residential & Commercial | Ducted CEE Tier 1
214627636 | Central HP <5.4 tons | CARRIER | HRCU-A-CB (Split System: Heat Pump with Remote Outdoor Unit-Air-Source) | 38MURAQ18AB3* | ADP |  | C36A***L129 | 59SC6A026M14**10 | 16900 | 20 | 8.1 | 16700 | 18800 | 112.6% | 2.3 | 0 | 10 |  |  |  | No | R-410A | 1.4083 | Residential & Commercial | Ducted CEE Tier 1
213753778 | Central HP <5.4 tons | CARRIER | HRCU-A-CB (Split System: Heat Pump with Remote Outdoor Unit-Air-Source) | 38MURAQ36AB3* | ASPEN |  | D(A,C,E)36B34+TDR | 59SC2E120M24**20 | 35200 | 16 | 8.1 | 38500 | 31800 | 82.6% | 2.7 | 0 | 10.5 |  |  |  | No | R-410A | 2.9333 | Residential & Commercial | Ducted CEE Tier 1
213753847 | Central HP <5.4 tons | CARRIER | HRCU-A-CB (Split System: Heat Pump with Remote Outdoor Unit-Air-Source) | 38MURAQ36AB3* | ASPEN |  | D(A,C,E)42B34+TDR | 59SP6A120V24**22 | 35400 | 16 | 8.1 | 38500 | 32200 | 83.64% | 2.58 | 0 | 10 |  |  |  | No | R-410A | 2.95 | Residential & Commercial | Ducted CEE Tier 1
216055500 | Central HP <5.4 tons | CHAMPION HEATING AND COOLING | HRCU-A-CB (Split System: Heat Pump with Remote Outdoor Unit-Air-Source) | HH824E2S11 | ASPEN |  | C(A,C,D,E)24D2K+TDR | TM9E080B12MP12 | 21000 | 17 | 9 | 22600 | 18700 | 82.74% | 2 | 0 | 11.2 |  |  |  | No | R-454B | 1.75 | Residential & Commercial | Ducted CEE Tier 1
216055573 | Central HP <5.4 tons | CHAMPION HEATING AND COOLING | HRCU-A-CB (Split System: Heat Pump with Remote Outdoor Unit-Air-Source) | HH824E2S11 | ASPEN |  | D(A,C,E)24B3K+TDR | TP9C080B12MP13 | 22000 | 17 | 8.1 | 22600 | 18300 | 80.97% | 2 | 0 | 12 |  |  |  | No | R-454B | 1.8333 | Residential & Commercial | Ducted CEE Tier 1
216055580 | Central HP <5.4 tons | CHAMPION HEATING AND COOLING | HRCU-A-CB (Split System: Heat Pump with Remote Outdoor Unit-Air-Source) | HH824E2S11 | ASPEN |  | D(A,C,E)24B4K+TDR | TPLC080B12MP13 | 22400 | 17 | 8.5 | 22800 | 17700 | 77.63% | 2 | 0 | 12 |  |  |  | No | R-454B | 1.8667 | Residential & Commercial | Ducted CEE Tier 1
216055607 | Central HP <5.4 tons | CHAMPION HEATING AND COOLING | HRCU-A-CB (Split System: Heat Pump with Remote Outdoor Unit-Air-Source) | HH824E2S11 | ASPEN |  | C(A,C,D,E)24A3K+TDR | Z8ET060A12LMPS1 | 20200 | 18.5 | 8.5 | 22600 | 17700 | 78.32% | 2 | 0 | 11.2 |  |  |  | No | R-454B | 1.6833 | Residential & Commercial | Ducted CEE Tier 1
216056385 | Central HP <5.4 tons | YORK | HRCU-A-CB (Split System: Heat Pump with Remote Outdoor Unit-Air-Source) | HH824E2S11 | ASPEN |  | D(A,C,E)24B3K+TDR | Y91E060B12SMPS1 | 22000 | 17 | 8.5 | 22600 | 18600 | 82.3% | 2 | 0 | 11.7 |  |  |  | No | R-454B | 1.8333 | Residential & Commercial | Ducted CEE Tier 1
216056576 | Central HP <5.4 tons | YORK | HRCU-A-CB (Split System: Heat Pump with Remote Outdoor Unit-Air-Source) | HH824E2S11 | ASPEN |  | D(A,C,E)36A4K+TDR | TM9V040A10MP12 | 21200 | 17 | 8.5 | 23000 | 17500 | 76.09% | 2 | 0 | 10.5 |  |  |  | No | R-454B | 1.7667 | Residential & Commercial | Ducted CEE Tier 1
215565314 | Central HP <5.4 tons | COLEMAN | HRCU-A-CB (Split System: Heat Pump with Remote Outdoor Unit-Air-Source) | HH824E2S11 | ASPEN |  | D(A,C,E)37E2J+TDR | TP9C080B12MP13 | 22200 | 17 | 9 | 23000 | 18300 | 79.57% | 2 | 0 | 12 |  |  |  | No | R-454B | 1.85 | Residential & Commercial | Ducted CEE Tier 1
215425855 | Central HP <5.4 tons | LUXAIRE | HRCU-A-CB (Split System: Heat Pump with Remote Outdoor Unit-Air-Source) | HH824E2S11 | ADP |  | H,YE32*30+TXV-BLEED | TM8E060A12MP11 | 22200 | 17 | 8.65 | 21200 | 17500 | 82.55% | 1.94 | 0 | 11 |  |  |  | No | R-454B | 1.85 | Residential & Commercial | Ducted CEE Tier 1
213613392 | Central HP <5.4 tons | CARRIER | HRCU-A-CB (Split System: Heat Pump with Remote Outdoor Unit-Air-Source) | 38MURAQ24AB3* | ASPEN |  | L(E,G)M36D4 |  | 24000 | 16 | 9 | 26400 | 23400 | 88.64% | 1.92 | 0 | 10 |  |  |  | No | R-410A | 2 | Residential & Commercial | Ducted CEE Tier 1
211259644 | Central HP <5.4 tons | DAY & NIGHT | HRCU-A-CB (Split System: Heat Pump with Remote Outdoor Unit-Air-Source) | DLCURAH18ABK |  |  | EA*4X19L17A* | *96VSN0601412A* | 18400 | 16 | 8.5 | 18400 | 17600 | 95.65% | 2.12 | 0 | 11 |  |  |  | No | R-410A | 1.5333 | Residential & Commercial | Ducted CEE Tier 1
211259862 | Central HP <5.4 tons | DAY & NIGHT | HRCU-A-CB (Split System: Heat Pump with Remote Outdoor Unit-Air-Source) | DLCURAH18ABK |  |  | EA*4X19L17A* | *95ESN0261410A* | 18600 | 16 | 8.5 | 18600 | 17500 | 94.09% | 2.12 | 0 | 11 |  |  |  | No | R-410A | 1.55 | Residential & Commercial | Ducted CEE Tier 1
214628470 | Central HP <5.4 tons | CARRIER | HRCU-A-CB (Split System: Heat Pump with Remote Outdoor Unit-Air-Source) | 38MURAQ24AB3* | ADP |  | PL36H210P749 | 59SU5B040M17**12 | 23200 | 17 | 8.5 | 24400 | 24000 | 98.36% | 2.02 | 0 | 10 |  |  |  | No | R-410A | 1.9333 | Residential & Commercial | Ducted CEE Tier 1
213752681 | Central HP <5.4 tons | CARRIER | HRCU-A-CB (Split System: Heat Pump with Remote Outdoor Unit-Air-Source) | 38MURAQ24AB3* | ASPEN |  | D(A,C,E)24B44+TDR | 58S(B,C)*B090M17**14 | 23400 | 17.5 | 8.5 | 26200 | 20200 | 77.1% | 2.9 | 0 | 10 |  |  |  | No | R-410A | 1.95 | Residential & Commercial | Ducted CEE Tier 1
213077721 | Central HP <5.4 tons | CARRIER | HRCU-A-CB (Split System: Heat Pump with Remote Outdoor Unit-Air-Source) | 38MURAQ36AB3* |  |  | CAP**4221AL* | 59TP6C100V21**22 | 35400 | 16.5 | 8.1 | 38500 | 35000 | 90.91% | 1.88 | 0 | 10 |  |  |  | No | R-410A | 2.95 | Residential & Commercial | Ducted CEE Tier 1
213077828 | Central HP <5.4 tons | CARRIER | HRCU-A-CB (Split System: Heat Pump with Remote Outdoor Unit-Air-Source) | 38MURAQ36AB3* |  |  | CAP**3717AL* | 58S(B,C)*B045M14**12 | 36000 | 15.2 | 8.5 | 38500 | 35200 | 91.43% | 2 | 0 | 10 |  |  |  | No | R-410A | 3 | Residential & Commercial | Ducted CEE Tier 1
213078057 | Central HP <5.4 tons | CARRIER | HRCU-A-CB (Split System: Heat Pump with Remote Outdoor Unit-Air-Source) | 38MURAQ36AB3* |  |  | CAP**3717AL* | 58S(B,C)*B070M17**16 | 36000 | 15.5 | 8.5 | 38500 | 35000 | 90.91% | 2 | 0 | 10 |  |  |  | No | R-410A | 3 | Residential & Commercial | Ducted CEE Tier 1
212864638 | Central HP <5.4 tons | BRYANT HEATING AND COOLING SYSTEMS | HRCU-A-CB (Split System: Heat Pump with Remote Outdoor Unit-Air-Source) | 284ANV024*0**B* | ADP |  | H,PG32930 | 987MB42060C17*** | 22600 | 19 | 10.5 | 25200 | 19600 | 77.78% | 2.42 | 0 | 12.5 |  |  |  | No | R-410A | 1.8833 | Residential & Commercial | Ducted CEE Tier 1
214626982 | Central HP <5.4 tons | CARRIER | HRCU-A-CB (Split System: Heat Pump with Remote Outdoor Unit-Air-Source) | 25VNA436A*031* | ADP |  | PL36H175P159 | 58CU*A060C17**16 | 33600 | 19 | 9.5 | 33400 | 25400 | 76.05% | 2.04 | 0 | 12 |  |  |  | No | R-410A | 2.8 | Residential & Commercial | Ducted CEE Tier 1
214627084 | Central HP <5.4 tons | CARRIER | HRCU-A-CB (Split System: Heat Pump with Remote Outdoor Unit-Air-Source) | 25VNA436A*031* | ADP |  | C36A***L159 | 59CU5A100C21**22 | 32400 | 20 | 9 | 33200 | 25000 | 75.3% | 2.04 | 0 | 11.7 |  |  |  | No | R-410A | 2.7 | Residential & Commercial | Ducted CEE Tier 1
214627093 | Central HP <5.4 tons | CARRIER | HRCU-A-CB (Split System: Heat Pump with Remote Outdoor Unit-Air-Source) | 25VNA436A*031* | ADP |  | PL36H210P299 | 59CU5B060C17**16 | 33800 | 19 | 9 | 35000 | 27200 | 77.71% | 2.04 | 0 | 12 |  |  |  | No | R-410A | 2.8167 | Residential & Commercial | Ducted CEE Tier 1
214627127 | Central HP <5.4 tons | CARRIER | HRCU-A-CB (Split System: Heat Pump with Remote Outdoor Unit-Air-Source) | 25VNA436A*031* | ADP |  | C36A***L539 | 59CU5B060C17**16 | 33800 | 19 | 9 | 35000 | 27200 | 77.71% | 2.04 | 0 | 12 |  |  |  | No | R-410A | 2.8167 | Residential & Commercial | Ducted CEE Tier 1
214092435 | Central HP <5.4 tons | LUXAIRE | HRCU-A-CB (Split System: Heat Pump with Remote Outdoor Unit-Air-Source) | HMH72B341 | ASPEN |  | D(A,C,E)42A44+TDR | TP9C080C16MP13 | 32600 | 17.5 | 8.1 | 32400 | 44000 | 135.8% | 3.11 | 0 | 10 |  |  |  | No | R-410A | 2.7167 | Residential & Commercial | Ducted CEE Tier 1
214802736 | Central HP <5.4 tons | RHEEM | HRCU-A-CB (Split System: Heat Pump with Remote Outdoor Unit-Air-Source) | RP15AZ24AJ2N | ASPEN |  | D(A,C,E)36D24+TDR | R801V1004A17UHN | 22200 | 16.3 | 8.5 | 23200 | 16400 | 70.69% | 3.15 | 0 | 11.8 |  |  |  | No | R-410A | 1.85 | Residential & Commercial | Ducted CEE Tier 1
215565331 | Central HP <5.4 tons | COLEMAN | HRCU-A-CB (Split System: Heat Pump with Remote Outdoor Unit-Air-Source) | HH860E2S11 | ASPEN |  | D(A,C,E)61A3J+TDR | TM8V100C16MP12 | 41000 | 17 | 8.5 | 43500 | 33400 | 76.78% | 2 | 0 | 11.5 |  |  |  | No | R-454B | 3.4167 | Residential & Commercial | Ducted CEE Tier 1
214626852 | Central HP <5.4 tons | CARRIER | HRCU-A-CB (Split System: Heat Pump with Remote Outdoor Unit-Air-Source) | 25VNA424A*031* | ADP |  | PL36H175P159 | 58CU*A060C17**16 | 23400 | 20 | 10.5 | 25000 | 19300 | 77.2% | 2.46 | 0 | 13.5 |  |  |  | No | R-410A | 1.95 | Residential & Commercial | Ducted CEE Tier 1
216055292 | Central HP <5.4 tons | LUXAIRE | HRCU-A-CB (Split System: Heat Pump with Remote Outdoor Unit-Air-Source) | HH860E2S11 | ASPEN |  | C(A,C,D,E)48A3K+TDR | TM8Y120C20MP11 | 40000 | 17.5 | 8.1 | 44500 | 33800 | 75.96% | 2 | 0 | 11.2 |  |  |  | No | R-454B | 3.3333 | Residential & Commercial | Ducted CEE Tier 1
216055312 | Central HP <5.4 tons | LUXAIRE | HRCU-A-CB (Split System: Heat Pump with Remote Outdoor Unit-Air-Source) | HH860E2S11 | ASPEN |  | D(A,C,E)60A3K+TDR | TM9V080C16MP12 | 40500 | 17 | 8.5 | 43500 | 33600 | 77.24% | 2 | 0 | 10.5 |  |  |  | No | R-454B | 3.375 | Residential & Commercial | Ducted CEE Tier 1
216055392 | Central HP <5.4 tons | LUXAIRE | HRCU-A-CB (Split System: Heat Pump with Remote Outdoor Unit-Air-Source) | HH860E2S11 | ASPEN |  | C(A,C,D,E)60A3K+TDR | Z8ES100C16SMPS1 | 41000 | 17 | 8.5 | 43500 | 33200 | 76.32% | 2 | 0 | 11.7 |  |  |  | No | R-454B | 3.4167 | Residential & Commercial | Ducted CEE Tier 1
216055395 | Central HP <5.4 tons | LUXAIRE | HRCU-A-CB (Split System: Heat Pump with Remote Outdoor Unit-Air-Source) | HH860E2S11 | ASPEN |  | C(A,C,D,E)60A3K+TDR | Z8ES100C20SMPS1 | 41500 | 18 | 8.5 | 44000 | 33400 | 75.91% | 2 | 0 | 11.7 |  |  |  | No | R-454B | 3.4583 | Residential & Commercial | Ducted CEE Tier 1
212380603 | Central HP <5.4 tons | CARRIER | HRCU-A-CB (Split System: Heat Pump with Remote Outdoor Unit-Air-Source) | 25VNA424A*031* | ADP |  | PL36H210P749 | 59TN6B080C17**14 | 23400 | 20 | 8.5 | 25000 | 19500 | 78% | 2.44 | 0 | 13 |  |  |  | No | R-410A | 1.95 | Residential & Commercial | Ducted CEE Tier 1
215425861 | Central HP <5.4 tons | LUXAIRE | HRCU-A-CB (Split System: Heat Pump with Remote Outdoor Unit-Air-Source) | HH824E2S11 | ADP |  | H,YE32*30+TXV-BLEED | TM9E040A10MP12 | 22200 | 16 | 8.65 | 21200 | 17700 | 83.49% | 1.94 | 0 | 10.5 |  |  |  | No | R-454B | 1.85 | Residential & Commercial | Ducted CEE Tier 1
215425862 | Central HP <5.4 tons | LUXAIRE | HRCU-A-CB (Split System: Heat Pump with Remote Outdoor Unit-Air-Source) | HH824E2S11 | ADP |  | H,YE32*30+TXV-BLEED | TM9E060A10MP12 | 22200 | 16 | 8.65 | 21200 | 17700 | 83.49% | 1.94 | 0 | 10.5 |  |  |  | No | R-454B | 1.85 | Residential & Commercial | Ducted CEE Tier 1
215425876 | Central HP <5.4 tons | LUXAIRE | HRCU-A-CB (Split System: Heat Pump with Remote Outdoor Unit-Air-Source) | HH824E2S11 | ADP |  | H,YE32*30+TXV-BLEED | Z9ES026A08SMPS1 | 22200 | 17 | 8.2 | 21200 | 16900 | 79.72% | 1.94 | 0 | 11.5 |  |  |  | No | R-454B | 1.85 | Residential & Commercial | Ducted CEE Tier 1
215565258 | Central HP <5.4 tons | COLEMAN | HRCU-A-CB (Split System: Heat Pump with Remote Outdoor Unit-Air-Source) | HH824E2S11 | ASPEN |  | D(A,C,E)36A4J+TDR | TM8E060A12MP11 | 21000 | 17.5 | 9 | 23000 | 17900 | 77.83% | 2 | 0 | 11.2 |  |  |  | No | R-454B | 1.75 | Residential & Commercial | Ducted CEE Tier 1
216055625 | Central HP <5.4 tons | CHAMPION HEATING AND COOLING | HRCU-A-CB (Split System: Heat Pump with Remote Outdoor Unit-Air-Source) | HH824E2S11 | ASPEN |  | C(A,C,D,E)24A3K+TDR | Z9ES040A10SMPS1 | 20200 | 17.5 | 8.1 | 22600 | 17800 | 78.76% | 2 | 0 | 11.2 |  |  |  | No | R-454B | 1.6833 | Residential & Commercial | Ducted CEE Tier 1
216055634 | Central HP <5.4 tons | CHAMPION HEATING AND COOLING | HRCU-A-CB (Split System: Heat Pump with Remote Outdoor Unit-Air-Source) | HH824E2S11 | ASPEN |  | D(A,C,E)24B4K+TDR | Z9ES060A10SMPS1 | 21000 | 17.5 | 8.5 | 23000 | 17600 | 76.52% | 2 | 0 | 11.7 |  |  |  | No | R-454B | 1.75 | Residential & Commercial | Ducted CEE Tier 1
214630385 | Central HP <5.4 tons | CARRIER | HRCU-A-CB (Split System: Heat Pump with Remote Outdoor Unit-Air-Source) | 25VNA825A*032* | ADP |  | A36VCA+TXV | 59CU5B060C17**16 | 23400 | 16 | 8.1 | 19800 | 16300 | 82.32% | 1.96 | 0 | 11 |  |  |  | No | R-410A | 1.95 | Residential & Commercial | Ducted CEE Tier 1
214864383 | Central HP <5.4 tons | COLEMAN | HRCU-A-CB (Split System: Heat Pump with Remote Outdoor Unit-Air-Source) | HMH72B341 | ASPEN |  | AE*S+CM48E34+TDR |  | 31200 | 18.3 | 8.4 | 32800 | 23200 | 70.73% | 2.1 | 0 | 10.3 |  |  |  | No | R-410A | 2.6 | Residential & Commercial | Ducted CEE Tier 1
215565274 | Central HP <5.4 tons | COLEMAN | HRCU-A-CB (Split System: Heat Pump with Remote Outdoor Unit-Air-Source) | HH836E2S11 | ASPEN |  | D(A,C,E)36A4J+TDR | TMLE120C16MP11 | 30400 | 18 | 8.5 | 30200 | 24800 | 82.12% | 2 | 0 | 11.2 |  |  |  | No | R-454B | 2.5333 | Residential & Commercial | Ducted CEE Tier 1
216055160 | Central HP <5.4 tons | LUXAIRE | HRCU-A-CB (Split System: Heat Pump with Remote Outdoor Unit-Air-Source) | HH836E2S11 | ASPEN |  | C(A,C,D,E)36B3K+TDR | TP9C080C16MP13 | 30800 | 18 | 8.5 | 31400 | 25400 | 80.89% | 2 | 0 | 10.5 |  |  |  | No | R-454B | 2.5667 | Residential & Commercial | Ducted CEE Tier 1
212505529 | Central HP <5.4 tons | BRYANT HEATING AND COOLING SYSTEMS | HRCU-A-CB (Split System: Heat Pump with Remote Outdoor Unit-Air-Source) | 288BNV025*0**C* | ADP |  | H,PG81936 | 88*TA36070C14*** | 24200 | 17 | 8.1 | 19600 | 17800 | 90.82% | 2.22 | 0 | 11 |  |  |  | No | R-410A | 2.0167 | Residential & Commercial | Ducted CEE Tier 1
215223139 | Central HP <5.4 tons | BRYANT HEATING AND COOLING SYSTEMS | HRCU-A-CB (Split System: Heat Pump with Remote Outdoor Unit-Air-Source) | 288BNV025*0**C* | ADP |  | H,PG9J930 | 987MC42080C17*** | 23600 | 16 | 8.1 | 19800 | 16300 | 82.32% | 1.96 | 0 | 11 |  |  |  | No | R-410A | 1.9667 | Residential & Commercial | Ducted CEE Tier 1
214629238 | Central HP <5.4 tons | CARRIER | HRCU-A-CB (Split System: Heat Pump with Remote Outdoor Unit-Air-Source) | 38MURAQ36AB3* | ADP |  | PL36H210P299 | 59SC6A080M21**20 | 36400 | 16 | 8.5 | 36400 | 34400 | 94.51% | 2.06 | 0 | 10 |  |  |  | No | R-410A | 3.0333 | Residential & Commercial | Ducted CEE Tier 1
214629349 | Central HP <5.4 tons | CARRIER | HRCU-A-CB (Split System: Heat Pump with Remote Outdoor Unit-Air-Source) | 38MURAQ36AB3* | ADP |  | C36A***L159 | 59SU5B100M21**22 | 35600 | 16 | 8.1 | 36800 | 34600 | 94.02% | 1.9 | 0 | 10 |  |  |  | No | R-410A | 2.9667 | Residential & Commercial | Ducted CEE Tier 1
216055177 | Central HP <5.4 tons | LUXAIRE | HRCU-A-CB (Split System: Heat Pump with Remote Outdoor Unit-Air-Source) | HH836E2S11 | ASPEN |  | D(A,C,E)36A4K+TDR | TPLC100C16MP13 | 31000 | 18 | 8.5 | 31200 | 25400 | 81.41% | 2 | 0 | 10.5 |  |  |  | No | R-454B | 2.5833 | Residential & Commercial | Ducted CEE Tier 1
213925624 | Central HP <5.4 tons | LUXAIRE | HRCU-A-CB (Split System: Heat Pump with Remote Outdoor Unit-Air-Source) | HMH72B341 | ASPEN |  | L(E,G)M36E4 |  | 32400 | 17 | 8.5 | 32000 | 28000 | 87.5% | 2.88 | 0 | 10 |  |  |  | No | R-410A | 2.7 | Residential & Commercial | Ducted CEE Tier 1
213925625 | Central HP <5.4 tons | LUXAIRE | HRCU-A-CB (Split System: Heat Pump with Remote Outdoor Unit-Air-Source) | HMH72B341 | ASPEN |  | L(E,G)M36E6 |  | 32400 | 17 | 8.5 | 32000 | 28000 | 87.5% | 2.88 | 0 | 10 |  |  |  | No | R-410A | 2.7 | Residential & Commercial | Ducted CEE Tier 1
214092453 | Central HP <5.4 tons | LUXAIRE | HRCU-A-CB (Split System: Heat Pump with Remote Outdoor Unit-Air-Source) | HMH72B341 | ASPEN |  | D(A,C,E)42A44+TDR | TPLC080C16MP13 | 32400 | 17.5 | 8.5 | 32400 | 44000 | 135.8% | 3.14 | 0 | 10 |  |  |  | No | R-410A | 2.7 | Residential & Commercial | Ducted CEE Tier 1
213362735 | Central HP <5.4 tons | COLEMAN | HRCU-A-CB (Split System: Heat Pump with Remote Outdoor Unit-Air-Source) | HMH72B341 | ADP |  | H,YG81936 | TL8E060A12UH11 | 34000 | 18 | 8.1 | 32200 | 23400 | 72.67% | 2.06 | 0 | 10 |  |  |  | No | R-410A | 2.8333 | Residential & Commercial | Ducted CEE Tier 1
211227614 | Central HP <5.4 tons | DAY & NIGHT | HRCU-A-CB (Split System: Heat Pump with Remote Outdoor Unit-Air-Source) | DLCURAH36ABK |  |  | EA*4X42L21A* | *96VSN0802120A* | 35600 | 16 | 8.1 | 38500 | 35000 | 90.91% | 1.88 | 0 | 10 |  |  |  | No | R-410A | 2.9667 | Residential & Commercial | Ducted CEE Tier 1
214627736 | Central HP <5.4 tons | CARRIER | HRCU-A-CB (Split System: Heat Pump with Remote Outdoor Unit-Air-Source) | 38MURAQ18AB3* | ADP |  | PL36H175P159 | 59SC6A060M14**12 | 17400 | 16 | 8.1 | 16400 | 18200 | 111% | 2.24 | 0 | 11 |  |  |  | No | R-410A | 1.45 | Residential & Commercial | Ducted CEE Tier 1
214627802 | Central HP <5.4 tons | CARRIER | HRCU-A-CB (Split System: Heat Pump with Remote Outdoor Unit-Air-Source) | 38MURAQ18AB3* | ADP |  | PL36H210P749 | 59SU5B040M17**12 | 17600 | 16 | 8.5 | 17100 | 18700 | 109.4% | 2.3 | 0 | 10.5 |  |  |  | No | R-410A | 1.4667 | Residential & Commercial | Ducted CEE Tier 1
212520151 | Central HP <5.4 tons | CARRIER | HRCU-A-CB (Split System: Heat Pump with Remote Outdoor Unit-Air-Source) | 38MURAQ18AB3* | ADP |  | H,PG9J936 | 58S(B,C)*A045E14**12 | 18200 | 16 | 8.5 | 17100 | 18000 | 105.3% | 2.22 | 0 | 11 |  |  |  | No | R-410A | 1.5167 | Residential & Commercial | Ducted CEE Tier 1
212520160 | Central HP <5.4 tons | CARRIER | HRCU-A-CB (Split System: Heat Pump with Remote Outdoor Unit-Air-Source) | 38MURAQ18AB3* | ADP |  | H,PG24936 | 58S(B,C)*A070E17**12 | 18000 | 16 | 8.5 | 17300 | 18300 | 105.8% | 2.26 | 0 | 11 |  |  |  | No | R-410A | 1.5 | Residential & Commercial | Ducted CEE Tier 1
212520194 | Central HP <5.4 tons | CARRIER | HRCU-A-CB (Split System: Heat Pump with Remote Outdoor Unit-Air-Source) | 38MURAQ18AB3* | ADP |  | H,PG34936 | 58TP*A070V17**16 | 17300 | 16 | 8.5 | 16500 | 18800 | 113.9% | 2.32 | 0 | 10.5 |  |  |  | No | R-410A | 1.4417 | Residential & Commercial | Ducted CEE Tier 1
213752781 | Central HP <5.4 tons | CARRIER | HRCU-A-CB (Split System: Heat Pump with Remote Outdoor Unit-Air-Source) | 38MURAQ24AB3* | ASPEN |  | D(A,C,E)36B34+TDR | 58TP*B110V21**22 | 23800 | 17.5 | 8.5 | 26400 | 20200 | 76.52% | 2.91 | 0 | 10 |  |  |  | No | R-410A | 1.9833 | Residential & Commercial | Ducted CEE Tier 1
213752913 | Central HP <5.4 tons | CARRIER | HRCU-A-CB (Split System: Heat Pump with Remote Outdoor Unit-Air-Source) | 38MURAQ24AB3* | ASPEN |  | D(A,C,E)36B34+TDR | 59SP6A040V14**10 | 23200 | 16 | 8.5 | 25800 | 20200 | 78.29% | 2.83 | 0 | 10 |  |  |  | No | R-410A | 1.9333 | Residential & Commercial | Ducted CEE Tier 1
213752929 | Central HP <5.4 tons | CARRIER | HRCU-A-CB (Split System: Heat Pump with Remote Outdoor Unit-Air-Source) | 38MURAQ24AB3* | ASPEN |  | D(A,C,E)30B34+TDR | 59SP6A060V14**12 | 23200 | 16.5 | 8.5 | 26400 | 20400 | 77.27% | 2.86 | 0 | 10 |  |  |  | No | R-410A | 1.9333 | Residential & Commercial | Ducted CEE Tier 1
213753004 | Central HP <5.4 tons | CARRIER | HRCU-A-CB (Split System: Heat Pump with Remote Outdoor Unit-Air-Source) | 38MURAQ24AB3* | ASPEN |  | D(A,C,E)30B34+TDR | 59TP6C060V14**12 | 23200 | 17 | 8.5 | 26200 | 20200 | 77.1% | 2.89 | 0 | 10 |  |  |  | No | R-410A | 1.9333 | Residential & Commercial | Ducted CEE Tier 1
213753020 | Central HP <5.4 tons | CARRIER | HRCU-A-CB (Split System: Heat Pump with Remote Outdoor Unit-Air-Source) | 38MURAQ24AB3* | ASPEN |  | D(A,C,E)36B34+TDR | 59TP6C060V17**16 | 23200 | 16.5 | 8.5 | 26800 | 20400 | 76.12% | 2.88 | 0 | 10 |  |  |  | No | R-410A | 1.9333 | Residential & Commercial | Ducted CEE Tier 1
211243896 | Central HP <5.4 tons | HEIL | HRCU-A-CB (Split System: Heat Pump with Remote Outdoor Unit-Air-Source) | DLCURAH24ABK |  |  | EN(A,D)4X24L17** | *96VSN0801716A* | 23800 | 16 | 8.5 | 26800 | 23400 | 87.31% | 1.92 | 0 | 10 |  |  |  | No | R-410A | 1.9833 | Residential & Commercial | Ducted CEE Tier 1
211244196 | Central HP <5.4 tons | HEIL | HRCU-A-CB (Split System: Heat Pump with Remote Outdoor Unit-Air-Source) | DLCURAH24ABK |  |  | EN(A,D)4X24L17** | *95ESN0801716A* | 24200 | 15.2 | 8.5 | 27400 | 22600 | 82.48% | 1.84 | 0 | 10 |  |  |  | No | R-410A | 2.0167 | Residential & Commercial | Ducted CEE Tier 1
211244287 | Central HP <5.4 tons | HEIL | HRCU-A-CB (Split System: Heat Pump with Remote Outdoor Unit-Air-Source) | DLCURAH24ABK |  |  | EN(A,D)4X30L14** | *96VSN0401410A* | 23600 | 15.5 | 8.1 | 26200 | 23600 | 90.08% | 1.92 | 0 | 10 |  |  |  | No | R-410A | 1.9667 | Residential & Commercial | Ducted CEE Tier 1
212979225 | Central HP <5.4 tons | TEMPSTAR | HRCU-A-CB (Split System: Heat Pump with Remote Outdoor Unit-Air-Source) | DLCURAH24ABK |  |  | EN(A,D)4X30L17** | *80MS(N,L)0701716A* | 23600 | 17 | 8.5 | 26400 | 24400 | 92.42% | 2.02 | 0 | 10.5 |  |  |  | No | R-410A | 1.9667 | Residential & Commercial | Ducted CEE Tier 1
212980286 | Central HP <5.4 tons | TEMPSTAR | HRCU-A-CB (Split System: Heat Pump with Remote Outdoor Unit-Air-Source) | DLCURAH24ABK |  |  | EN(A,D)4X36L21** | *80MS(N,L)0902116A* | 23800 | 17 | 8.5 | 26400 | 24000 | 90.91% | 2 | 0 | 10.5 |  |  |  | No | R-410A | 1.9833 | Residential & Commercial | Ducted CEE Tier 1
212981710 | Central HP <5.4 tons | TEMPSTAR | HRCU-A-CB (Split System: Heat Pump with Remote Outdoor Unit-Air-Source) | DLCURAH24ABK |  |  | EA*4X25L17A* | *80MSU1002120A* | 24400 | 17 | 8.5 | 25200 | 21600 | 85.71% | 1.8 | 0 | 10 |  |  |  | No | R-410A | 2.0333 | Residential & Commercial | Ducted CEE Tier 1
211242215 | Central HP <5.4 tons | HEIL | HRCU-A-CB (Split System: Heat Pump with Remote Outdoor Unit-Air-Source) | DLCURAH24ABK |  |  | EA*4X36L17A* | *80ESU0601716A | 25000 | 16.5 | 8.5 | 26600 | 21800 | 81.95% | 1.82 | 0 | 10 |  |  |  | No | R-410A | 2.0833 | Residential & Commercial | Ducted CEE Tier 1
204300534 | Central HP <5.4 tons | COMFORTMAKER | HRCU-A-CB (Split System: Heat Pump with Remote Outdoor Unit-Air-Source) | CVH837GKA** |  |  | EHD4X48AAL+WALLCON | *97CMN1002122A* | 32600 | 17 | 8.1 | 33000 | 24800 | 75.15% | 1.98 | 12 | 11 |  |  |  | No | R-410A | 2.7167 | Residential & Commercial | Ducted CEE Tier 1
211242824 | Central HP <5.4 tons | HEIL | HRCU-A-CB (Split System: Heat Pump with Remote Outdoor Unit-Air-Source) | DLCURAH24ABK |  |  | EA*4X37L17A* | *95ESU0401712A* | 24000 | 17 | 8.5 | 25200 | 22000 | 87.3% | 1.84 | 0 | 10 |  |  |  | No | R-410A | 2 | Residential & Commercial | Ducted CEE Tier 1
211243269 | Central HP <5.4 tons | HEIL | HRCU-A-CB (Split System: Heat Pump with Remote Outdoor Unit-Air-Source) | DLCURAH24ABK |  |  | EA*4X37L21A* | *95ESU0401712A* | 24400 | 17 | 8.5 | 25200 | 21200 | 84.13% | 1.78 | 0 | 10 |  |  |  | No | R-410A | 2.0333 | Residential & Commercial | Ducted CEE Tier 1
211243362 | Central HP <5.4 tons | HEIL | HRCU-A-CB (Split System: Heat Pump with Remote Outdoor Unit-Air-Source) | DLCURAH24ABK |  |  | EA*4X37L21A* | *80VSL0902120A* | 24600 | 17 | 8.5 | 25400 | 21200 | 83.46% | 1.78 | 0 | 10.5 |  |  |  | No | R-410A | 2.05 | Residential & Commercial | Ducted CEE Tier 1
211243396 | Central HP <5.4 tons | HEIL | HRCU-A-CB (Split System: Heat Pump with Remote Outdoor Unit-Air-Source) | DLCURAH24ABK |  |  | EA*4X37L21A* | *80VTL0902120A* | 24600 | 17 | 8.5 | 25400 | 21200 | 83.46% | 1.78 | 0 | 10.5 |  |  |  | No | R-410A | 2.05 | Residential & Commercial | Ducted CEE Tier 1
215488059 | Central HP <5.4 tons | GOODMAN | HRCU-A-CB (Split System: Heat Pump with Remote Outdoor Unit-Air-Source) | GZV7SA3610A* |  |  | CA*EA4830*3A* | G*VC800804C*A* | 34800 | 18.5 | 8.5 | 35000 | 28400 | 81.14% | 2 | 0 | 10.5 |  |  |  | No | R-32 | 2.9 | Residential & Commercial | Ducted CEE Tier 1
215682441 | Central HP <5.4 tons | KENMORE | HRCU-A-CB (Split System: Heat Pump with Remote Outdoor Unit-Air-Source) | (C,H,T)5H0V48*K*AAA* |  |  | EVD5X61M21A*+WALLCON | *96CTN0802120B* | 48500 | 19 | 9 | 50000 | 36800 | 73.6% | 2 | 0 | 10.5 |  |  |  | No | R-454B | 4.0417 | Residential & Commercial | Ducted CEE Tier 1
215682491 | Central HP <5.4 tons | KENMORE | HRCU-A-CB (Split System: Heat Pump with Remote Outdoor Unit-Air-Source) | (C,H,T)5H0V48*K*AAA* |  |  | EVD5X61M21A*+WALLCON | *97CTN0801716A* | 48000 | 18.5 | 9 | 50000 | 37400 | 74.8% | 2 | 0 | 10 |  |  |  | No | R-454B | 4 | Residential & Commercial | Ducted CEE Tier 1
215682261 | Central HP <5.4 tons | KENMORE | HRCU-A-CB (Split System: Heat Pump with Remote Outdoor Unit-Air-Source) | (C,H,T)5H0V48*K*AAA* |  |  | EVD5X49M24A*+WALLCON | *80CSU1002120B* | 48000 | 18.5 | 9 | 50000 | 36600 | 73.2% | 2 | 0 | 10 |  |  |  | No | R-454B | 4 | Residential & Commercial | Ducted CEE Tier 1
215682291 | Central HP <5.4 tons | KENMORE | HRCU-A-CB (Split System: Heat Pump with Remote Outdoor Unit-Air-Source) | (C,H,T)5H0V48*K*AAA* |  |  | EVD5X49M24A*+WALLCON | *97CTN1202422A* | 48000 | 19 | 9 | 50000 | 36600 | 73.2% | 2 | 0 | 10.5 |  |  |  | No | R-454B | 4 | Residential & Commercial | Ducted CEE Tier 1
215682311 | Central HP <5.4 tons | KENMORE | HRCU-A-CB (Split System: Heat Pump with Remote Outdoor Unit-Air-Source) | (C,H,T)5H0V48*K*AAA* |  |  | EVD5X60M21A*+WALLCON | *80CSU0401712B* | 48000 | 18.5 | 9 | 50000 | 36600 | 73.2% | 2 | 0 | 10 |  |  |  | No | R-454B | 4 | Residential & Commercial | Ducted CEE Tier 1
215676000 | Central HP <5.4 tons | KEEPRITE | HRCU-A-CB (Split System: Heat Pump with Remote Outdoor Unit-Air-Source) | C5H0V48*K*AAA* |  |  | EVM5X61M24A*+WALLCON | *80CTL1102120B* | 48500 | 19.5 | 9.5 | 50000 | 36600 | 73.2% | 2.1 | 0 | 10.5 |  |  |  | No | R-454B | 4.0417 | Residential & Commercial | Ducted CEE Tier 1
215676960 | Central HP <5.4 tons | KEEPRITE | HRCU-A-CB (Split System: Heat Pump with Remote Outdoor Unit-Air-Source) | C5H0V48*K*AAA* |  |  | EVD5X61M24A*+WALLCON | *96CTN1202422B* | 48500 | 19.5 | 9.5 | 50000 | 36600 | 73.2% | 2.12 | 0 | 10.5 |  |  |  | No | R-454B | 4.0417 | Residential & Commercial | Ducted CEE Tier 1
215488119 | Central HP <5.4 tons | GOODMAN | HRCU-A-CB (Split System: Heat Pump with Remote Outdoor Unit-Air-Source) | GZV7SA4810A* |  |  | CHPEA4830*3A* | G*VC801005C*A* | 45500 | 16.5 | 8.5 | 46000 | 33600 | 73.04% | 2 | 0 | 10 |  |  |  | No | R-32 | 3.7917 | Residential & Commercial | Ducted CEE Tier 1
215430652 | Central HP <5.4 tons | LUXAIRE | HRCU-A-CB (Split System: Heat Pump with Remote Outdoor Unit-Air-Source) | HH860E2S11 | ADP |  | H,YG48(1,2)60+TXV | TM9E100C16MP12 | 44500 | 18 | 8.5 | 44000 | 34000 | 77.27% | 2 | 0 | 11 |  |  |  | No | R-454B | 3.7083 | Residential & Commercial | Ducted CEE Tier 1
216055382 | Central HP <5.4 tons | LUXAIRE | HRCU-A-CB (Split System: Heat Pump with Remote Outdoor Unit-Air-Source) | HH860E2S11 | ASPEN |  | C(A,C,D,E)48A3K+TDR | TPLC120C20MP13 | 40000 | 17.5 | 8.1 | 44500 | 33800 | 75.96% | 2 | 0 | 10.5 |  |  |  | No | R-454B | 3.3333 | Residential & Commercial | Ducted CEE Tier 1
216056803 | Central HP <5.4 tons | YORK | HRCU-A-CB (Split System: Heat Pump with Remote Outdoor Unit-Air-Source) | HH860E2S11 | ASPEN |  | D(A,C,E)60A3K+TDR | TM8V100C16MP12 | 40500 | 16.5 | 8.1 | 43500 | 33400 | 76.78% | 2 | 0 | 11.2 |  |  |  | No | R-454B | 3.375 | Residential & Commercial | Ducted CEE Tier 1
215565332 | Central HP <5.4 tons | COLEMAN | HRCU-A-CB (Split System: Heat Pump with Remote Outdoor Unit-Air-Source) | HH860E2S11 | ASPEN |  | D(A,C,E)61A3J+TDR | TP9C120D20MP13 | 41500 | 18 | 8.5 | 44000 | 33400 | 75.91% | 2 | 0 | 11.5 |  |  |  | No | R-454B | 3.4583 | Residential & Commercial | Ducted CEE Tier 1
214771888 | Central HP <5.4 tons | LUXAIRE | HRCU-A-C (Split System: Heat Pump with Remote Outdoor Unit with No Indoor Fan --Air Source) | HH860E2S11 | ADP |  | H,YE48*60+TXV+TD |  | 44500 | 15.2 | 8.5 | 44000 | 33800 | 76.82% | 2 | 0 | 11 |  |  |  | No | R-454B | 3.7083 | Residential & Commercial | Ducted CEE Tier 1
212380606 | Central HP <5.4 tons | CARRIER | HRCU-A-CB (Split System: Heat Pump with Remote Outdoor Unit-Air-Source) | 25VNA424A*031* | ADP |  | C36A***L539 | 59TN6B080C17**14 | 24000 | 20 | 8.5 | 24800 | 19400 | 78.23% | 2.54 | 0 | 13.5 |  |  |  | No | R-410A | 2 | Residential & Commercial | Ducted CEE Tier 1
214802734 | Central HP <5.4 tons | RHEEM | HRCU-A-CB (Split System: Heat Pump with Remote Outdoor Unit-Air-Source) | RP15AZ24AJ2N | ASPEN |  | D(A,C,E)30B34+TDR | R801V1004A17UHN | 22800 | 16 | 8.4 | 23000 | 16300 | 70.87% | 3.07 | 0 | 12 |  |  |  | No | R-410A | 1.9 | Residential & Commercial | Ducted CEE Tier 1
212520242 | Central HP <5.4 tons | CARRIER | HRCU-A-CB (Split System: Heat Pump with Remote Outdoor Unit-Air-Source) | 38MURAQ24AB3* | ADP |  | H,PG34936 | 58SP*A045V17**16 | 23200 | 17 | 8.5 | 24000 | 23200 | 96.67% | 1.96 | 0 | 10 |  |  |  | No | R-410A | 1.9333 | Residential & Commercial | Ducted CEE Tier 1
213258215 | Central HP <5.4 tons | KEEPRITE | HRCU-A-CB (Split System: Heat Pump with Remote Outdoor Unit-Air-Source) | DLCURAH18ABK | ADP |  | H,GG31930 | *96VSN0401712A* | 17200 | 15.2 | 8.5 | 17100 | 18700 | 109.4% | 2.28 | 0 | 10 |  |  |  | No | R-410A | 1.4333 | Residential & Commercial | Ducted CEE Tier 1
213258231 | Central HP <5.4 tons | KEEPRITE | HRCU-A-CB (Split System: Heat Pump with Remote Outdoor Unit-Air-Source) | DLCURAH18ABK | ADP |  | H,GE34936 | *96VSN0601412A* | 17900 | 16 | 8.5 | 16900 | 18100 | 107.1% | 2.22 | 0 | 10.5 |  |  |  | No | R-410A | 1.4917 | Residential & Commercial | Ducted CEE Tier 1
213258240 | Central HP <5.4 tons | KEEPRITE | HRCU-A-CB (Split System: Heat Pump with Remote Outdoor Unit-Air-Source) | DLCURAH18ABK | ADP |  | H,GE34936 | *96VSN0601714A* | 17700 | 16 | 8.5 | 17000 | 18700 | 110% | 2.3 | 0 | 10.5 |  |  |  | No | R-410A | 1.475 | Residential & Commercial | Ducted CEE Tier 1
213258274 | Central HP <5.4 tons | KEEPRITE | HRCU-A-CB (Split System: Heat Pump with Remote Outdoor Unit-Air-Source) | DLCURAH18ABK | ADP |  | H,GE33936 | *96VTN0601412A* | 17900 | 16 | 8.5 | 17200 | 18600 | 108.1% | 2.28 | 0 | 10.5 |  |  |  | No | R-410A | 1.4917 | Residential & Commercial | Ducted CEE Tier 1
215676610 | Central HP <5.4 tons | KEEPRITE | HRCU-A-CB (Split System: Heat Pump with Remote Outdoor Unit-Air-Source) | C5H0V48*K*AAA* |  |  | EVD5X60M24A*+WALLCON | *80CTL0702120B* | 47500 | 19 | 9 | 50000 | 36800 | 73.6% | 2 | 0 | 10 |  |  |  | No | R-454B | 3.9583 | Residential & Commercial | Ducted CEE Tier 1
215676920 | Central HP <5.4 tons | KEEPRITE | HRCU-A-CB (Split System: Heat Pump with Remote Outdoor Unit-Air-Source) | C5H0V48*K*AAA* |  |  | EVD5X61M24A*+WALLCON | *97CMN0802120B* | 48500 | 19 | 9.5 | 50000 | 36800 | 73.6% | 2.1 | 0 | 10.5 |  |  |  | No | R-454B | 4.0417 | Residential & Commercial | Ducted CEE Tier 1
213079253 | Central HP <5.4 tons | ARCOAIRE | HRCU-A-CB (Split System: Heat Pump with Remote Outdoor Unit-Air-Source) | DLCURAH36ABK |  |  | EA*4X43L21A* | *80MSU0802120A* | 36600 | 16.5 | 8.5 | 38000 | 34600 | 91.05% | 2.08 | 0 | 10 |  |  |  | No | R-410A | 3.05 | Residential & Commercial | Ducted CEE Tier 1
213078435 | Central HP <5.4 tons | ARCOAIRE | HRCU-A-CB (Split System: Heat Pump with Remote Outdoor Unit-Air-Source) | DLCURAH36ABK |  |  | EA*4X43L21A* | *80MS(N,L)0902116A* | 36400 | 16.5 | 8.5 | 38000 | 34800 | 91.58% | 2.06 | 0 | 10 |  |  |  | No | R-410A | 3.0333 | Residential & Commercial | Ducted CEE Tier 1
213078501 | Central HP <5.4 tons | ARCOAIRE | HRCU-A-CB (Split System: Heat Pump with Remote Outdoor Unit-Air-Source) | DLCURAH36ABK |  |  | EA*4X37L21A* | *80MS(N,L)0902120A* | 37000 | 16 | 8.5 | 38500 | 35000 | 90.91% | 2.08 | 0 | 10 |  |  |  | No | R-410A | 3.0833 | Residential & Commercial | Ducted CEE Tier 1
213274512 | Central HP <5.4 tons | COLEMAN | HRCU-A-CB (Split System: Heat Pump with Remote Outdoor Unit-Air-Source) | THF2B48T21 | ASPEN |  | D(A,C,E)60A44+TDR | CP9C100C20MP13 | 43000 | 16 | 8.2 | 44000 | 31400 | 71.36% | 3.14 | 0 | 11.5 |  |  |  | No | R-410A | 3.5833 | Residential & Commercial | Ducted CEE Tier 1
213274544 | Central HP <5.4 tons | COLEMAN | HRCU-A-CB (Split System: Heat Pump with Remote Outdoor Unit-Air-Source) | THF2B48T21 | ASPEN |  | D(A,C,E)60A44+TDR | TM9E080C20MP12 | 43500 | 16 | 8.3 | 45000 | 31600 | 70.22% | 3.11 | 0 | 11 |  |  |  | No | R-410A | 3.625 | Residential & Commercial | Ducted CEE Tier 1
213274546 | Central HP <5.4 tons | COLEMAN | HRCU-A-CB (Split System: Heat Pump with Remote Outdoor Unit-Air-Source) | THF2B48T21 | ASPEN |  | D(A,C,E)60A44+TDR | TM9E100C20MP12 | 43500 | 16 | 8.3 | 45000 | 31600 | 70.22% | 3.11 | 0 | 11 |  |  |  | No | R-410A | 3.625 | Residential & Commercial | Ducted CEE Tier 1
215941095 | Central HP <5.4 tons | BRYANT HEATING AND COOLING SYSTEMS | HRCU-A-CB (Split System: Heat Pump with Remote Outdoor Unit-Air-Source) | 293VAN048**AA* |  |  | CAA**6124AM*+UI | 986TD60080C21*** | 45500 | 21 | 9.5 | 48500 | 37000 | 76.29% | 2 | 0 | 11 |  |  |  | No | R-454B | 3.7917 | Residential & Commercial | Ducted CEE Tier 1
207455439 | Central HP <5.4 tons | LENNOX | HRCU-A-CB (Split System: Heat Pump with Remote Outdoor Unit-Air-Source) | SL25XPV-048-230A** | ADP |  | LD42/61Z9 | SLP99DF110XV60C* | 45500 | 20 | 9 | 42000 | 35000 | 83.33% | 1.84 | 12 | 12 |  |  |  | No | R-410A | 3.7917 | Residential & Commercial | Ducted CEE Tier 1
212380985 | Central HP <5.4 tons | CARRIER | HRCU-A-CB (Split System: Heat Pump with Remote Outdoor Unit-Air-Source) | 25VNA448A*031* | ADP |  | C60A***L199 | 58TN*A090C21**20 | 45000 | 21 | 8.5 | 44000 | 35800 | 81.36% | 2.36 | 0 | 12 |  |  |  | No | R-410A | 3.75 | Residential & Commercial | Ducted CEE Tier 1
214440907 | Central HP <5.4 tons | BRYANT HEATING AND COOLING SYSTEMS | HRCU-A-CB (Split System: Heat Pump with Remote Outdoor Unit-Air-Source) | 284ANV036*0**B* | ADP |  | V,C36H175P459 | 935CB48060C17*** | 33800 | 19 | 9 | 35000 | 27200 | 77.71% | 2.04 | 0 | 12 |  |  |  | No | R-410A | 2.8167 | Residential & Commercial | Ducted CEE Tier 1
214440909 | Central HP <5.4 tons | BRYANT HEATING AND COOLING SYSTEMS | HRCU-A-CB (Split System: Heat Pump with Remote Outdoor Unit-Air-Source) | 284ANV036*0**B* | ADP |  | V,C36H175P149 | 986TD42060C17*** | 32400 | 19 | 9 | 36400 | 28200 | 77.47% | 1.98 | 0 | 11.7 |  |  |  | No | R-410A | 2.7 | Residential & Commercial | Ducted CEE Tier 1
214440916 | Central HP <5.4 tons | BRYANT HEATING AND COOLING SYSTEMS | HRCU-A-CB (Split System: Heat Pump with Remote Outdoor Unit-Air-Source) | 284ANV036*0**B* | ADP |  | V,C36H175P459 | 986TD42080C17*** | 33200 | 20 | 9 | 34400 | 26600 | 77.33% | 2 | 0 | 11.7 |  |  |  | No | R-410A | 2.7667 | Residential & Commercial | Ducted CEE Tier 1
213753687 | Central HP <5.4 tons | CARRIER | HRCU-A-CB (Split System: Heat Pump with Remote Outdoor Unit-Air-Source) | 38MURAQ36AB3* | ASPEN |  | D(A,C,E)36B34+TDR | 58S(B,C)*B090M24**20 | 34800 | 16.5 | 8.1 | 38500 | 31800 | 82.6% | 2.72 | 0 | 10.5 |  |  |  | No | R-410A | 2.9 | Residential & Commercial | Ducted CEE Tier 1
213753869 | Central HP <5.4 tons | CARRIER | HRCU-A-CB (Split System: Heat Pump with Remote Outdoor Unit-Air-Source) | 38MURAQ36AB3* | ASPEN |  | D(A,C,E)36B34+TDR | 59TP6C100V21**20 | 35200 | 16.5 | 8.1 | 38500 | 32200 | 83.64% | 2.61 | 0 | 10 |  |  |  | No | R-410A | 2.9333 | Residential & Commercial | Ducted CEE Tier 1
213274555 | Central HP <5.4 tons | COLEMAN | HRCU-A-CB (Split System: Heat Pump with Remote Outdoor Unit-Air-Source) | THF2B48T21 | ASPEN |  | D(A,C,E)60A44+TDR | TM9Y100C16MP11 | 42500 | 16 | 8.2 | 44000 | 31400 | 71.36% | 3.13 | 0 | 11.5 |  |  |  | No | R-410A | 3.5417 | Residential & Commercial | Ducted CEE Tier 1
213274557 | Central HP <5.4 tons | COLEMAN | HRCU-A-CB (Split System: Heat Pump with Remote Outdoor Unit-Air-Source) | THF2B48T21 | ASPEN |  | D(A,C,E)60A44+TDR | TM9Y120D20MP11 | 43000 | 16 | 8.2 | 44000 | 31400 | 71.36% | 3.11 | 0 | 11 |  |  |  | No | R-410A | 3.5833 | Residential & Commercial | Ducted CEE Tier 1
213146397 | Central HP <5.4 tons | BRYANT HEATING AND COOLING SYSTEMS | HRCU-A-CB (Split System: Heat Pump with Remote Outdoor Unit-Air-Source) | 38MURAQ24AB3* | ADP |  | V,C36H175P149+AEFE4B* |  | 24200 | 18 | 8.9 | 25000 | 22600 | 90.4% | 1.9 | 0 | 10.5 |  |  |  | No | R-410A | 2.0167 | Residential & Commercial | Ducted CEE Tier 1
213146398 | Central HP <5.4 tons | BRYANT HEATING AND COOLING SYSTEMS | HRCU-A-CB (Split System: Heat Pump with Remote Outdoor Unit-Air-Source) | 38MURAQ24AB3* | ADP |  | PL36H175P159+AEFE4B* |  | 24200 | 18 | 9 | 25000 | 22600 | 90.4% | 1.92 | 0 | 10.5 |  |  |  | No | R-410A | 2.0167 | Residential & Commercial | Ducted CEE Tier 1
211259878 | Central HP <5.4 tons | DAY & NIGHT | HRCU-A-CB (Split System: Heat Pump with Remote Outdoor Unit-Air-Source) | DLCURAH18ABK |  |  | EA*4X19L17A* | *96VTN0601714A* | 18200 | 16 | 8.5 | 18200 | 17700 | 97.25% | 2.14 | 0 | 10.5 |  |  |  | No | R-410A | 1.5167 | Residential & Commercial | Ducted CEE Tier 1
213613393 | Central HP <5.4 tons | CARRIER | HRCU-A-CB (Split System: Heat Pump with Remote Outdoor Unit-Air-Source) | 38MURAQ24AB3* | ASPEN |  | L(E,G)M36E4 |  | 24000 | 16 | 9 | 26400 | 23400 | 88.64% | 1.92 | 0 | 10 |  |  |  | No | R-410A | 2 | Residential & Commercial | Ducted CEE Tier 1
213613594 | Central HP <5.4 tons | BRYANT HEATING AND COOLING SYSTEMS | HRCU-A-CB (Split System: Heat Pump with Remote Outdoor Unit-Air-Source) | 38MURAQ24AB3* | ASPEN |  | A(E,F)M244+TDR |  | 23000 | 16 | 8.5 | 25800 | 20200 | 78.29% | 2.92 | 0 | 10 |  |  |  | No | R-410A | 1.9167 | Residential & Commercial | Ducted CEE Tier 1
213739612 | Central HP <5.4 tons | DAY & NIGHT | HRCU-A-CB (Split System: Heat Pump with Remote Outdoor Unit-Air-Source) | DLCURAH18ABK | ADP |  | FG33936 | *96VSN0401712B* | 17100 | 16 | 8.5 | 16600 | 19000 | 114.5% | 2.34 | 0 | 10.5 |  |  |  | No | R-410A | 1.425 | Residential & Commercial | Ducted CEE Tier 1
213739619 | Central HP <5.4 tons | DAY & NIGHT | HRCU-A-CB (Split System: Heat Pump with Remote Outdoor Unit-Air-Source) | DLCURAH18ABK | ADP |  | PL36H175P069 | *96VSN0601412B* | 17500 | 16 | 8.1 | 16400 | 18300 | 111.6% | 2.24 | 0 | 11 |  |  |  | No | R-410A | 1.4583 | Residential & Commercial | Ducted CEE Tier 1
215488060 | Central HP <5.4 tons | GOODMAN | HRCU-A-CB (Split System: Heat Pump with Remote Outdoor Unit-Air-Source) | GZV7SA3610A* |  |  | CA*EA4830*3A* | G*VM971205DNB* | 34800 | 18.5 | 8.5 | 35000 | 28400 | 81.14% | 2 | 0 | 10.5 |  |  |  | No | R-32 | 2.9 | Residential & Commercial | Ducted CEE Tier 1
212380607 | Central HP <5.4 tons | CARRIER | HRCU-A-CB (Split System: Heat Pump with Remote Outdoor Unit-Air-Source) | 25VNA424A*031* | ADP |  | V,C36H175P459 | 59TN6B080C17**14 | 23800 | 20 | 8.5 | 24800 | 19400 | 78.23% | 2.54 | 0 | 13.5 |  |  |  | No | R-410A | 1.9833 | Residential & Commercial | Ducted CEE Tier 1
214440921 | Central HP <5.4 tons | CARRIER | HRCU-A-CB (Split System: Heat Pump with Remote Outdoor Unit-Air-Source) | 25VNA424A*031* | ADP |  | H,PG24936 | 59TN6C040C14**10 | 22600 | 18 | 9.5 | 25800 | 20200 | 78.29% | 2.22 | 0 | 11.5 |  |  |  | No | R-410A | 1.8833 | Residential & Commercial | Ducted CEE Tier 1
214440951 | Central HP <5.4 tons | CARRIER | HRCU-A-CB (Split System: Heat Pump with Remote Outdoor Unit-Air-Source) | 25VNA424A*031* | ADP |  | H,PG24936 | 59TN6C100C21**22 | 22600 | 20 | 10.5 | 25000 | 19300 | 77.2% | 2.48 | 0 | 12.5 |  |  |  | No | R-410A | 1.8833 | Residential & Commercial | Ducted CEE Tier 1
216055409 | Central HP <5.4 tons | LUXAIRE | HRCU-A-CB (Split System: Heat Pump with Remote Outdoor Unit-Air-Source) | HH860E2S11 | ASPEN |  | C(A,C,D,E)48A3K+TDR | Z9ES080C20SMPS1 | 40500 | 17.5 | 8.1 | 46000 | 33400 | 72.61% | 2 | 0 | 11.2 |  |  |  | No | R-454B | 3.375 | Residential & Commercial | Ducted CEE Tier 1
215850934 | Central HP <5.4 tons | COLEMAN | HRCU-A-CB (Split System: Heat Pump with Remote Outdoor Unit-Air-Source) | HH860E2S11 | ASPEN |  | C(A,C,D,E)48A3K+TDR | TM9V080C16MP12 | 39500 | 16.5 | 8.1 | 43500 | 33600 | 77.24% | 2 | 0 | 10.5 |  |  |  | No | R-454B | 3.2917 | Residential & Commercial | Ducted CEE Tier 1
215850966 | Central HP <5.4 tons | COLEMAN | HRCU-A-CB (Split System: Heat Pump with Remote Outdoor Unit-Air-Source) | HH860E2S11 | ASPEN |  | C(A,C,D,E)60A3K+TDR | TM9V120D20MP12 | 41000 | 17.5 | 8.1 | 44000 | 33400 | 75.91% | 2 | 0 | 11.5 |  |  |  | No | R-454B | 3.4167 | Residential & Commercial | Ducted CEE Tier 1
215851000 | Central HP <5.4 tons | COLEMAN | HRCU-A-CB (Split System: Heat Pump with Remote Outdoor Unit-Air-Source) | HH860E2S11 | ASPEN |  | D(A,C,E)60A3K+TDR | TM9Y100C20MP11 | 41000 | 17 | 8.5 | 46000 | 34800 | 75.65% | 2 | 0 | 10.5 |  |  |  | No | R-454B | 3.4167 | Residential & Commercial | Ducted CEE Tier 1
215851032 | Central HP <5.4 tons | COLEMAN | HRCU-A-CB (Split System: Heat Pump with Remote Outdoor Unit-Air-Source) | HH860E2S11 | ASPEN |  | D(A,C,E)60B3K+TDR | TMLE080C20MP11 | 42500 | 17 | 8.5 | 46500 | 35000 | 75.27% | 2 | 0 | 11 |  |  |  | No | R-454B | 3.5417 | Residential & Commercial | Ducted CEE Tier 1
215851049 | Central HP <5.4 tons | COLEMAN | HRCU-A-CB (Split System: Heat Pump with Remote Outdoor Unit-Air-Source) | HH860E2S11 | ASPEN |  | C(A,C,D,E)60B3K+TDR | TMLE100C20MP11 | 42500 | 17 | 8.5 | 46500 | 35000 | 75.27% | 2 | 0 | 11 |  |  |  | No | R-454B | 3.5417 | Residential & Commercial | Ducted CEE Tier 1
215851119 | Central HP <5.4 tons | COLEMAN | HRCU-A-CB (Split System: Heat Pump with Remote Outdoor Unit-Air-Source) | HH860E2S11 | ASPEN |  | C(A,C,D,E)48A3K+TDR | TP9C080C16MP13 | 39500 | 16.5 | 8.1 | 43500 | 33600 | 77.24% | 2 | 0 | 10.5 |  |  |  | No | R-454B | 3.2917 | Residential & Commercial | Ducted CEE Tier 1
215851201 | Central HP <5.4 tons | COLEMAN | HRCU-A-CB (Split System: Heat Pump with Remote Outdoor Unit-Air-Source) | HH860E2S11 | ASPEN |  | C(A,C,D,E)60A3K+TDR | TPLC100C20MP13 | 41000 | 18 | 8.5 | 44500 | 33800 | 75.96% | 2 | 0 | 10.5 |  |  |  | No | R-454B | 3.4167 | Residential & Commercial | Ducted CEE Tier 1
215851216 | Central HP <5.4 tons | COLEMAN | HRCU-A-CB (Split System: Heat Pump with Remote Outdoor Unit-Air-Source) | HH860E2S11 | ASPEN |  | C(A,C,D,E)60A3K+TDR | TPLC120C20MP13 | 41000 | 18 | 8.5 | 44500 | 33800 | 75.96% | 2 | 0 | 10.5 |  |  |  | No | R-454B | 3.4167 | Residential & Commercial | Ducted CEE Tier 1
215851236 | Central HP <5.4 tons | COLEMAN | HRCU-A-CB (Split System: Heat Pump with Remote Outdoor Unit-Air-Source) | HH860E2S11 | ASPEN |  | D(A,C,E)60A3K+TDR | Z8ES080C16SMPS1 | 41500 | 18 | 8.5 | 44000 | 33400 | 75.91% | 2 | 0 | 11.7 |  |  |  | No | R-454B | 3.4583 | Residential & Commercial | Ducted CEE Tier 1
215851300 | Central HP <5.4 tons | COLEMAN | HRCU-A-CB (Split System: Heat Pump with Remote Outdoor Unit-Air-Source) | HH860E2S11 | ASPEN |  | D(A,C,E)60A3K+TDR | Z8ES120C20SMPS1 | 41500 | 17.5 | 8.1 | 45000 | 34000 | 75.56% | 2 | 0 | 11.5 |  |  |  | No | R-454B | 3.4583 | Residential & Commercial | Ducted CEE Tier 1
215851335 | Central HP <5.4 tons | COLEMAN | HRCU-A-CB (Split System: Heat Pump with Remote Outdoor Unit-Air-Source) | HH860E2S11 | ASPEN |  | D(A,C,E)60A3K+TDR | Z9ES080C20SMPS1 | 41500 | 17.5 | 8.1 | 46000 | 33400 | 72.61% | 2 | 0 | 11.5 |  |  |  | No | R-454B | 3.4583 | Residential & Commercial | Ducted CEE Tier 1
216055389 | Central HP <5.4 tons | LUXAIRE | HRCU-A-CB (Split System: Heat Pump with Remote Outdoor Unit-Air-Source) | HH860E2S11 | ASPEN |  | C(A,C,D,E)60A3K+TDR | Z8ES080C20SMPS1 | 41000 | 18 | 8.5 | 44000 | 33400 | 75.91% | 2 | 0 | 11.7 |  |  |  | No | R-454B | 3.4167 | Residential & Commercial | Ducted CEE Tier 1
214771882 | Central HP <5.4 tons | LUXAIRE | HRCU-A-C (Split System: Heat Pump with Remote Outdoor Unit with No Indoor Fan --Air Source) | HH860E2S11 | ADP |  | H,YG50*60+TXV+TD |  | 44500 | 15.2 | 8.5 | 44000 | 33800 | 76.82% | 2 | 0 | 11 |  |  |  | No | R-454B | 3.7083 | Residential & Commercial | Ducted CEE Tier 1
214771889 | Central HP <5.4 tons | LUXAIRE | HRCU-A-C (Split System: Heat Pump with Remote Outdoor Unit with No Indoor Fan --Air Source) | HH860E2S11 | ADP |  | H,YE84*60+TXV+TD |  | 44500 | 15.2 | 8.5 | 44000 | 33800 | 76.82% | 2 | 0 | 11 |  |  |  | No | R-454B | 3.7083 | Residential & Commercial | Ducted CEE Tier 1
216055414 | Central HP <5.4 tons | LUXAIRE | HRCU-A-CB (Split System: Heat Pump with Remote Outdoor Unit-Air-Source) | HH860E2S11 | ASPEN |  | D(A,C,E)60A3K+TDR | Z9ES100C16SMPS1 | 42000 | 18 | 8.5 | 46500 | 34200 | 73.55% | 2 | 0 | 10.5 |  |  |  | No | R-454B | 3.5 | Residential & Commercial | Ducted CEE Tier 1
214771883 | Central HP <5.4 tons | LUXAIRE | HRCU-A-C (Split System: Heat Pump with Remote Outdoor Unit with No Indoor Fan --Air Source) | HH860E2S11 | ADP |  | H,YG84*60+TXV+TD |  | 44500 | 15.2 | 8.5 | 44000 | 33800 | 76.82% | 2 | 0 | 11 |  |  |  | No | R-454B | 3.7083 | Residential & Commercial | Ducted CEE Tier 1
215565327 | Central HP <5.4 tons | COLEMAN | HRCU-A-CB (Split System: Heat Pump with Remote Outdoor Unit-Air-Source) | HH860E2S11 | ASPEN |  | D(A,C,E)61A3J+TDR | CP9C100C16MP13 | 41000 | 17 | 8.5 | 44000 | 33200 | 75.45% | 2 | 0 | 11.5 |  |  |  | No | R-454B | 3.4167 | Residential & Commercial | Ducted CEE Tier 1
215727920 | Central HP <5.4 tons | CHAMPION HEATING AND COOLING | HRCU-A-CB (Split System: Heat Pump with Remote Outdoor Unit-Air-Source) | HH860E2S11 | ADP |  | H,YE36(1,2)60+TXV | TM8E120C16MP11 | 44000 | 17 | 8.4 | 43500 | 33800 | 77.7% | 1.98 | 0 | 10.5 |  |  |  | No | R-454B | 3.6667 | Residential & Commercial | Ducted CEE Tier 1
215727922 | Central HP <5.4 tons | CHAMPION HEATING AND COOLING | HRCU-A-CB (Split System: Heat Pump with Remote Outdoor Unit-Air-Source) | HH860E2S11 | ADP |  | H,YE36(1,2)60+TXV | TM8E120C20MP11 | 51500 | 18 | 8.3 | 52000 | 38500 | 74.04% | 1.96 | 0 | 10.5 |  |  |  | No | R-454B | 4.2917 | Residential & Commercial | Ducted CEE Tier 1
214802744 | Central HP <5.4 tons | RHEEM | HRCU-A-CB (Split System: Heat Pump with Remote Outdoor Unit-Air-Source) | RP15AZ24AJ2N | ASPEN |  | D(A,C,E)36D24+TDR | R801V1004A17UHS | 22200 | 16.3 | 8.5 | 23200 | 16400 | 70.69% | 3.15 | 0 | 11.8 |  |  |  | No | R-410A | 1.85 | Residential & Commercial | Ducted CEE Tier 1
215682371 | Central HP <5.4 tons | KENMORE | HRCU-A-CB (Split System: Heat Pump with Remote Outdoor Unit-Air-Source) | (C,H,T)5H0V48*K*AAA* |  |  | EVD5X60M21A*+WALLCON | *97CTN1002122A* | 48000 | 19 | 9 | 50000 | 36600 | 73.2% | 2 | 0 | 10.5 |  |  |  | No | R-454B | 4 | Residential & Commercial | Ducted CEE Tier 1
215682421 | Central HP <5.4 tons | KENMORE | HRCU-A-CB (Split System: Heat Pump with Remote Outdoor Unit-Air-Source) | (C,H,T)5H0V48*K*AAA* |  |  | EVD5X60M24A*+WALLCON | *97CTN1002122A* | 48000 | 19 | 9 | 50000 | 36600 | 73.2% | 2 | 0 | 10 |  |  |  | No | R-454B | 4 | Residential & Commercial | Ducted CEE Tier 1
215682521 | Central HP <5.4 tons | KENMORE | HRCU-A-CB (Split System: Heat Pump with Remote Outdoor Unit-Air-Source) | (C,H,T)5H0V48*K*AAA* |  |  | EVD5X61M24A*+WALLCON | *96CTN0802120B* | 48500 | 19 | 9.5 | 50000 | 36800 | 73.6% | 2.1 | 0 | 10.5 |  |  |  | No | R-454B | 4.0417 | Residential & Commercial | Ducted CEE Tier 1
215682361 | Central HP <5.4 tons | KENMORE | HRCU-A-CB (Split System: Heat Pump with Remote Outdoor Unit-Air-Source) | (C,H,T)5H0V48*K*AAA* |  |  | EVD5X60M21A*+WALLCON | *97CTN0802120A* | 48000 | 19 | 9 | 50000 | 36800 | 73.6% | 2 | 0 | 10 |  |  |  | No | R-454B | 4 | Residential & Commercial | Ducted CEE Tier 1
215682571 | Central HP <5.4 tons | KENMORE | HRCU-A-CB (Split System: Heat Pump with Remote Outdoor Unit-Air-Source) | (C,H,T)5H0V48*K*AAA* |  |  | EVD5X61M24A*+WALLCON | *97CTN1202422A* | 48500 | 19.5 | 9.5 | 50000 | 36600 | 73.2% | 2.12 | 0 | 10.5 |  |  |  | No | R-454B | 4.0417 | Residential & Commercial | Ducted CEE Tier 1
215682071 | Central HP <5.4 tons | KENMORE | HRCU-A-CB (Split System: Heat Pump with Remote Outdoor Unit-Air-Source) | (C,H,T)5H0V48*K*AAA* |  |  | EVM5X61M24A*+WALLCON | *97CTN0802120A* | 48500 | 19 | 9.5 | 50000 | 36800 | 73.6% | 2.1 | 0 | 10.5 |  |  |  | No | R-454B | 4.0417 | Residential & Commercial | Ducted CEE Tier 1
213079559 | Central HP <5.4 tons | ARCOAIRE | HRCU-A-CB (Split System: Heat Pump with Remote Outdoor Unit-Air-Source) | DLCURAH36ABK |  |  | EA*4X42L21A* | *92MSN0801716A* | 35400 | 16 | 8.1 | 38500 | 35000 | 90.91% | 1.88 | 0 | 10 |  |  |  | No | R-410A | 2.95 | Residential & Commercial | Ducted CEE Tier 1
213078619 | Central HP <5.4 tons | ARCOAIRE | HRCU-A-CB (Split System: Heat Pump with Remote Outdoor Unit-Air-Source) | DLCURAH36ABK |  |  | EA*4X37L21A* | *80MS(N,L)1102120A* | 36600 | 16.5 | 8.5 | 38000 | 34800 | 91.58% | 2.06 | 0 | 10 |  |  |  | No | R-410A | 3.05 | Residential & Commercial | Ducted CEE Tier 1
213079439 | Central HP <5.4 tons | ARCOAIRE | HRCU-A-CB (Split System: Heat Pump with Remote Outdoor Unit-Air-Source) | DLCURAH36ABK |  |  | EA*4X43L21A* | *92MSN0601714A* | 36600 | 16 | 8.5 | 38500 | 35000 | 90.91% | 2.06 | 0 | 10 |  |  |  | No | R-410A | 3.05 | Residential & Commercial | Ducted CEE Tier 1
213077602 | Central HP <5.4 tons | ARCOAIRE | HRCU-A-CB (Split System: Heat Pump with Remote Outdoor Unit-Air-Source) | DLCURAH36ABK |  |  | EA*4X37L21A* | *96VTN1002120B* | 36200 | 16.5 | 8.5 | 38000 | 34800 | 91.58% | 2.04 | 0 | 10 |  |  |  | No | R-410A | 3.0167 | Residential & Commercial | Ducted CEE Tier 1
213739626 | Central HP <5.4 tons | DAY & NIGHT | HRCU-A-CB (Split System: Heat Pump with Remote Outdoor Unit-Air-Source) | DLCURAH18ABK | ADP |  | FG80936 | *96VSN0601412B* | 17500 | 16 | 8.5 | 16900 | 18800 | 111.2% | 2.3 | 0 | 10.5 |  |  |  | No | R-410A | 1.4583 | Residential & Commercial | Ducted CEE Tier 1
213739644 | Central HP <5.4 tons | DAY & NIGHT | HRCU-A-CB (Split System: Heat Pump with Remote Outdoor Unit-Air-Source) | DLCURAH18ABK | ADP |  | FG80936 | *96VTN0401712B* | 17200 | 16 | 8.5 | 16600 | 19000 | 114.5% | 2.34 | 0 | 10.5 |  |  |  | No | R-410A | 1.4333 | Residential & Commercial | Ducted CEE Tier 1
213258230 | Central HP <5.4 tons | KEEPRITE | HRCU-A-CB (Split System: Heat Pump with Remote Outdoor Unit-Air-Source) | DLCURAH18ABK | ADP |  | H,GG34936 | *96VSN0601412A* | 17900 | 16 | 8.5 | 16900 | 18100 | 107.1% | 2.22 | 0 | 10.5 |  |  |  | No | R-410A | 1.4917 | Residential & Commercial | Ducted CEE Tier 1
212985917 | Central HP <5.4 tons | ARCOAIRE | HRCU-A-CB (Split System: Heat Pump with Remote Outdoor Unit-Air-Source) | DLCURAH18ABK |  |  | EA*4X30L14A* | *96MSN0261410A* | 17400 | 16 | 8.5 | 18000 | 18800 | 104.4% | 2.26 | 0 | 10.5 |  |  |  | No | R-410A | 1.45 | Residential & Commercial | Ducted CEE Tier 1
213739653 | Central HP <5.4 tons | DAY & NIGHT | HRCU-A-CB (Split System: Heat Pump with Remote Outdoor Unit-Air-Source) | DLCURAH18ABK | ADP |  | FG80936 | *96VTN0601412B* | 17500 | 16 | 8.5 | 16900 | 18800 | 111.2% | 2.3 | 0 | 10.5 |  |  |  | No | R-410A | 1.4583 | Residential & Commercial | Ducted CEE Tier 1
213739485 | Central HP <5.4 tons | DAY & NIGHT | HRCU-A-CB (Split System: Heat Pump with Remote Outdoor Unit-Air-Source) | DLCURAH18ABK | ADP |  | FG32936 | *80MS(N,L)0451412A* | 17100 | 16 | 8.5 | 16800 | 19400 | 115.5% | 2.4 | 0 | 10.5 |  |  |  | No | R-410A | 1.425 | Residential & Commercial | Ducted CEE Tier 1
215675520 | Central HP <5.4 tons | KEEPRITE | HRCU-A-CB (Split System: Heat Pump with Remote Outdoor Unit-Air-Source) | C5H0V48*K*AAA* |  |  | EVM5X49M21A*+WALLCON | *80CSU1002120A* | 48000 | 18.5 | 9 | 50000 | 36800 | 73.6% | 2 | 0 | 10 |  |  |  | No | R-454B | 4 | Residential & Commercial | Ducted CEE Tier 1
215676050 | Central HP <5.4 tons | KEEPRITE | HRCU-A-CB (Split System: Heat Pump with Remote Outdoor Unit-Air-Source) | C5H0V48*K*AAA* |  |  | EVM5X61M24A*+WALLCON | *97CMN0802120B* | 48500 | 19 | 9.5 | 50000 | 36800 | 73.6% | 2.12 | 0 | 10.5 |  |  |  | No | R-454B | 4.0417 | Residential & Commercial | Ducted CEE Tier 1
215675650 | Central HP <5.4 tons | KEEPRITE | HRCU-A-CB (Split System: Heat Pump with Remote Outdoor Unit-Air-Source) | C5H0V48*K*AAA* |  |  | EVM5X49M21A*+WALLCON | *96CTN0801714B* | 48000 | 18.5 | 9 | 50000 | 36200 | 72.4% | 2.02 | 0 | 10 |  |  |  | No | R-454B | 4 | Residential & Commercial | Ducted CEE Tier 1
215675750 | Central HP <5.4 tons | KEEPRITE | HRCU-A-CB (Split System: Heat Pump with Remote Outdoor Unit-Air-Source) | C5H0V48*K*AAA* |  |  | EVM5X60M21A*+WALLCON | *80CTL1102120B* | 48000 | 19 | 9 | 50000 | 36600 | 73.2% | 2 | 0 | 10.5 |  |  |  | No | R-454B | 4 | Residential & Commercial | Ducted CEE Tier 1
215675500 | Central HP <5.4 tons | KEEPRITE | HRCU-A-CB (Split System: Heat Pump with Remote Outdoor Unit-Air-Source) | C5H0V48*K*AAA* |  |  | EVM5X49M21A*+WALLCON | *80CSU0601716A* | 48000 | 19 | 9 | 50000 | 36800 | 73.6% | 2 | 0 | 10 |  |  |  | No | R-454B | 4 | Residential & Commercial | Ducted CEE Tier 1
213077615 | Central HP <5.4 tons | ARCOAIRE | HRCU-A-CB (Split System: Heat Pump with Remote Outdoor Unit-Air-Source) | DLCURAH36ABK |  |  | EA*4X42L21A* | *96VTN1002120B* | 35400 | 16 | 8.1 | 38500 | 35000 | 90.91% | 1.88 | 0 | 10 |  |  |  | No | R-410A | 2.95 | Residential & Commercial | Ducted CEE Tier 1
213077148 | Central HP <5.4 tons | ARCOAIRE | HRCU-A-CB (Split System: Heat Pump with Remote Outdoor Unit-Air-Source) | DLCURAH36ABK |  |  | EA*4X37L21A* | *96VSN1002120B* | 36200 | 16 | 8.5 | 38000 | 34800 | 91.58% | 2.04 | 0 | 10 |  |  |  | No | R-410A | 3.0167 | Residential & Commercial | Ducted CEE Tier 1
213076698 | Central HP <5.4 tons | ARCOAIRE | HRCU-A-CB (Split System: Heat Pump with Remote Outdoor Unit-Air-Source) | DLCURAH36ABK |  |  | EN(A,D,W)4X42L21** | *80VTL0902120B* | 35600 | 15.5 | 8.1 | 39000 | 35200 | 90.26% | 1.9 | 0 | 10 |  |  |  | No | R-410A | 2.9667 | Residential & Commercial | Ducted CEE Tier 1
213078523 | Central HP <5.4 tons | ARCOAIRE | HRCU-A-CB (Split System: Heat Pump with Remote Outdoor Unit-Air-Source) | DLCURAH36ABK |  |  | EA*4X42L24A* | *80MS(N,L)0902120A* | 35400 | 16.5 | 8.1 | 38500 | 35000 | 90.91% | 1.9 | 0 | 10 |  |  |  | No | R-410A | 2.95 | Residential & Commercial | Ducted CEE Tier 1
213078239 | Central HP <5.4 tons | ARCOAIRE | HRCU-A-CB (Split System: Heat Pump with Remote Outdoor Unit-Air-Source) | DLCURAH36ABK |  |  | EN(A,D,W)4X48L21** | *80MS(N,L)0702116A* | 35800 | 16.5 | 8.1 | 38500 | 34800 | 90.39% | 1.98 | 0 | 10 |  |  |  | No | R-410A | 2.9833 | Residential & Commercial | Ducted CEE Tier 1
213080211 | Central HP <5.4 tons | ARCOAIRE | HRCU-A-CB (Split System: Heat Pump with Remote Outdoor Unit-Air-Source) | DLCURAH36ABK |  |  | EA*4X48L24A* | *96MSN0802120A* | 36000 | 16 | 8.5 | 38000 | 34800 | 91.58% | 2.04 | 0 | 10 |  |  |  | No | R-410A | 3 | Residential & Commercial | Ducted CEE Tier 1
213080127 | Central HP <5.4 tons | ARCOAIRE | HRCU-A-CB (Split System: Heat Pump with Remote Outdoor Unit-Air-Source) | DLCURAH36ABK |  |  | EN(A,D,W)4X48L21** | *96MSN0801716A* | 35600 | 16 | 8.1 | 38500 | 35000 | 90.91% | 1.98 | 0 | 10 |  |  |  | No | R-410A | 2.9667 | Residential & Commercial | Ducted CEE Tier 1
213320454 | Central HP <5.4 tons | CHAMPION HEATING AND COOLING | HRCU-A-CB (Split System: Heat Pump with Remote Outdoor Unit-Air-Source) | HMH72B341 | ASPEN |  | D(A,C,E)36A34+TDR | TM8E120C16MP11 | 33200 | 18 | 8.1 | 33600 | 28600 | 85.12% | 2.66 | 0 | 10 |  |  |  | No | R-410A | 2.7667 | Residential & Commercial | Ducted CEE Tier 1
213320494 | Central HP <5.4 tons | CHAMPION HEATING AND COOLING | HRCU-A-CB (Split System: Heat Pump with Remote Outdoor Unit-Air-Source) | HMH72B341 | ASPEN |  | D(A,C,E)36D34+TDR | Z8ES080C16SMPS1 | 32800 | 18 | 8.5 | 33400 | 27600 | 82.63% | 2.7 | 0 | 10 |  |  |  | No | R-410A | 2.7333 | Residential & Commercial | Ducted CEE Tier 1
215676090 | Central HP <5.4 tons | KEEPRITE | HRCU-A-CB (Split System: Heat Pump with Remote Outdoor Unit-Air-Source) | C5H0V48*K*AAA* |  |  | EVM5X61M24A*+WALLCON | *96CTN1202422B* | 48500 | 19.5 | 9.5 | 50000 | 36600 | 73.2% | 2.12 | 0 | 10.5 |  |  |  | No | R-454B | 4.0417 | Residential & Commercial | Ducted CEE Tier 1
215675890 | Central HP <5.4 tons | KEEPRITE | HRCU-A-CB (Split System: Heat Pump with Remote Outdoor Unit-Air-Source) | C5H0V48*K*AAA* |  |  | EVM5X60M24A*+WALLCON | *80CTL1102120B* | 48000 | 19 | 9 | 50000 | 36400 | 72.8% | 2 | 0 | 10.5 |  |  |  | No | R-454B | 4 | Residential & Commercial | Ducted CEE Tier 1
215675940 | Central HP <5.4 tons | KEEPRITE | HRCU-A-CB (Split System: Heat Pump with Remote Outdoor Unit-Air-Source) | C5H0V48*K*AAA* |  |  | EVM5X60M24A*+WALLCON | *97CMN1202422B* | 48000 | 19 | 9 | 50000 | 36600 | 73.2% | 2 | 0 | 10 |  |  |  | No | R-454B | 4 | Residential & Commercial | Ducted CEE Tier 1
215676040 | Central HP <5.4 tons | KEEPRITE | HRCU-A-CB (Split System: Heat Pump with Remote Outdoor Unit-Air-Source) | C5H0V48*K*AAA* |  |  | EVM5X61M24A*+WALLCON | *97CMN0602120B* | 48500 | 19 | 9 | 50000 | 37200 | 74.4% | 1.98 | 0 | 10 |  |  |  | No | R-454B | 4.0417 | Residential & Commercial | Ducted CEE Tier 1
215676460 | Central HP <5.4 tons | KEEPRITE | HRCU-A-CB (Split System: Heat Pump with Remote Outdoor Unit-Air-Source) | C5H0V48*K*AAA* |  |  | EVD5X60M21A*+WALLCON | *80CTL0702120B* | 48000 | 19 | 9 | 50000 | 36800 | 73.6% | 2 | 0 | 10 |  |  |  | No | R-454B | 4 | Residential & Commercial | Ducted CEE Tier 1
215676060 | Central HP <5.4 tons | KEEPRITE | HRCU-A-CB (Split System: Heat Pump with Remote Outdoor Unit-Air-Source) | C5H0V48*K*AAA* |  |  | EVM5X61M24A*+WALLCON | *97CMN1002122B* | 48500 | 19.5 | 9.5 | 50000 | 36600 | 73.2% | 2.12 | 0 | 10.5 |  |  |  | No | R-454B | 4.0417 | Residential & Commercial | Ducted CEE Tier 1
215676110 | Central HP <5.4 tons | KEEPRITE | HRCU-A-CB (Split System: Heat Pump with Remote Outdoor Unit-Air-Source) | C5H0V48*K*AAA* |  |  | EVD5X48M21A*+WALLCON | *80CSU0802120A* | 47000 | 18.5 | 9 | 50000 | 36400 | 72.8% | 2 | 0 | 10 |  |  |  | No | R-454B | 3.9167 | Residential & Commercial | Ducted CEE Tier 1
214802756 | Central HP <5.4 tons | RHEEM | HRCU-A-CB (Split System: Heat Pump with Remote Outdoor Unit-Air-Source) | RP15AZ30AJ2N | ASPEN |  | D(A,C,E)36A34+TDR | R801V0754A17DZ | 27400 | 15.4 | 8.1 | 28400 | 20200 | 71.13% | 2.62 | 0 | 11.7 |  |  |  | No | R-410A | 2.2833 | Residential & Commercial | Ducted CEE Tier 1
215675790 | Central HP <5.4 tons | KEEPRITE | HRCU-A-CB (Split System: Heat Pump with Remote Outdoor Unit-Air-Source) | C5H0V48*K*AAA* |  |  | EVM5X60M21A*+WALLCON | *97CMN0602120B* | 47500 | 18.5 | 9 | 50000 | 37200 | 74.4% | 1.98 | 0 | 10 |  |  |  | No | R-454B | 3.9583 | Residential & Commercial | Ducted CEE Tier 1
215675600 | Central HP <5.4 tons | KEEPRITE | HRCU-A-CB (Split System: Heat Pump with Remote Outdoor Unit-Air-Source) | C5H0V48*K*AAA* |  |  | EVM5X49M21A*+WALLCON | *95CSU1002122B* | 48000 | 19 | 9 | 50000 | 36600 | 73.2% | 2.02 | 0 | 10 |  |  |  | No | R-454B | 4 | Residential & Commercial | Ducted CEE Tier 1
215675480 | Central HP <5.4 tons | KEEPRITE | HRCU-A-CB (Split System: Heat Pump with Remote Outdoor Unit-Air-Source) | C5H0V48*K*AAA* |  |  | EVM5X48M21A*+WALLCON | *96CTN0802120B* | 47000 | 18.5 | 9 | 50000 | 36400 | 72.8% | 2 | 0 | 10 |  |  |  | No | R-454B | 3.9167 | Residential & Commercial | Ducted CEE Tier 1
215675550 | Central HP <5.4 tons | KEEPRITE | HRCU-A-CB (Split System: Heat Pump with Remote Outdoor Unit-Air-Source) | C5H0V48*K*AAA* |  |  | EVM5X49M21A*+WALLCON | *80CTL0702120B* | 48000 | 19 | 9 | 50000 | 36800 | 73.6% | 2 | 0 | 10 |  |  |  | No | R-454B | 4 | Residential & Commercial | Ducted CEE Tier 1
215675980 | Central HP <5.4 tons | KEEPRITE | HRCU-A-CB (Split System: Heat Pump with Remote Outdoor Unit-Air-Source) | C5H0V48*K*AAA* |  |  | EVM5X61M24A*+WALLCON | *80CTL0702120B* | 48500 | 19 | 9.5 | 50000 | 36800 | 73.6% | 2.1 | 0 | 10.5 |  |  |  | No | R-454B | 4.0417 | Residential & Commercial | Ducted CEE Tier 1
215675630 | Central HP <5.4 tons | KEEPRITE | HRCU-A-CB (Split System: Heat Pump with Remote Outdoor Unit-Air-Source) | C5H0V48*K*AAA* |  |  | EVM5X49M21A*+WALLCON | *97CMN0802120B* | 48000 | 19 | 9 | 50000 | 36800 | 73.6% | 2 | 0 | 10 |  |  |  | No | R-454B | 4 | Residential & Commercial | Ducted CEE Tier 1
213274572 | Central HP <5.4 tons | COLEMAN | HRCU-A-CB (Split System: Heat Pump with Remote Outdoor Unit-Air-Source) | THF2B48T21 | ASPEN |  | D(A,C,E)60A44+TDR | TP9C100C20MP13 | 43000 | 16 | 8.2 | 44000 | 31400 | 71.36% | 3.14 | 0 | 11.5 |  |  |  | No | R-410A | 3.5833 | Residential & Commercial | Ducted CEE Tier 1
213274574 | Central HP <5.4 tons | COLEMAN | HRCU-A-CB (Split System: Heat Pump with Remote Outdoor Unit-Air-Source) | THF2B48T21 | ASPEN |  | D(A,C,E)60A44+TDR | TPLC080C16MP13 | 43000 | 16 | 8.2 | 44000 | 31200 | 70.91% | 3.16 | 0 | 11.5 |  |  |  | No | R-410A | 3.5833 | Residential & Commercial | Ducted CEE Tier 1
212621988 | Central HP <5.4 tons | COLEMAN | HRCU-A-CB (Split System: Heat Pump with Remote Outdoor Unit-Air-Source) | HMH72B341 | ASPEN |  | D(A,C,E)36C34+TDR | TM9E100C20MP12 | 32400 | 15.5 | 8.1 | 33200 | 27000 | 81.33% | 2.43 | 0 | 10 |  |  |  | No | R-410A | 2.7 | Residential & Commercial | Ducted CEE Tier 1
215425875 | Central HP <5.4 tons | LUXAIRE | HRCU-A-CB (Split System: Heat Pump with Remote Outdoor Unit-Air-Source) | HH824E2S11 | ADP |  | H,YE32*30+TXV-BLEED | Z8ET080B12LMPS1 | 22200 | 18 | 9.1 | 21200 | 17500 | 82.55% | 1.94 | 0 | 11 |  |  |  | No | R-454B | 1.85 | Residential & Commercial | Ducted CEE Tier 1
215425880 | Central HP <5.4 tons | LUXAIRE | HRCU-A-CB (Split System: Heat Pump with Remote Outdoor Unit-Air-Source) | HH824E2S11 | ADP |  | H,YE32*30+TXV-BLEED | Z9ES080B12SMPS1 | 22200 | 17 | 8.65 | 21200 | 17400 | 82.08% | 1.94 | 0 | 11.5 |  |  |  | No | R-454B | 1.85 | Residential & Commercial | Ducted CEE Tier 1
216057051 | Central HP <5.4 tons | LUXAIRE | HRCU-A-C (Split System: Heat Pump with Remote Outdoor Unit with No Indoor Fan --Air Source) | HH824E2S11 | ASPEN |  | D(A,C,E)24B4K+TDR |  | 22600 | 15.2 | 8.5 | 22800 | 21200 | 92.98% | 2.72 | 0 | 11 |  |  |  | No | R-454B | 1.8833 | Residential & Commercial | Ducted CEE Tier 1
215728017 | Central HP <5.4 tons | CHAMPION HEATING AND COOLING | HRCU-A-CB (Split System: Heat Pump with Remote Outdoor Unit-Air-Source) | HH824E2S11 | ADP |  | H,YE7J(1,2)36+TXV | TM9V060B12MP12 | 22400 | 17 | 8.8 | 21400 | 17200 | 80.37% | 1.96 | 0 | 11 |  |  |  | No | R-454B | 1.8667 | Residential & Commercial | Ducted CEE Tier 1
215565261 | Central HP <5.4 tons | COLEMAN | HRCU-A-CB (Split System: Heat Pump with Remote Outdoor Unit-Air-Source) | HH824E2S11 | ASPEN |  | D(A,C,E)36A4J+TDR | TM9Y080B12MP11 | 22600 | 17 | 8.5 | 22800 | 18500 | 81.14% | 2 | 0 | 11.7 |  |  |  | No | R-454B | 1.8833 | Residential & Commercial | Ducted CEE Tier 1
215425877 | Central HP <5.4 tons | LUXAIRE | HRCU-A-CB (Split System: Heat Pump with Remote Outdoor Unit-Air-Source) | HH824E2S11 | ADP |  | H,YE32*30+TXV-BLEED | Z9ES040A10SMPS1 | 22200 | 17 | 8.2 | 21200 | 17400 | 82.08% | 1.94 | 0 | 11.5 |  |  |  | No | R-454B | 1.85 | Residential & Commercial | Ducted CEE Tier 1
215425878 | Central HP <5.4 tons | LUXAIRE | HRCU-A-CB (Split System: Heat Pump with Remote Outdoor Unit-Air-Source) | HH824E2S11 | ADP |  | H,YE32*30+TXV-BLEED | Z9ES060A10SMPS1 | 22200 | 17 | 8.2 | 21200 | 17200 | 81.13% | 1.94 | 0 | 11.5 |  |  |  | No | R-454B | 1.85 | Residential & Commercial | Ducted CEE Tier 1
215565311 | Central HP <5.4 tons | COLEMAN | HRCU-A-CB (Split System: Heat Pump with Remote Outdoor Unit-Air-Source) | HH824E2S11 | ASPEN |  | D(A,C,E)37E2J+TDR | TMLE080B12MP11 | 22400 | 17 | 9 | 23000 | 18000 | 78.26% | 2 | 0 | 12 |  |  |  | No | R-454B | 1.8667 | Residential & Commercial | Ducted CEE Tier 1
213078941 | Central HP <5.4 tons | ARCOAIRE | HRCU-A-CB (Split System: Heat Pump with Remote Outdoor Unit-Air-Source) | DLCURAH36ABK |  |  | EN(A,D,W)4X48L21** | *80MSU1002120A* | 35800 | 16.5 | 8.5 | 38500 | 34800 | 90.39% | 2 | 0 | 10 |  |  |  | No | R-410A | 2.9833 | Residential & Commercial | Ducted CEE Tier 1
213078157 | Central HP <5.4 tons | ARCOAIRE | HRCU-A-CB (Split System: Heat Pump with Remote Outdoor Unit-Air-Source) | DLCURAH36ABK |  |  | EN(A,D,W)4X48L21** | *80MS(N,L)0701716A* | 35800 | 16.5 | 8.1 | 38500 | 35000 | 90.91% | 2 | 0 | 10 |  |  |  | No | R-410A | 2.9833 | Residential & Commercial | Ducted CEE Tier 1
213077680 | Central HP <5.4 tons | ARCOAIRE | HRCU-A-CB (Split System: Heat Pump with Remote Outdoor Unit-Air-Source) | DLCURAH36ABK |  |  | EN(A,D,W)4X48L21** | *96VTN1002120B* | 36000 | 16.5 | 8.1 | 38500 | 35000 | 90.91% | 2 | 0 | 10 |  |  |  | No | R-410A | 3 | Residential & Commercial | Ducted CEE Tier 1
213077028 | Central HP <5.4 tons | ARCOAIRE | HRCU-A-CB (Split System: Heat Pump with Remote Outdoor Unit-Air-Source) | DLCURAH36ABK |  |  | EN(A,D,W)4X48L21** | *96VSN0801716B* | 35600 | 16 | 8.1 | 38500 | 35000 | 90.91% | 1.98 | 0 | 10 |  |  |  | No | R-410A | 2.9667 | Residential & Commercial | Ducted CEE Tier 1
213077078 | Central HP <5.4 tons | ARCOAIRE | HRCU-A-CB (Split System: Heat Pump with Remote Outdoor Unit-Air-Source) | DLCURAH36ABK |  |  | EA*4X43L21A* | *96VSN0802120B* | 36600 | 16 | 8.5 | 38500 | 35000 | 90.91% | 2.06 | 0 | 10 |  |  |  | No | R-410A | 3.05 | Residential & Commercial | Ducted CEE Tier 1
213077128 | Central HP <5.4 tons | ARCOAIRE | HRCU-A-CB (Split System: Heat Pump with Remote Outdoor Unit-Air-Source) | DLCURAH36ABK |  |  | EN(A,D)4X48L24** | *96VSN0802120B* | 35600 | 16.5 | 8.1 | 38500 | 34800 | 90.39% | 1.98 | 0 | 10 |  |  |  | No | R-410A | 2.9667 | Residential & Commercial | Ducted CEE Tier 1
216055432 | Central HP <5.4 tons | CHAMPION HEATING AND COOLING | HRCU-A-CB (Split System: Heat Pump with Remote Outdoor Unit-Air-Source) | HH824E2S11 | ASPEN |  | D(A,C,E)36A4K+TDR | TL9E060B12UH11 | 22600 | 17 | 8.5 | 22800 | 18000 | 78.95% | 2 | 0 | 12 |  |  |  | No | R-454B | 1.8833 | Residential & Commercial | Ducted CEE Tier 1
216055448 | Central HP <5.4 tons | CHAMPION HEATING AND COOLING | HRCU-A-CB (Split System: Heat Pump with Remote Outdoor Unit-Air-Source) | HH824E2S11 | ASPEN |  | D(A,C,E)24B4K+TDR | TM8E080B12MP11 | 22600 | 17 | 8.5 | 22800 | 18000 | 78.95% | 2 | 0 | 12 |  |  |  | No | R-454B | 1.8833 | Residential & Commercial | Ducted CEE Tier 1
215728000 | Central HP <5.4 tons | CHAMPION HEATING AND COOLING | HRCU-A-CB (Split System: Heat Pump with Remote Outdoor Unit-Air-Source) | HH824E2S11 | ADP |  | H,YE31(1,2)30+TXV | TM8V080B12MP12 | 21800 | 17 | 8.5 | 21200 | 17700 | 83.49% | 1.9 | 0 | 10 |  |  |  | No | R-454B | 1.8167 | Residential & Commercial | Ducted CEE Tier 1
216055431 | Central HP <5.4 tons | CHAMPION HEATING AND COOLING | HRCU-A-CB (Split System: Heat Pump with Remote Outdoor Unit-Air-Source) | HH824E2S11 | ASPEN |  | D(A,C,E)36A3K+TDR | TL9E060B12UH11 | 22400 | 17 | 8.1 | 22600 | 18000 | 79.65% | 2 | 0 | 12 |  |  |  | No | R-454B | 1.8667 | Residential & Commercial | Ducted CEE Tier 1
216055440 | Central HP <5.4 tons | CHAMPION HEATING AND COOLING | HRCU-A-CB (Split System: Heat Pump with Remote Outdoor Unit-Air-Source) | HH824E2S11 | ASPEN |  | C(A,C,D,E)24D2K+TDR | TM8E060A12MP11 | 19500 | 17 | 9 | 23000 | 17900 | 77.83% | 2 | 0 | 11 |  |  |  | No | R-454B | 1.625 | Residential & Commercial | Ducted CEE Tier 1
215425857 | Central HP <5.4 tons | LUXAIRE | HRCU-A-CB (Split System: Heat Pump with Remote Outdoor Unit-Air-Source) | HH824E2S11 | ADP |  | H,YE32*30+TXV-BLEED | TM8E100B12MP11 | 22200 | 17 | 8.65 | 21200 | 17700 | 83.49% | 1.94 | 0 | 11.5 |  |  |  | No | R-454B | 1.85 | Residential & Commercial | Ducted CEE Tier 1
215668921 | Central HP <5.4 tons | KEEPRITE | HRCU-A-CB (Split System: Heat Pump with Remote Outdoor Unit-Air-Source) | C5H0V36*K*AAA* |  |  | EA*5X42M21A*+WALLCON | *97CMN1002122B* | 33200 | 17.5 | 9 | 35800 | 25600 | 71.51% | 1.84 | 0 | 10 |  |  |  | No | R-454B | 2.7667 | Residential & Commercial | Ducted CEE Tier 1
213739503 | Central HP <5.4 tons | DAY & NIGHT | HRCU-A-CB (Split System: Heat Pump with Remote Outdoor Unit-Air-Source) | DLCURAH18ABK | ADP |  | FG32936 | *80MS(N,L)0701712A* | 17000 | 16 | 8.5 | 16800 | 18800 | 111.9% | 2.32 | 0 | 10.5 |  |  |  | No | R-410A | 1.4167 | Residential & Commercial | Ducted CEE Tier 1
213739510 | Central HP <5.4 tons | DAY & NIGHT | HRCU-A-CB (Split System: Heat Pump with Remote Outdoor Unit-Air-Source) | DLCURAH18ABK | ADP |  | PL36H175P069 | *80MSU0401712A* | 17600 | 16 | 8.5 | 16900 | 18700 | 110.7% | 2.3 | 0 | 11 |  |  |  | No | R-410A | 1.4667 | Residential & Commercial | Ducted CEE Tier 1
213739542 | Central HP <5.4 tons | DAY & NIGHT | HRCU-A-CB (Split System: Heat Pump with Remote Outdoor Unit-Air-Source) | DLCURAH18ABK | ADP |  | V,G36H175P159 | *92MSN0401712A* | 17300 | 15.2 | 8.5 | 16500 | 18400 | 111.5% | 2.24 | 0 | 10.5 |  |  |  | No | R-410A | 1.4417 | Residential & Commercial | Ducted CEE Tier 1
213739553 | Central HP <5.4 tons | DAY & NIGHT | HRCU-A-CB (Split System: Heat Pump with Remote Outdoor Unit-Air-Source) | DLCURAH18ABK | ADP |  | V,G36H***P449 | *92MSN0601412A* | 17500 | 16 | 8.5 | 16900 | 18800 | 111.2% | 2.3 | 0 | 11 |  |  |  | No | R-410A | 1.4583 | Residential & Commercial | Ducted CEE Tier 1
213739558 | Central HP <5.4 tons | DAY & NIGHT | HRCU-A-CB (Split System: Heat Pump with Remote Outdoor Unit-Air-Source) | DLCURAH18ABK | ADP |  | FG33936 | *95MSU0401712A* | 17500 | 16 | 8.5 | 17100 | 18700 | 109.4% | 2.3 | 0 | 10.5 |  |  |  | No | R-410A | 1.4583 | Residential & Commercial | Ducted CEE Tier 1
213739560 | Central HP <5.4 tons | DAY & NIGHT | HRCU-A-CB (Split System: Heat Pump with Remote Outdoor Unit-Air-Source) | DLCURAH18ABK | ADP |  | V,G36H175P159 | *95MSU0401712A* | 17400 | 16 | 8.1 | 16400 | 18300 | 111.6% | 2.24 | 0 | 11 |  |  |  | No | R-410A | 1.45 | Residential & Commercial | Ducted CEE Tier 1
213739567 | Central HP <5.4 tons | DAY & NIGHT | HRCU-A-CB (Split System: Heat Pump with Remote Outdoor Unit-Air-Source) | DLCURAH18ABK | ADP |  | FG33936 | *96MSN0261410A* | 17100 | 20 | 8.1 | 16700 | 18800 | 112.6% | 2.3 | 0 | 10 |  |  |  | No | R-410A | 1.425 | Residential & Commercial | Ducted CEE Tier 1
213739587 | Central HP <5.4 tons | DAY & NIGHT | HRCU-A-CB (Split System: Heat Pump with Remote Outdoor Unit-Air-Source) | DLCURAH18ABK | ADP |  | V,G36H175P159 | *96MSN0401712A* | 17500 | 15.2 | 8.5 | 17100 | 18800 | 109.9% | 2.3 | 0 | 10.5 |  |  |  | No | R-410A | 1.4583 | Residential & Commercial | Ducted CEE Tier 1
215350408 | Central HP <5.4 tons | HISENSE | HRCU-A-CB (Split System: Heat Pump with Remote Outdoor Unit-Air-Source) | AUWR-36U3SA2 | ADP |  | F,PE*TT3937 |  | 34000 | 17 | 9.5 | 33400 | 25600 | 76.65% | 2.05 | 0 | 10 |  |  |  | No | R-410A | 2.8333 | Residential & Commercial | Ducted CEE Tier 1
215932987 | Central HP <5.4 tons | AIRQUEST | HRCU-A-CB (Split System: Heat Pump with Remote Outdoor Unit-Air-Source) | H5H3V36*K*AAA* |  |  | ESH5X24M12A*+WALLCON | *96CTN0601714B* | 32000 | 17.5 | 9 | 35000 | 27000 | 77.14% | 1.9 | 0 | 10 |  |  |  | No | R-454B | 2.6667 | Residential & Commercial | Ducted CEE Tier 1
215933407 | Central HP <5.4 tons | AIRQUEST | HRCU-A-CB (Split System: Heat Pump with Remote Outdoor Unit-Air-Source) | H5H3V36*K*AAA* |  |  | ESH5X42M12A*+WALLCON | *97CMN0602120B* | 33400 | 18.5 | 9 | 35200 | 27000 | 76.7% | 1.92 | 0 | 11 |  |  |  | No | R-454B | 2.7833 | Residential & Commercial | Ducted CEE Tier 1
215933507 | Central HP <5.4 tons | AIRQUEST | HRCU-A-CB (Split System: Heat Pump with Remote Outdoor Unit-Air-Source) | H5H3V36*K*AAA* |  |  | ESH5X48M12A*+WALLCON | *80CSU0401712A* | 33600 | 19.5 | 9 | 35000 | 26600 | 76% | 1.92 | 0 | 11.5 |  |  |  | No | R-454B | 2.8 | Residential & Commercial | Ducted CEE Tier 1
215933557 | Central HP <5.4 tons | AIRQUEST | HRCU-A-CB (Split System: Heat Pump with Remote Outdoor Unit-Air-Source) | H5H3V36*K*AAA* |  |  | ESH5X48M12A*+WALLCON | *80CTL0701716B* | 33600 | 19 | 9 | 35000 | 26800 | 76.57% | 1.92 | 0 | 11 |  |  |  | No | R-454B | 2.8 | Residential & Commercial | Ducted CEE Tier 1
215933657 | Central HP <5.4 tons | AIRQUEST | HRCU-A-CB (Split System: Heat Pump with Remote Outdoor Unit-Air-Source) | H5H3V36*K*AAA* |  |  | ESH5X48M12A*+WALLCON | *97CMN0801714B* | 33400 | 19 | 9 | 35200 | 27000 | 76.7% | 1.92 | 0 | 11 |  |  |  | No | R-454B | 2.7833 | Residential & Commercial | Ducted CEE Tier 1
215933857 | Central HP <5.4 tons | AIRQUEST | HRCU-A-CB (Split System: Heat Pump with Remote Outdoor Unit-Air-Source) | H5H3V36*K*AAA* |  |  | ESH5X60M12A*+WALLCON | *97CMN0601714B* | 33800 | 19 | 9 | 33800 | 25800 | 76.33% | 1.96 | 0 | 11 |  |  |  | No | R-454B | 2.8167 | Residential & Commercial | Ducted CEE Tier 1
214802829 | Central HP <5.4 tons | RHEEM | HRCU-A-CB (Split System: Heat Pump with Remote Outdoor Unit-Air-Source) | RP15AZ42AJ2N | ASPEN |  | D(A,C,E)60B44+TDR | R801V1005A21DZ | 39500 | 15.6 | 8.2 | 40000 | 28600 | 71.5% | 3.01 | 0 | 10.1 |  |  |  | No | R-410A | 3.2917 | Residential & Commercial | Ducted CEE Tier 1
212150580 | Central HP <5.4 tons | SAMSUNG | HRCU-A-CB (Split System: Heat Pump with Remote Outdoor Unit-Air-Source) | AC036BXUPCH | ASPEN |  | A(E,F)M374+TDR |  | 35800 | 18.5 | 8.4 | 34600 | 53500 | 154.6% | 2.25 | 0 | 10.5 |  |  |  | No | R-410A | 2.9833 | Residential & Commercial | Ducted CEE Tier 1
212152118 | Central HP <5.4 tons | SAMSUNG | HRCU-A-CB (Split System: Heat Pump with Remote Outdoor Unit-Air-Source) | AC036BXUPCH | ASPEN |  | LEM36G4 |  | 35800 | 18.5 | 8.4 | 34600 | 53500 | 154.6% | 2.25 | 0 | 10.5 |  |  |  | No | R-410A | 2.9833 | Residential & Commercial | Ducted CEE Tier 1
215727966 | Central HP <5.4 tons | CHAMPION HEATING AND COOLING | HRCU-A-CB (Split System: Heat Pump with Remote Outdoor Unit-Air-Source) | HH860E2S11 | ADP |  | H,YE36(1,2)60+TXV | TM9Y120D20MP11 | 51500 | 18 | 8.3 | 52500 | 39000 | 74.29% | 1.96 | 0 | 10.5 |  |  |  | No | R-454B | 4.2917 | Residential & Commercial | Ducted CEE Tier 1
215727977 | Central HP <5.4 tons | CHAMPION HEATING AND COOLING | HRCU-A-CB (Split System: Heat Pump with Remote Outdoor Unit-Air-Source) | HH860E2S11 | ADP |  | H,YE48(1,2)60+TXV | Z8ES120C16SMPS1 | 44000 | 18 | 8.5 | 41500 | 32600 | 78.55% | 2 | 0 | 12 |  |  |  | No | R-454B | 3.6667 | Residential & Commercial | Ducted CEE Tier 1
215727926 | Central HP <5.4 tons | CHAMPION HEATING AND COOLING | HRCU-A-CB (Split System: Heat Pump with Remote Outdoor Unit-Air-Source) | HH860E2S11 | ADP |  | H,YE36(1,2)60+TXV | TM8V080C16MP12 | 43000 | 17 | 8.4 | 42000 | 32800 | 78.1% | 1.98 | 0 | 11.5 |  |  |  | No | R-454B | 3.5833 | Residential & Commercial | Ducted CEE Tier 1
215727933 | Central HP <5.4 tons | CHAMPION HEATING AND COOLING | HRCU-A-CB (Split System: Heat Pump with Remote Outdoor Unit-Air-Source) | HH860E2S11 | ADP |  | H,YE48(1,2)60+TXV | TM8V120C20MP12 | 44000 | 18 | 8.5 | 42500 | 33200 | 78.12% | 2 | 0 | 11.7 |  |  |  | No | R-454B | 3.6667 | Residential & Commercial | Ducted CEE Tier 1
215727944 | Central HP <5.4 tons | CHAMPION HEATING AND COOLING | HRCU-A-CB (Split System: Heat Pump with Remote Outdoor Unit-Air-Source) | HH860E2S11 | ADP |  | H,YE36(1,2)60+TXV | TM9E080C20MP12 | 52000 | 18 | 8.3 | 53000 | 39500 | 74.53% | 1.96 | 0 | 10.5 |  |  |  | No | R-454B | 4.3333 | Residential & Commercial | Ducted CEE Tier 1
215727967 | Central HP <5.4 tons | CHAMPION HEATING AND COOLING | HRCU-A-CB (Split System: Heat Pump with Remote Outdoor Unit-Air-Source) | HH860E2S11 | ADP |  | H,YE48(1,2)60+TXV | TM9Y120D20MP11 | 44000 | 18 | 8.5 | 42000 | 33000 | 78.57% | 2 | 0 | 11.7 |  |  |  | No | R-454B | 3.6667 | Residential & Commercial | Ducted CEE Tier 1
215727913 | Central HP <5.4 tons | CHAMPION HEATING AND COOLING | HRCU-A-CB (Split System: Heat Pump with Remote Outdoor Unit-Air-Source) | HH860E2S11 | ADP |  | H,YE48(1,2)60+TXV | TM8E080C16MP11 | 44500 | 18 | 8.5 | 43500 | 33800 | 77.7% | 2 | 0 | 11 |  |  |  | No | R-454B | 3.7083 | Residential & Commercial | Ducted CEE Tier 1
215676851 | Central HP <5.4 tons | KENMORE | HRCU-A-CB (Split System: Heat Pump with Remote Outdoor Unit-Air-Source) | (C,H,T)5H0V48*K*AAA* |  |  | EVD5X61M24A*+WALLCON | *80CSU0802120A* | 49000 | 19.5 | 9 | 50000 | 36600 | 73.2% | 2.1 | 0 | 10.5 |  |  |  | No | R-454B | 4.0833 | Residential & Commercial | Ducted CEE Tier 1
215676651 | Central HP <5.4 tons | KENMORE | HRCU-A-CB (Split System: Heat Pump with Remote Outdoor Unit-Air-Source) | (C,H,T)5H0V48*K*AAA* |  |  | EVD5X60M24A*+WALLCON | *95CSU1002122B* | 48000 | 19 | 9 | 50000 | 36400 | 72.8% | 2.02 | 0 | 10 |  |  |  | No | R-454B | 4 | Residential & Commercial | Ducted CEE Tier 1
215676501 | Central HP <5.4 tons | KENMORE | HRCU-A-CB (Split System: Heat Pump with Remote Outdoor Unit-Air-Source) | (C,H,T)5H0V48*K*AAA* |  |  | EVD5X60M21A*+WALLCON | *95CSU0601716B* | 47500 | 18 | 9 | 50000 | 37200 | 74.4% | 1.98 | 0 | 10 |  |  |  | No | R-454B | 3.9583 | Residential & Commercial | Ducted CEE Tier 1
215676301 | Central HP <5.4 tons | KENMORE | HRCU-A-CB (Split System: Heat Pump with Remote Outdoor Unit-Air-Source) | (C,H,T)5H0V48*K*AAA* |  |  | EVD5X49M24A*+WALLCON | *80CTL0702120B* | 47500 | 19 | 9 | 50000 | 36800 | 73.6% | 2 | 0 | 10 |  |  |  | No | R-454B | 3.9583 | Residential & Commercial | Ducted CEE Tier 1
215681571 | Central HP <5.4 tons | KENMORE | HRCU-A-CB (Split System: Heat Pump with Remote Outdoor Unit-Air-Source) | (C,H,T)5H0V48*K*AAA* |  |  | EA*5X61M24A*+WALLCON | *97CTN1202422A* | 46000 | 18.5 | 9 | 47500 | 33600 | 70.74% | 2.06 | 0 | 10 |  |  |  | No | R-454B | 3.8333 | Residential & Commercial | Ducted CEE Tier 1
206765462 | Central HP <5.4 tons | COMFORTMAKER | HRCU-A-CB (Split System: Heat Pump with Remote Outdoor Unit-Air-Source) | CVH825GKA3* |  |  | EA*4X24L17A*+WALLCON | *97CMN0801714A* | 23200 | 16 | 8.1 | 22000 | 16900 | 76.82% | 1.88 | 11 | 10.5 |  |  |  | No | R-410A | 1.9333 | Residential & Commercial | Ducted CEE Tier 1
213279238 | Central HP <5.4 tons | COLEMAN | HRCU-A-CB (Split System: Heat Pump with Remote Outdoor Unit-Air-Source) | THF2B48T21 | ASPEN |  | D(A,C,E)60A46+TDR | TL9E080C16UH11 | 42500 | 16 | 8.2 | 44000 | 31400 | 71.36% | 3.11 | 0 | 11.5 |  |  |  | No | R-410A | 3.5417 | Residential & Commercial | Ducted CEE Tier 1
211708491 | Central HP <5.4 tons | COLEMAN | HRCU-A-CB (Split System: Heat Pump with Remote Outdoor Unit-Air-Source) | THF2B48T21 | ASPEN |  | D(A,C,E)48D36+TDR | TM9Y100C16MP11 | 45000 | 16 | 8.2 | 44000 | 31200 | 70.91% | 3.13 | 0 | 11.9 |  |  |  | No | R-410A | 3.75 | Residential & Commercial | Ducted CEE Tier 1
211708505 | Central HP <5.4 tons | COLEMAN | HRCU-A-CB (Split System: Heat Pump with Remote Outdoor Unit-Air-Source) | THF2B48T21 | ASPEN |  | D(A,C,E)48D36+TDR | TMLE100C16MP11 | 45000 | 16 | 8.2 | 44000 | 31200 | 70.91% | 3.13 | 0 | 11.9 |  |  |  | No | R-410A | 3.75 | Residential & Commercial | Ducted CEE Tier 1
211708522 | Central HP <5.4 tons | COLEMAN | HRCU-A-CB (Split System: Heat Pump with Remote Outdoor Unit-Air-Source) | THF2B48T21 | ASPEN |  | D(A,C,E)48D34+TDR | TP9C100C16MP13 | 45500 | 16 | 8.2 | 44000 | 30800 | 70% | 3.13 | 0 | 11.9 |  |  |  | No | R-410A | 3.7917 | Residential & Commercial | Ducted CEE Tier 1
216573778 | Central HP <5.4 tons | COLEMAN | HRCU-A-C (Split System: Heat Pump with Remote Outdoor Unit with No Indoor Fan --Air Source) | HH836E2S11 | ASPEN |  | CM36B3K+TDR |  | 30600 | 15.2 | 8.1 | 31000 | 31600 | 101.9% | 2.56 | 0 | 10.5 |  |  |  | No | R-454B | 2.55 | Residential & Commercial | Ducted CEE Tier 1
214092312 | Central HP <5.4 tons | LUXAIRE | HRCU-A-CB (Split System: Heat Pump with Remote Outdoor Unit-Air-Source) | HMH72B341 | ASPEN |  | D(A,C,E)42A44+TDR | TM8V100C16MP12 | 32400 | 17.5 | 8.5 | 32400 | 44000 | 135.8% | 3.14 | 0 | 10 |  |  |  | No | R-410A | 2.7 | Residential & Commercial | Ducted CEE Tier 1
214092351 | Central HP <5.4 tons | LUXAIRE | HRCU-A-CB (Split System: Heat Pump with Remote Outdoor Unit-Air-Source) | HMH72B341 | ASPEN |  | D(A,C,E)42A44+TDR | TM9E080C16MP12 | 33000 | 18 | 8.1 | 32400 | 45500 | 140.4% | 3.12 | 0 | 10 |  |  |  | No | R-410A | 2.75 | Residential & Commercial | Ducted CEE Tier 1
212621990 | Central HP <5.4 tons | COLEMAN | HRCU-A-CB (Split System: Heat Pump with Remote Outdoor Unit-Air-Source) | HMH72B341 | ASPEN |  | D(A,C,E)36D34+TDR | TM9E100C20MP12 | 32800 | 15.5 | 8.1 | 33200 | 27000 | 81.33% | 2.43 | 0 | 10 |  |  |  | No | R-410A | 2.7333 | Residential & Commercial | Ducted CEE Tier 1
213078530 | Central HP <5.4 tons | CARRIER | HRCU-A-CB (Split System: Heat Pump with Remote Outdoor Unit-Air-Source) | 38MURAQ36AB3* |  |  | CAP**4321AL* | 58S(B,C)*B090M21**20 | 37000 | 16 | 8.5 | 38500 | 35000 | 90.91% | 2.08 | 0 | 10 |  |  |  | No | R-410A | 3.0833 | Residential & Commercial | Ducted CEE Tier 1
215667478 | Central HP <5.4 tons | KEEPRITE | HRCU-A-CB (Split System: Heat Pump with Remote Outdoor Unit-Air-Source) | C5H0V24*K*AAA* |  |  | EA*5X30M17A*+WALLCON | *97CMN0601714B* | 23000 | 16.5 | 8.5 | 24000 | 16800 | 70% | 1.86 | 0 | 10 |  |  |  | No | R-454B | 1.9167 | Residential & Commercial | Ducted CEE Tier 1
215934007 | Central HP <5.4 tons | AIRQUEST | HRCU-A-CB (Split System: Heat Pump with Remote Outdoor Unit-Air-Source) | H5H3V48*K*AAA* |  |  | EA*5X48M21A*+WALLCON | *80CTL0902120B* | 44000 | 21 | 9.5 | 48000 | 36200 | 75.42% | 1.92 | 0 | 11 |  |  |  | No | R-454B | 3.6667 | Residential & Commercial | Ducted CEE Tier 1
215934207 | Central HP <5.4 tons | AIRQUEST | HRCU-A-CB (Split System: Heat Pump with Remote Outdoor Unit-Air-Source) | H5H3V48*K*AAA* |  |  | EA*5X61M21A*+WALLCON | *95CSU0601716B* | 44500 | 20.5 | 9.5 | 49000 | 36600 | 74.69% | 2 | 0 | 11 |  |  |  | No | R-454B | 3.7083 | Residential & Commercial | Ducted CEE Tier 1
214440994 | Central HP <5.4 tons | CARRIER | HRCU-A-CB (Split System: Heat Pump with Remote Outdoor Unit-Air-Source) | 25VNA448A*031* | ADP |  | H,PG3K960 | 59TN6C100C21**22 | 44000 | 21 | 9.5 | 44500 | 36000 | 80.9% | 2.28 | 0 | 11.7 |  |  |  | No | R-410A | 3.6667 | Residential & Commercial | Ducted CEE Tier 1
214440926 | Central HP <5.4 tons | BRYANT HEATING AND COOLING SYSTEMS | HRCU-A-CB (Split System: Heat Pump with Remote Outdoor Unit-Air-Source) | 284ANV036*0**B* | ADP |  | V,C36H175P159 | 987MC42080C17*** | 33000 | 19 | 9 | 35200 | 27400 | 77.84% | 2.02 | 0 | 12 |  |  |  | No | R-410A | 2.75 | Residential & Commercial | Ducted CEE Tier 1
214440928 | Central HP <5.4 tons | BRYANT HEATING AND COOLING SYSTEMS | HRCU-A-CB (Split System: Heat Pump with Remote Outdoor Unit-Air-Source) | 284ANV036*0**B* | ADP |  | V,C36H175P459 | 987MC42080C17*** | 33600 | 19 | 9 | 35000 | 27200 | 77.71% | 2.04 | 0 | 12 |  |  |  | No | R-410A | 2.8 | Residential & Commercial | Ducted CEE Tier 1
215668761 | Central HP <5.4 tons | KEEPRITE | HRCU-A-CB (Split System: Heat Pump with Remote Outdoor Unit-Air-Source) | C5H0V36*K*AAA* |  |  | EA*5X37M21A*+WALLCON | *97CMN1002122B* | 34600 | 18 | 9 | 35200 | 25000 | 71.02% | 1.9 | 0 | 10 |  |  |  | No | R-454B | 2.8833 | Residential & Commercial | Ducted CEE Tier 1
215728008 | Central HP <5.4 tons | CHAMPION HEATING AND COOLING | HRCU-A-CB (Split System: Heat Pump with Remote Outdoor Unit-Air-Source) | HH824E2S11 | ADP |  | H,YE31(1,2)30+TXV | TM9E060A10MP12 | 21800 | 16 | 8.5 | 21200 | 17700 | 83.49% | 1.9 | 0 | 10 |  |  |  | No | R-454B | 1.8167 | Residential & Commercial | Ducted CEE Tier 1
216056485 | Central HP <5.4 tons | YORK | HRCU-A-CB (Split System: Heat Pump with Remote Outdoor Unit-Air-Source) | HH824E2S11 | ASPEN |  | D(A,C,E)24B4K+TDR | Y81E080B12SMPS1 | 22600 | 18 | 8.5 | 22800 | 18500 | 81.14% | 2 | 0 | 12 |  |  |  | No | R-454B | 1.8833 | Residential & Commercial | Ducted CEE Tier 1
215565255 | Central HP <5.4 tons | COLEMAN | HRCU-A-CB (Split System: Heat Pump with Remote Outdoor Unit-Air-Source) | HH824E2S11 | ASPEN |  | D(A,C,E)36A4J+TDR | TL8E060A12UH11 | 21000 | 17.5 | 9 | 22800 | 17900 | 78.51% | 2 | 0 | 11.2 |  |  |  | No | R-454B | 1.75 | Residential & Commercial | Ducted CEE Tier 1
215565307 | Central HP <5.4 tons | COLEMAN | HRCU-A-CB (Split System: Heat Pump with Remote Outdoor Unit-Air-Source) | HH824E2S11 | ASPEN |  | D(A,C,E)37E2J+TDR | TM9Y060B12MP11 | 22200 | 17 | 9 | 23000 | 18400 | 80% | 2 | 0 | 11.7 |  |  |  | No | R-454B | 1.85 | Residential & Commercial | Ducted CEE Tier 1
215727992 | Central HP <5.4 tons | CHAMPION HEATING AND COOLING | HRCU-A-CB (Split System: Heat Pump with Remote Outdoor Unit-Air-Source) | HH824E2S11 | ADP |  | H,YE31(1,2)30+TXV | TM8E040A12MP11 | 21800 | 16 | 8.5 | 20800 | 16800 | 80.77% | 1.9 | 0 | 11 |  |  |  | No | R-454B | 1.8167 | Residential & Commercial | Ducted CEE Tier 1
214771872 | Central HP <5.4 tons | LUXAIRE | HRCU-A-C (Split System: Heat Pump with Remote Outdoor Unit with No Indoor Fan --Air Source) | HH824E2S11 | ADP |  | H,YG34*36+TXV+TD |  | 23000 | 15.2 | 8.5 | 21400 | 17000 | 79.44% | 2 | 0 | 11 |  |  |  | No | R-454B | 1.9167 | Residential & Commercial | Ducted CEE Tier 1
214771874 | Central HP <5.4 tons | LUXAIRE | HRCU-A-C (Split System: Heat Pump with Remote Outdoor Unit with No Indoor Fan --Air Source) | HH824E2S11 | ADP |  | H,YG8J*36+TXV+TD |  | 23000 | 15.2 | 8.5 | 21400 | 17000 | 79.44% | 2 | 0 | 11 |  |  |  | No | R-454B | 1.9167 | Residential & Commercial | Ducted CEE Tier 1
215565321 | Central HP <5.4 tons | COLEMAN | HRCU-A-CB (Split System: Heat Pump with Remote Outdoor Unit-Air-Source) | HH824E2S11 | ASPEN |  | D(A,C,E)37E2J+TDR | Z8ET080B12LMPS1 | 22200 | 18 | 9 | 22800 | 18500 | 81.14% | 2 | 0 | 12 |  |  |  | No | R-454B | 1.85 | Residential & Commercial | Ducted CEE Tier 1
204456675 | Central HP <5.4 tons | DAY & NIGHT | HRCU-A-CB (Split System: Heat Pump with Remote Outdoor Unit-Air-Source) | CVH825GKA2* |  |  | EA*4X36L21A*+WALLCON | *80CTL0701716A* | 23600 | 16.5 | 8.1 | 21400 | 16600 | 77.57% | 1.94 | 11 | 11 |  |  |  | No | R-410A | 1.9667 | Residential & Commercial | Ducted CEE Tier 1
213739592 | Central HP <5.4 tons | DAY & NIGHT | HRCU-A-CB (Split System: Heat Pump with Remote Outdoor Unit-Air-Source) | DLCURAH18ABK | ADP |  | PL36H175P069 | *96MSN0601412A* | 17500 | 16 | 8.1 | 16400 | 18200 | 111% | 2.24 | 0 | 11 |  |  |  | No | R-410A | 1.4583 | Residential & Commercial | Ducted CEE Tier 1
213739594 | Central HP <5.4 tons | DAY & NIGHT | HRCU-A-CB (Split System: Heat Pump with Remote Outdoor Unit-Air-Source) | DLCURAH18ABK | ADP |  | FG33936 | *96MSN0601412A* | 17400 | 16 | 8.5 | 17000 | 19400 | 114.1% | 2.38 | 0 | 10.5 |  |  |  | No | R-410A | 1.45 | Residential & Commercial | Ducted CEE Tier 1
212985947 | Central HP <5.4 tons | ARCOAIRE | HRCU-A-CB (Split System: Heat Pump with Remote Outdoor Unit-Air-Source) | DLCURAH18ABK |  |  | EN(A,D)4X24L14** | *96MSN0261410A* | 17300 | 20 | 8.1 | 18300 | 19200 | 104.9% | 2.3 | 0 | 10.5 |  |  |  | No | R-410A | 1.4417 | Residential & Commercial | Ducted CEE Tier 1
213739499 | Central HP <5.4 tons | DAY & NIGHT | HRCU-A-CB (Split System: Heat Pump with Remote Outdoor Unit-Air-Source) | DLCURAH18ABK | ADP |  | V,G36H***P449 | *80MS(N,L)0701412A* | 17600 | 16 | 8.5 | 16900 | 18700 | 110.7% | 2.3 | 0 | 11 |  |  |  | No | R-410A | 1.4667 | Residential & Commercial | Ducted CEE Tier 1
213739515 | Central HP <5.4 tons | DAY & NIGHT | HRCU-A-CB (Split System: Heat Pump with Remote Outdoor Unit-Air-Source) | DLCURAH18ABK | ADP |  | V,G36H175P159 | *80MSU0401712A* | 17600 | 16 | 8.5 | 16900 | 18700 | 110.7% | 2.3 | 0 | 11 |  |  |  | No | R-410A | 1.4667 | Residential & Commercial | Ducted CEE Tier 1
213739546 | Central HP <5.4 tons | DAY & NIGHT | HRCU-A-CB (Split System: Heat Pump with Remote Outdoor Unit-Air-Source) | DLCURAH18ABK | ADP |  | PL36H***P039 | *92MSN0601412A* | 17000 | 16 | 8.5 | 16900 | 19400 | 114.8% | 2.38 | 0 | 10 |  |  |  | No | R-410A | 1.4167 | Residential & Commercial | Ducted CEE Tier 1
213739548 | Central HP <5.4 tons | DAY & NIGHT | HRCU-A-CB (Split System: Heat Pump with Remote Outdoor Unit-Air-Source) | DLCURAH18ABK | ADP |  | FG32936 | *92MSN0601412A* | 17200 | 16 | 8.5 | 16900 | 19400 | 114.8% | 2.38 | 0 | 10.5 |  |  |  | No | R-410A | 1.4333 | Residential & Commercial | Ducted CEE Tier 1
215662873 | Central HP <5.4 tons | KEEPRITE | HRCU-A-CB (Split System: Heat Pump with Remote Outdoor Unit-Air-Source) | C5H0V48*K*AAA* |  |  | FCMA5B48L0C*+WALLCON |  | 45500 | 19 | 9 | 48000 | 33600 | 70% | 2.1 | 0 | 10.5 |  |  |  | No | R-454B | 3.7917 | Residential & Commercial | Ducted CEE Tier 1
215674371 | Central HP <5.4 tons | KEEPRITE | HRCU-A-CB (Split System: Heat Pump with Remote Outdoor Unit-Air-Source) | C5H0V48*K*AAA* |  |  | EA*5X61M21A*+WALLCON | *80CTL0902120B* | 46000 | 18.5 | 9 | 47500 | 33600 | 70.74% | 2.06 | 0 | 10 |  |  |  | No | R-454B | 3.8333 | Residential & Commercial | Ducted CEE Tier 1
212479804 | Central HP <5.4 tons | CARRIER | HRCU-A-CB (Split System: Heat Pump with Remote Outdoor Unit-Air-Source) | 38MURAQ18AB3* | ADP |  | A24VBA+TXV | 58SP*A045V14**12 | 17700 | 16 | 8.5 | 17000 | 18700 | 110% | 2.28 | 0 | 10.5 |  |  |  | No | R-410A | 1.475 | Residential & Commercial | Ducted CEE Tier 1
212479836 | Central HP <5.4 tons | CARRIER | HRCU-A-CB (Split System: Heat Pump with Remote Outdoor Unit-Air-Source) | 38MURAQ18AB3* | ADP |  | A36VCA+TXV | 59SP6A060V17**14 | 17700 | 16 | 8.5 | 17000 | 18700 | 110% | 2.3 | 0 | 10.5 |  |  |  | No | R-410A | 1.475 | Residential & Commercial | Ducted CEE Tier 1
215727945 | Central HP <5.4 tons | CHAMPION HEATING AND COOLING | HRCU-A-CB (Split System: Heat Pump with Remote Outdoor Unit-Air-Source) | HH860E2S11 | ADP |  | H,YE48(1,2)60+TXV | TM9E080C20MP12 | 53500 | 18 | 8.5 | 53000 | 39500 | 74.53% | 2 | 0 | 11 |  |  |  | No | R-454B | 4.4583 | Residential & Commercial | Ducted CEE Tier 1
215727947 | Central HP <5.4 tons | CHAMPION HEATING AND COOLING | HRCU-A-CB (Split System: Heat Pump with Remote Outdoor Unit-Air-Source) | HH860E2S11 | ADP |  | H,YE48(1,2)60+TXV | TM9E100C16MP12 | 44500 | 18 | 8.5 | 44000 | 34000 | 77.27% | 2 | 0 | 11 |  |  |  | No | R-454B | 3.7083 | Residential & Commercial | Ducted CEE Tier 1
215727948 | Central HP <5.4 tons | CHAMPION HEATING AND COOLING | HRCU-A-CB (Split System: Heat Pump with Remote Outdoor Unit-Air-Source) | HH860E2S11 | ADP |  | H,YE36(1,2)60+TXV | TM9E100C20MP12 | 52000 | 18 | 8.3 | 53000 | 39500 | 74.53% | 1.96 | 0 | 10.5 |  |  |  | No | R-454B | 4.3333 | Residential & Commercial | Ducted CEE Tier 1
215727937 | Central HP <5.4 tons | CHAMPION HEATING AND COOLING | HRCU-A-CB (Split System: Heat Pump with Remote Outdoor Unit-Air-Source) | HH860E2S11 | ADP |  | H,YE48(1,2)60+TXV | TM8Y100C16MP11 | 44000 | 18 | 8.5 | 42000 | 33000 | 78.57% | 2 | 0 | 11.7 |  |  |  | No | R-454B | 3.6667 | Residential & Commercial | Ducted CEE Tier 1
215727938 | Central HP <5.4 tons | CHAMPION HEATING AND COOLING | HRCU-A-CB (Split System: Heat Pump with Remote Outdoor Unit-Air-Source) | HH860E2S11 | ADP |  | H,YE36(1,2)60+TXV | TM8Y100C20MP11 | 52000 | 18 | 8.3 | 53000 | 39500 | 74.53% | 1.96 | 0 | 10.5 |  |  |  | No | R-454B | 4.3333 | Residential & Commercial | Ducted CEE Tier 1
215727940 | Central HP <5.4 tons | CHAMPION HEATING AND COOLING | HRCU-A-CB (Split System: Heat Pump with Remote Outdoor Unit-Air-Source) | HH860E2S11 | ADP |  | H,YE36(1,2)60+TXV | TM8Y120C20MP11 | 52000 | 18 | 8.3 | 53000 | 39500 | 74.53% | 1.96 | 0 | 10.5 |  |  |  | No | R-454B | 4.3333 | Residential & Commercial | Ducted CEE Tier 1
215727953 | Central HP <5.4 tons | CHAMPION HEATING AND COOLING | HRCU-A-CB (Split System: Heat Pump with Remote Outdoor Unit-Air-Source) | HH860E2S11 | ADP |  | H,YE48(1,2)60+TXV | TM9V080C16MP12 | 43500 | 18 | 8.5 | 42000 | 33000 | 78.57% | 2 | 0 | 11 |  |  |  | No | R-454B | 3.625 | Residential & Commercial | Ducted CEE Tier 1
212622129 | Central HP <5.4 tons | COLEMAN | HRCU-A-CB (Split System: Heat Pump with Remote Outdoor Unit-Air-Source) | HMH72B341 | ASPEN |  | D(A,C,E)42D34+TDR | TM8Y080B12MP11 | 33400 | 18 | 8.5 | 33400 | 27400 | 82.04% | 2.65 | 0 | 10 |  |  |  | No | R-410A | 2.7833 | Residential & Commercial | Ducted CEE Tier 1
212622258 | Central HP <5.4 tons | COLEMAN | HRCU-A-CB (Split System: Heat Pump with Remote Outdoor Unit-Air-Source) | HMH72B341 | ASPEN |  | C(A,C,D,E)42B34+TDR | TM9Y100C16MP11 | 32800 | 18 | 8.1 | 33600 | 28200 | 83.93% | 2.62 | 0 | 10 |  |  |  | No | R-410A | 2.7333 | Residential & Commercial | Ducted CEE Tier 1
212622342 | Central HP <5.4 tons | COLEMAN | HRCU-A-CB (Split System: Heat Pump with Remote Outdoor Unit-Air-Source) | HMH72B341 | ASPEN |  | C(A,C,D,E)48A34+TDR | TM8E120C16MP11 | 33200 | 18 | 8.1 | 33600 | 28600 | 85.12% | 2.67 | 0 | 10 |  |  |  | No | R-410A | 2.7667 | Residential & Commercial | Ducted CEE Tier 1
215940061 | Central HP <5.4 tons | KEEPRITE | HRCU-A-CB (Split System: Heat Pump with Remote Outdoor Unit-Air-Source) | C5H3V36*K*AAA* |  |  | ESH5X42M12A*+WALLCON | *97CTN0801716A* | 33400 | 18.5 | 9 | 35200 | 27000 | 76.7% | 1.92 | 0 | 11 |  |  |  | No | R-454B | 2.7833 | Residential & Commercial | Ducted CEE Tier 1
215940161 | Central HP <5.4 tons | KEEPRITE | HRCU-A-CB (Split System: Heat Pump with Remote Outdoor Unit-Air-Source) | C5H3V36*K*AAA* |  |  | ESH5X48M12A*+WALLCON | *97CTN1002122A* | 33800 | 19.5 | 9 | 34600 | 26400 | 76.3% | 1.92 | 0 | 11.7 |  |  |  | No | R-454B | 2.8167 | Residential & Commercial | Ducted CEE Tier 1
215940261 | Central HP <5.4 tons | KEEPRITE | HRCU-A-CB (Split System: Heat Pump with Remote Outdoor Unit-Air-Source) | C5H3V36*K*AAA* |  |  | EVM5X44M21A*+WALLCON | *96CTN0802120B* | 35600 | 21.5 | 8.5 | 38000 | 28600 | 75.26% | 2.04 | 0 | 12 |  |  |  | No | R-454B | 2.9667 | Residential & Commercial | Ducted CEE Tier 1
215940481 | Central HP <5.4 tons | KEEPRITE | HRCU-A-CB (Split System: Heat Pump with Remote Outdoor Unit-Air-Source) | C5H3V36*K*AAA* |  |  | EVM5X60M24A*+WALLCON | *97CTN0802120A* | 35400 | 21.5 | 8.5 | 38000 | 28600 | 75.26% | 2.04 | 0 | 12 |  |  |  | No | R-454B | 2.95 | Residential & Commercial | Ducted CEE Tier 1
215940511 | Central HP <5.4 tons | KEEPRITE | HRCU-A-CB (Split System: Heat Pump with Remote Outdoor Unit-Air-Source) | C5H3V36*K*AAA* |  |  | EVD5X36M21A*+WALLCON | *96CTN0802120B* | 34400 | 20.5 | 8.5 | 38500 | 28200 | 73.25% | 2.04 | 0 | 11.7 |  |  |  | No | R-454B | 2.8667 | Residential & Commercial | Ducted CEE Tier 1
215940611 | Central HP <5.4 tons | KEEPRITE | HRCU-A-CB (Split System: Heat Pump with Remote Outdoor Unit-Air-Source) | C5H3V36*K*AAA* |  |  | EVD5X38M17A*+WALLCON | *97CTN0801716A* | 35200 | 21 | 8.5 | 38500 | 29200 | 75.84% | 2.06 | 0 | 11.7 |  |  |  | No | R-454B | 2.9333 | Residential & Commercial | Ducted CEE Tier 1
215933271 | Central HP <5.4 tons | KEEPRITE | HRCU-A-CB (Split System: Heat Pump with Remote Outdoor Unit-Air-Source) | C5H3V36*K*AAA* |  |  | ESH5X36M12A*+WALLCON | *96CTN1202422B* | 33400 | 19 | 9 | 34800 | 26600 | 76.44% | 1.92 | 0 | 11 |  |  |  | No | R-454B | 2.7833 | Residential & Commercial | Ducted CEE Tier 1
215933371 | Central HP <5.4 tons | KEEPRITE | HRCU-A-CB (Split System: Heat Pump with Remote Outdoor Unit-Air-Source) | C5H3V36*K*AAA* |  |  | ESH5X42M12A*+WALLCON | *95CSU0601716B* | 33400 | 18.5 | 9 | 35200 | 27000 | 76.7% | 1.92 | 0 | 11 |  |  |  | No | R-454B | 2.7833 | Residential & Commercial | Ducted CEE Tier 1
215933441 | Central HP <5.4 tons | KEEPRITE | HRCU-A-CB (Split System: Heat Pump with Remote Outdoor Unit-Air-Source) | C5H3V36*K*AAA* |  |  | ESH5X42M12A*+WALLCON | *97CMN1002122B* | 33600 | 19 | 9 | 34600 | 26600 | 76.88% | 1.94 | 0 | 11.5 |  |  |  | No | R-454B | 2.8 | Residential & Commercial | Ducted CEE Tier 1
215933521 | Central HP <5.4 tons | KEEPRITE | HRCU-A-CB (Split System: Heat Pump with Remote Outdoor Unit-Air-Source) | C5H3V36*K*AAA* |  |  | ESH5X48M12A*+WALLCON | *80CSU0601716A* | 33600 | 19.5 | 9 | 34800 | 26600 | 76.44% | 1.92 | 0 | 11 |  |  |  | No | R-454B | 2.8 | Residential & Commercial | Ducted CEE Tier 1
215933571 | Central HP <5.4 tons | KEEPRITE | HRCU-A-CB (Split System: Heat Pump with Remote Outdoor Unit-Air-Source) | C5H3V36*K*AAA* |  |  | ESH5X48M12A*+WALLCON | *80CTL0702120B* | 33600 | 19.5 | 9 | 34800 | 26600 | 76.44% | 1.94 | 0 | 11.5 |  |  |  | No | R-454B | 2.8 | Residential & Commercial | Ducted CEE Tier 1
215933641 | Central HP <5.4 tons | KEEPRITE | HRCU-A-CB (Split System: Heat Pump with Remote Outdoor Unit-Air-Source) | C5H3V36*K*AAA* |  |  | ESH5X48M12A*+WALLCON | *97CMN0601714B* | 33400 | 19 | 9 | 34200 | 26200 | 76.61% | 1.96 | 0 | 10.5 |  |  |  | No | R-454B | 2.7833 | Residential & Commercial | Ducted CEE Tier 1
212979819 | Central HP <5.4 tons | TEMPSTAR | HRCU-A-CB (Split System: Heat Pump with Remote Outdoor Unit-Air-Source) | DLCURAH24ABK |  |  | EA*4X24L17A* | *80MS(N,L)0901714A* | 23200 | 17 | 8.5 | 26800 | 26600 | 99.25% | 2.26 | 0 | 10 |  |  |  | No | R-410A | 1.9333 | Residential & Commercial | Ducted CEE Tier 1
215679401 | Central HP <5.4 tons | KENMORE | HRCU-A-CB (Split System: Heat Pump with Remote Outdoor Unit-Air-Source) | (C,H,T)5H0V36*K*AAA* |  |  | EA*5X42M21A*+WALLCON | *97CTN0802120A* | 33200 | 17.5 | 9 | 35800 | 25600 | 71.51% | 1.86 | 0 | 10 |  |  |  | No | R-454B | 2.7667 | Residential & Commercial | Ducted CEE Tier 1
215679501 | Central HP <5.4 tons | KENMORE | HRCU-A-CB (Split System: Heat Pump with Remote Outdoor Unit-Air-Source) | (C,H,T)5H0V36*K*AAA* |  |  | EA*5X48M21A*+WALLCON | *80CSU0401712B* | 34000 | 18 | 9 | 35000 | 25000 | 71.43% | 1.9 | 0 | 10 |  |  |  | No | R-454B | 2.8333 | Residential & Commercial | Ducted CEE Tier 1
215675690 | Central HP <5.4 tons | KEEPRITE | HRCU-A-CB (Split System: Heat Pump with Remote Outdoor Unit-Air-Source) | C5H0V48*K*AAA* |  |  | EVM5X60M21A*+WALLCON | *80CSU1002120A* | 48000 | 18.5 | 9 | 50000 | 36800 | 73.6% | 2 | 0 | 10 |  |  |  | No | R-454B | 4 | Residential & Commercial | Ducted CEE Tier 1
215675390 | Central HP <5.4 tons | KEEPRITE | HRCU-A-CB (Split System: Heat Pump with Remote Outdoor Unit-Air-Source) | C5H0V48*K*AAA* |  |  | EVM5X48M21A*+WALLCON | *80CTL0902120B* | 47000 | 18.5 | 9 | 50000 | 36400 | 72.8% | 2 | 0 | 10 |  |  |  | No | R-454B | 3.9167 | Residential & Commercial | Ducted CEE Tier 1
215675540 | Central HP <5.4 tons | KEEPRITE | HRCU-A-CB (Split System: Heat Pump with Remote Outdoor Unit-Air-Source) | C5H0V48*K*AAA* |  |  | EVM5X49M21A*+WALLCON | *80CTL0701716B* | 48000 | 18.5 | 9 | 50000 | 37200 | 74.4% | 2 | 0 | 10 |  |  |  | No | R-454B | 4 | Residential & Commercial | Ducted CEE Tier 1
215675740 | Central HP <5.4 tons | KEEPRITE | HRCU-A-CB (Split System: Heat Pump with Remote Outdoor Unit-Air-Source) | C5H0V48*K*AAA* |  |  | EVM5X60M21A*+WALLCON | *80CTL0902120B* | 48000 | 19 | 9.5 | 50000 | 36600 | 73.2% | 2.1 | 0 | 10.5 |  |  |  | No | R-454B | 4 | Residential & Commercial | Ducted CEE Tier 1
213079475 | Central HP <5.4 tons | ARCOAIRE | HRCU-A-CB (Split System: Heat Pump with Remote Outdoor Unit-Air-Source) | DLCURAH36ABK |  |  | END4X42L17** | *92MSN0601714A* | 35400 | 16 | 8.1 | 38500 | 35000 | 90.91% | 1.94 | 0 | 10 |  |  |  | No | R-410A | 2.95 | Residential & Commercial | Ducted CEE Tier 1
213076851 | Central HP <5.4 tons | ARCOAIRE | HRCU-A-CB (Split System: Heat Pump with Remote Outdoor Unit-Air-Source) | DLCURAH36ABK |  |  | EN(A,D)4X48L24** | *80VTL1102122B* | 36400 | 16.5 | 8.1 | 38500 | 35000 | 90.91% | 2.02 | 0 | 10.5 |  |  |  | No | R-410A | 3.0333 | Residential & Commercial | Ducted CEE Tier 1
211229901 | Central HP <5.4 tons | DAY & NIGHT | HRCU-A-CB (Split System: Heat Pump with Remote Outdoor Unit-Air-Source) | DLCURAH36ABK |  |  | EN(A,D,W)4X48L21** | *80ES(N,L)0451712A* | 35800 | 15.5 | 8.1 | 38500 | 35000 | 90.91% | 2 | 0 | 10 |  |  |  | No | R-410A | 2.9833 | Residential & Commercial | Ducted CEE Tier 1
211229949 | Central HP <5.4 tons | DAY & NIGHT | HRCU-A-CB (Split System: Heat Pump with Remote Outdoor Unit-Air-Source) | DLCURAH36ABK |  |  | EN(A,D,W)4X48L21** | *80ES(N,L)0902116A* | 36400 | 16 | 8.1 | 38500 | 34800 | 90.39% | 2.04 | 0 | 10.5 |  |  |  | No | R-410A | 3.0333 | Residential & Commercial | Ducted CEE Tier 1
215933907 | Central HP <5.4 tons | AIRQUEST | HRCU-A-CB (Split System: Heat Pump with Remote Outdoor Unit-Air-Source) | H5H3V36*K*AAA* |  |  | ESH5X60M12A*+WALLCON | *96CTN0401410B* | 32600 | 17.5 | 8.5 | 33400 | 25600 | 76.65% | 1.86 | 0 | 10.5 |  |  |  | No | R-454B | 2.7167 | Residential & Commercial | Ducted CEE Tier 1
215933957 | Central HP <5.4 tons | AIRQUEST | HRCU-A-CB (Split System: Heat Pump with Remote Outdoor Unit-Air-Source) | H5H3V36*K*AAA* |  |  | FCMA5B36L0C*+WALLCON |  | 33000 | 20.5 | 9.5 | 34800 | 26800 | 77.01% | 2 | 0 | 11.7 |  |  |  | No | R-454B | 2.75 | Residential & Commercial | Ducted CEE Tier 1
215932487 | Central HP <5.4 tons | AIRQUEST | HRCU-A-CB (Split System: Heat Pump with Remote Outdoor Unit-Air-Source) | H5H3V36*K*AAA* |  |  | EA*5X48M21A*+WALLCON | *97CMN0801714B* | 33200 | 19.5 | 9.5 | 35000 | 26800 | 76.57% | 2.02 | 0 | 11 |  |  |  | No | R-454B | 2.7667 | Residential & Commercial | Ducted CEE Tier 1
214802771 | Central HP <5.4 tons | RHEEM | HRCU-A-CB (Split System: Heat Pump with Remote Outdoor Unit-Air-Source) | RP15AZ36AJ2N | ASPEN |  | D(A,C,E)36A34+TDR | R801V1004A17UHS | 33200 | 15.4 | 8.1 | 34200 | 24800 | 72.51% | 2.77 | 0 | 11.7 |  |  |  | No | R-410A | 2.7667 | Residential & Commercial | Ducted CEE Tier 1
215932687 | Central HP <5.4 tons | AIRQUEST | HRCU-A-CB (Split System: Heat Pump with Remote Outdoor Unit-Air-Source) | H5H3V36*K*AAA* |  |  | EA*5X61M21A*+WALLCON | *80CTL0451712B* | 34000 | 19.5 | 9 | 35200 | 26800 | 76.14% | 1.92 | 0 | 11 |  |  |  | No | R-454B | 2.8333 | Residential & Commercial | Ducted CEE Tier 1
215933217 | Central HP <5.4 tons | AIRQUEST | HRCU-A-CB (Split System: Heat Pump with Remote Outdoor Unit-Air-Source) | H5H3V36*K*AAA* |  |  | ESH5X36M12A*+WALLCON | *97CMN1202422B* | 33200 | 19 | 9 | 35000 | 26800 | 76.57% | 1.92 | 0 | 11 |  |  |  | No | R-454B | 2.7667 | Residential & Commercial | Ducted CEE Tier 1
212622458 | Central HP <5.4 tons | COLEMAN | HRCU-A-CB (Split System: Heat Pump with Remote Outdoor Unit-Air-Source) | HMH72B341 | ASPEN |  | D(A,C,E)36B44+TDR | TM9E100C16MP12 | 33000 | 18 | 8.5 | 33600 | 27200 | 80.95% | 2.66 | 0 | 10 |  |  |  | No | R-410A | 2.75 | Residential & Commercial | Ducted CEE Tier 1
212622472 | Central HP <5.4 tons | COLEMAN | HRCU-A-CB (Split System: Heat Pump with Remote Outdoor Unit-Air-Source) | HMH72B341 | ASPEN |  | D(A,C,E)48D34+TDR | TM9E100C16MP12 | 33600 | 18 | 8.5 | 33600 | 27200 | 80.95% | 2.66 | 0 | 10 |  |  |  | No | R-410A | 2.8 | Residential & Commercial | Ducted CEE Tier 1
213279268 | Central HP <5.4 tons | COLEMAN | HRCU-A-CB (Split System: Heat Pump with Remote Outdoor Unit-Air-Source) | THF2B48T21 | ASPEN |  | D(A,C,E)60A46+TDR | TM9V100C20MP12 | 43000 | 16 | 8.2 | 44000 | 31400 | 71.36% | 3.14 | 0 | 11.5 |  |  |  | No | R-410A | 3.5833 | Residential & Commercial | Ducted CEE Tier 1
215933567 | Central HP <5.4 tons | AIRQUEST | HRCU-A-CB (Split System: Heat Pump with Remote Outdoor Unit-Air-Source) | H5H3V36*K*AAA* |  |  | ESH5X48M12A*+WALLCON | *80CTL0702120B* | 33600 | 19.5 | 9 | 34800 | 26600 | 76.44% | 1.94 | 0 | 11.5 |  |  |  | No | R-454B | 2.8 | Residential & Commercial | Ducted CEE Tier 1
215940985 | Central HP <5.4 tons | BRYANT HEATING AND COOLING SYSTEMS | HRCU-A-CB (Split System: Heat Pump with Remote Outdoor Unit-Air-Source) | 293VAN048**AA* |  |  | CAA**4821AM*+UI | 987TA66100C21*** | 43500 | 21 | 9.5 | 48000 | 36400 | 75.83% | 2 | 0 | 10.5 |  |  |  | No | R-454B | 3.625 | Residential & Commercial | Ducted CEE Tier 1
214232469 | Central HP <5.4 tons | DIRECT AIR | HRCU-A-CB (Split System: Heat Pump with Remote Outdoor Unit-Air-Source) | DIRM-24CS19-OU |  |  | DIRM-24MAGICPRO20-AH |  | 24000 | 17 | 9.2 | 26000 | 19400 | 74.62% | 2.1 | 11.3 | 10.5 |  |  |  | No | R-410A | 2 | Residential & Commercial | Ducted CEE Tier 1
214627219 | Central HP <5.4 tons | CARRIER | HRCU-A-CB (Split System: Heat Pump with Remote Outdoor Unit-Air-Source) | 25VNA448A*031* | ADP |  | V,C48H210P169 | 59CU5A100C21**22 | 44000 | 21 | 9.5 | 44500 | 35800 | 80.45% | 2.28 | 0 | 12 |  |  |  | No | R-410A | 3.6667 | Residential & Commercial | Ducted CEE Tier 1
211708524 | Central HP <5.4 tons | COLEMAN | HRCU-A-CB (Split System: Heat Pump with Remote Outdoor Unit-Air-Source) | THF2B48T21 | ASPEN |  | D(A,C,E)48D34+TDR | TP9C100C20MP13 | 45500 | 16 | 8.2 | 44000 | 31200 | 70.91% | 3.13 | 0 | 11.9 |  |  |  | No | R-410A | 3.7917 | Residential & Commercial | Ducted CEE Tier 1
213274564 | Central HP <5.4 tons | COLEMAN | HRCU-A-CB (Split System: Heat Pump with Remote Outdoor Unit-Air-Source) | THF2B48T21 | ASPEN |  | D(A,C,E)60A44+TDR | TMLE120C16MP11 | 43000 | 16 | 8.2 | 44000 | 31400 | 71.36% | 3.13 | 0 | 11.5 |  |  |  | No | R-410A | 3.5833 | Residential & Commercial | Ducted CEE Tier 1
213274515 | Central HP <5.4 tons | COLEMAN | HRCU-A-CB (Split System: Heat Pump with Remote Outdoor Unit-Air-Source) | THF2B48T21 | ASPEN |  | D(A,C,E)60A44+TDR | CPLC100C16MP13 | 43000 | 16 | 8.2 | 44000 | 31200 | 70.91% | 3.16 | 0 | 11.5 |  |  |  | No | R-410A | 3.5833 | Residential & Commercial | Ducted CEE Tier 1
213274533 | Central HP <5.4 tons | COLEMAN | HRCU-A-CB (Split System: Heat Pump with Remote Outdoor Unit-Air-Source) | THF2B48T21 | ASPEN |  | D(A,C,E)60A44+TDR | TM8V100C16MP12 | 43000 | 16 | 8.2 | 44000 | 31200 | 70.91% | 3.16 | 0 | 11.5 |  |  |  | No | R-410A | 3.5833 | Residential & Commercial | Ducted CEE Tier 1
214440943 | Central HP <5.4 tons | CARRIER | HRCU-A-CB (Split System: Heat Pump with Remote Outdoor Unit-Air-Source) | 25VNA424A*031* | ADP |  | H,PG32936 | 59TN6C080C17**14 | 23200 | 20 | 10 | 25200 | 19600 | 77.78% | 2.38 | 0 | 13 |  |  |  | No | R-410A | 1.9333 | Residential & Commercial | Ducted CEE Tier 1
214440963 | Central HP <5.4 tons | CARRIER | HRCU-A-CB (Split System: Heat Pump with Remote Outdoor Unit-Air-Source) | 25VNA424A*031* | ADP |  | H,PG32936 | 59TN6C120C24**22 | 22800 | 20 | 10.5 | 25000 | 19300 | 77.2% | 2.48 | 0 | 12.5 |  |  |  | No | R-410A | 1.9 | Residential & Commercial | Ducted CEE Tier 1
215727969 | Central HP <5.4 tons | CHAMPION HEATING AND COOLING | HRCU-A-CB (Split System: Heat Pump with Remote Outdoor Unit-Air-Source) | HH860E2S11 | ADP |  | H,YE48(1,2)60+TXV | Z8ES080C16SMPS1 | 44500 | 18 | 8.5 | 42500 | 33000 | 77.65% | 2 | 0 | 12 |  |  |  | No | R-454B | 3.7083 | Residential & Commercial | Ducted CEE Tier 1
215727983 | Central HP <5.4 tons | CHAMPION HEATING AND COOLING | HRCU-A-CB (Split System: Heat Pump with Remote Outdoor Unit-Air-Source) | HH860E2S11 | ADP |  | H,YE48(1,2)60+TXV | Z9ES080C16SMPS1 | 45000 | 18 | 8.5 | 45000 | 33400 | 74.22% | 2 | 0 | 11.7 |  |  |  | No | R-454B | 3.75 | Residential & Commercial | Ducted CEE Tier 1
215727924 | Central HP <5.4 tons | CHAMPION HEATING AND COOLING | HRCU-A-CB (Split System: Heat Pump with Remote Outdoor Unit-Air-Source) | HH860E2S11 | ADP |  | H,YE36(1,2)60+TXV | TM8E130D20MP11 | 52500 | 18 | 8.3 | 53000 | 39500 | 74.53% | 1.96 | 0 | 10.5 |  |  |  | No | R-454B | 4.375 | Residential & Commercial | Ducted CEE Tier 1
215727972 | Central HP <5.4 tons | CHAMPION HEATING AND COOLING | HRCU-A-CB (Split System: Heat Pump with Remote Outdoor Unit-Air-Source) | HH860E2S11 | ADP |  | H,YE36(1,2)60+TXV | Z8ES100C16SMPS1 | 43500 | 17 | 8.4 | 42000 | 32800 | 78.1% | 1.98 | 0 | 11.7 |  |  |  | No | R-454B | 3.625 | Residential & Commercial | Ducted CEE Tier 1
215727923 | Central HP <5.4 tons | CHAMPION HEATING AND COOLING | HRCU-A-CB (Split System: Heat Pump with Remote Outdoor Unit-Air-Source) | HH860E2S11 | ADP |  | H,YE48(1,2)60+TXV | TM8E120C20MP11 | 53000 | 18 | 8.5 | 52500 | 39000 | 74.29% | 2 | 0 | 11 |  |  |  | No | R-454B | 4.4167 | Residential & Commercial | Ducted CEE Tier 1
215727954 | Central HP <5.4 tons | CHAMPION HEATING AND COOLING | HRCU-A-CB (Split System: Heat Pump with Remote Outdoor Unit-Air-Source) | HH860E2S11 | ADP |  | H,YE36(1,2)60+TXV | TM9V100C16MP12 | 43000 | 17 | 8.4 | 42000 | 32800 | 78.1% | 1.98 | 0 | 11.5 |  |  |  | No | R-454B | 3.5833 | Residential & Commercial | Ducted CEE Tier 1
215727929 | Central HP <5.4 tons | CHAMPION HEATING AND COOLING | HRCU-A-CB (Split System: Heat Pump with Remote Outdoor Unit-Air-Source) | HH860E2S11 | ADP |  | H,YE48(1,2)60+TXV | TM8V100C16MP12 | 43500 | 18 | 8.5 | 42000 | 32800 | 78.1% | 2 | 0 | 11.7 |  |  |  | No | R-454B | 3.625 | Residential & Commercial | Ducted CEE Tier 1
215727931 | Central HP <5.4 tons | CHAMPION HEATING AND COOLING | HRCU-A-CB (Split System: Heat Pump with Remote Outdoor Unit-Air-Source) | HH860E2S11 | ADP |  | H,YE48(1,2)60+TXV | TM8V100C20MP12 | 44000 | 18 | 8.5 | 42500 | 33200 | 78.12% | 2 | 0 | 11.7 |  |  |  | No | R-454B | 3.6667 | Residential & Commercial | Ducted CEE Tier 1
215727978 | Central HP <5.4 tons | CHAMPION HEATING AND COOLING | HRCU-A-CB (Split System: Heat Pump with Remote Outdoor Unit-Air-Source) | HH860E2S11 | ADP |  | H,YE36(1,2)60+TXV | Z8ES120C20SMPS1 | 51000 | 18 | 8.3 | 51500 | 38000 | 73.79% | 1.96 | 0 | 11 |  |  |  | No | R-454B | 4.25 | Residential & Commercial | Ducted CEE Tier 1
212623069 | Central HP <5.4 tons | COLEMAN | HRCU-A-CB (Split System: Heat Pump with Remote Outdoor Unit-Air-Source) | HMH72B341 | ASPEN |  | D(A,C,E)42C34+TDR | TM9E080B12MP12 | 33000 | 17.5 | 8.5 | 33800 | 27400 | 81.07% | 2.65 | 0 | 10 |  |  |  | No | R-410A | 2.75 | Residential & Commercial | Ducted CEE Tier 1
212623085 | Central HP <5.4 tons | COLEMAN | HRCU-A-CB (Split System: Heat Pump with Remote Outdoor Unit-Air-Source) | HMH72B341 | ASPEN |  | C(A,C,D,E)36A44+TDR | TL9E100C20UH11 | 33400 | 17 | 8.3 | 33800 | 28800 | 85.21% | 2.73 | 0 | 10 |  |  |  | No | R-410A | 2.7833 | Residential & Commercial | Ducted CEE Tier 1
212623092 | Central HP <5.4 tons | COLEMAN | HRCU-A-CB (Split System: Heat Pump with Remote Outdoor Unit-Air-Source) | HMH72B341 | ASPEN |  | D(A,C,E)42A44+TDR | TM8E120C16MP11 | 33200 | 18 | 8.3 | 33800 | 28800 | 85.21% | 2.73 | 0 | 10 |  |  |  | No | R-410A | 2.7667 | Residential & Commercial | Ducted CEE Tier 1
212623124 | Central HP <5.4 tons | COLEMAN | HRCU-A-CB (Split System: Heat Pump with Remote Outdoor Unit-Air-Source) | HMH72B341 | ASPEN |  | D(A,C,E)42A44+TDR | TM8E060A12MP11 | 32600 | 18 | 8.1 | 33800 | 27400 | 81.07% | 2.44 | 0 | 10 |  |  |  | No | R-410A | 2.7167 | Residential & Commercial | Ducted CEE Tier 1
212623158 | Central HP <5.4 tons | COLEMAN | HRCU-A-CB (Split System: Heat Pump with Remote Outdoor Unit-Air-Source) | HMH72B341 | ASPEN |  | D(A,C,E)42D34+TDR | TM8E100B12MP11 | 33200 | 18 | 8.5 | 33800 | 27400 | 81.07% | 2.64 | 0 | 10 |  |  |  | No | R-410A | 2.7667 | Residential & Commercial | Ducted CEE Tier 1
212623183 | Central HP <5.4 tons | COLEMAN | HRCU-A-CB (Split System: Heat Pump with Remote Outdoor Unit-Air-Source) | HMH72B341 | ASPEN |  | D(A,C,E)42B34+TDR | TMLE060A12MP11 | 32600 | 18 | 8.1 | 33800 | 27400 | 81.07% | 2.44 | 0 | 10 |  |  |  | No | R-410A | 2.7167 | Residential & Commercial | Ducted CEE Tier 1
215667873 | Central HP <5.4 tons | KEEPRITE | HRCU-A-CB (Split System: Heat Pump with Remote Outdoor Unit-Air-Source) | C5H0V24*K*AAA* |  |  | EA*5X37M21A*+WALLCON | *80CTL1102120B* | 24000 | 17.5 | 9 | 23200 | 16300 | 70.26% | 2.02 | 0 | 10.5 |  |  |  | No | R-454B | 2 | Residential & Commercial | Ducted CEE Tier 1
212623351 | Central HP <5.4 tons | COLEMAN | HRCU-A-CB (Split System: Heat Pump with Remote Outdoor Unit-Air-Source) | HMH72B341 | ASPEN |  | D(A,C,E)36B44+TDR | TM9V080C16MP12 | 33000 | 17.5 | 8.5 | 33800 | 27400 | 81.07% | 2.66 | 0 | 10 |  |  |  | No | R-410A | 2.75 | Residential & Commercial | Ducted CEE Tier 1
212623360 | Central HP <5.4 tons | COLEMAN | HRCU-A-CB (Split System: Heat Pump with Remote Outdoor Unit-Air-Source) | HMH72B341 | ASPEN |  | D(A,C,E)42D34+TDR | TM9V080C16MP12 | 33200 | 17.5 | 8.5 | 33800 | 27400 | 81.07% | 2.66 | 0 | 10 |  |  |  | No | R-410A | 2.7667 | Residential & Commercial | Ducted CEE Tier 1
213146425 | Central HP <5.4 tons | BRYANT HEATING AND COOLING SYSTEMS | HRCU-A-CB (Split System: Heat Pump with Remote Outdoor Unit-Air-Source) | 38MURAQ36AB3* | ADP |  | V,C36H175P159+AEFE4B* |  | 37000 | 16 | 8.1 | 36800 | 34400 | 93.48% | 2 | 0 | 10 |  |  |  | No | R-410A | 3.0833 | Residential & Commercial | Ducted CEE Tier 1
213238592 | Central HP <5.4 tons | CHAMPION HEATING AND COOLING | HRCU-A-CB (Split System: Heat Pump with Remote Outdoor Unit-Air-Source) | THF2B48T21 | ASPEN |  | D(A,C,E)48D44+TDR | TM9Y100C16MP11 | 43500 | 16.2 | 8.4 | 44500 | 31200 | 70.11% | 3.21 | 0 | 11 |  |  |  | No | R-410A | 3.625 | Residential & Commercial | Ducted CEE Tier 1
214588342 | Central HP <5.4 tons | BRYANT HEATING AND COOLING SYSTEMS | HRCU-A-CB (Split System: Heat Pump with Remote Outdoor Unit-Air-Source) | 38MURAQ36AB3* | ADP |  | PL36H210P299 | 926TC60100V21*** | 36200 | 16 | 8.5 | 36400 | 34400 | 94.51% | 2.04 | 0 | 10 |  |  |  | No | R-410A | 3.0167 | Residential & Commercial | Ducted CEE Tier 1
215727986 | Central HP <5.4 tons | CHAMPION HEATING AND COOLING | HRCU-A-CB (Split System: Heat Pump with Remote Outdoor Unit-Air-Source) | HH860E2S11 | ADP |  | H,YE36(1,2)60+TXV | Z9ES100C16SMPS1 | 45000 | 17 | 8.4 | 45000 | 33800 | 75.11% | 1.98 | 0 | 11.5 |  |  |  | No | R-454B | 3.75 | Residential & Commercial | Ducted CEE Tier 1
215727950 | Central HP <5.4 tons | CHAMPION HEATING AND COOLING | HRCU-A-CB (Split System: Heat Pump with Remote Outdoor Unit-Air-Source) | HH860E2S11 | ADP |  | H,YE36(1,2)60+TXV | TM9E120D20MP12 | 51500 | 18 | 8.3 | 52500 | 39000 | 74.29% | 1.96 | 0 | 10.5 |  |  |  | No | R-454B | 4.2917 | Residential & Commercial | Ducted CEE Tier 1
215727959 | Central HP <5.4 tons | CHAMPION HEATING AND COOLING | HRCU-A-CB (Split System: Heat Pump with Remote Outdoor Unit-Air-Source) | HH860E2S11 | ADP |  | H,YE48(1,2)60+TXV | TM9V120D20MP12 | 44000 | 18 | 8.5 | 42500 | 33000 | 77.65% | 2 | 0 | 11.7 |  |  |  | No | R-454B | 3.6667 | Residential & Commercial | Ducted CEE Tier 1
212380587 | Central HP <5.4 tons | CARRIER | HRCU-A-CB (Split System: Heat Pump with Remote Outdoor Unit-Air-Source) | 25VNA424A*031* | ADP |  | C36A***L139 | 59TN6B060C17**14 | 23200 | 20 | 8.1 | 25000 | 19500 | 78% | 2.44 | 0 | 13 |  |  |  | No | R-410A | 1.9333 | Residential & Commercial | Ducted CEE Tier 1
216488077 | Central HP <5.4 tons | CHAMPION HEATING AND COOLING | HRCU-A-CB (Split System: Heat Pump with Remote Outdoor Unit-Air-Source) | HH860E2S11 | ADP |  | A60VGA*+TXV | TM9Y100C20MP11 | 53000 | 18 | 8.45 | 52500 | 39000 | 74.29% | 2 | 0 | 11 |  |  |  | No | R-454B | 4.4167 | Residential & Commercial | Ducted CEE Tier 1
215727932 | Central HP <5.4 tons | CHAMPION HEATING AND COOLING | HRCU-A-CB (Split System: Heat Pump with Remote Outdoor Unit-Air-Source) | HH860E2S11 | ADP |  | H,YE36(1,2)60+TXV | TM8V120C20MP12 | 51500 | 18 | 8.3 | 52000 | 38500 | 74.04% | 1.96 | 0 | 10.5 |  |  |  | No | R-454B | 4.2917 | Residential & Commercial | Ducted CEE Tier 1
215674291 | Central HP <5.4 tons | KEEPRITE | HRCU-A-CB (Split System: Heat Pump with Remote Outdoor Unit-Air-Source) | C5H0V48*K*AAA* |  |  | EA*5X60M24A*+WALLCON | *96CTN1202422B* | 45000 | 18 | 9 | 47500 | 33600 | 70.74% | 2.06 | 0 | 10 |  |  |  | No | R-454B | 3.75 | Residential & Commercial | Ducted CEE Tier 1
213796795 | Central HP <5.4 tons | CARRIER | HRCU-A-CB (Split System: Heat Pump with Remote Outdoor Unit-Air-Source) | 38MURAQ18AB3* | ADP |  | V,C36H***P039+CBPE3A* |  | 17500 | 15.5 | 8.7 | 17000 | 19400 | 114.1% | 2.32 | 0 | 10.5 |  |  |  | No | R-410A | 1.4583 | Residential & Commercial | Ducted CEE Tier 1
213274518 | Central HP <5.4 tons | COLEMAN | HRCU-A-CB (Split System: Heat Pump with Remote Outdoor Unit-Air-Source) | THF2B48T21 | ASPEN |  | D(A,C,E)60A44+TDR | TL8E080C16UH11 | 43000 | 16 | 8.2 | 44000 | 31200 | 70.91% | 3.13 | 0 | 11.5 |  |  |  | No | R-410A | 3.5833 | Residential & Commercial | Ducted CEE Tier 1
213274527 | Central HP <5.4 tons | COLEMAN | HRCU-A-CB (Split System: Heat Pump with Remote Outdoor Unit-Air-Source) | THF2B48T21 | ASPEN |  | D(A,C,E)60A44+TDR | TM8E100C16MP11 | 42500 | 16 | 8.2 | 44000 | 31400 | 71.36% | 3.13 | 0 | 11.5 |  |  |  | No | R-410A | 3.5417 | Residential & Commercial | Ducted CEE Tier 1
215667889 | Central HP <5.4 tons | KEEPRITE | HRCU-A-CB (Split System: Heat Pump with Remote Outdoor Unit-Air-Source) | C5H0V24*K*AAA* |  |  | EA*5X37M21A*+WALLCON | *97CMN0601714B* | 24000 | 17 | 9 | 23400 | 16400 | 70.09% | 2.02 | 0 | 10.5 |  |  |  | No | R-454B | 2 | Residential & Commercial | Ducted CEE Tier 1
206133691 | Central HP <5.4 tons | COMFORTMAKER | HRCU-A-CB (Split System: Heat Pump with Remote Outdoor Unit-Air-Source) | CVH825GKA2* |  |  | EHD4X36AAL+WALLCON | *80CSU0401712A* | 24000 | 16 | 8.1 | 21400 | 16600 | 77.57% | 1.98 | 11 | 10.5 |  |  |  | No | R-410A | 2 | Residential & Commercial | Ducted CEE Tier 1
212623383 | Central HP <5.4 tons | COLEMAN | HRCU-A-CB (Split System: Heat Pump with Remote Outdoor Unit-Air-Source) | HMH72B341 | ASPEN |  | D(A,C,E)36C34+TDR | TP9C080C16MP13 | 32600 | 17.5 | 8.1 | 33800 | 27400 | 81.07% | 2.45 | 0 | 10 |  |  |  | No | R-410A | 2.7167 | Residential & Commercial | Ducted CEE Tier 1
215940681 | Central HP <5.4 tons | KEEPRITE | HRCU-A-CB (Split System: Heat Pump with Remote Outdoor Unit-Air-Source) | C5H3V36*K*AAA* |  |  | EVD5X42M21A*+WALLCON | *97CTN1002122A* | 34400 | 21 | 8.5 | 38500 | 28000 | 72.73% | 2.06 | 0 | 12 |  |  |  | No | R-454B | 2.8667 | Residential & Commercial | Ducted CEE Tier 1
215939961 | Central HP <5.4 tons | KEEPRITE | HRCU-A-CB (Split System: Heat Pump with Remote Outdoor Unit-Air-Source) | C5H3V36*K*AAA* |  |  | ESH5X36M12A*+WALLCON | *80CSU0601716B* | 33400 | 19 | 9 | 34800 | 26600 | 76.44% | 1.92 | 0 | 11.5 |  |  |  | No | R-454B | 2.7833 | Residential & Commercial | Ducted CEE Tier 1
215939911 | Central HP <5.4 tons | KEEPRITE | HRCU-A-CB (Split System: Heat Pump with Remote Outdoor Unit-Air-Source) | C5H3V36*K*AAA* |  |  | EA*5X61M24A*+WALLCON | *97CTN0802120A* | 34400 | 20.5 | 9.5 | 34400 | 26000 | 75.58% | 2.06 | 0 | 12 |  |  |  | No | R-454B | 2.8667 | Residential & Commercial | Ducted CEE Tier 1
215939811 | Central HP <5.4 tons | KEEPRITE | HRCU-A-CB (Split System: Heat Pump with Remote Outdoor Unit-Air-Source) | C5H3V36*K*AAA* |  |  | EA*5X60M24A*+WALLCON | *97CTN1002122A* | 34000 | 20.5 | 9.5 | 34000 | 25800 | 75.88% | 2.06 | 0 | 12 |  |  |  | No | R-454B | 2.8333 | Residential & Commercial | Ducted CEE Tier 1
213753692 | Central HP <5.4 tons | CARRIER | HRCU-A-CB (Split System: Heat Pump with Remote Outdoor Unit-Air-Source) | 38MURAQ36AB3* | ASPEN |  | D(A,C,E)36B34+TDR | 58S(B,C)*B110M21**20 | 35400 | 16.5 | 8.1 | 38500 | 32200 | 83.64% | 2.55 | 0 | 10 |  |  |  | No | R-410A | 2.95 | Residential & Commercial | Ducted CEE Tier 1
213753699 | Central HP <5.4 tons | CARRIER | HRCU-A-CB (Split System: Heat Pump with Remote Outdoor Unit-Air-Source) | 38MURAQ36AB3* | ASPEN |  | D(A,C,E)42B34+TDR | 58S(B,C)*B110M24**20 | 35400 | 17 | 8.1 | 38500 | 31800 | 82.6% | 2.71 | 0 | 10.5 |  |  |  | No | R-410A | 2.95 | Residential & Commercial | Ducted CEE Tier 1
213279280 | Central HP <5.4 tons | COLEMAN | HRCU-A-CB (Split System: Heat Pump with Remote Outdoor Unit-Air-Source) | THF2B48T21 | ASPEN |  | D(A,C,E)60A46+TDR | TMLE100C20MP11 | 43500 | 16 | 8.3 | 45000 | 31600 | 70.22% | 3.11 | 0 | 11 |  |  |  | No | R-410A | 3.625 | Residential & Commercial | Ducted CEE Tier 1
213076731 | Central HP <5.4 tons | ARCOAIRE | HRCU-A-CB (Split System: Heat Pump with Remote Outdoor Unit-Air-Source) | DLCURAH36ABK |  |  | EA*4X36L21A* | *80VTL1102122B* | 35400 | 16 | 8.1 | 39000 | 35200 | 90.26% | 1.84 | 0 | 10 |  |  |  | No | R-410A | 2.95 | Residential & Commercial | Ducted CEE Tier 1
213078402 | Central HP <5.4 tons | ARCOAIRE | HRCU-A-CB (Split System: Heat Pump with Remote Outdoor Unit-Air-Source) | DLCURAH36ABK |  |  | EA*4X37L21A* | *80MS(N,L)0902116A* | 36400 | 16.5 | 8.5 | 38000 | 34800 | 91.58% | 2.06 | 0 | 10 |  |  |  | No | R-410A | 3.0333 | Residential & Commercial | Ducted CEE Tier 1
211226832 | Central HP <5.4 tons | HEIL | HRCU-A-CB (Split System: Heat Pump with Remote Outdoor Unit-Air-Source) | DLCURAH36ABK |  |  | EA*4X37L21A* | *80ES(N,L)0902116A* | 36600 | 16 | 8.5 | 38500 | 34800 | 90.39% | 2.1 | 0 | 10 |  |  |  | No | R-410A | 3.05 | Residential & Commercial | Ducted CEE Tier 1
211230801 | Central HP <5.4 tons | DAY & NIGHT | HRCU-A-CB (Split System: Heat Pump with Remote Outdoor Unit-Air-Source) | DLCURAH36ABK |  |  | EN(A,D)4X48L24** | OLV154F20A | 37400 | 15.2 | 8.5 | 39500 | 35200 | 89.11% | 2.1 | 0 | 10.5 |  |  |  | No | R-410A | 3.1167 | Residential & Commercial | Ducted CEE Tier 1
213079049 | Central HP <5.4 tons | ARCOAIRE | HRCU-A-CB (Split System: Heat Pump with Remote Outdoor Unit-Air-Source) | DLCURAH36ABK |  |  | END4X42L17** | *80MSU0401712A* | 35400 | 15.5 | 8.5 | 39000 | 34800 | 89.23% | 1.94 | 0 | 10 |  |  |  | No | R-410A | 2.95 | Residential & Commercial | Ducted CEE Tier 1
214092398 | Central HP <5.4 tons | LUXAIRE | HRCU-A-CB (Split System: Heat Pump with Remote Outdoor Unit-Air-Source) | HMH72B341 | ASPEN |  | D(A,C,E)36A34+TDR | TMLE040A12MP11 | 32800 | 18 | 8.1 | 32400 | 45000 | 138.9% | 3.01 | 0 | 10 |  |  |  | No | R-410A | 2.7333 | Residential & Commercial | Ducted CEE Tier 1
206767181 | Central HP <5.4 tons | COMFORTMAKER | HRCU-A-CB (Split System: Heat Pump with Remote Outdoor Unit-Air-Source) | CVH825GKA3* |  |  | EA*4X37L17A*+WALLCON | *80CSU0401712A* | 24200 | 17 | 8.1 | 21400 | 16600 | 77.57% | 2 | 11.5 | 11 |  |  |  | No | R-410A | 2.0167 | Residential & Commercial | Ducted CEE Tier 1
213279231 | Central HP <5.4 tons | COLEMAN | HRCU-A-CB (Split System: Heat Pump with Remote Outdoor Unit-Air-Source) | THF2B48T21 | ASPEN |  | D(A,C,E)60A46+TDR | CPLC080C16MP13 | 43000 | 16 | 8.2 | 44000 | 31200 | 70.91% | 3.16 | 0 | 11.5 |  |  |  | No | R-410A | 3.5833 | Residential & Commercial | Ducted CEE Tier 1
213279267 | Central HP <5.4 tons | COLEMAN | HRCU-A-CB (Split System: Heat Pump with Remote Outdoor Unit-Air-Source) | THF2B48T21 | ASPEN |  | D(A,C,E)60A46+TDR | TM9V100C16MP12 | 43000 | 16 | 8.2 | 44000 | 31200 | 70.91% | 3.16 | 0 | 11.5 |  |  |  | No | R-410A | 3.5833 | Residential & Commercial | Ducted CEE Tier 1
215942507 | Central HP <5.4 tons | KEEPRITE | HRCU-A-CB (Split System: Heat Pump with Remote Outdoor Unit-Air-Source) | C5H3V36*K*AAA* |  |  | EVD5X61M21A*+WALLCON | *80CTL1102120B* | 36000 | 22 | 8.5 | 37400 | 28200 | 75.4% | 2.04 | 0 | 12.5 |  |  |  | No | R-454B | 3 | Residential & Commercial | Ducted CEE Tier 1
215942557 | Central HP <5.4 tons | KEEPRITE | HRCU-A-CB (Split System: Heat Pump with Remote Outdoor Unit-Air-Source) | C5H3V36*K*AAA* |  |  | EVD5X61M24A*+WALLCON | *80CSU1002120A* | 36000 | 22 | 8.5 | 37400 | 28400 | 75.94% | 2.04 | 0 | 12.5 |  |  |  | No | R-454B | 3 | Residential & Commercial | Ducted CEE Tier 1
215942437 | Central HP <5.4 tons | KEEPRITE | HRCU-A-CB (Split System: Heat Pump with Remote Outdoor Unit-Air-Source) | C5H3V36*K*AAA* |  |  | EVM5X61M24A*+WALLCON | *80CTL0702120B* | 35800 | 22 | 8.5 | 37400 | 28200 | 75.4% | 2.04 | 0 | 12.5 |  |  |  | No | R-454B | 2.9833 | Residential & Commercial | Ducted CEE Tier 1
215940801 | Central HP <5.4 tons | KEEPRITE | HRCU-A-CB (Split System: Heat Pump with Remote Outdoor Unit-Air-Source) | C5H3V36*K*AAA* |  |  | EVD5X49M24A*+WALLCON | *97CTN1202422A* | 35600 | 22 | 8.5 | 38500 | 28400 | 73.77% | 2.04 | 0 | 12.5 |  |  |  | No | R-454B | 2.9667 | Residential & Commercial | Ducted CEE Tier 1
215940281 | Central HP <5.4 tons | KEEPRITE | HRCU-A-CB (Split System: Heat Pump with Remote Outdoor Unit-Air-Source) | C5H3V36*K*AAA* |  |  | EVM5X44M21A*+WALLCON | *80CSU0601716B* | 35600 | 22 | 8.5 | 38000 | 28600 | 75.26% | 2.02 | 0 | 12.5 |  |  |  | No | R-454B | 2.9667 | Residential & Commercial | Ducted CEE Tier 1
215939931 | Central HP <5.4 tons | KEEPRITE | HRCU-A-CB (Split System: Heat Pump with Remote Outdoor Unit-Air-Source) | C5H3V36*K*AAA* |  |  | EA*5X61M24A*+WALLCON | *97CTN1202422A* | 34400 | 20.5 | 9.5 | 34200 | 26000 | 76.02% | 2.08 | 0 | 12 |  |  |  | No | R-454B | 2.8667 | Residential & Commercial | Ducted CEE Tier 1
215939681 | Central HP <5.4 tons | KEEPRITE | HRCU-A-CB (Split System: Heat Pump with Remote Outdoor Unit-Air-Source) | C5H3V36*K*AAA* |  |  | EA*5X42M21A*+WALLCON | *97CTN0601716A* | 32400 | 19 | 9 | 35600 | 27400 | 76.97% | 1.88 | 0 | 10.5 |  |  |  | No | R-454B | 2.7 | Residential & Commercial | Ducted CEE Tier 1
215565323 | Central HP <5.4 tons | COLEMAN | HRCU-A-CB (Split System: Heat Pump with Remote Outdoor Unit-Air-Source) | HH824E2S11 | ASPEN |  | D(A,C,E)37E2J+TDR | Z9ES040A10SMPS1 | 20800 | 17.5 | 8.5 | 23000 | 17800 | 77.39% | 2 | 0 | 11.7 |  |  |  | No | R-454B | 1.7333 | Residential & Commercial | Ducted CEE Tier 1
212506617 | Central HP <5.4 tons | COLEMAN | HRCU-A-CB (Split System: Heat Pump with Remote Outdoor Unit-Air-Source) | HMH72B341 | ASPEN |  | L(E,G)M36E4 |  | 32400 | 17 | 8.5 | 32000 | 28000 | 87.5% | 2.88 | 0 | 10 |  |  |  | No | R-410A | 2.7 | Residential & Commercial | Ducted CEE Tier 1
213362749 | Central HP <5.4 tons | COLEMAN | HRCU-A-CB (Split System: Heat Pump with Remote Outdoor Unit-Air-Source) | HMH72B341 | ADP |  | H,YG81936 | TM8Y060A12MP11 | 33800 | 18 | 8.1 | 31800 | 23000 | 72.33% | 2.04 | 0 | 10 |  |  |  | No | R-410A | 2.8167 | Residential & Commercial | Ducted CEE Tier 1
214092439 | Central HP <5.4 tons | LUXAIRE | HRCU-A-CB (Split System: Heat Pump with Remote Outdoor Unit-Air-Source) | HMH72B341 | ASPEN |  | D(A,C,E)48B34+TDR | TP9C100C16MP13 | 32600 | 17.5 | 8.5 | 32400 | 44000 | 135.8% | 3.14 | 0 | 10 |  |  |  | No | R-410A | 2.7167 | Residential & Commercial | Ducted CEE Tier 1
213481579 | Central HP <5.4 tons | DIRECT AIR | HRCU-A-CB (Split System: Heat Pump with Remote Outdoor Unit-Air-Source) | DIRM-36MAGICPRO20-OU1F |  |  | DIRM-36MAGICPRO20-AH |  | 35000 | 16.3 | 9.5 | 39000 | 38000 | 97.44% | 1.8 | 0 | 11.7 |  |  |  | No | R-410A | 2.9167 | Residential & Commercial | Ducted CEE Tier 1
213739564 | Central HP <5.4 tons | DAY & NIGHT | HRCU-A-CB (Split System: Heat Pump with Remote Outdoor Unit-Air-Source) | DLCURAH18ABK | ADP |  | PL36H***P039 | *96MSN0261410A* | 16700 | 19 | 8.1 | 16700 | 18800 | 112.6% | 2.3 | 0 | 10 |  |  |  | No | R-410A | 1.3917 | Residential & Commercial | Ducted CEE Tier 1
213739597 | Central HP <5.4 tons | DAY & NIGHT | HRCU-A-CB (Split System: Heat Pump with Remote Outdoor Unit-Air-Source) | DLCURAH18ABK | ADP |  | FG35936 | *96MSN0601412A* | 17400 | 16 | 8.5 | 16500 | 18300 | 110.9% | 2.26 | 0 | 10.5 |  |  |  | No | R-410A | 1.45 | Residential & Commercial | Ducted CEE Tier 1
213739598 | Central HP <5.4 tons | DAY & NIGHT | HRCU-A-CB (Split System: Heat Pump with Remote Outdoor Unit-Air-Source) | DLCURAH18ABK | ADP |  | V,G36H***P449 | *96MSN0601412A* | 17400 | 16 | 8.5 | 16500 | 18300 | 110.9% | 2.26 | 0 | 10.5 |  |  |  | No | R-410A | 1.45 | Residential & Commercial | Ducted CEE Tier 1
213739613 | Central HP <5.4 tons | DAY & NIGHT | HRCU-A-CB (Split System: Heat Pump with Remote Outdoor Unit-Air-Source) | DLCURAH18ABK | ADP |  | PL36H175P159 | *96VSN0401712B* | 17400 | 16 | 8.5 | 16400 | 18400 | 112.2% | 2.24 | 0 | 10.5 |  |  |  | No | R-410A | 1.45 | Residential & Commercial | Ducted CEE Tier 1
213739614 | Central HP <5.4 tons | DAY & NIGHT | HRCU-A-CB (Split System: Heat Pump with Remote Outdoor Unit-Air-Source) | DLCURAH18ABK | ADP |  | V,G36H175P159 | *96VSN0401712B* | 17400 | 16 | 8.5 | 16400 | 18400 | 112.2% | 2.24 | 0 | 10.5 |  |  |  | No | R-410A | 1.45 | Residential & Commercial | Ducted CEE Tier 1
213739616 | Central HP <5.4 tons | DAY & NIGHT | HRCU-A-CB (Split System: Heat Pump with Remote Outdoor Unit-Air-Source) | DLCURAH18ABK | ADP |  | FG35936 | *96VSN0401712B* | 17300 | 16 | 8.5 | 16400 | 18400 | 112.2% | 2.24 | 0 | 10.5 |  |  |  | No | R-410A | 1.4417 | Residential & Commercial | Ducted CEE Tier 1